## Sheet 1
Manufacturer | Model | Acceptance Date | Purchase price
SATELEC | X-MIND | 2022-06-28 | 4000
CARBOLITE | SAFEAIR HEAT STREAM | 2021-07-09 | 400
PHYSIO CONTROL | LIFEPAK 1000 | 2019-07-30 | 1584
BIEN-AIR UK | MC3 | 2018-05-16 | 400
W&H UK LTD | SYNEA TA98L | 2017-01-30 | 450
KAVO | 2010 | 2016-02-01 | 700
W&H UK LTD | SYNEA TA-96L | 2010-10-12 | 450
KAVO | 650B | 2007-04-30 | 650
W&H UK LTD | 956LT | 2007-04-19 | 580
DE GOTZEN | SOFTLY 8 | 2006-08-03 | 350
W&H UK LTD | TREND HD43 | 2006-04-21 | 200
MEDIVANCE IN | VELOPEX-INTRA-X | 2005-07-27 | 1300
WELCH ALLYN | 53N00 (VSM 300) | 2005-03-31 | 5695
DURR DENTAL | VS300 TYPE 7123-01 | 2005-03-22 | 800
SDI LIMITED | RADII | 2005-01-12 | 550
DENTSPLY LTD | 67-0445 | 2004-10-05 | 100
J & S DAVIS | CURELUX CV80 | 2003-06-25 | 215
CARBOLITE | SAFE-AIR | 2003-05-15 | 90
CHILTERN MED | WISPA HIGH LIFT | 2002-06-27 | 1000
W&H UK LTD | MF-PERFECTA 9975 | 2001-05-03 | 500
ADEC DENTAL | 2562 | 2001-01-26 | 2814
ADEC DENTAL | 1040 | 2001-01-26 | 4473
ADEC DENTAL | 6300 | 2001-01-26 | 1199
BELMONT | DX073 | 2001-01-26 | 1895
CARBOLITE | SAFE-AIR | 1999-10-05 | 90
GN OTOMETRIC | AURICAL FREEFIT - BASE UNIT | 2014-06-09 | 7648.31
GN OTOMETRIC | AURICAL FREEFIT - REM HEADSET | 2014-06-09 | 3633.17
MEMO-INTERN | PMG-WGH-G-X-RAY-PREP-REC | 2009-06-02 | 0
SHIRE | SAX-6 | 2018-11-13 | 350
SHIRE | SAX-6 | 2009-06-02 | 350
SECA | 875 | 2022-01-11 | 149
PRECISION | CPX-A | 2018-11-13 | 350
SHIRE | SAX-6 | 2009-06-02 | 350
SHIRE | SAX-6 | 2009-06-02 | 350
SHIRE | SAX-6 | 2009-06-02 | 350
SHIRE | AREA ALARM | 2011-04-08 | 350
MILLENIUM | SIMPLEX | 2009-05-05 | 1592
BRACCO | PROTOCOL TOUCH | 2022-03-02 | 12285.71
SHIRE | SAX-6 | 2009-06-02 | 350
GE LIMITED | L4-20T-RS | 2022-05-23 | 7000
MEDI-PLINTH | BA03E | 2021-08-10 | 744
GENORAY CO. LTD. | OSCAR CLASSIC | 2021-07-02 | 40000
PHILIPS LTD | EPIQ 7C | 2021-04-08 | 62066.66
MARSDEN | M-420 | 2021-03-21 | 250
GE LIMITED | 12L-RS | 2020-08-17 | 5000
GE LIMITED | C1-5-RS | 2020-08-17 | 6000
GE LIMITED | 3SC-RS | 2020-08-17 | 6000
GE LIMITED | 3SC-RS | 2020-08-17 | 6000
GE LIMITED | C1-5-RS | 2020-08-17 | 6000
GE LIMITED | 12L-RS | 2020-08-17 | 5000
GE LIMITED | 3SC-RS | 2020-08-17 | 6000
GE LIMITED | C1-5-RS | 2020-08-17 | 6000
GE LIMITED | 12L-RS | 2020-08-17 | 5000
PIXIUM | PIXIUM 3543 EZ | 2020-07-23 | 60000
PHILIPS LTD | MOBILEDIAGNOST WDR | 2020-07-11 | 75000
GE LIMITED | VENUE GO R2 | 2020-06-26 | 35000
GE LIMITED | VENUE GO R2 | 2020-06-26 | 35000
GE LIMITED | VENUE R2.5 | 2020-06-26 | 37450
GE LIMITED | VENUE GO R2 | 2020-06-22 | 35000
GE LIMITED | C1-5-RS | 2020-06-22 | 6000
GE LIMITED | 12L-RS | 2020-06-22 | 5000
GE LIMITED | 3SC-RS | 2020-06-22 | 6000
DRGEM | TOPAZ-32D | 2020-06-19 | 90000
GE LIMITED | LOGIQ S8 | 2019-07-02 | 65000
GE LIMITED | M5SC-D | 2019-07-02 | 5000
GE LIMITED | C1-5-D | 2019-07-02 | 5000
GE LIMITED | ML6-15-D | 2019-07-02 | 5000
GE LIMITED | L8-18I | 2019-07-02 | 5000
GE LIMITED | 9L-D | 2019-07-02 | 5000
PHILIPS LTD | EFFICIA DFM100 | 2019-05-09 | 3699
COVIDIEN UK | GENIUS 3 | 2018-09-17 | 60
COVIDIEN UK | GENIUS 3 | 2018-09-17 | 60
MEDI-PLINTH | US03TE | 2016-03-04 | 800
MEDI-PLINTH | US03TE | 2015-12-23 | 1800
MEDI-PLINTH | US03TE | 2015-12-13 | 1800
DIAG. SONAR | SONARWARM | 2015-11-12 | 350
MINDRAY | VS-900 | 2015-09-29 | 1000
TOSHIBA MED | APLIO 400 | 2015-03-31 | 42320
DIAG. SONAR | SONARWARM | 2015-03-27 | 350
HOVERTECH | HTAIR2300-A | 2015-02-25 | 2000
HOVERTECH | HTAIR2300-A | 2015-02-25 | 2000
LIKO | VIKING M | 2013-03-26 | 350
DISTINCTIVE MEDICAL | 11494 | 2012-07-31 | 1190
BEAVER HEALT | MEDIPLINTH | 2011-11-14 | 750
SHIRE | AREA ALARM | 2011-04-08 | 350
THERAPY EQUIPMENT | DIAMOND RANGE HIGH | 2010-04-14 | 80
THERAPY EQUIPMENT | DIAMOND RANGE HIGH | 2010-04-14 | 80
THERAPY EQUIPMENT | DIAMOND RANGE HIGH | 2010-04-14 | 80
THERAPY EQUIPMENT | DIAMOND RANGE HIGH | 2010-04-14 | 80
THERAPY EQUIPMENT | DIAMOND RANGE HIGH | 2010-04-14 | 80
PROTOCOL | EZEM | 2010-03-31 | 4999
TOSHIBA MED | SSA-790A | 2009-12-24 | 91000
THERAPY EQUIPMENT | DIAMOND RANGE HIGH | 2009-02-09 | 139
GENLAB LTD | BRACCCO/40 | 2008-09-18 | 520
EAST HEALTH | HIGH-SUCTION | 2004-05-11 | 200
TOSHIBA MED | SSA 770A | 2003-08-19 | 120000
TOSHIBA MED | NEMIO 10 | 2003-04-03 | 30500
MEC CO. LTD | GASS4 BULLNOSE | 2002-06-20 | 40.6
HOSKINS | REHAB | 2002-02-01 | 1000
ELSCINT | SYNERGY-CFM | 2001-10-18 | 6000
EAST HEALTH | HIGH-SUCTION | 2001-08-16 | 200
NA | MEMO/GENERAL SUNDRIES | 2001-01-01 | 0
SONY | UP860CE | 1993-03-20 | 2500
MEMO-INTERN | PMG-WGH/X-RAY | 1986-08-01 | 0
SHIRE | SDX-15 | 2005-03-04 | 1267
A&D INSTRUMENTS | UA-767 | 2022-03-03 | 68
A&D INSTRUMENTS | UA-767 | 2022-03-03 | 68
WELCH ALLYN | GS 300 | 2022-03-03 | 0
WELCH ALLYN | GS 300 | 2022-03-03 | 0
A&D INSTRUMENTS | UA-767 | 2022-03-03 | 68
A&D INSTRUMENTS | UA-767 | 2022-03-03 | 68
WELCH ALLYN | GS 300 | 2022-03-03 | 0
PLINTH MEDICAL | 93G1 | 2022-03-03 | 1381.25
PLINTH MEDICAL | 93G1 | 2022-03-03 | 1381.25
WELCH ALLYN | GS 300 | 2022-03-03 | 0
SECA | 877 | 2021-03-21 | 250
COVIDIEN UK | GENIUS 3 | 2018-09-17 | 60
ELECTRO THERMAL | MH6616 | 2017-12-29 | 500
BRYMILL | CRY-AC | 2016-11-25 | 500
A&D INSTRUMENTS | RI-MAGIC | 2016-06-15 | 500
OMRON | M6 (HEM-7211-E8) | 2016-06-15 | 30
HEINE | HL1200 | 2016-06-15 | 500
BEAUMOND | BX4014-01 | 2014-12-10 | 700
ACCOSON LTD | FREESTYLE | 2014-12-10 | 50
MARSDEN | MS-4203 | 2014-06-23 | 250
OMRON | M6 (HEM-7001-E) | 2007-10-17 | 60
AKRON | A3281 | 2006-12-15 | 700
NA | MEMO/GENERAL SUNDRIES | 2006-03-20 | 0
AKRON | A3281 | 2005-11-28 | 700
AKRON | A3281 | 2005-11-28 | 700
SALTER | DUMBBELL 10KG | 2000-01-01 | 35
LEICA | DIAPLAN | 1989-06-05 | 13500
THERAPY EQUIPMENT | 5270 | 2022-01-18 | 169.58
PHILIPS LTD | INNOSPIRE DELUXE | 2021-10-21 | 105
PHILIPS LTD | INNOSPIRE DELUXE | 2021-10-21 | 105
PHILIPS LTD | INNOSPIRE DELUXE | 2021-10-21 | 105
PHILIPS LTD | INNOSPIRE DELUXE | 2021-10-21 | 105
OXFORD HOIST | OXF-SCALE-LP | 2021-04-01 | 996
OXFORD HOIST | PRESENCE | 2021-03-31 | 1443
PHILIPS LTD | INNOSPIRE DELUXE | 2021-02-11 | 62.5
PHILIPS LTD | INNOSPIRE DELUXE | 2021-02-11 | 62.5
PHILIPS LTD | INNOSPIRE DELUXE | 2021-02-11 | 62.5
PHILIPS LTD | INNOSPIRE DELUXE | 2021-02-11 | 62.5
F & P | AIRVO 2 | 2021-01-27 | 2475
F & P | AIRVO 2 | 2021-01-26 | 2475
F & P | AIRVO 2 | 2021-01-26 | 2475
COVIDIEN UK | GENIUS 3 | 2020-11-16 | 161
COVIDIEN UK | GENIUS 3 | 2020-11-16 | 161
COVIDIEN UK | GENIUS 3 | 2020-11-16 | 161
COVIDIEN UK | GENIUS 3 | 2020-11-16 | 161
COVIDIEN UK | GENIUS 3 | 2020-11-16 | 161
COVIDIEN UK | GENIUS 3 | 2020-11-16 | 161
COVIDIEN UK | GENIUS 3 | 2020-11-16 | 161
COVIDIEN UK | GENIUS 3 | 2020-11-16 | 161
COVIDIEN UK | GENIUS 3 | 2020-11-16 | 161
COVIDIEN UK | GENIUS 3 | 2020-11-16 | 161
PHILIPS LTD | INTELLIVUE MMX | 2020-11-09 | 1731.82
PHILIPS LTD | INTELLIVUE MMX | 2020-11-09 | 1731.82
PHILIPS LTD | INTELLIVUE MMX | 2020-11-09 | 1731.82
PHILIPS LTD | INTELLIVUE HEMODYNAMIC EXTENSION | 2020-11-09 | 1732
PHILIPS LTD | MX450 | 2020-11-06 | 3114.3
PHILIPS LTD | MX450 | 2020-11-06 | 3114.3
PHILIPS LTD | MX450 | 2020-11-06 | 3114.3
WELCH ALLYN | 75CX CONNEX | 2020-10-28 | 1999
WELCH ALLYN | 75CX CONNEX | 2020-10-28 | 1999
COVIDIEN UK | GENIUS 3 | 2020-09-03 | 161
COVIDIEN UK | GENIUS 3 | 2020-06-30 | 161
FRESENIUS KABI | AGILIA VP MC WIFI GB | 2020-03-03 | 300
FRESENIUS KABI | AGILIA VP MC WIFI GB | 2020-03-03 | 300
FRESENIUS KABI | AGILIA VP MC WIFI GB | 2020-03-03 | 300
FRESENIUS KABI | AGILIA VP MC WIFI GB | 2020-03-03 | 300
FRESENIUS KABI | AGILIA VP MC WIFI GB | 2020-03-03 | 300
FRESENIUS KABI | AGILIA SP MC WIFI | 2020-03-03 | 300
THERAPY EQUIPMENT | DIAMOND RANGE HIGH | 2020-01-20 | 100
PHILIPS LTD | EFFICIA DFM100 | 2019-05-13 | 3699
SECA | 959 | 2019-03-19 | 1000
COVIDIEN UK | GENIUS 3 | 2018-09-17 | 60
F & P | AIRVO 2 | 2018-07-16 | 1100
PHILIPS LTD | M3002A-X2 | 2018-03-08 | 5200
RESPIRONICS | V60 | 2016-11-25 | 11541.53
RESPIRONICS | V60 | 2016-11-25 | 11541.53
RESPIRONICS | V60 | 2016-11-25 | 11541.53
THERAPY EQUIPMENT | DIAMOND RANGE HIGH | 2016-09-29 | 100
MINDRAY | VS-900 | 2016-07-04 | 1000
MINDRAY | VS-900 | 2016-07-04 | 1000
MCUBE TECHNO | BIOCON-700 | 2015-04-15 | 5000
PHILIPS LTD | M3015A | 2015-02-11 | 2500
WELCH ALLYN | GS777 | 2015-01-15 | 500
SAPI MED | ECOLITE | 2014-12-11 | 750
PHILIPS LTD | M8002A | 2013-07-23 | 6730.75
WELCH ALLYN | 53N00 (VSM 300) | 2013-01-31 | 800
MARSDEN | MS-4203 | 2013-01-15 | 300
DISTINCTIVE MEDICAL | 11494 | 2012-07-31 | 1190
PHILIPS LTD | M3002A-X2 | 2012-06-12 | 2500
WELCH ALLYN | 71034 | 2012-04-18 | 200
MEDIX LTD | AC2000 | 2011-10-28 | 105
MEDIX LTD | AC2000 | 2011-10-26 | 105
PHILIPS LTD | M3002A-X2 | 2011-03-16 | 2500
WELCH ALLYN | 73324 | 2010-05-15 | 287.72
PHILIPS LTD | M8002A | 2010-03-30 | 6730.75
MARSDEN | MS-4203 | 2010-03-15 | 180
DATEX-OHMEDA | SUCTION CON | 2006-01-01 | 200
SPEIDEL & KE | MAXI STABIL 3 | 2004-06-16 | 152
SPEIDEL & KE | MAXI STABIL 3 | 2004-06-16 | 152
SPEIDEL & KE | MAXI STABIL 3 | 2004-06-16 | 152
MEDIC AID | PORTANEB | 2004-04-14 | 105
PHILIPS LTD | M8007A | 2004-03-02 | 7029
PHILIPS LTD | M8007A | 2004-02-23 | 7029
PHILIPS LTD | M8007A | 2004-02-23 | 7029
PHILIPS LTD | M4529A | 2002-09-18 | 799
EAST HEALTH | HIGH-SUCTION | 2001-11-30 | 200
MEDIC AID | PORTANEB | 2000-06-28 | 105
MEDIX LTD | ECONONEB | 2000-01-01 | 99
WELCH ALLYN | 73324 | 1998-11-03 | 287.72
SHIRE | AREA ALARM | 1998-06-08 | 350
NA | MEMO/GENERAL SUNDRIES | 1995-02-01 | 0
NORGREN MART | 20AG/4G | 1994-05-09 | 550
DATEX-OHMEDA | OHIO | 1994-05-06 | 200
DATEX-OHMEDA | OHIO | 1994-05-06 | 200
DATEX-OHMEDA | OHIO | 1994-05-06 | 200
DATEX-OHMEDA | OHIO | 1994-05-06 | 200
DATEX-OHMEDA | OHIO | 1994-05-06 | 200
DATEX-OHMEDA | OHIO | 1994-05-06 | 200
DATEX-OHMEDA | OHIO | 1994-05-06 | 200
DATEX-OHMEDA | OHIO | 1994-05-06 | 200
MEMO-INTERN | PMG-WGH/WATERSIDE | 1994-05-06 | 0
OCURA HEALTHCARE FURNITURE LIMITED | OCURA +02E | 2021-03-01 | 1030
OCURA HEALTHCARE FURNITURE LIMITED | OCURA +02E | 2021-03-01 | 1030
THERAPY EQUIPMENT | DIAMOND RANGE HIGH | 2019-05-31 | 80
COVIDIEN UK | GENIUS 3 | 2018-09-17 | 60
MINDRAY | VS-900 | 2018-06-22 | 1000
MCUBE TECHNO | BIOCON-700 | 2017-04-11 | 5026.25
DANTEC | DANFLOW 1000 | 2014-05-25 | 5000
DANTEC | DANFLOW 1000 | 2014-05-25 | 5000
HITACHI | AVIUS | 2013-04-15 | 17000
CHILTERN MED | WISPA 200LT | 2005-07-18 | 1090
EAST HEALTH | HIGH-SUCTION | 2004-07-07 | 200
EAST HEALTH | HIGH-SUCTION | 2004-07-07 | 200
DANTEC | URODYNE1000 | 2002-12-16 | 5000
DANTEC | URODYNE1000 | 2002-01-01 | 5000
NA | MEMO/GENERAL SUNDRIES | 1998-05-18 | 0
BARD LTD | BVI2500 | 1997-01-01 | 9987
THERAPY EQUIPMENT | DIAMOND RANGE HIGH | 2022-06-15 | 81
SALTER | 1180 WHDR | 2022-01-11 | 25
THERAPY EQUIPMENT | DIAMOND RANGE HIGH | 2021-12-20 | 69.5
THERAPY EQUIPMENT | DIAMOND RANGE HIGH | 2021-11-11 | 69.5
THERAPY EQUIPMENT | DIAMOND RANGE HIGH | 2021-11-11 | 69.5
COVIDIEN UK | GENIUS 3 | 2021-08-11 | 161
COVIDIEN UK | SCD 700 | 2021-07-01 | 0
COVIDIEN UK | SCD 700 | 2021-07-01 | 0
COVIDIEN UK | SCD 700 | 2021-07-01 | 0
COVIDIEN UK | SCD 700 | 2021-07-01 | 0
COVIDIEN UK | SCD 700 | 2021-06-30 | 0
COVIDIEN UK | SCD 700 | 2021-06-30 | 0
COVIDIEN UK | SCD 700 | 2021-06-30 | 0
COVIDIEN UK | SCD 700 | 2021-06-30 | 0
COVIDIEN UK | SCD 700 | 2021-06-30 | 0
COVIDIEN UK | SCD 700 | 2021-06-30 | 0
COVIDIEN UK | SCD 700 | 2021-06-30 | 0
COVIDIEN UK | SCD 700 | 2021-06-29 | 0
COVIDIEN UK | SCD 700 | 2021-06-28 | 0
COVIDIEN UK | SCD 700 | 2021-06-28 | 0
COVIDIEN UK | SCD 700 | 2021-06-28 | 0
COVIDIEN UK | SCD 700 | 2021-06-28 | 0
COVIDIEN UK | SCD 700 | 2021-06-28 | 0
COVIDIEN UK | SCD 700 | 2021-06-28 | 0
COVIDIEN UK | SCD 700 | 2021-06-28 | 0
COVIDIEN UK | SCD 700 | 2021-06-28 | 0
THERAPY EQUIPMENT | DIAMOND RANGE HIGH | 2021-06-17 | 69
THERAPY EQUIPMENT | DIAMOND RANGE HIGH | 2021-06-17 | 69
OXFORD HOIST | OXF-SCALE-LP | 2021-04-01 | 996
OXFORD HOIST | PRESENCE | 2021-03-31 | 1443
THERAPY EQUIPMENT | DIAMOND RANGE HIGH | 2021-02-24 | 67.5
THERAPY EQUIPMENT | DIAMOND RANGE HIGH | 2021-02-24 | 67.5
THERAPY EQUIPMENT | DIAMOND RANGE HIGH | 2021-01-13 | 67.5
PHILIPS LTD | INNOSPIRE DELUXE | 2020-12-22 | 105
PHILIPS LTD | INNOSPIRE DELUXE | 2020-12-22 | 105
COVIDIEN UK | GENIUS 3 | 2020-11-16 | 161
LIKO | 350 | 2020-09-04 | 1200
THERAPY EQUIPMENT | DIAMOND RANGE HIGH | 2020-09-03 | 67.5
FRESENIUS KABI | AGILIA SP MC WIFI | 2019-12-23 | 300
FRESENIUS KABI | AGILIA SP MC WIFI | 2019-12-23 | 300
FRESENIUS KABI | AGILIA VP MC WIFI GB | 2019-12-23 | 300
FRESENIUS KABI | AGILIA VP MC WIFI GB | 2019-12-23 | 300
FRESENIUS KABI | AGILIA VP MC WIFI GB | 2019-12-23 | 300
FRESENIUS KABI | AGILIA VP MC WIFI GB | 2019-12-23 | 300
FRESENIUS KABI | AGILIA VP MC WIFI GB | 2019-12-23 | 300
FRESENIUS KABI | AGILIA VP MC WIFI GB | 2019-12-23 | 300
THERAPY EQUIPMENT | DIAMOND RANGE HIGH | 2019-12-02 | 60
PHILIPS LTD | EFFICIA DFM100 | 2019-05-13 | 3699
CHILTERN MED | WISPA 100 PLUS | 2019-01-31 | 981
COVIDIEN UK | GENIUS 3 | 2018-09-17 | 60
COVIDIEN UK | GENIUS 3 | 2018-09-17 | 60
COVIDIEN UK | GENIUS 3 | 2018-09-17 | 60
COVIDIEN UK | GENIUS 3 | 2018-09-17 | 60
TENACORE | TCPF-510-0111-EDU | 2016-05-10 | 48
ARJO HUNTLEIGH | STEDY | 2015-12-15 | 700
MINDRAY | VS-900 | 2015-12-09 | 2000
MINDRAY | VS-900 | 2015-12-09 | 2000
VERNACARE | 599ZS001 | 2015-02-02 | 45
WELCH ALLYN | GS777 | 2015-01-15 | 500
ARJO HUNTLEIGH | STEDY | 2013-12-23 | 615
LIKO | LIKORALL 250 ES | 2012-08-15 | 6500
LIKO | LIKORALL 250 ES | 2012-08-01 | 1500
DISTINCTIVE MEDICAL | 11494 | 2012-07-31 | 1190
SECA | 959 | 2010-03-15 | 659
THERAPY EQUIPMENT | DIAMOND RANGE HIGH | 2009-04-06 | 139
LIKO | VIKING XL | 2009-04-02 | 12000
THERAPY EQUIPMENT | DIAMOND RANGE HIGH | 2008-09-16 | 139
THERAPY EQUIPMENT | 5055 | 2008-07-04 | 105.5
SPEIDEL & KE | MAXI STABIL 3 | 2008-03-14 | 85.85
THERAPY EQUIPMENT | DIAMOND RANGE HIGH | 2007-09-18 | 139
THERAPY EQUIPMENT | MEDI REG | 2007-01-15 | 60
GE LIMITED | MAC1200 | 2006-05-11 | 3994.98
SHIRE | AREA ALARM | 2006-01-01 | 0
NELLCOR | N-550 | 2005-02-17 | 1600
SPEIDEL & KE | MAXI STABIL 3 | 2004-04-27 | 75
LIKO | GOLVO7007ES | 2003-08-11 | 5323.95
EAST HEALTH | HIGH-SUCTION | 2003-01-30 | 200
NA | MEMO/GENERAL SUNDRIES | 2001-01-01 | 0
EAST HEALTH | HIGH-SUCTION | 1999-07-26 | 200
CHILTERN MED | WISPA TURBO | 1998-07-17 | 981
CHILTERN MED | WISPA TURBO | 1998-07-17 | 981
EAST HEALTH | HIGH-SUCTION | 1998-01-09 | 200
DATEX-OHMEDA | MK3/4 | 1986-09-01 | 200
DATEX-OHMEDA | MK3/4 | 1986-09-01 | 200
DATEX-OHMEDA | MK3/4 | 1986-09-01 | 200
DATEX-OHMEDA | MK3/4 | 1986-09-01 | 200
DATEX-OHMEDA | SUCTION CON | 1986-09-01 | 200
MEMO-INTERN | PMG-WGH/UPHILL | 1986-08-01 | 0
ACCOSON LTD | HOSPITAL | 1980-01-01 | 35
OXFORD HOIST | OXF-SCALE-LP | 2021-04-01 | 996
OXFORD HOIST | PRESENCE | 2021-03-31 | 1443
THERAPY EQUIPMENT | 5055 | 2021-03-23 | 130
COVIDIEN UK | GENIUS 3 | 2021-03-05 | 161
COVIDIEN UK | GENIUS 3 | 2021-01-14 | 161
ARCOMED | SYRAMED µSP6000 CHROMA | 2020-08-06 | 1500
PHILIPS LTD | EFFICIA DFM100 PACED | 2020-07-08 | 4629
FRESENIUS KABI | AGILIA SP MC WIFI | 2020-01-16 | 300
FRESENIUS KABI | AGILIA VP MC WIFI GB | 2019-12-10 | 300
PHILIPS LTD | EFFICIA DFM100 | 2019-06-07 | 3699
PHILIPS LTD | EFFICIA DFM100 | 2019-06-07 | 3699
PHILIPS LTD | EFFICIA DFM100 PACED | 2019-05-09 | 4629
COVIDIEN UK | GENIUS 3 | 2018-09-17 | 60
PHYSIO CONTROL | LIFEPAK 20E | 2017-07-20 | 4741.2
WELCH ALLYN | DURASHOCK | 2015-11-26 | 60
MINDRAY | VS-900 | 2015-11-25 | 2000
ZOLL MEDICAL | AED+ | 2015-06-12 | 1100
ZOLL MEDICAL | AED+ | 2015-06-12 | 1100
ARJO HUNTLEIGH | STEDY | 2013-12-23 | 615
LIKO | VIKING M | 2013-06-21 | 1656
WELCH ALLYN | DURASHOCK | 2012-09-05 | 55
WELCH ALLYN | DURASHOCK | 2012-09-05 | 55
WELCH ALLYN | DURASHOCK | 2012-09-05 | 55
WELCH ALLYN | DURASHOCK | 2012-09-05 | 55
WELCH ALLYN | DURASHOCK | 2012-09-05 | 55
WELCH ALLYN | DURASHOCK | 2012-09-05 | 55
DISTINCTIVE MEDICAL | 11494 | 2012-07-31 | 1190
WELCH ALLYN | 53N00 (VSM 300) | 2009-05-06 | 995
LIKO | LIKORALL 242 S | 2007-04-18 | 10000
SPEIDEL & KE | MAXI STABIL 3 | 2004-06-28 | 75
SPEIDEL & KE | MAXI STABIL 3 | 2004-06-28 | 75
NA | MEMO/GENERAL SUNDRIES | 1992-01-01 | 0
LAERDAL | HEARTSIM2000 | 1989-01-01 | 2255
JVC | HRD120EK | 1986-08-06 | 200
JVC | HRD120EK | 1986-08-05 | 200
SHENZHEN CREATIVE INDUSTRY | FMS VUE | 2022-05-26 | 7500
DRAEGER | VAPOR 3000 SEVO | 2022-03-31 | 2500
DRAEGER | VAPOR 3000 SEVO | 2022-03-31 | 2500
DRAEGER | VAPOR 3000 SEVO | 2022-03-31 | 2500
DRAEGER | VAPOR 3000 SEVO | 2022-03-31 | 2500
DRAEGER | VAPOR 3000 SEVO | 2022-03-31 | 2500
DRAEGER | VAPOR 3000 SEVO | 2022-03-31 | 2500
DRAEGER | VAPOR 3000 SEVO | 2022-03-31 | 2500
AIRCRAFT MEDICAL | MCGRATH MAC | 2022-03-14 | 1600
AIRCRAFT MEDICAL | MCGRATH MAC | 2022-03-14 | 1600
BK MEDICAL | 2300 | 2022-03-08 | 86492
EMS | SWISS LITHOCAST MASTER | 2021-10-07 | 10000
THERAPY EQUIPMENT | ZZSUCTION | 2021-10-05 | 220
COVIDIEN UK | GENIUS 3 | 2021-08-05 | 161
THERAPY EQUIPMENT | 5250/AIR | 2021-07-22 | 136
THERAPY EQUIPMENT | 5250/AIR | 2021-07-22 | 136
COVIDIEN UK | SCD 700 | 2021-06-30 | 0
COVIDIEN UK | SCD 700 | 2021-06-30 | 0
COVIDIEN UK | SCD 700 | 2021-06-30 | 0
COVIDIEN UK | SCD 700 | 2021-06-29 | 0
COVIDIEN UK | SCD 700 | 2021-06-29 | 0
COVIDIEN UK | SCD 700 | 2021-06-29 | 0
COVIDIEN UK | SCD 700 | 2021-06-29 | 0
COVIDIEN UK | SCD 700 | 2021-06-29 | 0
COVIDIEN UK | SCD 700 | 2021-06-29 | 0
COVIDIEN UK | SCD 700 | 2021-06-28 | 0
COVIDIEN UK | SCD 700 | 2021-06-28 | 0
COVIDIEN UK | SCD 700 | 2021-06-28 | 0
COVIDIEN UK | SCD 700 | 2021-06-28 | 0
THERAPY EQUIPMENT | DIAMOND RANGE HIGH | 2021-06-25 | 69
DRAEGER | D-VAPOR | 2021-06-07 | 2000
DEPUY SYNTHES LTD | FMS VUE 2 | 2021-05-11 | 7557
CONMED | VC220 | 2020-11-26 | 1000
CONMED | VC220 | 2020-11-26 | 1000
CONMED | VC220 | 2020-11-26 | 1000
CONMED | VC220 | 2020-11-26 | 1000
THERAPY EQUIPMENT | DIAMOND RANGE HIGH (REMOTE) | 2020-09-21 | 184.46
THERAPY EQUIPMENT | DIAMOND RANGE HIGH | 2020-09-15 | 67.5
ARCOMED | SYRAMED µSP6000 CHROMA | 2020-08-06 | 1500
ARCOMED | SYRAMED µSP6000 CHROMA | 2020-08-06 | 1500
ARCOMED | SYRAMED µSP6000 CHROMA | 2020-08-06 | 1500
ARCOMED | SYRAMED µSP6000 CHROMA | 2020-08-06 | 1500
ARCOMED | SYRAMED µSP6000 CHROMA | 2020-08-05 | 1500
ARCOMED | SYRAMED µSP6000 CHROMA | 2020-08-05 | 1500
ARCOMED | SYRAMED µSP6000 CHROMA | 2020-08-05 | 1500
ARCOMED | SYRAMED µSP6000 CHROMA | 2020-08-05 | 1500
ARCOMED | SYRAMED µSP6000 CHROMA | 2020-08-05 | 1500
ARCOMED | SYRAMED µSP6000 CHROMA | 2020-08-05 | 1500
ARCOMED | SYRAMED µSP6000 CHROMA | 2020-08-05 | 1500
ARCOMED | SYRAMED µSP6000 CHROMA | 2020-08-05 | 1500
ARCOMED | SYRAMED µSP6000 CHROMA | 2020-08-05 | 1500
WELCH ALLYN | 73324 | 2020-07-13 | 100
WELCH ALLYN | 73324 | 2020-07-06 | 55
WELCH ALLYN | 73324 | 2020-07-06 | 55
WELCH ALLYN | 73324 | 2020-07-06 | 55
STRYKER | 7110-120-000 | 2020-06-08 | 2500
MASIMO UK | ROOT | 2020-05-05 | 165
THERAPY EQUIPMENT | DIAMOND RANGE HIGH | 2020-04-16 | 60
THERAPY EQUIPMENT | DIAMOND RANGE HIGH | 2020-04-16 | 60
DRAEGER | D-VAPOR | 2020-04-02 | 2000
DRAEGER | D-VAPOR | 2020-04-02 | 2000
DRAEGER | D-VAPOR | 2020-04-02 | 2000
DRAEGER | D-VAPOR | 2020-04-02 | 2000
DRAEGER | VAPOR 3000 ISO | 2020-04-02 | 2000
DRAEGER | VAPOR 3000 ISO | 2020-04-02 | 2000
DRAEGER | VAPOR 3000 ISO | 2020-04-02 | 2000
DRAEGER | VAPOR 3000 ISO | 2020-04-02 | 2000
DRAEGER | VAPOR 3000 ISO | 2020-04-02 | 2000
DRAEGER | VAPOR 3000 ISO | 2020-04-02 | 2000
DRAEGER | VAPOR 3000 ISO | 2020-04-02 | 2000
THERAPY EQUIPMENT | DIAMOND RANGE HIGH | 2020-04-01 | 60
DRAEGER | PERSEUS A500 | 2020-03-31 | 26000
DRAEGER | PERSEUS A500 | 2020-03-31 | 26000
DRAEGER | PERSEUS A500 | 2020-03-31 | 26000
DRAEGER | PERSEUS A500 | 2020-03-31 | 26000
DRAEGER | PERSEUS A500 | 2020-03-31 | 26000
DRAEGER | PERSEUS A500 | 2020-03-31 | 26000
DRAEGER | PERSEUS A500 | 2020-03-31 | 26000
FRESENIUS KABI | AGILIA SP MC WIFI | 2019-12-23 | 300
FRESENIUS KABI | AGILIA SP MC WIFI | 2019-12-23 | 300
FRESENIUS KABI | AGILIA SP MC WIFI | 2019-12-23 | 300
FRESENIUS KABI | AGILIA SP MC WIFI | 2019-12-23 | 300
FRESENIUS KABI | AGILIA SP MC WIFI | 2019-12-23 | 300
FRESENIUS KABI | AGILIA SP MC WIFI | 2019-12-23 | 300
FRESENIUS KABI | AGILIA SP MC WIFI | 2019-12-23 | 300
FRESENIUS KABI | AGILIA SP MC WIFI | 2019-12-23 | 300
FRESENIUS KABI | AGILIA SP MC WIFI | 2019-12-23 | 300
FRESENIUS KABI | AGILIA SP MC WIFI | 2019-12-23 | 300
FRESENIUS KABI | AGILIA VP MC WIFI GB | 2019-12-23 | 300
FRESENIUS KABI | AGILIA VP MC WIFI GB | 2019-12-23 | 300
ETHICON ENDO | ULTRADRIVE 3 | 2019-11-21 | 50000
HEMOCUE | HB201+ | 2019-10-28 | 500
ARTHREX INC | COMPACTCART | 2019-08-28 | 4344
BARCO LTD | MDSC-8232 PLUS DECODER | 2019-08-28 | 8422
ARTHREX INC | SYNERGY UHD4 MATRIX | 2019-08-28 | 25000
ARTHREX INC | SYNERGY INSUFFLATOR | 2019-08-28 | 5462
SONY | UP-DR80MD | 2019-08-28 | 1786.37
SAMSUNG | GALAXY TAB A 10.1 INCH | 2019-08-28 | 3460
ARTHREX INC | 4K SYNERGY UHD4 | 2019-08-28 | 7980
THERAPY EQUIPMENT | DIAMOND RANGE HIGH | 2019-08-28 | 123.5
ARTHREX INC | COMPACTCART | 2019-08-28 | 4344
BARCO LTD | MDSC-8232 PLUS DECODER | 2019-08-28 | 8422
ARTHREX INC | SYNERGY UHD4 MATRIX | 2019-08-28 | 25000
ARTHREX INC | SYNERGY INSUFFLATOR | 2019-08-28 | 5462
SONY | UP-DR80MD | 2019-08-28 | 1786.37
SAMSUNG | GALAXY TAB A 10.1 INCH | 2019-08-28 | 3460
ARTHREX INC | 4K SYNERGY UHD4 | 2019-08-28 | 7980
ARTHREX INC | COMPACTCART | 2019-08-28 | 4344
BARCO LTD | MDSC-8232 PLUS DECODER | 2019-08-28 | 8422
ARTHREX INC | SYNERGY UHD4 MATRIX | 2019-08-28 | 25000
ARTHREX INC | SYNERGY INSUFFLATOR | 2019-08-28 | 5462
SONY | UP-DR80MD | 2019-08-28 | 1786.37
SAMSUNG | GALAXY TAB A 10.1 INCH | 2019-08-28 | 3460
ARTHREX INC | 4K SYNERGY UHD4 | 2019-08-28 | 7980
ARTHREX INC | COMPACTCART | 2019-08-28 | 4344
BARCO LTD | MDSC-8232 PLUS DECODER | 2019-08-28 | 8422
ARTHREX INC | SYNERGY UHD4 MATRIX | 2019-08-28 | 25000
ARTHREX INC | SYNERGY INSUFFLATOR | 2019-08-28 | 5462
SONY | UP-DR80MD | 2019-08-28 | 1786.37
SAMSUNG | GALAXY TAB A 10.1 INCH | 2019-08-28 | 3460
ARTHREX INC | 4K SYNERGY UHD4 | 2019-08-28 | 7980
KCI MEDICAL | 60400 | 2019-01-25 | 1000
KCI MEDICAL | 60400 | 2018-11-20 | 1000
KCI MEDICAL | 60400 | 2018-11-20 | 1000
COVIDIEN UK | GENIUS 3 | 2018-09-17 | 60
COVIDIEN UK | GENIUS 3 | 2018-09-17 | 60
COVIDIEN UK | GENIUS 3 | 2018-09-17 | 60
COVIDIEN UK | GENIUS 3 | 2018-09-17 | 60
CONMED | DR502 | 2018-09-06 | 15000
CONMED | MEDXCHANGE | 2018-09-06 | 5300
DRAEGER | D-VAPOR | 2018-08-22 | 2000
KCI MEDICAL | 60400 | 2018-07-31 | 1000
KCI MEDICAL | 60400 | 2018-07-31 | 1000
KCI MEDICAL | 60400 | 2018-07-31 | 1000
KCI MEDICAL | 60400 | 2018-07-31 | 1000
KCI MEDICAL | 60400 | 2018-07-31 | 1000
IDOMAN TEORANTA | THERMOBLATE EAS | 2018-07-11 | 500
IDOMAN TEORANTA | THERMOBLATE EAS | 2018-07-11 | 500
IDOMAN TEORANTA | THERMOBLATE EAS | 2018-06-27 | 500
PHILIPS LTD | MX800 | 2018-06-04 | 9000
MASIMO UK | RADICAL-7 | 2018-05-15 | 500
MASIMO UK | RADICAL-7 | 2018-05-15 | 500
MASIMO UK | ROOT | 2018-05-15 | 3000
MASIMO UK | ROOT | 2018-05-15 | 3000
MASIMO UK | RADICAL-7 | 2018-05-15 | 500
MAQUET (UK) | 1133.22B5 | 2018-05-09 | 42000
MAQUET (UK) | 1133.12B3 | 2018-05-09 | 42000
KCI MEDICAL | 60400 | 2018-04-25 | 1000
KCI MEDICAL | 60400 | 2018-04-25 | 1000
KCI MEDICAL | 60400 | 2018-04-25 | 1000
KCI MEDICAL | 60400 | 2018-03-28 | 1000
PHILIPS LTD | M3002A-X2 | 2018-03-08 | 5200
PHILIPS LTD | MX400 | 2018-03-08 | 5200
PHILIPS LTD | M3002A-X2 | 2018-03-08 | 5200
KCI MEDICAL | 60400 | 2018-03-05 | 1000
KCI MEDICAL | 60400 | 2018-02-14 | 1000
SONY | UP-DR80MD | 2018-02-01 | 2000
KCI MEDICAL | 60400 | 2018-01-29 | 1000
KCI MEDICAL | 60400 | 2018-01-20 | 1000
KCI MEDICAL | 60400 | 2018-01-12 | 1000
COVIDIEN UK | SCD EXPRESS | 2017-12-29 | 800
KCI MEDICAL | 60400 | 2017-12-04 | 1000
STRYKER | 5920-011-000 | 2017-06-02 | 2000
STRYKER | 5920-011-000 | 2017-06-02 | 2000
STRYKER | 5920-011-000 | 2017-06-02 | 2000
STRYKER | 5920-011-000 | 2017-06-02 | 2000
STRYKER | 5920-011-000 | 2017-06-02 | 2000
STRYKER | 5400-050-000 | 2017-05-26 | 2500
STRYKER | 7110-120-000 | 2017-05-26 | 2500
STRYKER | 7110-120-000 | 2017-05-26 | 2500
PHILIPS LTD | M3002A-X2 | 2017-04-01 | 3500
OLYMPUS | RIGID ENDOSCOPE - OLYMPUS | 2017-03-21 | 2500
HEMOCUE | HB201+ | 2017-03-17 | 500
DRAEGER | D-VAPOR | 2017-03-03 | 2000
OLYMPUS | RIGID ENDOSCOPE - OLYMPUS | 2017-02-06 | 2500
MEDTRONIC | SCD 700 | 2016-12-12 | 250
MEDTRONIC | SCD 700 | 2016-12-12 | 250
3M HEALTH C | 775 BAIR HUGGER | 2016-07-26 | 1000
3M HEALTH C | 775 BAIR HUGGER | 2016-07-01 | 1000
3M HEALTH C | 775 BAIR HUGGER | 2016-07-01 | 1000
AMBU LTD | AVIEW | 2016-06-21 | 900
3M HEALTH C | 775 BAIR HUGGER | 2016-06-10 | 1000
3M HEALTH C | 775 BAIR HUGGER | 2016-06-10 | 1000
3M HEALTH C | 775 BAIR HUGGER | 2016-06-10 | 1000
3M HEALTH C | 775 BAIR HUGGER | 2016-06-10 | 1000
3M HEALTH C | 775 BAIR HUGGER | 2016-06-10 | 1000
3M HEALTH C | 775 BAIR HUGGER | 2016-06-10 | 1000
3M HEALTH C | 775 BAIR HUGGER | 2016-06-10 | 1000
3M HEALTH C | 775 BAIR HUGGER | 2016-06-10 | 1000
DRAEGER | D-VAPOR | 2016-05-27 | 2000
LTE | LK/SWC/01/1 | 2016-04-13 | 1966
ORGANON LTD | TOF WATCH | 2016-02-29 | 1500
ORGANON LTD | TOF WATCH | 2016-02-29 | 1500
ORGANON LTD | TOF WATCH | 2016-02-29 | 1500
ORGANON LTD | TOF WATCH | 2016-02-29 | 1500
DESOUTTER MEDICAL | BC-700 | 2015-11-18 | 1000
OLYMPUS | RIGID ENDOSCOPE - OLYMPUS | 2015-05-12 | 2200
LAERDAL | LSU-2 | 2015-05-01 | 680
LAERDAL | LSU-2 | 2015-05-01 | 680
LAERDAL | LSU-2 | 2015-05-01 | 680
HOVERTECH | HTAIR2300-A | 2015-02-25 | 2000
SONY | UP-DR80MD | 2015-01-22 | 2000
OLYMPUS | RIGID ENDOSCOPE - OLYMPUS | 2015-01-22 | 2200
OLYMPUS | RIGID ENDOSCOPE - OLYMPUS | 2015-01-22 | 2200
OLYMPUS | RIGID ENDOSCOPE - OLYMPUS | 2015-01-22 | 2200
OLYMPUS | RIGID ENDOSCOPE - OLYMPUS | 2015-01-22 | 2200
OLYMPUS | RIGID ENDOSCOPE - OLYMPUS | 2015-01-22 | 2200
OLYMPUS | RIGID ENDOSCOPE - OLYMPUS | 2015-01-22 | 2200
OLYMPUS | RIGID ENDOSCOPE - OLYMPUS | 2015-01-22 | 2200
OLYMPUS | RIGID ENDOSCOPE - OLYMPUS | 2015-01-22 | 2200
OLYMPUS | RIGID ENDOSCOPE - OLYMPUS | 2015-01-22 | 2200
OLYMPUS | RIGID ENDOSCOPE - OLYMPUS | 2015-01-22 | 2200
OLYMPUS | RIGID ENDOSCOPE - OLYMPUS | 2015-01-22 | 2200
OLYMPUS | RIGID ENDOSCOPE - OLYMPUS | 2015-01-22 | 2200
OLYMPUS | RIGID ENDOSCOPE - OLYMPUS | 2015-01-22 | 2200
OLYMPUS | RIGID ENDOSCOPE - OLYMPUS | 2015-01-22 | 2200
OLYMPUS | RIGID ENDOSCOPE - OLYMPUS | 2015-01-22 | 2200
OLYMPUS | RIGID ENDOSCOPE - OLYMPUS | 2015-01-22 | 2200
OLYMPUS | RIGID ENDOSCOPE - OLYMPUS | 2015-01-22 | 2200
OLYMPUS | RIGID ENDOSCOPE - OLYMPUS | 2015-01-22 | 2200
OLYMPUS | RIGID ENDOSCOPE - OLYMPUS | 2015-01-22 | 2200
OLYMPUS | RIGID ENDOSCOPE - OLYMPUS | 2015-01-01 | 2500
OLYMPUS | RIGID ENDOSCOPE - OLYMPUS | 2015-01-01 | 2500
OLYMPUS | RIGID ENDOSCOPE - OLYMPUS | 2015-01-01 | 2500
CANON | POWERSHOT SX510HS | 2014-10-12 | 150
THERAPY EQUIPMENT | TWIN DIAMOND (H2/HI) | 2014-07-21 | 300
DESOUTTER MEDICAL | BC-700 | 2014-06-23 | 1000
OLYMPUS | RIGID ENDOSCOPE - OLYMPUS | 2014-05-19 | 2500
CHEETAH MEDI | NICOM RELIANT | 2014-05-08 | 4995
AIRCRAFT MEDICAL | MCGRATH MAC | 2014-02-17 | 1700
ARTHROCARE C | QUANTUM 2 | 2014-01-09 | 6000
LINVATEC UK | D3000I | 2014-01-09 | 9000
OLYMPUS | RIGID ENDOSCOPE - OLYMPUS | 2014-01-01 | 5000
OLYMPUS | RIGID ENDOSCOPE - OLYMPUS | 2014-01-01 | 2500
OLYMPUS | RIGID ENDOSCOPE - OLYMPUS | 2014-01-01 | 3000
OLYMPUS | RIGID ENDOSCOPE - OLYMPUS | 2014-01-01 | 2500
OLYMPUS | RIGID ENDOSCOPE - OLYMPUS | 2014-01-01 | 2500
OLYMPUS | RIGID ENDOSCOPE - OLYMPUS | 2013-11-15 | 1700
OLYMPUS | RIGID ENDOSCOPE - OLYMPUS | 2013-08-07 | 1700
OLYMPUS | RIGID ENDOSCOPE - OLYMPUS | 2013-08-07 | 1700
OLYMPUS | RIGID ENDOSCOPE - OLYMPUS | 2013-08-01 | 2500
SONY | UP-DR80MD | 2013-06-27 | 2000
OLYMPUS | RIGID ENDOSCOPE - OLYMPUS | 2013-05-07 | 3600
CAREFUSION | ALARIS PK | 2013-02-14 | 3000
OLYMPUS | RIGID ENDOSCOPE - OLYMPUS | 2013-01-23 | 3600
OLYMPUS | RIGID ENDOSCOPE - OLYMPUS | 2013-01-14 | 2500
DRAEGER | D-VAPOR | 2013-01-08 | 2000
OLYMPUS | RIGID ENDOSCOPE - OLYMPUS | 2013-01-07 | 2500
OLYMPUS | RIGID ENDOSCOPE - OLYMPUS | 2012-12-24 | 3600
OLYMPUS | RIGID ENDOSCOPE - OLYMPUS | 2012-11-25 | 2500
OLYMPUS | RIGID ENDOSCOPE - OLYMPUS | 2012-11-23 | 2500
OLYMPUS | RIGID ENDOSCOPE - OLYMPUS | 2012-11-23 | 2500
OLYMPUS | RIGID ENDOSCOPE - OLYMPUS | 2012-11-23 | 2500
OLYMPUS | RIGID ENDOSCOPE - OLYMPUS | 2012-11-23 | 2500
OLYMPUS | UES-40 | 2012-10-30 | 5000
PHILIPS LTD | M3015A | 2012-06-21 | 2500
PHILIPS LTD | M3002A-X2 | 2012-06-12 | 2500
PHILIPS LTD | M3002A-X2 | 2012-06-12 | 2500
J&J | GEN 11 | 2012-03-29 | 5000
ARIZANT UK | 505 | 2012-03-16 | 1700
OLYMPUS | UES-40 | 2012-03-16 | 5000
OLYMPUS | UES-40 | 2012-03-16 | 5000
OLYMPUS | UES-40 | 2012-03-16 | 5000
OLYMPUS | RIGID ENDOSCOPE - OLYMPUS | 2012-01-01 | 2500
OLYMPUS | RIGID ENDOSCOPE - OLYMPUS | 2012-01-01 | 2500
OLYMPUS | RIGID ENDOSCOPE - OLYMPUS | 2012-01-01 | 2500
OLYMPUS | RIGID ENDOSCOPE - OLYMPUS | 2012-01-01 | 2500
OLYMPUS | RIGID ENDOSCOPE - OLYMPUS | 2012-01-01 | 3000
OLYMPUS | RIGID ENDOSCOPE - OLYMPUS | 2012-01-01 | 2200
DESOUTTER MEDICAL | KDX-600 | 2011-12-22 | 4542
DESOUTTER MEDICAL | KDX-600 | 2011-12-22 | 4542
DESOUTTER MEDICAL | MDX-610 | 2011-12-22 | 4653
DESOUTTER MEDICAL | MDX-610 | 2011-12-22 | 4653
DESOUTTER MEDICAL | MDX-610 | 2011-12-22 | 4653
CME MEDICAL | BODYGUARD 545 CHARGER | 2011-05-01 | 579.5
CME MEDICAL | BODYGUARD 545 CHARGER | 2011-05-01 | 579.5
CME MEDICAL | BODYGUARD 545 | 2011-05-01 | 1000
CME MEDICAL | BODYGUARD 545 | 2011-05-01 | 1000
CME MEDICAL | BODYGUARD 545 | 2011-05-01 | 1000
CME MEDICAL | BODYGUARD 545 CHARGER | 2011-05-01 | 579.5
CONMED | RIGID ENDOSCOPE - CONMED | 2011-04-01 | 2500
OLYMPUS | RIGID ENDOSCOPE - OLYMPUS | 2011-04-01 | 2500
OLYMPUS | RIGID ENDOSCOPE - OLYMPUS | 2011-04-01 | 2500
OLYMPUS | RIGID ENDOSCOPE - OLYMPUS | 2011-04-01 | 2500
WELCH ALLYN | 73324 | 2011-03-10 | 55
POLYMEDIC | POLYSTIM | 2011-03-01 | 200
POLYMEDIC | POLYSTIM | 2011-03-01 | 200
OLYMPUS | RIGID ENDOSCOPE - OLYMPUS | 2011-02-18 | 2500
OLYMPUS | RIGID ENDOSCOPE - OLYMPUS | 2011-02-18 | 2500
OLYMPUS | RIGID ENDOSCOPE - OLYMPUS | 2011-02-18 | 2500
OLYMPUS | RIGID ENDOSCOPE - OLYMPUS | 2011-02-18 | 2500
OLYMPUS | RIGID ENDOSCOPE - OLYMPUS | 2011-02-18 | 2500
OLYMPUS | RIGID ENDOSCOPE - OLYMPUS | 2011-02-18 | 2500
OLYMPUS | RIGID ENDOSCOPE - OLYMPUS | 2011-02-18 | 2500
OLYMPUS | RIGID ENDOSCOPE - OLYMPUS | 2011-02-18 | 2500
CONMED | VP4726 | 2011-02-10 | 4000
STRYKER | RIGID ENDOSCOPE - STRYKER | 2010-12-31 | 2500
OLYMPUS | RIGID ENDOSCOPE - OLYMPUS | 2010-12-31 | 2500
OLYMPUS | RIGID ENDOSCOPE - OLYMPUS | 2010-12-31 | 2500
OLYMPUS | RIGID ENDOSCOPE - OLYMPUS | 2010-12-31 | 2500
OLYMPUS | RIGID ENDOSCOPE - OLYMPUS | 2010-12-31 | 2500
STRYKER | RIGID ENDOSCOPE - STRYKER | 2010-12-31 | 2500
OLYMPUS | RIGID ENDOSCOPE - OLYMPUS | 2010-12-31 | 2500
OLYMPUS | RIGID ENDOSCOPE - OLYMPUS | 2010-12-31 | 2500
OLYMPUS | RIGID ENDOSCOPE - OLYMPUS | 2010-12-31 | 2500
PHILIPS LTD | M3015A | 2010-10-05 | 2800
OLYMPUS | RIGID ENDOSCOPE - OLYMPUS | 2010-10-01 | 2500
OLYMPUS | RIGID ENDOSCOPE - OLYMPUS | 2010-07-27 | 2500
ARTHROCARE C | QUANTUM 2 | 2010-05-07 | 6000
CONMED | IM4000 | 2010-04-26 | 22000
CONMED | IM4000 | 2010-04-26 | 22000
CONMED | VP8501 | 2010-04-26 | 6000
CONMED | LS7700 | 2010-04-26 | 10000
CONMED | IM4121 | 2010-04-26 | 0
CONMED | IM4121 | 2010-04-26 | 0
CONMED | IM4120 | 2010-04-26 | 0
CONMED | IM4120 | 2010-04-26 | 0
DESOUTTER MEDICAL | KDX-600 | 2010-04-19 | 4542
DESOUTTER MEDICAL | MDX-610 | 2010-04-19 | 4653
DESOUTTER MEDICAL | KDX-600 | 2010-04-19 | 4542
DESOUTTER MEDICAL | TDZ-450 | 2010-04-19 | 4347
DESOUTTER MEDICAL | TDZ-450 | 2010-04-19 | 4347
DESOUTTER MEDICAL | MDX-610 | 2010-04-19 | 4653
DESOUTTER MEDICAL | KDX-600 | 2010-04-19 | 4542
CONMED | DR502 | 2010-04-19 | 1500
DESOUTTER MEDICAL | TDZ-450 | 2010-04-19 | 4347
CONMED | LS7700 | 2010-04-16 | 10000
CONMED | VP8501 | 2010-04-16 | 6000
OLYMPUS | RIGID ENDOSCOPE - OLYMPUS | 2010-04-01 | 2500
PHILIPS LTD | M8002A | 2010-03-30 | 6730.75
PHILIPS LTD | M8002A | 2010-03-30 | 6730.75
PHILIPS LTD | M8002A | 2010-03-30 | 6730.75
TERAOKA | DS-500 | 2010-03-15 | 180
TERAOKA | DS-500 | 2010-03-15 | 180
TERAOKA | DS-500 | 2010-03-15 | 180
OLYMPUS | RIGID ENDOSCOPE - OLYMPUS | 2010-03-01 | 2500
OLYMPUS | RIGID ENDOSCOPE - OLYMPUS | 2010-03-01 | 2500
OLYMPUS | RIGID ENDOSCOPE - OLYMPUS | 2010-02-02 | 2500
OLYMPUS | RIGID ENDOSCOPE - OLYMPUS | 2010-01-01 | 2500
OLYMPUS | RIGID ENDOSCOPE - OLYMPUS | 2010-01-01 | 2500
OLYMPUS | RIGID ENDOSCOPE - OLYMPUS | 2010-01-01 | 2500
OLYMPUS | RIGID ENDOSCOPE - OLYMPUS | 2010-01-01 | 2500
OLYMPUS | RIGID ENDOSCOPE - OLYMPUS | 2010-01-01 | 2500
PHILIPS LTD | M1008B | 2009-12-15 | 1887
DEPUY SYNTHES LTD | PLEASE ENTER MODEL! (870) | 2009-10-22 | 3000
MAQUET (UK) | 1133.12B3 | 2009-05-01 | 42000
PHILIPS LTD | M3001A | 2009-03-26 | 2810
THERAPY EQUIPMENT | DIAMOND RANGE HIGH | 2009-02-13 | 139
OLYMPUS | RIGID ENDOSCOPE - OLYMPUS | 2009-01-01 | 2500
VBM | MANUJET III | 2008-11-05 | 389
PHILIPS LTD | M3000A | 2008-10-08 | 2810
COVIDIEN UK | SCD EXPRESS | 2008-08-26 | 800
SAFETY MEDIC | 10 WAY | 2008-07-15 | 1000
SAFETY MEDIC | 10 WAY | 2008-07-14 | 1000
SAFETY MEDIC | 10 WAY | 2008-07-14 | 725
KARL STORZ | 20133120 | 2008-04-03 | 4295
KARL STORZ | 22201020 | 2008-04-03 | 24995
KARL STORZ | 20020121 | 2008-04-03 | 1950
KARL STORZ | SC-WU23-A1511 | 2008-04-03 | 4000
SONY | UP-21MD | 2008-04-03 | 100
MAQUET (UK) | 3110-26E9 | 2008-02-21 | 1995
OLYMPUS | RIGID ENDOSCOPE - OLYMPUS | 2008-01-01 | 2500
OLYMPUS | RIGID ENDOSCOPE - OLYMPUS | 2008-01-01 | 2500
OLYMPUS | RIGID ENDOSCOPE - OLYMPUS | 2008-01-01 | 2500
OLYMPUS | RIGID ENDOSCOPE - OLYMPUS | 2008-01-01 | 2500
OLYMPUS | RIGID ENDOSCOPE - OLYMPUS | 2008-01-01 | 1700
OLYMPUS | RIGID ENDOSCOPE - OLYMPUS | 2008-01-01 | 2500
PHILIPS LTD | M3000A | 2007-04-27 | 2810
PHILIPS LTD | M3000A | 2007-04-19 | 2810
CAREFUSION | ALARIS PK | 2007-03-28 | 2995
CAREFUSION | ALARIS PK | 2007-03-28 | 2995
CAREFUSION | ALARIS PK | 2007-03-28 | 2995
OLYMPUS | RIGID ENDOSCOPE - OLYMPUS | 2007-01-01 | 2500
MAQUET (UK) | 1133.12B3 | 2006-01-01 | 28000
PHILIPS LTD | M1008B | 2005-07-28 | 1887
EAST HEALTH | TWIN SUCTION | 2005-07-19 | 400
OLYMPUS | RIGID ENDOSCOPE - OLYMPUS | 2005-01-01 | 2200
OLYMPUS | RIGID ENDOSCOPE - OLYMPUS | 2005-01-01 | 2500
SMITH & NEPHEW | RIGID ENDOSCOPE - SMITH & NEPHEW | 2005-01-01 | 2500
POLYMEDIC | POLYSTIM | 2004-11-09 | 200
POLYMEDIC | POLYSTIM | 2004-11-09 | 200
OLYMPUS | LF-GP | 2004-11-09 | 10000
PHILIPS LTD | M1008B | 2004-07-27 | 1887
EAST HEALTH | HIGH-SUCTION | 2004-01-09 | 200
OLYMPUS | RIGID ENDOSCOPE - OLYMPUS | 2004-01-01 | 2200
OLYMPUS | RIGID ENDOSCOPE - OLYMPUS | 2004-01-01 | 2200
OLYMPUS | RIGID ENDOSCOPE - OLYMPUS | 2004-01-01 | 2500
OLYMPUS | RIGID ENDOSCOPE - OLYMPUS | 2004-01-01 | 2200
OLYMPUS | RIGID ENDOSCOPE - OLYMPUS | 2004-01-01 | 2200
OLYMPUS | RIGID ENDOSCOPE - OLYMPUS | 2004-01-01 | 2500
OLYMPUS | RIGID ENDOSCOPE - OLYMPUS | 2004-01-01 | 2500
OLYMPUS | RIGID ENDOSCOPE - OLYMPUS | 2004-01-01 | 2500
OLYMPUS | RIGID ENDOSCOPE - OLYMPUS | 2004-01-01 | 2500
OLYMPUS | RIGID ENDOSCOPE - OLYMPUS | 2004-01-01 | 2500
OLYMPUS | RIGID ENDOSCOPE - OLYMPUS | 2004-01-01 | 2500
PHILIPS LTD | M1006B | 2003-09-25 | 505
EAST HEALTH | HIGH-SUCTION | 2003-02-24 | 200
PHILIPS LTD | M1008B | 2003-02-18 | 1887
OLYMPUS | UHI-3 | 2002-12-31 | 6500
GRASEBY | 3500 | 2002-12-02 | 2000
PHILIPS LTD | M1006B | 2002-01-21 | 1500
PHILIPS LTD | M1029A | 2002-01-21 | 500
THERAPY EQUIPMENT | 5100 | 2001-09-13 | 105
ESCHMANN | VP25 | 2001-04-04 | 5232
OLYMPUS | RIGID ENDOSCOPE - OLYMPUS | 2001-01-01 | 2200
NA | MEMO/GENERAL SUNDRIES | 2001-01-01 | 0
PHILIPS LTD | M3015A | 2000-12-11 | 2800
PHILIPS LTD | M3000A | 2000-12-01 | 2810
THERAPY EQUIPMENT | 5100 | 2000-05-15 | 105
F & P | NS242 | 2000-03-23 | 500
F & P | NS242 | 2000-03-23 | 500
POLYMEDIC | POLYSTIM | 2000-01-01 | 200
GRASEBY | 3500 | 1999-06-11 | 2000
ARIZANT UK | 505 | 1999-04-13 | 1700
LION | S-D2 | 1999-01-01 | 550
HALL SURGICA | 5067-01 | 1998-01-01 | 1000
PHILIPS LTD | M1006B | 1997-09-18 | 1500
HOWMEDICA | PLEASE ENTER MODEL! (241) | 1997-09-02 | 650
DESOUTTER MEDICAL | CCS(CAST VACUUM) | 1996-10-29 | 1098
DESOUTTER MEDICAL | CC1 | 1996-10-29 | 1098
PHILIPS LTD | M1006B | 1996-04-01 | 1500
PHILIPS LTD | M1029A | 1996-04-01 | 500
DATEX-OHMEDA | RM121 | 1990-01-01 | 700
DATEX-OHMEDA | AR101 | 1986-09-15 | 465
DATEX-OHMEDA | MK3/4 | 1986-09-01 | 200
DATEX-OHMEDA | MK3/4 | 1986-09-01 | 200
DATEX-OHMEDA | AR101 | 1986-09-01 | 465
DATEX-OHMEDA | PLEASE ENTER MODEL! (454) | 1986-09-01 | 168.96
DATEX-OHMEDA | PLEASE ENTER MODEL! (454) | 1986-09-01 | 168.96
DATEX-OHMEDA | OHIO | 1986-09-01 | 200
DATEX-OHMEDA | SUCTION CON | 1986-09-01 | 200
DATEX-OHMEDA | RM121 | 1979-11-01 | 700
DATEX-OHMEDA | RM121 | 1979-11-01 | 700
PHILIPS LTD | EFFICIA DFM100 | 2020-10-05 | 3699
COVIDIEN UK | GENIUS 3 | 2020-04-27 | 60
PHILIPS LTD | EFFICIA DFM100 | 2019-05-13 | 3699
PHILIPS LTD | MX400 | 2018-03-08 | 5200
PHILIPS LTD | MX400 | 2018-03-08 | 5200
PHILIPS LTD | MX400 | 2018-03-08 | 5200
PHILIPS LTD | MX400 | 2018-03-08 | 5200
PHILIPS LTD | MX400 | 2017-04-01 | 5200
PHILIPS LTD | M3002A-X2 | 2012-06-12 | 2500
PHILIPS LTD | M3015A | 2010-03-30 | 2800
EAST HEALTH | HIGH-SUCTION | 2004-01-09 | 200
EAST HEALTH | HIGH-SUCTION | 2004-01-09 | 200
DATEX-OHMEDA | MK3/4 | 1986-09-01 | 200
DATEX-OHMEDA | MK3/4 | 1986-09-01 | 200
DATEX-OHMEDA | MK3/4 | 1986-09-01 | 200
DATEX-OHMEDA | MK3/4 | 1986-09-01 | 200
DATEX-OHMEDA | SUCTION CON | 1986-09-01 | 200
MEMO-INTERN | PMG-WGH/THEA/REC | 1986-08-01 | 0
SHIRE | SDX-15 | 2003-12-01 | 1267
SHIRE | SA-6 | 2015-08-12 | 350
DRAEGER | PRIMUS | 2015-01-09 | 26000
PHILIPS LTD | MX400 | 2014-07-08 | 5200
PHILIPS LTD | M8007A | 2008-12-24 | 7029
MEMO-INTERN | PMG-WGH/THEA/4 | 2004-04-22 | 0
MEMO-INTERN | MED AIR 4 BAR HOSE | 2020-04-09 | 0
SHIRE | SA-6 | 2015-08-12 | 350
DRAEGER | PRIMUS | 2015-01-09 | 26000
PHILIPS LTD | MX400 | 2014-03-12 | 5200
MEMO-INTERN | PMG-WGH/THEA/3 | 2004-04-22 | 0
SHIRE | SA-6 | 2015-08-12 | 350
DRAEGER | PRIMUS | 2015-01-09 | 26000
PHILIPS LTD | MX400 | 2014-03-12 | 5200
PHILIPS LTD | MX800 | 2012-07-12 | 9000
MEMO-INTERN | PMG-WGH/THEA/2 | 2004-04-22 | 0
SHIRE | SA-6 | 2015-08-12 | 350
DRAEGER | PRIMUS | 2015-01-09 | 26000
PHILIPS LTD | MX400 | 2014-07-08 | 5200
PHILIPS LTD | MX400 | 2014-01-01 | 5500
MEMO-INTERN | PMG-WGH/THEA/1 | 2004-04-22 | 0
3M HEALTH C | 775 BAIR HUGGER | 2016-06-10 | 1000
WOLF RICHARD | RIGID ENDOSCOPE - WOLF | 2016-01-01 | 2500
OLYMPUS | RIGID ENDOSCOPE - OLYMPUS | 2015-01-01 | 2500
OLYMPUS | RIGID ENDOSCOPE - OLYMPUS | 2014-01-01 | 2500
OLYMPUS | RIGID ENDOSCOPE - OLYMPUS | 2014-01-01 | 2500
DESOUTTER MEDICAL | KDX-600 | 2011-12-22 | 4542
CONMED | DR502 | 2010-08-13 | 1500
WELCH ALLYN | 73324 | 2002-04-25 | 287.72
THERAPY EQUIPMENT | 5100 | 2000-12-21 | 150
MEMO-INTERN | TELEDERMATOLOGY | 2021-06-25 | 0
SHIRE | AREA ALARM | 1998-06-08 | 350
MEMO-INTERN | MEMO-MI SUPPORT | 2021-06-25 | 0
THERAPY EQUIPMENT | DIAMOND RANGE HIGH | 2021-11-15 | 69.5
PHILIPS LTD | INNOSPIRE DELUXE | 2021-05-25 | 105
THERAPY EQUIPMENT | DIAMOND RANGE HIGH | 2020-03-26 | 139
FRESENIUS KABI | AGILIA VP MC WIFI GB | 2020-02-13 | 300
FRESENIUS KABI | AGILIA VP MC WIFI GB | 2020-02-13 | 300
FRESENIUS KABI | AGILIA VP MC WIFI GB | 2020-02-13 | 300
FRESENIUS KABI | AGILIA VP MC WIFI GB | 2020-02-13 | 300
FRESENIUS KABI | AGILIA SP MC WIFI | 2020-02-13 | 300
FRESENIUS KABI | AGILIA SP MC WIFI | 2020-02-13 | 300
FRESENIUS KABI | AGILIA SP MC WIFI | 2020-02-13 | 300
FRESENIUS KABI | AGILIA SP MC WIFI | 2020-02-13 | 300
PHILIPS LTD | EFFICIA DFM100 | 2019-05-13 | 3699
SECA | 959 | 2019-03-19 | 1000
COVIDIEN UK | GENIUS 3 | 2018-09-17 | 60
MINDRAY | VS-900 | 2018-06-22 | 1000
MEDTRONIC | SCD 700 | 2016-12-12 | 250
MEDTRONIC | SCD 700 | 2016-12-12 | 250
MEDTRONIC | SCD 700 | 2016-12-12 | 250
MEDTRONIC | SCD 700 | 2016-12-12 | 250
MEDTRONIC | SCD 700 | 2016-12-12 | 250
MINDRAY | VS-900 | 2016-11-07 | 1000
MINDRAY | VS-900 | 2016-11-07 | 1000
3M HEALTH C | 775 BAIR HUGGER | 2016-07-22 | 1700
MINDRAY | VS-900 | 2015-12-04 | 2000
MINDRAY | VS-900 | 2015-12-04 | 2000
MCUBE TECHNO | BIOCON-700 | 2015-04-15 | 5000
ACCOSON LTD | 0352 | 2015-02-05 | 54
GENIE CARE | TOTO-PG | 2014-08-27 | 1500
WANDER GUARD | 25023 | 2014-02-26 | 220
LIKO | LIKORALL 242 S | 2013-05-21 | 1800
LIKO | 242 S | 2013-03-26 | 2000
LIKO | 242 S | 2013-03-26 | 2000
DISTINCTIVE MEDICAL | 11494 | 2012-07-31 | 1190
LIKO | LIKORALL 242 ES | 2012-04-23 | 2000
LIKO | LIKORALL 242 S | 2012-04-23 | 2000
LIKO | 2835 | 2012-02-23 | 495
MINDRAY | PM8000 E | 2011-06-28 | 2400
AKRON | A4412/2/SHS | 2010-08-17 | 1200
GRASEBY | OMNIFUSE | 2010-07-09 | 2000
THERAPY EQUIPMENT | DIAMOND RANGE HIGH | 2009-04-23 | 139
SPACELABS | LIFECARD CF | 2009-01-30 | 1831
PHILIPS LTD | M8105A | 2008-07-28 | 6879.05
SPEIDEL & KE | MAXI STABIL 3 | 2008-03-14 | 85.85
SPEIDEL & KE | MAXI STABIL 3 | 2008-03-14 | 85.85
SPEIDEL & KE | MAXI STABIL 3 | 2008-03-14 | 85.85
SPEIDEL & KE | MAXI STABIL 3 | 2008-03-14 | 85.85
THERAPY EQUIPMENT | DIAMOND RANGE HIGH | 2007-12-27 | 139
SPACELABS | LIFECARD CF | 2007-10-22 | 1831
LIKO | LIKORALL 242 S | 2007-02-28 | 2000
LIKO | LIKORALL 242 S | 2007-02-28 | 2000
SHIRE | AREA ALARM | 2005-03-04 | 350
SPEIDEL & KE | MAXI STABIL 3 | 2004-06-15 | 75
SPEIDEL & KE | MAXI STABIL 3 | 2004-06-15 | 75
NA | MEMO/GENERAL SUNDRIES | 2003-12-23 | 0
EAST HEALTH | HIGH-SUCTION | 2003-12-17 | 200
EAST HEALTH | HIGH-SUCTION | 2003-12-17 | 200
EAST HEALTH | HIGH-SUCTION | 2003-12-17 | 200
EAST HEALTH | HIGH-SUCTION | 2003-12-17 | 200
EAST HEALTH | HIGH-SUCTION | 2003-12-17 | 200
EAST HEALTH | HIGH-SUCTION | 2003-12-17 | 200
EAST HEALTH | HIGH-SUCTION | 2003-12-17 | 200
EAST HEALTH | HIGH-SUCTION | 2003-12-17 | 200
EAST HEALTH | HIGH-SUCTION | 2003-12-17 | 200
EAST HEALTH | HIGH-SUCTION | 2003-12-17 | 200
EAST HEALTH | HIGH-SUCTION | 2003-12-17 | 200
EAST HEALTH | HIGH-SUCTION | 2003-12-17 | 200
EAST HEALTH | HIGH-SUCTION | 2003-12-17 | 200
EAST HEALTH | HIGH-SUCTION | 2003-12-17 | 200
WELCH ALLYN | 767 DIAGNOSTIC SYSTEM | 2001-01-10 | 500
MILLENIUM | CALISTRA AUTO O2/N2O | 2017-03-03 | 2000
MILLENIUM | CALISTRA N20 | 2017-03-03 | 2000
MILLENIUM | CALISTRA N20 | 2017-03-03 | 2000
MILLENIUM | CALISTRA AUTO O2/N2O | 2016-11-21 | 2000
SHIRE | SDX-15 | 2003-12-01 | 1267
DATEX-OHMEDA | STANDBY | 1986-09-01 | 2200
THERAPY EQUIPMENT | DIAMOND RANGE HIGH | 2021-04-14 | 69
THERAPY EQUIPMENT | DIAMOND RANGE HIGH | 2021-03-10 | 67.5
MARSDEN | M-605 | 2021-02-17 | 600
THERAPY EQUIPMENT | DIAMOND RANGE HIGH | 2021-01-15 | 67.5
PHILIPS LTD | INNOSPIRE DELUXE | 2020-12-22 | 105
PHILIPS LTD | INNOSPIRE DELUXE | 2020-12-22 | 105
PHILIPS LTD | INNOSPIRE DELUXE | 2020-12-22 | 105
PHILIPS LTD | INNOSPIRE DELUXE | 2020-12-22 | 105
PHILIPS LTD | INNOSPIRE DELUXE | 2020-12-22 | 105
THERAPY EQUIPMENT | DIAMOND RANGE HIGH | 2020-10-22 | 67.5
COVIDIEN UK | GENIUS 3 | 2020-04-27 | 60
COVIDIEN UK | GENIUS 3 | 2020-04-27 | 60
THERAPY EQUIPMENT | DIAMOND RANGE HIGH | 2020-04-22 | 60
COVIDIEN UK | GENIUS 3 | 2020-01-20 | 60
THERAPY EQUIPMENT | DIAMOND RANGE HIGH | 2020-01-06 | 60
THERAPY EQUIPMENT | DIAMOND RANGE HIGH | 2019-12-24 | 60
FRESENIUS KABI | AGILIA SP MC WIFI | 2019-12-23 | 300
FRESENIUS KABI | AGILIA SP MC WIFI | 2019-12-23 | 300
FRESENIUS KABI | AGILIA SP MC WIFI | 2019-12-23 | 300
FRESENIUS KABI | AGILIA SP MC WIFI | 2019-12-23 | 300
FRESENIUS KABI | AGILIA VP MC WIFI GB | 2019-12-23 | 300
FRESENIUS KABI | AGILIA VP MC WIFI GB | 2019-12-23 | 300
FRESENIUS KABI | AGILIA VP MC WIFI GB | 2019-12-23 | 300
FRESENIUS KABI | AGILIA VP MC WIFI GB | 2019-12-23 | 300
FRESENIUS KABI | AGILIA VP MC WIFI GB | 2019-12-23 | 300
FRESENIUS KABI | AGILIA VP MC WIFI GB | 2019-12-23 | 300
FRESENIUS KABI | AGILIA VP MC WIFI GB | 2019-12-23 | 300
FRESENIUS KABI | AGILIA VP MC WIFI GB | 2019-12-23 | 300
THERAPY EQUIPMENT | DIAMOND RANGE HIGH | 2019-11-29 | 60
SALTER | WHDR14 | 2019-05-30 | 0
PHILIPS LTD | EFFICIA DFM100 PACED | 2019-05-09 | 4629
COVIDIEN UK | GENIUS 3 | 2018-09-17 | 60
COVIDIEN UK | GENIUS 3 | 2018-09-17 | 60
COVIDIEN UK | GENIUS 3 | 2018-09-17 | 60
COVIDIEN UK | GENIUS 3 | 2018-09-17 | 60
COVIDIEN UK | GENIUS 3 | 2018-09-17 | 60
PHILIPS LTD | INTELLIVUE X3 | 2018-08-22 | 4000
PHILIPS LTD | INTELLIVUE X3 | 2018-08-22 | 4000
PHILIPS LTD | INTELLIVUE X3 | 2018-08-22 | 4000
PHILIPS LTD | INTELLIVUE X3 | 2018-08-22 | 4000
PHILIPS LTD | INTELLIVUE X3 | 2018-08-22 | 4000
PHILIPS LTD | INTELLIVUE X3 | 2018-08-22 | 4000
TENACORE | TCPF-510-0111-EDU | 2016-05-17 | 48
THERAPY EQUIPMENT | 4550 | 2016-04-21 | 300
ARJO HUNTLEIGH | STEDY | 2015-12-15 | 700
MCUBE TECHNO | BIOCON-700 | 2015-04-15 | 5000
VERNACARE | 599ZS001 | 2015-02-02 | 45
WELCH ALLYN | GS777 | 2015-01-15 | 500
LIKO | VIKING M | 2014-05-07 | 1650
SECA | 959 | 2013-08-13 | 800
ARJO HUNTLEIGH | STEDY | 2013-05-29 | 615
NONIN | 9500 ONYX | 2012-12-05 | 200
NONIN | 9500 ONYX | 2012-12-05 | 200
LIKO | LIKORALL 242 S | 2012-11-09 | 2000
DISTINCTIVE MEDICAL | 11494 | 2012-07-31 | 1190
LIKO | LIKORALL 250 ES | 2012-05-02 | 6500
LIKO | LIKORALL 250 ES | 2012-05-02 | 6500
LIKO | LIKORALL 250 ES | 2012-05-02 | 6500
MEDIC AID | PORTANEB-INTER-QV7B | 2011-08-16 | 115
WELCH ALLYN | 53N00 (VSM 300) | 2010-02-03 | 2250
WELCH ALLYN | 53N00 (VSM 300) | 2009-12-17 | 995
THERAPY EQUIPMENT | DIAMOND RANGE HIGH | 2009-04-23 | 139
THERAPY EQUIPMENT | 5037 | 2007-02-28 | 40.6
THERAPY EQUIPMENT | DIAMOND RANGE HIGH | 2007-01-31 | 139
SHIRE | AREA ALARM | 2006-01-01 | 0
ARJO HUNTLEIGH | 24V BATTERY | 2004-06-10 | 155
NELLCOR | N-550 | 2004-04-15 | 1600
EAST HEALTH | HIGH-SUCTION | 2004-02-17 | 200
EAST HEALTH | HIGH-SUCTION | 2003-08-29 | 200
PHILIPS LTD | M3000A | 2002-01-02 | 2810
PHILIPS LTD | M3000A | 2002-01-02 | 2810
SPEIDEL & KE | MAXI STABIL 3 | 2001-03-14 | 75
NA | MEMO/GENERAL SUNDRIES | 2001-01-01 | 0
ACCOSON LTD | ANEROID | 1999-04-27 | 99
CHILTERN MED | WISPA TURBO | 1998-07-17 | 981
CHILTERN MED | WISPA TURBO | 1998-07-17 | 981
CHILTERN MED | WISPA TURBO | 1998-07-17 | 981
CHILTERN MED | WISPA TURBO | 1998-07-17 | 981
MEDEZINE | EV21NPF2000 | 1990-10-09 | 1300
DATEX-OHMEDA | MK3/4 | 1986-09-01 | 200
DATEX-OHMEDA | MK3/4 | 1986-09-01 | 200
DATEX-OHMEDA | MK3/4 | 1986-09-01 | 200
DATEX-OHMEDA | MK3/4 | 1986-09-01 | 200
DATEX-OHMEDA | MK3/4 | 1986-09-01 | 200
DATEX-OHMEDA | MK3/4 | 1986-09-01 | 200
DATEX-OHMEDA | MK3/4 | 1986-09-01 | 200
DATEX-OHMEDA | MK3/4 | 1986-09-01 | 200
DATEX-OHMEDA | SUCTION CON | 1986-09-01 | 200
MEMO-INTERN | PMG-WGH/ST.HOLM | 1986-08-01 | 0
HEARING PROD | ECHOVOICE EV6 | 2016-02-25 | 150
HEARING PROD | ECHOVOICE EV6 | 2016-02-25 | 150
HEARING PROD | ECHOVOICE EV6 | 2016-02-25 | 150
POWERWAVE | ECHO RA | 2016-02-25 | 300
HEARING PROD | ECHOVOICE EV6 | 2015-07-14 | 155
HEARING PROD | ECHOVOICE EV6 | 2015-07-14 | 155
HEARING PROD | ECHOVOICE EV6 | 2015-07-14 | 155
HEARING PROD | ECHOVOICE EV6 | 2015-07-14 | 155
HEARING PROD | ECHOVOICE EV6 | 2015-07-14 | 155
HEARING PROD | ECHOVOICE EV6 | 2015-07-14 | 155
HEARING PROD | ECHOVOICE EV6 | 2015-07-14 | 155
HEARING PROD | ECHOVOICE EV6 | 2015-07-14 | 155
HEARING PROD | ECHOVOICE EV6 | 2015-07-14 | 155
HEARING PROD | ECHOVOICE EV6 | 2015-07-14 | 155
POWERWAVE | ECHO RA | 2015-07-14 | 300
POWERWAVE | ECHO RA | 2015-07-14 | 300
POWERWAVE | ECHO RA | 2015-07-14 | 300
POWERWAVE | ECHO RA | 2015-07-14 | 300
POWERWAVE | ECHO RA | 2015-07-14 | 300
POWERWAVE | ECHO RA | 2015-07-14 | 300
T.CHURCHILL | SL40 | 2015-02-13 | 4000
POWERWAVE | ECHO RA | 2015-02-13 | 299
FALCK | 1003 | 2011-02-24 | 300
GRIFFIN PROD | TRUTONE ELECTROLARYN | 2010-03-18 | 300
SERVOX | LA-2.40 | 2009-04-24 | 520
SERVOX | LA-2.40 | 2009-03-05 | 520
SERVOX | LAC-SA0001 | 2009-01-16 | 525
SERVOX | PLEASE ENTER MODEL! (854) | 2008-05-07 | 200
HEARING PROD | ECHOVOICE | 2007-04-12 | 100
EAGLE | P660 | 2006-08-07 | 70
MEDELA | MMT-3 | 2006-06-26 | 100
HEARING PROD | ECHOVOICE | 2006-06-22 | 100
HEARING PROD | ECHOVOICE | 2006-04-28 | 100
T.CHURCHILL | SL35 | 2005-11-16 | 3000
HEARING PROD | ECHOVOICE | 2004-05-13 | 100
HEARING PROD | ECHOVOICE | 2004-03-18 | 100
HEARING PROD | ECHOVOICE | 2004-03-18 | 100
EAGLE | P660 | 2001-12-13 | 70
HEARING PROD | ECHOVOICE | 2001-12-13 | 100
HEARING PROD | ECHOVOICE | 2001-07-16 | 100
NA | MEMO/GENERAL SUNDRIES | 2001-01-01 | 0
KAPITEX | LACSA0402 | 1997-08-01 | 400
SONY | TRV91E | 1997-05-14 | 400
T.CHURCHILL | SL35 | 1997-04-28 | 3000
T.CHURCHILL | SL35 | 1996-12-02 | 3000
T.CHURCHILL | SL35 | 1996-04-18 | 3000
SERVOX | LAC-SA0001 | 1996-03-06 | 525
T.CHURCHILL | SL35 | 1995-10-13 | 3000
SERVOX | LA2.36E | 1991-09-03 | 250
SERVOX | LA2.36E | 1991-09-03 | 250
SERVOX | INTON | 1991-09-03 | 600
SERVOX | INTON | 1991-09-03 | 600
GE LIMITED | 6S-D | 2022-02-03 | 1262.5
GE LIMITED | 12S-D | 2022-02-03 | 1262.5
THERAPY EQUIPMENT | DIAMOND RANGE HIGH | 2021-07-29 | 69
SECA | 875 | 2021-07-06 | 149
EDAN INSTRUMENTS | SONOTRAX VASCULAR | 2021-07-06 | 125
THERAPY EQUIPMENT | 5055 | 2021-06-15 | 136
COVIDIEN UK | GENIUS 3 | 2021-06-09 | 161
FRESENIUS KABI | AGILIA VP MC WIFI GB | 2020-02-12 | 300
FRESENIUS KABI | AGILIA VP MC WIFI GB | 2020-02-12 | 300
FRESENIUS KABI | AGILIA SP MC WIFI | 2020-02-12 | 300
FRESENIUS KABI | AGILIA SP MC WIFI | 2020-02-12 | 300
PHILIPS LTD | EFFICIA DFM100 | 2019-05-13 | 3699
MARSDEN | MS-4203 | 2019-04-18 | 1650
COVIDIEN UK | GENIUS 3 | 2018-09-17 | 60
COVIDIEN UK | GENIUS 3 | 2018-09-17 | 60
ALERE LTD | BTP-L560 | 2018-08-13 | 3000
ALERE LTD | AFINION 2 | 2018-08-13 | 3000
GE LIMITED | SG CART | 2018-06-12 | 5000
MORTARA INST | ELI 250C | 2018-01-26 | 3000
F & P | AIRVO 2 | 2018-01-05 | 1100
PHILIPS LTD | INNOSPIRE DELUXE | 2017-05-02 | 60
MARSDEN | M-600 | 2016-10-13 | 600
WELCH ALLYN | 71824 | 2016-04-28 | 800
MEDI-PLINTH | BA02E | 2016-03-18 | 1400
WELCH ALLYN | 7114 | 2015-01-28 | 663
WELCH ALLYN | 7114 | 2015-01-28 | 663
COVIDIEN UK | FILAC 3000 | 2014-01-30 | 100
MARSDEN | MPDC-120 | 2012-08-21 | 800
NELLCOR | OXIMAX N-560 | 2010-07-02 | 1000
SECA | 717A | 2010-03-15 | 500
WELCH ALLYN | 7114 | 2008-01-29 | 300
VITALOGRAPH | ALPHA | 2008-01-29 | 1600
MEDTRONIC | DIGI-TRAPPER | 2008-01-18 | 4000
LIKO | LIKORALL 242 S | 2007-08-22 | 2000
NELLCOR | OXIMAX N-560 | 2007-03-23 | 1000
HNE | 3222 | 2007-02-26 | 560
HNE | 3222 | 2007-02-26 | 560
HNE | 3222 | 2007-02-26 | 560
HNE | 3222 | 2007-02-26 | 560
HUNTLEIGH | 3722 | 2007-02-26 | 1800
THERAPY EQUIPMENT | DIAMOND RANGE HIGH | 2007-02-14 | 139
PHILIPS LTD | VM4 | 2007-02-12 | 3200
PHILIPS LTD | VM4 | 2007-02-12 | 3200
PHILIPS LTD | VM4 | 2007-02-12 | 3200
LIKO | LIKORALL 242 S | 2007-02-08 | 2000
SIDHIL LTD | INSPIRATION 9000 | 2007-02-08 | 3000
SIDHIL LTD | INSPIRATION 9000 | 2007-02-08 | 3000
SIDHIL LTD | INSPIRATION 9000 | 2007-02-08 | 3000
SIDHIL LTD | INSPIRATION 9000 | 2007-02-08 | 3000
DARAY | PLEASE ENTER MODEL! (717) | 2007-02-08 | 560
GRASEBY | MR10 | 2007-02-07 | 565
THERAPY EQUIPMENT | ENTONOX | 2007-02-07 | 182.5
GRASEBY | MR10 | 2007-02-07 | 565
SPEIDEL & KE | MAXI STABIL 3 | 2007-02-07 | 120
WELCH ALLYN | 7114 | 2007-02-07 | 663
WELCH ALLYN | 7114 | 2007-02-07 | 663
WELCH ALLYN | 767 DIAGNOSTIC SYSTEM | 2007-02-07 | 500
NA | MEMO/GENERAL SUNDRIES | 2007-01-30 | 0
THERAPY EQUIPMENT | DIAMOND RANGE HIGH | 2007-01-15 | 139
THERAPY EQUIPMENT | DIAMOND RANGE HIGH | 2007-01-15 | 139
THERAPY EQUIPMENT | DIAMOND RANGE HIGH | 2007-01-15 | 139
THERAPY EQUIPMENT | DIAMOND RANGE HIGH | 2007-01-15 | 139
THERAPY EQUIPMENT | DIAMOND RANGE HIGH | 2007-01-15 | 139
THERAPY EQUIPMENT | DIAMOND RANGE HIGH | 2007-01-15 | 139
THERAPY EQUIPMENT | DIAMOND RANGE HIGH | 2007-01-15 | 139
LAERDAL | LSU-2 | 2002-11-14 | 680
HAAG STREIT | 900 | 1980-01-01 | 3611.67
MEMO-INTERN | PMG-WGH/SCANNER | 1992-04-01 | 0
THERAPY EQUIPMENT | DIAMOND RANGE HIGH | 2022-05-23 | 69.5
THERAPY EQUIPMENT | DIAMOND RANGE HIGH | 2021-11-09 | 69.5
THERAPY EQUIPMENT | 5285/AIR | 2021-09-14 | 171.7
PHILIPS LTD | MX450 | 2021-08-17 | 3114.3
PHILIPS LTD | MX450 | 2021-08-17 | 3114.3
PHILIPS LTD | MX450 | 2021-08-17 | 3114.3
PHILIPS LTD | MX450 | 2021-08-17 | 3114.3
PHILIPS LTD | MX450 | 2021-08-17 | 3114.3
PHILIPS LTD | MX450 | 2021-08-17 | 3114.3
PHILIPS LTD | MX450 | 2021-08-17 | 3114.3
PHILIPS LTD | MX450 | 2021-08-17 | 3114.3
PHILIPS LTD | INTELLIVUE X3 | 2021-08-17 | 3163.78
PHILIPS LTD | INTELLIVUE X3 | 2021-08-17 | 3163.78
PHILIPS LTD | INTELLIVUE X3 | 2021-08-17 | 3163.78
PHILIPS LTD | INTELLIVUE X3 | 2021-08-17 | 3163.78
PHILIPS LTD | INTELLIVUE X3 | 2021-08-17 | 3163.78
PHILIPS LTD | INTELLIVUE X3 | 2021-08-17 | 3163.78
PHILIPS LTD | INTELLIVUE X3 | 2021-08-17 | 3163.78
PHILIPS LTD | INTELLIVUE X3 | 2021-08-17 | 3163.78
COVIDIEN UK | GENIUS 3 | 2020-12-11 | 161
THERAPY EQUIPMENT | DIAMOND RANGE HIGH | 2020-11-23 | 67.5
THERAPY EQUIPMENT | DIAMOND RANGE HIGH | 2020-11-23 | 67.5
COVIDIEN UK | GENIUS 3 | 2020-11-16 | 161
THERAPY EQUIPMENT | ZZ | 2020-10-02 | 262
COVIDIEN UK | GENIUS 3 | 2020-09-01 | 161
COVIDIEN UK | GENIUS 3 | 2020-04-27 | 60
THERAPY EQUIPMENT | DIAMOND RANGE HIGH | 2020-03-16 | 60
COVIDIEN UK | GENIUS 3 | 2020-03-04 | 60
FRESENIUS KABI | AGILIA VP MC WIFI GB | 2020-02-11 | 300
FRESENIUS KABI | AGILIA VP MC WIFI GB | 2020-02-11 | 300
FRESENIUS KABI | AGILIA VP MC WIFI GB | 2020-02-11 | 300
FRESENIUS KABI | AGILIA VP MC WIFI GB | 2020-02-11 | 300
FRESENIUS KABI | AGILIA VP MC WIFI GB | 2020-02-11 | 300
FRESENIUS KABI | AGILIA VP MC WIFI GB | 2020-02-11 | 300
FRESENIUS KABI | AGILIA VP MC WIFI GB | 2020-02-11 | 300
FRESENIUS KABI | AGILIA VP MC WIFI GB | 2020-02-11 | 300
FRESENIUS KABI | AGILIA SP MC WIFI | 2020-02-11 | 300
FRESENIUS KABI | AGILIA SP MC WIFI | 2020-02-11 | 300
FRESENIUS KABI | AGILIA SP MC WIFI | 2020-02-11 | 300
FRESENIUS KABI | AGILIA SP MC WIFI | 2020-02-11 | 300
FRESENIUS KABI | AGILIA SP MC WIFI | 2020-02-11 | 300
FRESENIUS KABI | AGILIA SP MC WIFI | 2020-02-11 | 300
PHILIPS LTD | EFFICIA DFM100 | 2019-05-13 | 3699
SECA | 959 | 2019-03-19 | 1000
COVIDIEN UK | GENIUS 3 | 2018-09-17 | 60
COVIDIEN UK | GENIUS 3 | 2018-09-17 | 60
COVIDIEN UK | GENIUS 3 | 2018-09-17 | 60
MINDRAY | VS-900 | 2018-06-22 | 1000
MINDRAY | VS-900 | 2018-06-22 | 1000
ACCOSON LTD | 6 ANEROID WALL SPHYG | 2017-12-18 | 500
MORTARA INST | ELI 250C | 2017-04-05 | 3000
3M HEALTH C | 505 | 2016-07-22 | 1500
MINDRAY | VS-900 | 2016-07-08 | 1000
MCUBE TECHNO | BIOCON-700 | 2015-04-15 | 5000
VERNACARE | 599ZS001 | 2015-02-02 | 45
MORTARA INST | ELI 250C | 2014-08-20 | 3000
PHILIPS LTD | M8002A | 2013-05-03 | 6730.75
DISTINCTIVE MEDICAL | 11494 | 2012-07-31 | 1190
WELCH ALLYN | 53N00 (VSM 300) | 2011-11-25 | 1000
LIKO | VIKING M | 2009-04-02 | 1656
MEMO-INTERN | PMG-WGH-G-SAU | 2007-01-01 | 0
PHILIPS LTD | M3001A | 2005-03-30 | 2810
SCIMED | ELITE 100 | 2004-09-21 | 300
PHILIPS LTD | M3046A | 2004-04-02 | 6142.36
PHILIPS LTD | M3046A | 2002-01-02 | 6142.36
NA | MEMO/GENERAL SUNDRIES | 2001-08-30 | 0
CHILTERN MED | WISPA TURBO | 2001-06-28 | 981
CHILTERN MED | WISPA TURBO | 2000-01-01 | 981
CHILTERN MED | WISPA TURBO | 2000-01-01 | 981
CHILTERN MED | WISPA TURBO | 2000-01-01 | 981
CHILTERN MED | WISPA TURBO | 1998-07-14 | 981
SHIRE | SDX-15 | 2003-12-01 | 1267
MILLENNIUM MEDICAL | GSD 1430/3/24 | 2016-07-10 | 3756
MILLENIUM | SIMPLEX | 2013-04-08 | 1000
MILLENIUM | SIMPLEX | 2013-04-08 | 1044
EAST HEALTH | 4.0KW | 2003-12-01 | 5179
SECA | 877 | 2022-01-11 | 250
PHILIPS LTD | INNOSPIRE DELUXE | 2021-11-17 | 105
PHILIPS LTD | INNOSPIRE DELUXE | 2021-11-17 | 105
PHILIPS LTD | INNOSPIRE DELUXE | 2021-11-17 | 105
PHILIPS LTD | INNOSPIRE DELUXE | 2021-11-17 | 105
PHILIPS LTD | INNOSPIRE DELUXE | 2021-11-17 | 105
NONIN | WRISTOX2 | 2021-05-04 | 200
PHILIPS LTD | INNOSPIRE DELUXE | 2020-12-14 | 100
PHILIPS LTD | INNOSPIRE DELUXE | 2020-12-14 | 100
PHILIPS LTD | INNOSPIRE DELUXE | 2020-12-14 | 100
PHILIPS LTD | INNOSPIRE DELUXE | 2020-12-14 | 100
PHILIPS LTD | INNOSPIRE DELUXE | 2020-12-14 | 100
PHILIPS LTD | INNOSPIRE DELUXE | 2020-12-14 | 100
BEIJING CHOICE ELECTRONIC TECHNOLOGY CO., LTD. | MD300C12 | 2020-11-26 | 0
BEIJING CHOICE ELECTRONIC TECHNOLOGY CO., LTD. | MD300C12 | 2020-11-26 | 0
BEIJING CHOICE ELECTRONIC TECHNOLOGY CO., LTD. | MD300C12 | 2020-11-26 | 0
NA | MEMO/GENERAL SUNDRIES | 2020-07-17 | 0
PHILIPS LTD | INNOSPIRE DELUXE | 2020-03-24 | 105
PHILIPS LTD | INNOSPIRE DELUXE | 2020-03-24 | 105
PHILIPS LTD | INNOSPIRE DELUXE | 2020-03-24 | 105
PHILIPS LTD | INNOSPIRE DELUXE | 2020-03-24 | 105
PHILIPS LTD | INNOSPIRE DELUXE | 2020-03-24 | 105
PHILIPS LTD | INNOSPIRE DELUXE | 2020-03-24 | 105
PHILIPS LTD | INNOSPIRE DELUXE | 2020-03-24 | 105
PHILIPS LTD | INNOSPIRE DELUXE | 2020-03-24 | 105
MERLIN MEDICAL | M-PULSE (W4350) | 2016-06-22 | 40
MERLIN MEDICAL | M-PULSE (W4350) | 2016-06-22 | 40
MERLIN MEDICAL | M-PULSE (W4350) | 2016-06-22 | 40
MERLIN MEDICAL | M-PULSE (W4350) | 2016-06-22 | 40
MARSDEN | MS-4203 | 2014-09-23 | 250
MARSDEN | MS-4203 | 2014-09-23 | 250
SOLARIS | S300A300046 | 2012-08-24 | 80
MINOLTA | PULSOX-300 | 2009-02-10 | 550
MINOLTA | PULSOX-300 | 2009-02-10 | 550
MINOLTA | PULSOX-3I | 2008-10-13 | 245
DATEX-OHMEDA | 15 | 2008-09-22 | 130
MINOLTA | PULSOX-3I | 2006-10-06 | 550
ACCOSON LTD | ANEROID | 2002-01-01 | 99
DRAEGER | MEDICAL AIR PLANT | 2022-04-26 | 23434
MILLENIUM | VACUUM PLANT | 2022-01-17 | 0
MILLENIUM | VACUUM PLANT | 2013-10-21 | 11500
DRAEGER | MEDICAL AIR PLANT | 2012-08-01 | 23434
COVIDIEN UK | GENIUS 3 | 2018-09-17 | 60
COVIDIEN UK | GENIUS 3 | 2018-09-17 | 60
OMRON | HEM-711A-E | 2012-11-23 | 90
OMRON | 705IT | 2011-02-04 | 60
OMRON | 705IT | 2011-02-04 | 60
OMRON | 705IT | 2011-02-04 | 60
WELCH ALLYN | DS55 | 2005-01-01 | 60
MINDRAY | VS-900 | 2021-07-15 | 1134
MINDRAY | VS-900 | 2021-07-15 | 1134
SECA | 877 | 2019-11-28 | 220
SECA | 645 | 2019-11-25 | 850
MEDCHIP SOLUTIONS | SPIRO CONNECT | 2018-12-11 | 1000
COVIDIEN UK | GENIUS 3 | 2018-09-17 | 60
COVIDIEN UK | GENIUS 3 | 2018-09-17 | 60
COVIDIEN UK | GENIUS 3 | 2018-09-17 | 60
COVIDIEN UK | GENIUS 3 | 2018-09-17 | 60
MINDRAY | VS-900 | 2016-11-07 | 1000
MINDRAY | VS-900 | 2016-11-07 | 1000
NA | MEMO/GENERAL SUNDRIES | 2016-09-21 | 0
MINDRAY | VS-900 | 2015-11-02 | 1000
MARSDEN | MS-4203 | 2014-06-23 | 250
ERESEARCH | MORTARA ELI 250 | 2011-04-13 | 3000
HNE | 3222 | 2009-04-27 | 560
HNE | 3222 | 2009-04-27 | 560
THERAPY EQUIPMENT | 5055 | 2007-02-16 | 105.5
STRYKER | 1105 | 2022-03-03 | 4040
STRYKER | 1105 | 2022-03-03 | 4040
STRYKER | 1105 | 2022-03-03 | 4040
STRYKER | 1105 | 2022-03-03 | 4040
STRYKER | 1105 | 2022-03-03 | 4040
STRYKER | 1105 | 2022-02-08 | 4040
STRYKER | 1105 | 2015-03-30 | 4040
STRYKER | 1105 | 2015-03-30 | 4040
STRYKER | 1105 | 2015-03-30 | 4040
STRYKER | 1105 | 2015-03-30 | 4040
STRYKER | 1105 | 2015-03-30 | 4040
NA | MEMO/GENERAL SUNDRIES | 2001-01-01 | 0
SHIRE | AREA ALARM | 1998-06-08 | 350
NICKEL ELECTRO | NEI-28SB | 2021-01-11 | 350
KINETEC | SPECTRA ESSENTIALS | 2020-04-03 | 3537
WR MEDICAL ELECTRONICS CO. | THERABATH | 2020-03-31 | 175
WELCH ALLYN | DURASHOCK | 2019-09-04 | 65
WELCH ALLYN | DURASHOCK | 2019-09-04 | 30
BOOTS | 33-74-491 | 2019-07-22 | 50
COVIDIEN UK | GENIUS 3 | 2018-09-17 | 60
PRECOR | 956I | 2017-11-10 | 7000
PRECOR | C846I | 2017-11-10 | 4000
PRECOR | 556I | 2017-11-10 | 4000
TECHNOGYM | VARIO PULLEY REHAB | 2017-11-10 | 4000
ARJO HUNTLEIGH | SARA PLUS | 2017-10-04 | 700
MEDI-PLINTH | BA02E | 2017-01-01 | 200
MEDI-PLINTH | BA02H | 2017-01-01 | 200
MEDI-PLINTH | BA02E | 2017-01-01 | 200
MEDI-PLINTH | BA02H | 2017-01-01 | 200
MEDI-PLINTH | BA02E | 2017-01-01 | 200
MEDI-PLINTH | BA02E | 2017-01-01 | 200
MEDI-PLINTH | BA02E | 2017-01-01 | 200
MEDI-PLINTH | BA02E | 2016-09-16 | 1400
PLINTH 2000 | PLINTH 2000 | 2015-04-13 | 700
OMRON | M6 (HEM-7221-E8 V) | 2015-03-12 | 180
OMRON | M6 (HEM-7221-E8 V) | 2015-03-12 | 180
ZOLL MEDICAL | AED+ | 2015-03-11 | 1099
SPIRIT FITNESS | CU800 | 2014-01-01 | 1500
SPIRIT FITNESS | CU800 | 2014-01-01 | 1500
PLINTH 2000 | 502H | 2013-10-02 | 700
PLINTH 2000 | 502H | 2013-10-02 | 700
PLINTH 2000 | 502H | 2013-10-02 | 700
LIKO | VIKING M | 2013-05-23 | 1656
BRISTOL MAID (HOSP.M.CRAFT) | BRISTOL MAID | 2012-10-03 | 800
PLINTH 2000 | 502H | 2012-08-23 | 500
TENSCARE | XL-Y1 | 2012-03-14 | 150
TENSCARE | XL-Y1 | 2012-03-14 | 150
JAMAR | ANALOGUE HAND | 2011-01-17 | 200
PLINTH 2000 | 502H | 2010-11-30 | 1000
PLINTH 2000 | 502H | 2010-11-30 | 1000
PLINTH 2000 | 502H | 2010-11-15 | 1000
TENSCARE | XL-Y1 | 2010-09-03 | 150
AKRON | A4412/2/SHS | 2010-06-03 | 1200
NIDD VALLEY | 100910 | 2010-04-13 | 40
TENSCARE | XL-Y1 | 2010-01-19 | 150
TENSCARE | XL-Y1 | 2010-01-19 | 150
TENSCARE | XL-Y1 | 2010-01-19 | 150
TENSCARE | XL-Y1 | 2010-01-19 | 150
TENSCARE | XL-Y1 | 2010-01-19 | 150
F & P | MR810 | 2009-10-21 | 697
F & P | MR810 | 2009-10-21 | 697
F & P | MR810 | 2009-10-21 | 697
F & P | MR810 | 2009-10-21 | 697
F & P | MR810 | 2009-10-21 | 697
F & P | MR810 | 2009-10-21 | 697
F & P | MR810 | 2009-10-21 | 697
F & P | MR810 | 2009-10-21 | 697
TENSCARE | XL-Y1 | 2008-07-01 | 150
TENSCARE | XL-Y1 | 2008-07-01 | 150
TENSCARE | XL-Y1 | 2008-07-01 | 150
TENSCARE | XL-Y1 | 2007-12-06 | 60
OMRON | M7(HEM-780-E) | 2007-08-20 | 90
CEFAR | PRIMO | 2007-05-30 | 110
CEFAR | PRIMO | 2007-05-30 | 110
CEFAR | PRIMO | 2007-05-11 | 110
CEFAR | PRIMO | 2007-05-11 | 110
CEFAR | PRIMO | 2007-05-11 | 110
OMRON | M6 (HEM-7001-E) | 2007-04-02 | 180
OMRON | M6 (HEM-7001-E) | 2007-04-02 | 180
TENSCARE | XL-Y1 | 2007-01-22 | 150
CEFAR | PRIMO | 2006-12-04 | 110
EVERYWAY MED | EV803 | 2006-11-03 | 100
EVERYWAY MED | EV803 | 2006-11-03 | 100
EVERYWAY MED | EV803 | 2006-11-03 | 100
EVERYWAY MED | EV803 | 2006-11-03 | 100
EVERYWAY MED | EV803 | 2006-11-03 | 100
TENSCARE | XL-Y1 | 2005-11-21 | 150
EVERYWAY MED | TPN200 PLUS MOD.N601 | 2005-08-03 | 110
EVERYWAY MED | TPN200 PLUS MOD.N601 | 2005-08-03 | 110
LAERDAL | M3860A FR2+ | 2005-06-20 | 2800
BOOTS | 33-74-491 | 2005-05-11 | 50
TENSCARE | XL-Y1 | 2005-05-11 | 150
NICKEL ELECTRO | NE1-9P | 2004-11-15 | 1000
AKRON | A3221 | 2004-11-08 | 800
NIDD VALLEY | 100910 | 2004-10-15 | 100
BOOTS | 33-74-491 | 2004-09-03 | 50
BOOTS | 33-74-491 | 2004-09-02 | 50
VERITY | NEUROTRAC 3/ECS300 | 2004-07-09 | 30
CEFAR | PRIMO | 2004-05-10 | 110
EVERYWAY MED | EV803 | 2004-05-10 | 100
CEFAR | PRIMO | 2003-12-05 | 110
LIFE FITNESS | CT9500 | 2001-07-16 | 1800
CONCEPT II | INDOOR ROWER | 2001-07-16 | 250
LIFE FITNESS | LIFECYCLE 95 | 2001-07-16 | 750
HNE | 43100 | 2001-01-26 | 1369
NA | MEMO/GENERAL SUNDRIES | 2001-01-01 | 0
TUNTURI PUCH | FITNESS 420 | 2000-04-26 | 175
TROTTER | 645 | 1998-12-03 | 2000
DMI MEDICAL | DUET | 1998-09-08 | 50
DMI MEDICAL | DUET | 1998-09-08 | 50
CHILTERN MED | WISPA TURBO | 1998-07-17 | 981
EMS | 450/81 | 1998-04-03 | 900
AKRON | AKRO | 1988-05-01 | 700
DUFFIELD | WESTMINSTER | 1986-01-01 | 300
DUFFIELD | WESTMINSTER | 1986-01-01 | 300
DUFFIELD | WESTMINSTER | 1986-01-01 | 300
THERAPY EQUIPMENT | 5037 | 2021-03-23 | 130
NA | MEMO/GENERAL SUNDRIES | 2001-01-01 | 0
LEICA | IG | 2001-01-01 | 10000
NA | MEMO/GENERAL SUNDRIES | 2001-01-01 | 0
R. LAMB | E18/1 | 1997-12-15 | 175
R. LAMB | E65/2 | 1997-12-15 | 2225
R. LAMB | E65/2 | 1997-12-15 | 2225
LEICA | JUNG-TP1050 | 1994-04-22 | 15000
LEICA | IG | 1994-04-22 | 10000
R. LAMB | E18/1 | 1993-05-10 | 175
MILES | 4554 | 1992-11-06 | 1500
ASTECAIR | ASU001 | 1990-07-04 | 700
ASTECAIR | ASU001 | 1990-07-04 | 700
ASTECAIR | ASU001 | 1990-07-04 | 700
ASTECAIR | ASU001 | 1990-07-04 | 700
REICHERT-J | 97 0051 | 1989-11-29 | 700
OLYMPUS | BH2 | 1987-01-01 | 2875
GALLENKAMP | 400 | 1985-12-03 | 162.5
OLYMPUS | BH2 | 1985-01-01 | 2875
REICHERT-J | PLEASE ENTER MODEL! (754) | 1985-01-01 | 18000
BAXTER HEALTHCARE | BS800 | 1990-09-12 | 1510
LEICA | DIAPLAN | 1987-01-01 | 13500
SANYO | PLEASE ENTER MODEL! (827) | 1986-07-21 | 1500
DENLEY | 5 ROW | 1985-11-19 | 221.25
OLYMPUS | BH2 | 1985-01-01 | 2875
GELMAN SCIEN | 38520 | 1981-01-01 | 1500
GELMAN SCIEN | 38520 | 1981-01-01 | 1500
GRANT INSTRUMENTS | JB2 | 1974-01-01 | 350
ROCHE LTD | URISYS 1100 | 2010-09-16 | 1000
DANTEC | URODYNE1000 | 2010-09-16 | 1000
NA | MEMO/GENERAL SUNDRIES | 2001-01-01 | 0
THERMO ARL | MICRO-CENTAUR | 1997-05-23 | 1500
BECKMAN | CX5CE | 1994-04-22 | 1000
CROTAN | PLEASE ENTER MODEL! (139) | 1993-04-01 | 450
GALLENKAMP | PLEASE ENTER MODEL! (6) | 1993-04-01 | 130
VITATRON | 3MO | 1992-10-22 | 5000
GALLENKAMP | 13L | 1985-11-22 | 334
T & M LTD | PLEASE ENTER MODEL! (1004) | 1985-11-19 | 300
SILVER KING | PLEASE ENTER MODEL! (888) | 1982-01-01 | 800
GRANT INSTRUMENTS | JB2 | 1978-01-01 | 350
MASTER MECH | PLEASE ENTER MODEL! (616) | 1993-04-01 | 400
MASTER MECH | PLEASE ENTER MODEL! (616) | 1993-04-01 | 400
DENLEY | PLEASE ENTER MODEL! (791) | 1993-04-01 | 456
NA | PLEASE ENTER MODEL! (306) | 1993-04-01 | 334
LTE | GS150 | 1986-08-20 | 450
GALLENKAMP | 3 | 1986-08-20 | 750
GALLENKAMP | 400 | 1985-12-03 | 162.5
OLYMPUS | IM | 1985-01-01 | 5000
OLYMPUS | BH2 | 1985-01-01 | 2875
NEWBRUNSWICK | MP320 | 1984-01-01 | 8792
NEWBRUNSWICK | PLEASE ENTER MODEL! (370) | 1984-01-01 | 8296
ZEISS | PLEASE ENTER MODEL! (1157) | 1984-01-01 | 500
GRANT INSTRUMENTS | BB3 | 1979-01-01 | 333
WILD/LEITZ U | M20 | 1976-01-01 | 3000
WILD/LEITZ U | M20 | 1974-01-01 | 3000
RADIOMETER | ABL90 FLEX PLUS | 2022-04-13 | 13000
HELMER LABS | PFS15 | 2014-03-07 | 1700
SARSTEDT | SAHARA-III | 2014-03-07 | 1000
THERMO ARL | MICRO-CENTAUR | 2012-09-19 | 1500
DANTEC | URODYNE1000 | 2010-09-24 | 1000
DANTEC | URODYNE1000 | 2010-09-24 | 1000
DANTEC | URODYNE1000 | 2010-09-24 | 1000
NA | MEMO/GENERAL SUNDRIES | 2001-01-01 | 0
SHANDON | CYROTOME-E | 1999-07-30 | 10050
EAST HEALTH | PLEASE ENTER MODEL! (1265) | 1998-10-15 | 3000
GASARC | GCS27071 | 1998-10-15 | 3000
THERMO ARL | MISTRAL 2000 | 1997-12-15 | 3000
THERMO ARL | MISTRAL3000 | 1997-12-15 | 2000
MDH LTD | 20229 | 1997-12-15 | 3615
ABBOTT LABS | PLEASE ENTER MODEL! (218) | 1997-12-15 | 2000
MERLIN MEDICAL | SX300BA | 1997-12-15 | 500
BECKMAN | CX5CE | 1997-12-15 | 1000
STUART SCIEN | PLEASE ENTER MODEL! (950) | 1997-12-15 | 150
THERMO ARL | MISTRAL 2000 | 1997-12-15 | 3000
BECKMAN | SPINCHRON | 1997-12-15 | 2100
BECKMAN | SPINCHRON | 1997-12-15 | 2100
BECKMAN | PLEASE ENTER MODEL! (837) | 1997-12-15 | 1500
GALLENKAMP | 1H/100 | 1997-12-15 | 1000
SYSMEX | CA1000 | 1997-12-15 | 3000
DESAGA | S2000 | 1997-12-15 | 1000
COULTER ELEC | STKS | 1997-12-15 | 3000
AMERSHAM | ZLE164 | 1997-12-15 | 2500
OLYMPUS | BHT-BH2 | 1997-12-15 | 5128
OLYMPUS | BX50 | 1997-12-15 | 2875
DYNATECH LAB | MR700 | 1997-12-15 | 1000
JENCONS LTD | PERIMATIC-G.P | 1997-12-15 | 400
GALLENKAMP | PLEASE ENTER MODEL! (1291) | 1997-12-15 | 2500
LEEC | K3N | 1997-12-15 | 700
BECTON DICKINSON (BD) | BACTEC 9050 | 1997-12-15 | 1000
BECTON DICKINSON (BD) | BACTEC 9050 | 1997-12-15 | 1000
JENCONS LTD | MIXAMATIC | 1997-12-15 | 200
THERMO ARL | MISTRAL 2000 | 1997-12-15 | 3000
TITERTEK | PLEASE ENTER MODEL! (1005) | 1997-12-15 | 227
CLIFTON | PLEASE ENTER MODEL! (303) | 1997-12-15 | 350
DIAMED DIAGN | PLEASE ENTER MODEL! (951) | 1997-12-15 | 750
DIAMED DIAGN | PLEASE ENTER MODEL! (951) | 1997-12-15 | 750
DIAMED DIAGN | ID24 | 1997-12-15 | 2500
DIAMED DIAGN | ID24 | 1997-12-15 | 2500
QUEUE SYS | QLT1385V12 | 1995-08-08 | 5000
R. LAMB | E22-01MWC | 1995-08-08 | 1250
THERMO ARL | MISTRAL | 1995-08-08 | 3000
LEICA | RM2035 | 1995-08-08 | 2225
STUART SCIEN | PLEASE ENTER MODEL! (950) | 1993-04-01 | 150
HP | D1182B | 1991-01-01 | 200
STUART SCIEN | S01 | 1990-01-01 | 1200
GASARC | GCS27059 | 1985-01-01 | 3000
MILLENIUM | CALISTRA O2 | 2013-05-14 | 2200
OMRON | M5-I (HEM-757A-E) | 2014-01-28 | 100
PLINTH 2000 | PLINTH COUCH | 2002-03-25 | 800
NA | MEMO/GENERAL SUNDRIES | 2001-01-01 | 0
COVIDIEN UK | GENIUS 3 | 2020-04-15 | 60
COVIDIEN UK | GENIUS 3 | 2018-09-17 | 60
COVIDIEN UK | GENIUS 3 | 2018-09-17 | 60
COVIDIEN UK | GENIUS 3 | 2018-09-17 | 60
MINDRAY | VS-900 | 2015-09-29 | 1000
DESOUTTER MEDICAL | PS6 | 2015-07-21 | 268.8
DESOUTTER MEDICAL | CC6 | 2015-07-21 | 939.6
ACCOSON LTD | ANEROID | 2015-04-20 | 99
MERLIN MEDICAL | M-PULSE (W4350) | 2015-04-20 | 65
BEAVER HEALT | MEDIPLINTH | 2015-04-13 | 700
BEAVER HEALT | MEDIPLINTH | 2015-04-07 | 700
BEAVER HEALT | MEDIPLINTH | 2015-04-07 | 700
BEAVER HEALT | MEDIPLINTH | 2015-04-07 | 700
BEAVER HEALT | MEDIPLINTH | 2015-04-07 | 700
BEAVER HEALT | MEDIPLINTH | 2015-04-07 | 700
SEERS MEDICAL | SM2560-S30T-IWH | 2014-04-24 | 800
SEERS MEDICAL | SM2560-S30T-IWH | 2014-04-24 | 800
MARSDEN | MS-4203 | 2011-11-18 | 180
DESOUTTER MEDICAL | CCS(CAST VACUUM) | 2011-11-18 | 1098
MARSDEN | MS-4203 | 2010-03-15 | 180
AKRON | A3221 | 2009-11-20 | 800
LIKO | LIKORALL 242 S | 2009-09-25 | 2000
AKRON | 2221A | 2008-05-20 | 450
AKRON | 2221A | 2008-05-20 | 450
AKRON | 2221A | 2008-05-20 | 450
AKRON | 2221A | 2008-05-20 | 450
THERAPY EQUIPMENT | ENTONOX | 2005-04-08 | 182.5
THERAPY EQUIPMENT | ENTONOX | 2002-05-20 | 182.5
CHILTERN MED | WISPA TURBO | 2001-06-01 | 981
DESOUTTER MEDICAL | CCS(CAST VACUUM) | 2001-03-09 | 1098
NA | MEMO/GENERAL SUNDRIES | 2001-01-01 | 0
HNE | 3222 | 2000-08-31 | 700
HNE | 3222 | 2000-08-31 | 700
DESOUTTER MEDICAL | CCS(CAST VACUUM) | 1996-10-11 | 1098
KEELER | STANDARD(OPTHALMO) | 1980-01-01 | 111.89
PHILIPS LTD | INNOSPIRE DELUXE | 2022-03-30 | 105
PHILIPS LTD | INNOSPIRE DELUXE | 2022-03-30 | 105
PHILIPS LTD | INNOSPIRE DELUXE | 2022-03-30 | 105
PHILIPS LTD | INNOSPIRE DELUXE | 2022-03-30 | 105
PHILIPS LTD | INNOSPIRE DELUXE | 2022-03-30 | 105
PHILIPS LTD | INNOSPIRE DELUXE | 2022-03-30 | 105
SECA | 899 (NEW TYPE) | 2022-02-01 | 239
BEAUMOND | 70142 | 2022-01-05 | 1700
MEDIX LTD | AC4000 | 2021-09-10 | 110
THORNE ELECT | MEDIHEAT 1200 | 2021-08-24 | 450
MINDRAY | VS-900 | 2021-07-14 | 1134
MINDRAY | VS-900 | 2021-07-14 | 1134
MINDRAY | VS-900 | 2021-07-14 | 1134
THERAPY EQUIPMENT | 5037 | 2021-06-15 | 156.6
THERAPY EQUIPMENT | ENTONOX | 2021-01-08 | 237.5
SUNRAY | SRF618E | 2020-08-27 | 0
BEIJING CHOICE ELECTRONIC TECHNOLOGY CO., LTD. | MD300CB3 | 2020-07-01 | 65
COVIDIEN UK | GENIUS 3 | 2020-03-04 | 60
COVIDIEN UK | GENIUS 3 | 2020-03-04 | 60
ZEISS | 840 | 2019-05-28 | 27380.4
PHILIPS LTD | EFFICIA DFM100 | 2019-05-13 | 3699
COVIDIEN UK | GENIUS 3 | 2018-09-17 | 60
COVIDIEN UK | GENIUS 3 | 2018-09-17 | 60
COVIDIEN UK | GENIUS 3 | 2018-09-17 | 60
SECA | 899 (NEW TYPE) | 2017-01-10 | 150
SONY | UP-25MD | 2016-06-09 | 1500
CONMED | VP4726 | 2016-05-23 | 4000
CONMED | DR502 | 2016-05-23 | 15000
CONMED | IM4000 | 2016-05-23 | 22000
CONMED | LS7700 | 2016-05-23 | 10000
CONMED | MEDXCHANGE | 2016-05-23 | 5300
CONMED | VP8501 | 2016-05-23 | 6000
BEIJING CHOICE ELECTRONIC TECHNOLOGY CO., LTD. | MD300C19 | 2016-03-01 | 45
OLYMPUS | VERSAPOINT II | 2015-04-20 | 10391
BEAUMOND | 70142 | 2015-04-17 | 1700
BEAUMOND | 70142 | 2015-04-17 | 1700
BEAVER HEALT | MEDIPLINTH | 2015-04-13 | 700
LUXO UK LTD | LHH | 2015-04-08 | 200
BEAVER HEALT | MEDIPLINTH | 2015-04-07 | 700
BEAVER HEALT | MEDIPLINTH | 2015-04-07 | 700
BEAVER HEALT | MEDIPLINTH | 2015-04-07 | 700
BEAVER HEALT | MEDIPLINTH | 2015-04-07 | 700
BEAVER HEALT | MEDIPLINTH | 2015-04-07 | 700
BEAVER HEALT | MEDIPLINTH | 2015-04-07 | 700
BEAVER HEALT | MEDIPLINTH | 2015-04-07 | 700
BEAVER HEALT | MEDIPLINTH | 2015-04-07 | 700
SPEIDEL & KE | MAXI STABIL 3 | 2014-07-23 | 50
OMRON | M6 (HEM-7001-E) | 2014-07-23 | 50
OMRON | M6 (HEM-7001-E) | 2014-07-23 | 50
PLINTH 2000 | MEDI-PLYNTH | 2014-01-07 | 600
MEMO-INTERN | PMG-WGH-G-QUANTOCK | 2014-01-01 | 0
BRYMILL | CRY-AC | 2013-12-20 | 500
SONY | UP-DR80MD | 2013-05-28 | 2500
DISTINCTIVE MEDICAL | 11494 | 2012-07-31 | 1190
THERAPY EQUIPMENT | DIAMOND RANGE HIGH | 2010-03-11 | 139
THERAPY EQUIPMENT | DIAMOND RANGE HIGH | 2010-03-11 | 139
THERAPY EQUIPMENT | DIAMOND RANGE HIGH | 2010-03-11 | 139
SHIRE | AREA ALARM | 2010-02-26 | 531
THERAPY EQUIPMENT | DIAMOND RANGE HIGH | 2010-02-24 | 139
SPEIDEL & KE | MAXI STABIL 3 | 2010-01-01 | 60
AKRON | A4412/2/SHS | 2009-10-21 | 1200
ACEM | STARLED1R | 2008-04-10 | 700
SPEIDEL & KE | MAXI STABIL 3 | 2008-03-14 | 80
SPEIDEL & KE | MAXI STABIL 3 | 2008-03-14 | 90
SECA | 959 | 2003-01-01 | 659
NA | MEMO/GENERAL SUNDRIES | 2001-01-01 | 0
KEELER | STANDARD(OPTHALMO) | 1999-02-01 | 111.89
SONY | PVM20M2MDE | 1998-07-22 | 1524
BODY CLOCK | MYOSTIM-EX | 1997-07-11 | 50
BODY CLOCK | TT | 1997-04-09 | 50
BODY CLOCK | TT | 1997-04-09 | 50
BODY CLOCK | TT | 1997-04-09 | 50
DATEX-OHMEDA | MK3/4 | 1986-09-01 | 200
THORNE ELECT | MEDIHEAT 1200 |  | 450
LAERDAL | LSU-2 | 2021-12-08 | 773
PHILIPS LTD | INNOSPIRE DELUXE | 2021-11-17 | 105
KEELER | PSL CLASSIC | 2021-10-28 | 4700
THERAPY EQUIPMENT | DIAMOND RANGE HIGH | 2021-09-10 | 69
TOPCON | 3D OCT-1 MAESTRO2 | 2020-12-09 | 24000
WELCH ALLYN | 74184 | 2020-03-30 | 45
TOPCON | 3DOCT-2000 | 2020-01-22 | 54498
PISTON | PCS-3000 | 2019-11-05 | 300
ARJO HUNTLEIGH | STEDY | 2019-10-02 | 615
ARJO HUNTLEIGH | STEDY | 2019-10-02 | 615
ARJO HUNTLEIGH | STEDY | 2019-10-02 | 615
THERAPY EQUIPMENT | ENTONOX | 2019-07-30 | 212.5
ZEISS | 840 | 2019-05-28 | 27380.4
PHILIPS LTD | EFFICIA DFM100 | 2019-05-13 | 3699
PLINTH 2000 | 93CDT | 2019-03-11 | 700
BROTHER | HL-L5100DN | 2018-02-09 | 300
BEAVER HEALT | MEDIPLINTH | 2015-11-20 | 600
BEAVER HEALT | MEDIPLINTH | 2015-04-17 | 700
SPEIDEL & KE | MAXI STABIL 3 | 2015-04-13 | 50
BEAVER HEALT | MEDIPLINTH | 2015-04-13 | 700
BEAVER HEALT | MEDIPLINTH | 2015-04-13 | 700
BEAVER HEALT | MEDIPLINTH | 2015-04-13 | 700
BEAVER HEALT | MEDIPLINTH | 2015-04-13 | 700
BEAVER HEALT | MEDIPLINTH | 2015-04-13 | 700
BEAVER HEALT | MEDIPLINTH | 2015-04-13 | 700
BEAVER HEALT | MEDIPLINTH | 2015-04-07 | 700
BEAVER HEALT | MEDIPLINTH | 2015-04-07 | 700
BEAVER HEALT | MEDIPLINTH | 2015-04-07 | 700
BEAVER HEALT | MEDIPLINTH | 2015-04-07 | 700
BEAVER HEALT | MEDIPLINTH | 2015-04-07 | 700
BEAVER HEALT | MEDIPLINTH | 2015-04-07 | 700
BEAVER HEALT | MEDIPLINTH | 2015-04-07 | 700
MEDI-PLINTH | BA02E | 2014-12-10 | 200
ZEISS | IOLMASTER 500 | 2013-04-25 | 22650
WELCH ALLYN | 20504S LUMIVIEW | 2012-01-03 | 545.74
ACEM | STARLED1R | 2010-04-14 | 700
SPEIDEL & KE | MAXI STABIL 3 | 2008-03-14 | 85.85
SPEIDEL & KE | MAXI STABIL 3 | 2003-07-08 | 75
SPEIDEL & KE | MAXI STABIL 3 | 2003-07-08 | 75
ACCOSON LTD | ANEROID | 1999-04-27 | 99
HAMBLIN | 313 | 1986-07-17 | 500
PHILIPS LTD | INNOSPIRE DELUXE | 2021-07-29 | 105
PHILIPS LTD | INNOSPIRE DELUXE | 2021-07-29 | 105
PHILIPS LTD | INNOSPIRE DELUXE | 2021-07-29 | 105
PHILIPS LTD | INNOSPIRE DELUXE | 2021-07-29 | 105
PHILIPS LTD | INNOSPIRE DELUXE | 2021-07-29 | 105
PHILIPS LTD | INNOSPIRE DELUXE | 2021-07-29 | 105
PHILIPS LTD | INNOSPIRE DELUXE | 2020-08-17 | 105
PHILIPS LTD | INNOSPIRE DELUXE | 2020-08-17 | 105
PHILIPS LTD | INNOSPIRE DELUXE | 2020-08-17 | 105
PHILIPS LTD | INNOSPIRE DELUXE | 2020-08-17 | 105
OMRON | M2 BASIC (HEM-7120-E) | 2020-02-27 | 0
PHILIPS LTD | INNOSPIRE DELUXE | 2020-01-29 | 105
PHILIPS LTD | INNOSPIRE DELUXE | 2020-01-29 | 105
PHILIPS LTD | INNOSPIRE DELUXE | 2020-01-29 | 105
PHILIPS LTD | INNOSPIRE DELUXE | 2020-01-29 | 105
PHILIPS LTD | INNOSPIRE DELUXE | 2020-01-29 | 105
PHILIPS LTD | INNOSPIRE DELUXE | 2020-01-29 | 105
BEIJING CHOICE ELECTRONIC TECHNOLOGY CO., LTD. | MD300C2 | 2019-11-11 | 30
BEIJING CHOICE ELECTRONIC TECHNOLOGY CO., LTD. | MD300C2 | 2019-11-08 | 30
BEIJING CHOICE ELECTRONIC TECHNOLOGY CO., LTD. | MD300C2 | 2019-11-08 | 30
BEIJING CHOICE ELECTRONIC TECHNOLOGY CO., LTD. | MD300C2 | 2019-11-08 | 30
BEIJING CHOICE ELECTRONIC TECHNOLOGY CO., LTD. | MD300C2 | 2019-11-08 | 30
PHILIPS LTD | INNOSPIRE DELUXE | 2019-10-24 | 105
PHILIPS LTD | INNOSPIRE DELUXE | 2019-10-18 | 105
PHILIPS LTD | INNOSPIRE DELUXE | 2019-10-18 | 105
PHILIPS LTD | INNOSPIRE DELUXE | 2019-10-18 | 105
PHILIPS LTD | INNOSPIRE DELUXE | 2019-10-18 | 105
PHILIPS LTD | INNOSPIRE DELUXE | 2019-10-18 | 105
PHILIPS LTD | INNOSPIRE DELUXE | 2019-10-15 | 105
PHILIPS LTD | INNOSPIRE DELUXE | 2019-05-28 | 105
PHILIPS LTD | INNOSPIRE DELUXE | 2019-05-28 | 105
PHILIPS LTD | INNOSPIRE DELUXE | 2019-05-28 | 105
PHILIPS LTD | INNOSPIRE DELUXE | 2019-05-28 | 105
PHILIPS LTD | INNOSPIRE DELUXE | 2019-05-28 | 105
PHILIPS LTD | INNOSPIRE DELUXE | 2019-05-28 | 105
COVIDIEN UK | GENIUS 3 | 2018-09-17 | 60
COVIDIEN UK | GENIUS 3 | 2018-09-17 | 60
PHILIPS LTD | INNOSPIRE DELUXE | 2018-06-26 | 105
PHILIPS LTD | INNOSPIRE DELUXE | 2018-06-26 | 105
PHILIPS LTD | INNOSPIRE DELUXE | 2018-06-26 | 105
PHILIPS LTD | INNOSPIRE DELUXE | 2018-06-26 | 105
PHILIPS LTD | INNOSPIRE DELUXE | 2018-06-26 | 105
PHILIPS LTD | INNOSPIRE DELUXE | 2018-06-26 | 105
PHILIPS LTD | INNOSPIRE DELUXE | 2018-06-26 | 105
PHILIPS LTD | INNOSPIRE DELUXE | 2018-06-26 | 105
PHILIPS LTD | INNOSPIRE DELUXE | 2018-06-26 | 105
PHILIPS LTD | INNOSPIRE DELUXE | 2018-06-26 | 105
PHILIPS LTD | INNOSPIRE DELUXE | 2018-06-26 | 105
MINDRAY | VS-900 | 2018-06-22 | 1000
MINDRAY | VS-900 | 2018-06-22 | 1000
PHILIPS LTD | INNOSPIRE DELUXE | 2018-04-26 | 105
PHILIPS LTD | INNOSPIRE DELUXE | 2018-04-26 | 105
PHILIPS LTD | INNOSPIRE DELUXE | 2018-04-26 | 105
PHILIPS LTD | INNOSPIRE DELUXE | 2018-04-26 | 105
PHILIPS LTD | INNOSPIRE DELUXE | 2018-04-26 | 105
PHILIPS LTD | INNOSPIRE DELUXE | 2018-04-26 | 105
MEDIX LTD | AC2000 | 2018-01-09 | 100
OLYMPUS | ENF-GP | 2017-12-22 | 9035.75
OLYMPUS | ENF-GP | 2017-12-22 | 9035.75
PHILIPS LTD | INNOSPIRE DELUXE | 2017-11-05 | 60
PHILIPS LTD | INNOSPIRE DELUXE | 2017-11-05 | 60
PHILIPS LTD | INNOSPIRE DELUXE | 2017-11-05 | 60
PHILIPS LTD | INNOSPIRE DELUXE | 2017-11-05 | 60
PHILIPS LTD | INNOSPIRE DELUXE | 2017-11-05 | 60
PHILIPS LTD | INNOSPIRE DELUXE | 2017-11-05 | 60
CAREFUSION | MICRO I | 2017-09-11 | 80
PHILIPS LTD | INNOSPIRE DELUXE | 2017-06-27 | 80
RS | 206-3722 | 2017-02-10 | 60
PHILIPS LTD | INNOSPIRE DELUXE | 2017-01-30 | 105
PHILIPS LTD | INNOSPIRE DELUXE | 2017-01-30 | 105
PHILIPS LTD | INNOSPIRE DELUXE | 2017-01-30 | 105
PHILIPS LTD | INNOSPIRE DELUXE | 2017-01-30 | 105
PHILIPS LTD | INNOSPIRE DELUXE | 2017-01-30 | 105
PHILIPS LTD | INNOSPIRE DELUXE | 2017-01-30 | 105
PHILIPS LTD | INNOSPIRE DELUXE | 2017-01-30 | 105
PHILIPS LTD | INNOSPIRE DELUXE | 2017-01-30 | 105
PHILIPS LTD | INNOSPIRE DELUXE | 2017-01-30 | 105
PHILIPS LTD | INNOSPIRE DELUXE | 2017-01-30 | 105
PHILIPS LTD | INNOSPIRE DELUXE | 2017-01-30 | 105
PHILIPS LTD | INNOSPIRE DELUXE | 2017-01-30 | 105
PHILIPS LTD | INNOSPIRE DELUXE | 2017-01-30 | 105
PHILIPS LTD | INNOSPIRE DELUXE | 2017-01-30 | 105
PHILIPS LTD | INNOSPIRE DELUXE | 2017-01-16 | 105
PHILIPS LTD | INNOSPIRE DELUXE | 2017-01-06 | 60
PHILIPS LTD | INNOSPIRE DELUXE | 2017-01-06 | 60
PHILIPS LTD | INNOSPIRE DELUXE | 2017-01-06 | 60
PHILIPS LTD | INNOSPIRE DELUXE | 2017-01-06 | 60
PHILIPS LTD | INNOSPIRE DELUXE | 2017-01-06 | 60
PHILIPS LTD | INNOSPIRE DELUXE | 2017-01-06 | 60
PHILIPS LTD | INNOSPIRE DELUXE | 2016-12-05 | 60
PHILIPS LTD | INNOSPIRE DELUXE | 2016-06-23 | 105
PHILIPS LTD | INNOSPIRE DELUXE | 2016-06-23 | 105
PHILIPS LTD | INNOSPIRE DELUXE | 2016-06-23 | 105
PHILIPS LTD | INNOSPIRE DELUXE | 2016-06-23 | 105
PHILIPS LTD | INNOSPIRE DELUXE | 2016-06-23 | 105
PHILIPS LTD | INNOSPIRE DELUXE | 2016-06-23 | 105
PHILIPS LTD | INNOSPIRE DELUXE | 2016-06-23 | 105
PHILIPS LTD | INNOSPIRE DELUXE | 2016-06-23 | 105
SAPI MED | ECOLITE | 2016-03-17 | 750
OMRON | M6 (HEM-7221-E8 V) | 2016-01-28 | 60
OMRON | M6 (HEM-7221-E8 V) | 2016-01-28 | 60
OMRON | M6 (HEM-7221-E8 V) | 2016-01-28 | 60
SAPI MED | ECOLITE | 2016-01-01 | 750
PHILIPS LTD | INNOSPIRE DELUXE | 2015-07-02 | 100
PHILIPS LTD | INNOSPIRE DELUXE | 2015-07-02 | 100
PHILIPS LTD | INNOSPIRE DELUXE | 2015-07-02 | 100
PHILIPS LTD | INNOSPIRE DELUXE | 2015-05-07 | 105
PHILIPS LTD | INNOSPIRE DELUXE | 2015-05-07 | 105
PHILIPS LTD | INNOSPIRE DELUXE | 2015-05-07 | 105
PHILIPS LTD | INNOSPIRE DELUXE | 2015-05-07 | 105
PHILIPS LTD | INNOSPIRE DELUXE | 2015-05-07 | 105
PHILIPS LTD | INNOSPIRE DELUXE | 2015-05-07 | 105
PHILIPS LTD | INNOSPIRE DELUXE | 2015-05-07 | 105
PHILIPS LTD | INNOSPIRE DELUXE | 2015-05-07 | 105
PHILIPS LTD | INNOSPIRE DELUXE | 2015-05-07 | 105
PHILIPS LTD | INNOSPIRE DELUXE | 2015-05-07 | 105
PHILIPS LTD | INNOSPIRE DELUXE | 2015-05-07 | 105
PHILIPS LTD | INNOSPIRE DELUXE | 2015-05-07 | 105
PHILIPS LTD | INNOSPIRE DELUXE | 2015-05-07 | 105
PHILIPS LTD | INNOSPIRE DELUXE | 2015-05-07 | 105
PHILIPS LTD | INNOSPIRE DELUXE | 2015-05-07 | 105
PHILIPS LTD | INNOSPIRE DELUXE | 2015-05-07 | 105
NELLCOR | D-YS | 2015-04-07 | 88
PHILIPS LTD | INNOSPIRE DELUXE | 2015-04-07 | 110
PHILIPS LTD | INNOSPIRE DELUXE | 2015-04-07 | 110
MEDIX LTD | AC2000 | 2015-02-25 | 100
MICRO MEDICAL (NOW CAREFUSION) | MICROLOOP II | 2015-02-09 | 1000
MICROMEDICAL | MICRORPM | 2015-02-09 | 1000
MICRO MEDICAL (NOW CAREFUSION) | MICROLOOP II | 2015-02-02 | 1000
MICRO MEDICAL (NOW CAREFUSION) | MICROLOOP II | 2015-02-02 | 1000
BREAS MEDICAL | NIPPY CLEARWAY | 2015-01-30 | 4500
PHILIPS LTD | INNOSPIRE DELUXE | 2015-01-23 | 100
HENSON | 6000 | 2015-01-09 | 6000
OMRON | CX | 2014-12-19 | 90
OLYMPUS | CV-170 | 2014-11-18 | 4000
PHILIPS LTD | INNOSPIRE DELUXE | 2014-08-22 | 105
PHILIPS LTD | INNOSPIRE DELUXE | 2014-08-22 | 105
PHILIPS LTD | INNOSPIRE DELUXE | 2014-08-22 | 105
PHILIPS LTD | INNOSPIRE DELUXE | 2014-08-22 | 105
PHILIPS LTD | INNOSPIRE DELUXE | 2014-08-22 | 105
PHILIPS LTD | INNOSPIRE DELUXE | 2014-08-22 | 105
PHILIPS LTD | INNOSPIRE DELUXE | 2014-08-22 | 105
PHILIPS LTD | INNOSPIRE DELUXE | 2014-08-22 | 105
PHILIPS LTD | INNOSPIRE DELUXE | 2014-08-22 | 105
PHILIPS LTD | INNOSPIRE DELUXE | 2014-08-22 | 105
PHILIPS LTD | INNOSPIRE DELUXE | 2014-08-22 | 105
PHILIPS LTD | INNOSPIRE DELUXE | 2014-08-22 | 105
PHILIPS LTD | INNOSPIRE DELUXE | 2014-08-22 | 105
PHILIPS LTD | INNOSPIRE DELUXE | 2014-08-22 | 105
PHILIPS LTD | INNOSPIRE DELUXE | 2014-08-22 | 105
PHILIPS LTD | INNOSPIRE DELUXE | 2014-08-22 | 105
PHILIPS LTD | INNOSPIRE DELUXE | 2014-08-22 | 105
PHILIPS LTD | INNOSPIRE DELUXE | 2014-08-22 | 105
PHILIPS LTD | INNOSPIRE DELUXE | 2014-08-22 | 105
PHILIPS LTD | INNOSPIRE DELUXE | 2014-08-22 | 105
PHILIPS LTD | INNOSPIRE DELUXE | 2014-08-22 | 105
PHILIPS LTD | INNOSPIRE DELUXE | 2014-08-22 | 105
THERAPY EQUIPMENT | DIAMOND RANGE HIGH | 2014-08-14 | 156
MEDIC AID | PORTANEB | 2014-02-12 | 100
AR-EL TIBBI | 2087-4 | 2014-02-07 | 7000
PLINTH 2000 | MEDI-PLYNTH | 2014-01-22 | 600
LUXO UK LTD | LHH | 2014-01-17 | 70
BRANDON MEDICAL | C35SXRK | 2013-12-23 | 100
BRANDON MEDICAL | C35SXRK | 2013-12-23 | 100
MEDIC AID | PORTANEB | 2013-12-16 | 120
SECA | 899 | 2013-10-03 | 300
OMRON | HEM-711A-E | 2013-09-19 | 90
AFP MEDICAL | TOURER | 2013-09-19 | 100
OMRON | M2 | 2013-06-20 | 60
OMRON | M2 | 2013-06-20 | 60
OMRON | M2 | 2013-06-20 | 60
OMRON | M2 | 2013-06-20 | 60
OMRON | M2 | 2013-06-20 | 60
OMRON | M2 | 2013-06-20 | 60
BEAVER HEALT | MEDIPLINTH | 2013-06-01 | 600
MEDIX LTD | WORLD-TRAVEL | 2013-03-28 | 180
SALTER | 8353 | 2013-03-18 | 55
SALTER | 8353 | 2013-03-18 | 55
SALTER | 8353 | 2013-03-18 | 55
SALTER | 8353 | 2013-03-18 | 55
SALTER | 8353 | 2013-03-18 | 55
SALTER | 8353 | 2013-03-18 | 55
SALTER | 8353 | 2013-03-18 | 55
SALTER | 8353 | 2013-03-18 | 55
SALTER | 8353 | 2013-03-18 | 55
SALTER | 8353 | 2013-03-18 | 55
SALTER | 8353 | 2013-03-18 | 55
SALTER | 8353 | 2013-03-18 | 55
SALTER | 8353 | 2013-03-18 | 55
SALTER | 8353 | 2013-03-18 | 55
SALTER | 8353 | 2013-03-18 | 55
SALTER | 8353 | 2013-03-18 | 55
SALTER | 8353 | 2013-03-18 | 55
SALTER | 8353 | 2013-03-18 | 55
SALTER | 8353 | 2013-03-18 | 55
SALTER | 8353 | 2013-03-18 | 55
MEDIC AID | PORTANEB | 2013-02-14 | 100
VITALOGRAPH | 4000 | 2013-02-05 | 35
DISTINCTIVE MEDICAL | 11494 | 2012-07-31 | 1190
DISTINCTIVE MEDICAL | 11494 | 2012-07-31 | 1190
MEDIC AID | PORTANEB | 2012-05-14 | 100
MEDIC AID | PORTANEB | 2012-03-09 | 105
KEELER | 2401-P-2698 | 2012-02-28 | 600
LITECHNICA | LPULSA SYL9000 PREMIO | 2012-02-27 | 10000
MEDIX LTD | WORLD-TRAVEL | 2012-02-10 | 150
KEELER | ALL PUPIL II WIRELES | 2012-01-31 | 2200
MEDIC AID | PORTANEB | 2012-01-24 | 105
MEDIC AID | PORTANEB | 2012-01-24 | 100
MEDIC AID | PORTANEB | 2012-01-13 | 100
MEDIC AID | PORTANEB- INTER-ASF | 2011-12-08 | 109
SALTER | 8353 | 2011-08-22 | 100
MEDIC AID | PORTANEB | 2011-08-18 | 68
MEDIC AID | PORTANEB | 2011-08-18 | 68
MEDIC AID | PORTANEB | 2011-08-18 | 68
MEDIC AID | PORTANEB | 2011-08-18 | 68
MEDIC AID | PORTANEB | 2011-08-18 | 68
MEDIX LTD | AC2000 | 2011-07-21 | 70
MEDIX LTD | WORLD-TRAVEL | 2011-07-14 | 182.99
WELCH ALLYN | 71064 | 2011-06-22 | 200
TAKAGI | ST-80 | 2011-04-21 | 1500
TAKAGI | UN-21 | 2011-04-21 | 1000
ZEISS | 720I | 2011-04-12 | 1800
MEDIX LTD | AC2000HF | 2011-03-21 | 105
NEBUFLAEM | PLEASE ENTER MODEL! (332) | 2010-09-08 | 80
CONMED | AER DEFENSE | 2010-08-18 | 1800
MEDIX LTD | AC4000 | 2010-06-09 | 89
RESPIRONICS | MICRO ELITE | 2010-03-18 | 118
RESPIRONICS | MICRO ELITE | 2010-03-18 | 118
SECA | 704 | 2010-03-15 | 350
MEDIC AID | PORTANEB | 2010-02-03 | 100
MEDIC AID | PORTANEB | 2009-10-02 | 105
ACCOSON LTD | WALL | 2009-09-25 | 35
MEDIC AID | PORTANEB | 2009-09-10 | 80
MEDIX LTD | AC4000 | 2009-09-10 | 89
MEDIX LTD | TRAVELLER | 2009-08-25 | 135
PLINTH 2000 | 503CDT | 2009-08-25 | 699
MEDIC AID | PORTANEB | 2009-08-03 | 105
MEDIX LTD | AC4000 | 2009-08-03 | 89
MEDIC AID | PORTANEB | 2009-05-21 | 105
OMRON | M6 (HEM-7001-E) | 2009-05-15 | 180
WELCH ALLYN | 53N00 (VSM 300) | 2009-05-05 | 2250
HUNTLEIGH | D900 | 2009-04-23 | 280
HUNTLEIGH | D900 | 2009-04-23 | 280
HUNTLEIGH | D900 | 2009-04-23 | 280
MEDIX LTD | AC4000 | 2009-04-21 | 60
MEDIC AID | PORTANEB | 2009-04-20 | 80
MEDIC AID | PORTANEB | 2009-04-20 | 80
NELLCOR | OXIMAX N-560 | 2009-04-20 | 1000
MEDIC AID | PORTANEB | 2009-04-20 | 80
MEDIC AID | PORTANEB | 2009-04-20 | 80
MEDIC AID | PORTANEB | 2009-04-20 | 80
MEDIC AID | PORTANEB | 2009-04-20 | 105
MEDIC AID | PORTANEB | 2009-04-20 | 80
MEDIC AID | PORTANEB | 2009-04-20 | 80
MEDIC AID | PORTANEB | 2009-04-20 | 80
MEDIC AID | PORTANEB | 2009-04-20 | 80
MEDIC AID | PORTANEB | 2009-04-20 | 80
MEDIC AID | PORTANEB | 2009-04-20 | 80
MEDIC AID | PORTANEB | 2009-04-20 | 80
MEDIC AID | PORTANEB | 2009-04-20 | 80
MEDIC AID | PORTANEB | 2009-04-20 | 80
MEDIC AID | PORTANEB | 2009-04-20 | 80
MEDIC AID | PORTANEB | 2009-04-20 | 80
MEDIC AID | PORTANEB | 2009-04-20 | 105
MEDIC AID | PORTANEB | 2009-04-20 | 105
MEDIC AID | PORTANEB | 2009-04-20 | 105
WELCH ALLYN | 53N00 (VSM 300) | 2009-04-01 | 1200
MEDIC AID | PORTANEB | 2009-02-13 | 105
MEDIC AID | PORTANEB | 2008-12-08 | 105
MEDIC AID | PORTANEB- INTER-ASF | 2008-12-01 | 109
MINOLTA | PULSOX-300I | 2008-10-23 | 550
MINOLTA | PULSOX-3I | 2008-10-23 | 200
MEDIX LTD | AC2000 | 2008-10-05 | 105
GARDNER-DENV | 27212AA7 | 2008-09-01 | 100
MEDIC AID | PORTANEB | 2008-06-05 | 105
MEDIC AID | PORTANEB | 2008-06-05 | 105
MEDIX LTD | AC4000 | 2008-04-21 | 89
MEDIC AID | PORTANEB | 2008-03-20 | 105
MEDIC AID | PORTANEB | 2008-03-13 | 105
MEDIC AID | PORTANEB | 2008-03-13 | 105
MEDIC AID | PORTANEB | 2008-03-13 | 105
MEDIC AID | PORTANEB | 2008-03-13 | 105
MEDIC AID | PORTANEB | 2008-03-13 | 105
MEDIC AID | PORTANEB | 2008-03-13 | 105
MEDIC AID | PORTANEB | 2008-03-13 | 105
MEDIC AID | PORTANEB | 2008-03-13 | 105
MEDIC AID | PORTANEB | 2008-03-13 | 105
MEDIC AID | PORTANEB | 2008-03-13 | 105
MEDIC AID | PORTANEB | 2008-03-13 | 105
MEDIC AID | PORTANEB | 2008-03-13 | 105
MEDIC AID | PORTANEB | 2008-03-13 | 105
MEDIC AID | PORTANEB | 2008-03-13 | 105
MEDIC AID | PORTANEB | 2008-03-13 | 105
MEDIC AID | PORTANEB | 2008-03-13 | 105
MEDIC AID | PORTANEB | 2008-03-13 | 105
MEDIC AID | PORTANEB | 2008-03-13 | 105
MEDIC AID | PORTANEB | 2008-03-13 | 105
MEDIC AID | PORTANEB | 2008-03-13 | 105
MEDIC AID | PORTANEB | 2008-03-13 | 105
MEDIC AID | PORTANEB | 2008-03-13 | 105
MEDIC AID | PORTANEB | 2008-03-13 | 105
MEDIC AID | PORTANEB | 2008-03-13 | 105
MEDIC AID | PORTANEB | 2008-03-13 | 105
MEDIC AID | PORTANEB | 2008-03-13 | 105
MEDIC AID | PORTANEB | 2008-03-13 | 105
MEDIC AID | PORTANEB | 2008-03-13 | 105
MEDIC AID | PORTANEB | 2008-03-13 | 105
MEDIC AID | PORTANEB | 2008-03-13 | 105
MEDIC AID | PORTANEB | 2008-03-13 | 105
SECA | 959 | 2007-12-19 | 600
MEDIC AID | PORTANEB | 2007-12-04 | 60
WELCH ALLYN | 73324 | 2007-10-29 | 287.72
MEDIX LTD | AC4000 | 2007-10-03 | 89
HEINE | E7 | 2007-09-17 | 100
MEDIC AID | PORTANEB | 2007-06-01 | 105
MEDIC AID | PORTANEB | 2007-05-08 | 105
OMRON | COMP-AIR | 2007-04-13 | 100
MEDIC AID | PORTANEB | 2007-03-29 | 105
AQUILON | 100430 | 2007-02-01 | 76
OMRON | M7(HEM-780-E) | 2007-01-25 | 100
MEDIC AID | PORTANEB | 2007-01-16 | 60
MEDIC AID | PORTANEB | 2007-01-16 | 60
MEDIC AID | PORTANEB | 2007-01-16 | 60
MEDIC AID | PORTANEB | 2007-01-16 | 60
MEDIC AID | PORTANEB | 2007-01-16 | 60
MEDIC AID | PORTANEB | 2007-01-16 | 60
MEDIC AID | PORTANEB | 2007-01-16 | 60
MEDIC AID | PORTANEB | 2007-01-16 | 60
MEDIC AID | PORTANEB | 2007-01-08 | 60
MEDIC AID | PORTANEB | 2007-01-08 | 105
MEDIC AID | PORTANEB | 2007-01-08 | 60
MEDIC AID | PORTANEB | 2007-01-08 | 60
MEDIC AID | PORTANEB | 2007-01-08 | 60
MEDIC AID | PORTANEB | 2007-01-08 | 60
MEDIC AID | PORTANEB | 2007-01-08 | 60
MEDIC AID | PORTANEB | 2007-01-08 | 60
MEDIX LTD | WORLD-TRAVEL | 2007-01-05 | 182.99
LITECHNICA | LIGHTLAS 532 | 2006-11-17 | 29950
MEDIX LTD | AC2000 | 2006-11-13 | 105
MEDIC AID | PORTANEB | 2006-08-25 | 105
MEDIC AID | PORTANEB | 2006-08-23 | 105
MEDIC AID | PORTANEB | 2006-06-20 | 105
WELCH ALLYN | 74184 | 2006-06-16 | 150
SECA | 778 | 2006-01-01 | 359
MEDIC AID | PORTANEB | 2005-04-01 | 105
MEDIC AID | PORTANEB | 2005-04-01 | 105
MEDIC AID | PORTANEB | 2005-04-01 | 105
MEDIC AID | PORTANEB | 2005-03-08 | 105
MEDIC AID | PORTANEB | 2005-03-08 | 105
MEDIC AID | PORTANEB | 2005-03-08 | 105
MEDIC AID | PORTANEB | 2005-03-08 | 105
MEDIC AID | PORTANEB | 2005-03-08 | 105
MEDIC AID | PORTANEB | 2005-03-08 | 105
MEDIC AID | PORTANEB | 2005-03-08 | 105
MEDIC AID | PORTANEB | 2005-03-08 | 105
MEDIX LTD | AC4000 | 2005-02-24 | 89
OMRON | M5-I (HEM-757A-E) | 2004-11-26 | 99.95
MEDIC AID | FREEWAY | 2004-11-02 | 141
MEDIC AID | PORTANEB | 2004-08-26 | 105
MEDIC AID | PORTANEB | 2004-08-26 | 105
MEDIC AID | PORTANEB | 2004-08-26 | 105
MEDIC AID | PORTANEB | 2004-08-26 | 105
MEDIC AID | PORTANEB | 2004-08-26 | 105
MEDIC AID | PORTANEB | 2004-08-26 | 105
MEDIC AID | PORTANEB | 2004-08-24 | 105
DGH TECH | DGH-550 | 2004-08-12 | 25000
MEDIC AID | PORTANEB | 2004-07-27 | 105
MEDIC AID | PORTANEB | 2004-07-27 | 105
MEDIC AID | PORTANEB | 2004-07-27 | 105
MEDIC AID | PORTANEB | 2004-07-19 | 105
MEDIX LTD | AC2000HF | 2004-07-19 | 105
WELCH ALLYN | 7114 | 2004-06-17 | 300
MEDIC AID | PORTANEB | 2004-04-14 | 105
MEDIC AID | PORTANEB | 2004-04-14 | 105
MEDIC AID | PORTANEB | 2004-04-14 | 105
MEDIC AID | PORTANEB | 2004-04-14 | 105
MEDIC AID | PORTANEB | 2004-04-06 | 105
MEDIC AID | PORTANEB | 2004-04-06 | 105
MEDIX LTD | AC4000 | 2004-02-16 | 95
HNE | 3222 | 2003-11-21 | 560
MEDIC AID | PORTANEB | 2003-10-02 | 105
MEDIC AID | PORTANEB | 2003-10-02 | 105
MEDIC AID | PORTANEB | 2003-09-24 | 105
MEDIC AID | PORTANEB | 2003-09-24 | 105
MEDIC AID | PORTANEB | 2003-09-24 | 105
MEDIC AID | PORTANEB | 2003-09-24 | 105
MEDIC AID | PORTANEB | 2003-09-24 | 105
NELLCOR | N-550 | 2003-09-03 | 1600
SPEIDEL & KE | MAXI STABIL 3 | 2003-07-08 | 75
SPEIDEL & KE | MAXI STABIL 3 | 2003-07-08 | 75
SPEIDEL & KE | MAXI STABIL 3 | 2003-07-08 | 75
SPEIDEL & KE | MAXI STABIL 3 | 2003-07-08 | 75
SPEIDEL & KE | MAXI STABIL 3 | 2003-07-08 | 75
SPEIDEL & KE | MAXI STABIL 3 | 2003-07-08 | 75
SPEIDEL & KE | MAXI STABIL 3 | 2003-07-08 | 75
SPEIDEL & KE | MAXI STABIL 3 | 2003-07-08 | 75
SPEIDEL & KE | MAXI STABIL 3 | 2003-07-08 | 75
SPEIDEL & KE | MAXI STABIL 3 | 2003-07-08 | 75
LAERDAL | LSU-2 | 2003-06-26 | 680
MEDIX LTD | AC4000 | 2003-06-06 | 89
OLYMPUS | ENF-GP | 2003-05-07 | 7135
HP | DESKJET 920C | 2003-02-24 | 150
AVERY | HL120 | 2003-01-01 | 1000
OLYMPUS | ENF-GP | 2003-01-01 | 9035.75
MEDIC AID | FREEWAY | 2002-10-08 | 141
MEDIC AID | PORTANEB- INTER-ASF | 2002-06-11 | 109
MEDIC AID | PORTANEB- INTER-ASF | 2002-06-11 | 109
CANON | XEED 1 | 2002-05-27 | 3287
VITALOGRAPH | SW171 | 2002-05-13 | 985
MEDIC AID | PORTANEB | 2002-03-20 | 105
MEDIC AID | PORTANEB | 2002-03-20 | 60
MEDIC AID | PORTANEB | 2002-03-20 | 105
HENLEYS | AQUILON | 2002-03-06 | 112
MEDIC AID | PORTANEB | 2002-03-06 | 105
MEDIC AID | PORTANEB | 2002-03-06 | 105
WELCH ALLYN | 7114 | 2002-02-28 | 300
WELCH ALLYN | 7114 | 2002-02-28 | 300
WELCH ALLYN | 7114 | 2002-02-28 | 300
WELCH ALLYN | 7114 | 2002-02-28 | 300
WELCH ALLYN | 12500 | 2002-02-22 | 480
MEDIC AID | PORTANEB- INTER-ASF | 2002-02-19 | 109
MEDIC AID | PORTANEB | 2002-01-30 | 105
MEDIC AID | PORTANEB | 2002-01-30 | 105
MEDIC AID | PORTANEB | 2002-01-30 | 105
MEDIC AID | PORTANEB | 2001-08-29 | 105
CONMED | 7-900-230 | 2001-07-24 | 2791.76
MEDIC AID | PORTANEB-INTER-QV7B | 2001-07-16 | 115
MEDIC AID | PORTANEB-INTER-QV7B | 2001-07-16 | 115
MEDIC AID | PORTANEB-INTER-QV7B | 2001-07-16 | 115
MEDIC AID | PORTANEB-INTER-QV7B | 2001-07-16 | 5232
MEDIC AID | PORTANEB- INTER-ASF | 2001-07-05 | 109
AKRON | MERRIT II | 2001-04-17 | 700
AKRON | MERRIT II | 2001-04-17 | 700
MEDIX LTD | AC3000 | 2001-03-07 | 90
WELCH ALLYN | 767 DIAGNOSTIC SYSTEM | 2001-01-26 | 500
HNE | 43100 | 2001-01-26 | 1369
HNE | 43100 | 2001-01-26 | 1369
NA | MEMO/GENERAL SUNDRIES | 2001-01-01 | 0
MEDIC AID | FREEWAY | 2000-09-15 | 60
MEDIC AID | PORTANEB- INTER-ASF | 2000-04-27 | 109
MEDIC AID | PORTANEB | 2000-02-04 | 105
MEDIC AID | PORTANEB | 2000-02-04 | 105
MEDIC AID | PORTANEB | 2000-02-04 | 105
MEDIC AID | PORTANEB | 2000-02-01 | 105
MEDIX LTD | AC2000HF | 1999-06-08 | 105
ACCOSON LTD | ANEROID | 1999-04-27 | 99
ACCOSON LTD | ANEROID | 1999-04-27 | 99
MEDIC AID | PORTANEB- INTER-ASF | 1999-02-19 | 5232
MEDIC AID | PORTANEB- INTER-ASF | 1999-01-01 | 109
MEDIX LTD | AC2002HF | 1998-12-14 | 105
KEELER | 1952-P-2032 | 1998-11-23 | 1200
SCIMED | HANDYDOP | 1997-09-02 | 600
SCIMED | HANDYDOP | 1997-04-08 | 600
LEICA | M715 | 1997-01-01 | 15000
MEDIC AID | PORTANEB | 1997-01-01 | 105
MEDIC AID | PORTANEB- INTER-ASF | 1997-01-01 | 109
AKRON | 3232 | 1996-10-17 | 400
GOLDMAN | 940 | 1996-04-04 | 5000
KEELER | 1952-P-2032 | 1996-03-07 | 5232
KEELER | ALL-PUPIL | 1996-03-07 | 1500
MEDIC AID | PORTANEB | 1996-01-01 | 105
MEDIX LTD | COMPACT | 1995-01-01 | 60
TINSLEY | CFA3000 | 1994-06-09 | 7000
MEDIX LTD | AC2000HF | 1994-04-20 | 105
KEELER | 1436-P-1009 | 1993-09-02 | 100
KEELER | 1436-P-1009 | 1993-09-02 | 100
KEELER | 4550 | 1993-09-02 | 100
MEDIX LTD | WORLD-TRAVEL | 1993-01-01 | 149
MEDIX LTD | AC2000 | 1992-09-08 | 0
MEDIX LTD | AC2000 | 1992-06-09 | 105
MEDIX LTD | AC2000 | 1991-11-18 | 105
KEELER | OMTE1 | 1991-01-30 | 1096
AIRMED | ADULT | 1990-01-01 | 400
MEDIX LTD | AC2000 | 1990-01-01 | 105
PERKINS | B202B | 1988-04-11 | 394
CANON | F-RB | 1987-03-10 | 200
POLAROID | CR3-PC | 1987-03-10 | 200
HAMBLIN | TEST | 1986-09-01 | 450
ACCOSON LTD | WALL | 1986-09-01 | 35
ACCOSON LTD | WALL | 1986-09-01 | 35
ACCOSON LTD | WALL | 1986-09-01 | 35
HAAG STREIT | T900 | 1982-06-01 | 550
NA | PLEASE ENTER MODEL! (1149) | 1981-01-01 | 200
TOKYO OPT. | LMT3 | 1980-01-01 | 540
CLEM CLARKE | 2053 | 1980-01-01 | 1235
COVIDIEN UK | GENIUS 3 | 2021-06-24 | 161
COVIDIEN UK | GENIUS 3 | 2021-06-09 | 161
COVIDIEN UK | GENIUS 3 | 2020-11-27 | 161
COVIDIEN UK | GENIUS 3 | 2020-11-16 | 161
COVIDIEN UK | GENIUS 3 | 2020-09-03 | 161
FRESENIUS KABI | AGILIA VP MC WIFI GB | 2020-08-05 | 300
FRESENIUS KABI | AGILIA VP MC WIFI GB | 2020-08-05 | 300
FRESENIUS KABI | AGILIA VP MC WIFI GB | 2020-08-05 | 300
FRESENIUS KABI | AGILIA VP MC WIFI GB | 2020-08-05 | 300
FRESENIUS KABI | AGILIA VP MC WIFI GB | 2020-08-05 | 300
FRESENIUS KABI | AGILIA VP MC WIFI GB | 2020-08-05 | 300
FRESENIUS KABI | AGILIA VP MC WIFI GB | 2020-06-17 | 300
FRESENIUS KABI | AGILIA VP MC WIFI GB | 2020-06-17 | 300
FRESENIUS KABI | AGILIA VP MC WIFI GB | 2020-06-17 | 300
FRESENIUS KABI | AGILIA VP MC WIFI GB | 2020-06-17 | 300
FRESENIUS KABI | AGILIA VP MC WIFI GB | 2020-06-17 | 300
FRESENIUS KABI | AGILIA VP MC WIFI GB | 2020-04-30 | 300
FRESENIUS KABI | AGILIA VP MC WIFI GB | 2020-04-30 | 300
FRESENIUS KABI | AGILIA VP MC WIFI GB | 2020-04-30 | 300
FRESENIUS KABI | AGILIA VP MC WIFI GB | 2020-04-29 | 300
COVIDIEN UK | GENIUS 3 | 2020-04-27 | 60
COVIDIEN UK | GENIUS 3 | 2020-03-04 | 60
COVIDIEN UK | GENIUS 3 | 2020-03-04 | 60
PHILIPS LTD | EFFICIA DFM100 | 2019-05-13 | 3699
COVIDIEN UK | GENIUS 3 | 2018-09-17 | 60
COVIDIEN UK | GENIUS 3 | 2018-09-17 | 60
COVIDIEN UK | GENIUS 3 | 2018-09-17 | 60
MINDRAY | VS-900 | 2018-06-22 | 1000
MINDRAY | VS-900 | 2018-06-22 | 1000
MINDRAY | VS-900 | 2018-06-22 | 1000
MINDRAY | VS-900 | 2018-06-22 | 1000
MINDRAY | VS-900 | 2018-06-22 | 1000
MINDRAY | VS-900 | 2018-06-22 | 1000
PAXMAN LTD | PLEASE ENTER MODEL! (568) | 2018-06-11 | 3000
ACCOSON LTD | FFE02028-919 | 2017-09-26 | 11
ACCOSON LTD | FFE02028-919 | 2017-09-26 | 11
BARD LTD | SITE RITE 8 | 2016-06-28 | 28000
MORTARA INST | ELI 250C | 2014-03-24 | 3000
ACCOSON LTD | FFE02028-919 | 2013-02-05 | 11
DISTINCTIVE MEDICAL | 11494 | 2012-07-31 | 1190
PROMOTAL | BEAUMOND | 2011-01-24 | 1905
FUJIFILM SONOSITE | NANOMAXX P11111-30 | 2010-06-30 | 16000
SECA | 877 | 2010-01-01 | 200
SECA | 877 | 2010-01-01 | 220
E.BIEGLER | 685L | 2009-02-05 | 1895
MEMO-INTERN | PMG-WGH-1-ONCOLOGY | 2006-01-01 | 0
SECA | 778 | 2005-06-01 | 469
SHIRE | AREA ALARM | 2003-12-01 | 350
NA | MEMO/GENERAL SUNDRIES | 2001-07-13 | 0
DIRECT HEALTHCARE SERVICES | DYNAFORM MERCURY ADVANCE MKII | 2019-09-11 | 95
DIRECT HEALTHCARE SERVICES | DYNAFORM MERCURY ADVANCE MKII | 2019-09-11 | 95
DIRECT HEALTHCARE SERVICES | DYNAFORM MERCURY ADVANCE MKII | 2019-09-11 | 95
DIRECT HEALTHCARE SERVICES | DYNAFORM MERCURY ADVANCE MKII | 2019-09-11 | 95
DIRECT HEALTHCARE SERVICES | DYNAFORM MERCURY ADVANCE MKII | 2019-09-11 | 95
DIRECT HEALTHCARE SERVICES | DYNAFORM MERCURY ADVANCE MKII | 2019-09-11 | 95
DIRECT HEALTHCARE SERVICES | DYNAFORM MERCURY ADVANCE MKII | 2019-09-11 | 95
DIRECT HEALTHCARE SERVICES | DYNAFORM MERCURY ADVANCE MKII | 2019-09-11 | 95
DIRECT HEALTHCARE SERVICES | DYNAFORM MERCURY ADVANCE MKII | 2019-09-11 | 95
DIRECT HEALTHCARE SERVICES | DYNAFORM MERCURY ADVANCE MKII | 2019-09-11 | 95
DIRECT HEALTHCARE SERVICES | DYNAFORM MERCURY ADVANCE MKII | 2019-09-11 | 95
DIRECT HEALTHCARE SERVICES | DYNAFORM MERCURY ADVANCE MKII | 2019-09-11 | 95
DIRECT HEALTHCARE SERVICES | DYNAFORM MERCURY ADVANCE MKII | 2019-09-11 | 95
DIRECT HEALTHCARE SERVICES | DYNAFORM MERCURY ADVANCE MKII | 2019-09-11 | 95
DIRECT HEALTHCARE SERVICES | DYNAFORM MERCURY ADVANCE MKII | 2019-09-11 | 95
DIRECT HEALTHCARE SERVICES | DYNAFORM MERCURY ADVANCE MKII | 2019-09-11 | 95
DIRECT HEALTHCARE SERVICES | DYNAFORM MERCURY ADVANCE MKII | 2019-09-11 | 95
DIRECT HEALTHCARE SERVICES | DYNAFORM MERCURY ADVANCE MKII | 2019-09-11 | 95
DIRECT HEALTHCARE SERVICES | DYNAFORM MERCURY ADVANCE MKII | 2019-09-11 | 95
DIRECT HEALTHCARE SERVICES | DYNAFORM MERCURY ADVANCE MKII | 2019-09-11 | 95
DIRECT HEALTHCARE SERVICES | DYNAFORM MERCURY ADVANCE MKII | 2019-09-11 | 95
DIRECT HEALTHCARE SERVICES | DYNAFORM MERCURY ADVANCE MKII | 2019-09-11 | 95
DIRECT HEALTHCARE SERVICES | DYNAFORM MERCURY ADVANCE MKII | 2019-09-11 | 95
DIRECT HEALTHCARE SERVICES | DYNAFORM MERCURY ADVANCE MKII | 2019-09-11 | 95
DIRECT HEALTHCARE SERVICES | DYNAFORM MERCURY ADVANCE MKII | 2019-09-11 | 95
DIRECT HEALTHCARE SERVICES | DYNAFORM MERCURY ADVANCE MKII | 2019-09-11 | 95
DIRECT HEALTHCARE SERVICES | DYNAFORM MERCURY ADVANCE MKII | 2019-09-11 | 95
DIRECT HEALTHCARE SERVICES | DYNAFORM MERCURY ADVANCE MKII | 2019-09-11 | 95
DIRECT HEALTHCARE SERVICES | DYNAFORM MERCURY ADVANCE MKII | 2019-09-11 | 95
DIRECT HEALTHCARE SERVICES | DYNAFORM MERCURY ADVANCE MKII | 2019-09-11 | 95
DIRECT HEALTHCARE SERVICES | DYNAFORM MERCURY ADVANCE MKII | 2019-09-11 | 95
DIRECT HEALTHCARE SERVICES | DYNAFORM MERCURY ADVANCE MKII | 2019-09-11 | 95
DIRECT HEALTHCARE SERVICES | DYNAFORM MERCURY ADVANCE MKII | 2019-09-11 | 95
DIRECT HEALTHCARE SERVICES | DYNAFORM MERCURY ADVANCE MKII | 2019-09-11 | 95
DIRECT HEALTHCARE SERVICES | DYNAFORM MERCURY ADVANCE MKII | 2019-09-11 | 95
DIRECT HEALTHCARE SERVICES | DYNAFORM MERCURY ADVANCE MKII | 2019-09-11 | 95
DIRECT HEALTHCARE SERVICES | DYNAFORM MERCURY ADVANCE MKII | 2019-09-11 | 95
DIRECT HEALTHCARE SERVICES | DYNAFORM MERCURY ADVANCE MKII | 2019-09-11 | 95
DIRECT HEALTHCARE SERVICES | DYNAFORM MERCURY ADVANCE MKII | 2019-09-11 | 95
DIRECT HEALTHCARE SERVICES | DYNAFORM MERCURY ADVANCE MKII | 2019-09-11 | 95
DIRECT HEALTHCARE SERVICES | DYNAFORM MERCURY ADVANCE MKII | 2019-09-11 | 95
DIRECT HEALTHCARE SERVICES | DYNAFORM MERCURY ADVANCE MKII | 2019-09-11 | 95
DIRECT HEALTHCARE SERVICES | DYNAFORM MERCURY ADVANCE MKII | 2019-09-11 | 95
DIRECT HEALTHCARE SERVICES | DYNAFORM MERCURY ADVANCE MKII | 2019-09-11 | 95
DIRECT HEALTHCARE SERVICES | DYNAFORM MERCURY ADVANCE MKII | 2019-09-11 | 95
DIRECT HEALTHCARE SERVICES | DYNAFORM MERCURY ADVANCE MKII | 2019-09-11 | 95
DIRECT HEALTHCARE SERVICES | DYNAFORM MERCURY ADVANCE MKII | 2019-09-11 | 95
DIRECT HEALTHCARE SERVICES | DYNAFORM MERCURY ADVANCE MKII | 2019-09-11 | 95
DIRECT HEALTHCARE SERVICES | DYNAFORM MERCURY ADVANCE MKII | 2019-09-11 | 95
DIRECT HEALTHCARE SERVICES | DYNAFORM MERCURY ADVANCE MKII | 2019-09-11 | 95
DIRECT HEALTHCARE SERVICES | DYNAFORM MERCURY ADVANCE MKII | 2019-09-11 | 95
DIRECT HEALTHCARE SERVICES | DYNAFORM MERCURY ADVANCE MKII | 2019-09-11 | 95
DIRECT HEALTHCARE SERVICES | DYNAFORM MERCURY ADVANCE MKII | 2019-09-11 | 95
DIRECT HEALTHCARE SERVICES | DYNAFORM MERCURY ADVANCE MKII | 2019-09-11 | 95
DIRECT HEALTHCARE SERVICES | DYNAFORM MERCURY ADVANCE MKII | 2019-09-11 | 95
DIRECT HEALTHCARE SERVICES | DYNAFORM MERCURY ADVANCE MKII | 2019-09-11 | 95
DIRECT HEALTHCARE SERVICES | DYNAFORM MERCURY ADVANCE MKII | 2019-09-11 | 95
DIRECT HEALTHCARE SERVICES | DYNAFORM MERCURY ADVANCE MKII | 2019-09-11 | 95
DIRECT HEALTHCARE SERVICES | DYNAFORM MERCURY ADVANCE MKII | 2019-09-11 | 95
DIRECT HEALTHCARE SERVICES | DYNAFORM MERCURY ADVANCE MKII | 2019-09-11 | 95
DIRECT HEALTHCARE SERVICES | DYNAFORM MERCURY ADVANCE MKII | 2019-09-11 | 95
DIRECT HEALTHCARE SERVICES | DYNAFORM MERCURY ADVANCE MKII | 2019-09-11 | 95
DIRECT HEALTHCARE SERVICES | DYNAFORM MERCURY ADVANCE MKII | 2019-09-11 | 95
DIRECT HEALTHCARE SERVICES | DYNAFORM MERCURY ADVANCE MKII | 2019-09-11 | 95
DIRECT HEALTHCARE SERVICES | DYNAFORM MERCURY ADVANCE MKII | 2019-09-11 | 95
DIRECT HEALTHCARE SERVICES | DYNAFORM MERCURY ADVANCE MKII | 2019-09-11 | 95
DIRECT HEALTHCARE SERVICES | DYNAFORM MERCURY ADVANCE MKII | 2019-09-11 | 95
DIRECT HEALTHCARE SERVICES | DYNAFORM MERCURY ADVANCE MKII | 2019-09-11 | 95
DIRECT HEALTHCARE SERVICES | DYNAFORM MERCURY ADVANCE MKII | 2019-09-11 | 95
DIRECT HEALTHCARE SERVICES | DYNAFORM MERCURY ADVANCE MKII | 2019-09-11 | 95
DIRECT HEALTHCARE SERVICES | DYNAFORM MERCURY ADVANCE MKII | 2019-09-11 | 95
DIRECT HEALTHCARE SERVICES | DYNAFORM MERCURY ADVANCE MKII | 2019-09-11 | 95
DIRECT HEALTHCARE SERVICES | DYNAFORM MERCURY ADVANCE MKII | 2019-09-11 | 95
DIRECT HEALTHCARE SERVICES | DYNAFORM MERCURY ADVANCE MKII | 2019-09-11 | 95
DIRECT HEALTHCARE SERVICES | DYNAFORM MERCURY ADVANCE MKII | 2019-09-11 | 95
DIRECT HEALTHCARE SERVICES | DYNAFORM MERCURY ADVANCE MKII | 2019-09-11 | 95
DIRECT HEALTHCARE SERVICES | DYNAFORM MERCURY ADVANCE MKII | 2019-09-11 | 95
DIRECT HEALTHCARE SERVICES | DYNAFORM MERCURY ADVANCE MKII | 2019-09-11 | 95
DIRECT HEALTHCARE SERVICES | DYNAFORM MERCURY ADVANCE MKII | 2019-09-11 | 95
DIRECT HEALTHCARE SERVICES | DYNAFORM MERCURY ADVANCE MKII | 2019-09-11 | 95
DIRECT HEALTHCARE SERVICES | DYNAFORM MERCURY ADVANCE MKII | 2019-09-11 | 95
DIRECT HEALTHCARE SERVICES | DYNAFORM MERCURY ADVANCE MKII | 2019-09-11 | 95
DIRECT HEALTHCARE SERVICES | DYNAFORM MERCURY ADVANCE MKII | 2019-09-11 | 95
DIRECT HEALTHCARE SERVICES | DYNAFORM MERCURY ADVANCE MKII | 2019-09-11 | 95
DIRECT HEALTHCARE SERVICES | DYNAFORM MERCURY ADVANCE MKII | 2019-09-11 | 95
DIRECT HEALTHCARE SERVICES | DYNAFORM MERCURY ADVANCE MKII | 2019-09-11 | 95
DIRECT HEALTHCARE SERVICES | DYNAFORM MERCURY ADVANCE MKII | 2019-09-11 | 95
DIRECT HEALTHCARE SERVICES | DYNAFORM MERCURY ADVANCE MKII | 2019-09-11 | 95
DIRECT HEALTHCARE SERVICES | DYNAFORM MERCURY ADVANCE MKII | 2019-09-11 | 95
DIRECT HEALTHCARE SERVICES | DYNAFORM MERCURY ADVANCE MKII | 2019-09-11 | 95
DIRECT HEALTHCARE SERVICES | DYNAFORM MERCURY ADVANCE MKII | 2019-09-11 | 95
DIRECT HEALTHCARE SERVICES | DYNAFORM MERCURY ADVANCE MKII | 2019-09-11 | 95
DIRECT HEALTHCARE SERVICES | DYNAFORM MERCURY ADVANCE MKII | 2019-09-11 | 95
DIRECT HEALTHCARE SERVICES | DYNAFORM MERCURY ADVANCE MKII | 2019-09-11 | 95
DIRECT HEALTHCARE SERVICES | DYNAFORM MERCURY ADVANCE MKII | 2019-09-11 | 95
DIRECT HEALTHCARE SERVICES | DYNAFORM MERCURY ADVANCE MKII | 2019-09-11 | 95
DIRECT HEALTHCARE SERVICES | DYNAFORM MERCURY ADVANCE MKII | 2019-09-11 | 95
DIRECT HEALTHCARE SERVICES | DYNAFORM MERCURY ADVANCE MKII | 2019-09-11 | 95
DIRECT HEALTHCARE SERVICES | DYNAFORM MERCURY ADVANCE MKII | 2019-09-11 | 95
DIRECT HEALTHCARE SERVICES | DYNAFORM MERCURY ADVANCE MKII | 2019-09-11 | 95
DIRECT HEALTHCARE SERVICES | DYNAFORM MERCURY ADVANCE MKII | 2018-11-09 | 900
DIRECT HEALTHCARE SERVICES | DYNAFORM MERCURY ADVANCE MKII | 2018-11-09 | 900
3M HEALTH C | 775 BAIR HUGGER | 2016-06-10 | 1000
DIRECT HEALTHCARE SERVICES | DYNAFORM MERCURY ADVANCE MKII | 2016-06-08 | 800
DIRECT HEALTHCARE SERVICES | DYNAFORM MERCURY ADVANCE MKII | 2016-06-08 | 800
DIRECT HEALTHCARE SERVICES | DYNAFORM MERCURY ADVANCE MKII | 2016-06-08 | 800
DIRECT HEALTHCARE SERVICES | DYNAFORM MERCURY ADVANCE MKII | 2016-06-08 | 800
DIRECT HEALTHCARE SERVICES | DYNAFORM MERCURY ADVANCE MKII | 2016-06-08 | 800
DIRECT HEALTHCARE SERVICES | DYNAFORM MERCURY ADVANCE MKII | 2016-06-08 | 800
DIRECT HEALTHCARE SERVICES | DYNAFORM MERCURY ADVANCE MKII | 2016-06-08 | 800
DIRECT HEALTHCARE SERVICES | DYNAFORM MERCURY ADVANCE MKII | 2016-06-08 | 800
DIRECT HEALTHCARE SERVICES | DYNAFORM MERCURY ADVANCE MKII | 2016-06-08 | 800
DIRECT HEALTHCARE SERVICES | DYNAFORM MERCURY ADVANCE MKII | 2016-06-08 | 800
DIRECT HEALTHCARE SERVICES | DYNAFORM MERCURY ADVANCE MKII | 2016-06-08 | 800
DIRECT HEALTHCARE SERVICES | DYNAFORM MERCURY ADVANCE MKII | 2016-06-08 | 800
DIRECT HEALTHCARE SERVICES | DYNAFORM MERCURY ADVANCE MKII | 2016-06-08 | 800
DIRECT HEALTHCARE SERVICES | DYNAFORM MERCURY ADVANCE MKII | 2016-06-08 | 800
DIRECT HEALTHCARE SERVICES | DYNAFORM MERCURY ADVANCE MKII | 2016-06-08 | 800
DIRECT HEALTHCARE SERVICES | DYNAFORM MERCURY ADVANCE MKII | 2016-05-31 | 900
DIRECT HEALTHCARE SERVICES | DYNAFORM MERCURY ADVANCE MKII | 2016-05-31 | 900
DIRECT HEALTHCARE SERVICES | DYNAFORM MERCURY ADVANCE MKII | 2016-05-31 | 900
DIRECT HEALTHCARE SERVICES | DYNAFORM MERCURY ADVANCE MKII | 2016-05-31 | 900
DIRECT HEALTHCARE SERVICES | DYNAFORM MERCURY ADVANCE MKII | 2016-05-31 | 900
DIRECT HEALTHCARE SERVICES | DYNAFORM MERCURY ADVANCE MKII | 2016-05-31 | 900
DIRECT HEALTHCARE SERVICES | DYNAFORM MERCURY ADVANCE MKII | 2016-05-31 | 900
DIRECT HEALTHCARE SERVICES | DYNAFORM MERCURY ADVANCE MKII | 2016-05-31 | 900
DIRECT HEALTHCARE SERVICES | DYNAFORM MERCURY ADVANCE MKII | 2016-05-31 | 900
DIRECT HEALTHCARE SERVICES | DYNAFORM MERCURY ADVANCE MKII | 2016-05-31 | 900
DIRECT HEALTHCARE SERVICES | DYNAFORM MERCURY ADVANCE MKII | 2016-05-31 | 900
DIRECT HEALTHCARE SERVICES | DYNAFORM MERCURY ADVANCE MKII | 2016-05-31 | 900
DIRECT HEALTHCARE SERVICES | DYNAFORM MERCURY ADVANCE MKII | 2016-05-31 | 900
DIRECT HEALTHCARE SERVICES | DYNAFORM MERCURY ADVANCE MKII | 2016-05-31 | 900
DIRECT HEALTHCARE SERVICES | DYNAFORM MERCURY ADVANCE MKII | 2016-04-13 | 900
DIRECT HEALTHCARE SERVICES | DYNAFORM MERCURY ADVANCE MKII | 2016-04-13 | 900
DIRECT HEALTHCARE SERVICES | DYNAFORM MERCURY ADVANCE MKII | 2016-04-13 | 900
DIRECT HEALTHCARE SERVICES | DYNAFORM MERCURY ADVANCE MKII | 2016-04-13 | 900
DIRECT HEALTHCARE SERVICES | DYNAFORM MERCURY ADVANCE MKII | 2016-04-13 | 900
DIRECT HEALTHCARE SERVICES | DYNAFORM MERCURY ADVANCE MKII | 2016-04-13 | 900
DIRECT HEALTHCARE SERVICES | DYNAFORM MERCURY ADVANCE MKII | 2016-04-13 | 900
DIRECT HEALTHCARE SERVICES | DYNAFORM MERCURY ADVANCE MKII | 2016-04-13 | 900
DIRECT HEALTHCARE SERVICES | DYNAFORM MERCURY ADVANCE MKII | 2016-04-13 | 900
DIRECT HEALTHCARE SERVICES | DYNAFORM MERCURY ADVANCE MKII | 2016-04-13 | 900
DIRECT HEALTHCARE SERVICES | DYNAFORM MERCURY ADVANCE MKII | 2016-04-13 | 900
DIRECT HEALTHCARE SERVICES | DYNAFORM MERCURY ADVANCE MKII | 2016-04-13 | 900
DIRECT HEALTHCARE SERVICES | DYNAFORM MERCURY ADVANCE MKII | 2016-04-13 | 900
DIRECT HEALTHCARE SERVICES | DYNAFORM MERCURY ADVANCE MKII | 2016-04-13 | 900
DIRECT HEALTHCARE SERVICES | DYNAFORM MERCURY ADVANCE MKII | 2016-04-13 | 900
DIRECT HEALTHCARE SERVICES | DYNAFORM MERCURY ADVANCE MKII | 2016-04-13 | 900
DIRECT HEALTHCARE SERVICES | DYNAFORM MERCURY ADVANCE MKII | 2016-04-13 | 900
DIRECT HEALTHCARE SERVICES | DYNAFORM MERCURY ADVANCE MKII | 2016-01-02 | 900
DIRECT HEALTHCARE SERVICES | DYNAFORM MERCURY ADVANCE MKII | 2016-01-02 | 900
DIRECT HEALTHCARE SERVICES | DYNAFORM MERCURY ADVANCE MKII | 2016-01-02 | 900
DIRECT HEALTHCARE SERVICES | DYNAFORM MERCURY ADVANCE MKII | 2016-01-02 | 900
DIRECT HEALTHCARE SERVICES | DYNAFORM MERCURY ADVANCE MKII | 2016-01-02 | 900
DIRECT HEALTHCARE SERVICES | DYNAFORM MERCURY ADVANCE MKII | 2016-01-02 | 900
DIRECT HEALTHCARE SERVICES | DYNAFORM MERCURY ADVANCE MKII | 2016-01-02 | 900
DIRECT HEALTHCARE SERVICES | DYNAFORM MERCURY ADVANCE MKII | 2016-01-02 | 900
DIRECT HEALTHCARE SERVICES | DYNAFORM MERCURY ADVANCE MKII | 2016-01-02 | 900
DIRECT HEALTHCARE SERVICES | DYNAFORM MERCURY ADVANCE MKII | 2016-01-02 | 900
CARILEX | THERAFLO | 2015-03-31 | 3000
ARIZANT UK | 505 | 2012-03-16 | 1700
SIDHIL LTD | PLUS | 2011-06-15 | 350
SIDHIL LTD | PLUS | 2011-06-15 | 350
SIDHIL LTD | PLUS | 2011-06-15 | 350
SIDHIL LTD | PLUS | 2011-06-15 | 350
SIDHIL LTD | PLUS | 2011-06-15 | 350
SIDHIL LTD | PLUS | 2011-06-15 | 350
SIDHIL LTD | PLUS | 2011-06-15 | 350
SIDHIL LTD | PLUS | 2011-06-15 | 350
SIDHIL LTD | PLUS | 2011-06-15 | 350
SIDHIL LTD | PLUS | 2011-06-15 | 350
SIDHIL LTD | PLUS | 2011-06-15 | 350
SIDHIL LTD | PLUS | 2011-06-15 | 350
SIDHIL LTD | PLUS | 2011-06-15 | 350
SIDHIL LTD | PLUS | 2011-06-15 | 350
SIDHIL LTD | PLUS | 2011-06-13 | 695
SIDHIL LTD | TRIO | 2011-04-27 | 699
SIDHIL LTD | PLUS | 2009-07-10 | 699
SIDHIL LTD | TRIO | 2009-06-30 | 699
SIDHIL LTD | PLUS | 2009-05-27 | 699
SIDHIL LTD | PLUS | 2009-05-27 | 699
SIDHIL LTD | PLUS | 2009-05-27 | 699
SIDHIL LTD | PLUS | 2009-03-25 | 699
SIDHIL LTD | TRIO | 2009-01-14 | 1350
SIDHIL LTD | PLUS | 2008-09-24 | 699
SIDHIL LTD | PLUS | 2008-09-24 | 699
SIDHIL LTD | PLUS | 2008-09-24 | 699
SIDHIL LTD | PLUS | 2008-09-24 | 699
SIDHIL LTD | TRIO | 2008-08-06 | 700
SIDHIL LTD | PLUS | 2008-05-20 | 450
SIDHIL LTD | PLUS | 2008-03-28 | 699
SIDHIL LTD | PLUS | 2008-03-28 | 350
SIDHIL LTD | TRIO | 2008-03-28 | 1350
SIDHIL LTD | TRIO | 2008-03-28 | 1350
SIDHIL LTD | TRIO | 2008-03-28 | 1350
SIDHIL LTD | PLUS | 2008-03-28 | 699
SIDHIL LTD | PLUS | 2008-03-28 | 699
SIDHIL LTD | PLUS | 2008-03-28 | 699
SIDHIL LTD | TRIO | 2008-03-28 | 1350
SIDHIL LTD | TRIO | 2008-03-28 | 1350
SIDHIL LTD | PLUS | 2008-03-25 | 699
SIDHIL LTD | PLUS | 2008-03-25 | 699
SIDHIL LTD | PLUS | 2008-03-25 | 699
SIDHIL LTD | PLUS | 2008-03-25 | 699
SIDHIL LTD | PLUS | 2008-03-25 | 699
SIDHIL LTD | PLUS | 2008-03-20 | 699
SIDHIL LTD | PLUS | 2008-03-20 | 699
SIDHIL LTD | PLUS | 2008-03-20 | 1350
SIDHIL LTD | PLUS | 2008-03-20 | 699
SIDHIL LTD | PLUS | 2008-03-20 | 1350
HUNTLEIGH | MD2 | 2005-05-19 | 519
THERAPY EQUIPMENT | ENTONOX | 2005-04-08 | 182.5
LIKO | 242 S | 2021-11-10 | 978.17
LEEC | PST | 2014-05-19 | 5000
DESOUTTER MEDICAL | CCS(AUTOPSY SAW) | 2002-08-05 | 1100
GLEICHMANN | LG1480 | 2022-06-13 | 1200
COVIDIEN UK | GENIUS 3 | 2022-05-25 | 161
COVIDIEN UK | GENIUS 3 | 2022-05-25 | 161
COVIDIEN UK | GENIUS 3 | 2022-05-25 | 161
NA | FIXED | 2022-04-28 | 6.41
NA | MEMO/GENERAL SUNDRIES | 2022-04-22 | 0
JOERNS HEALTHCARE | 39001179 | 2022-02-10 | 88
BRECKNELL | SBI-140 INDICATOR | 2022-01-31 | 72.78
COVIDIEN UK | GENIUS 3 | 2022-01-18 | 161
COVIDIEN UK | GENIUS 3 | 2022-01-18 | 161
COVIDIEN UK | GENIUS 3 | 2022-01-18 | 161
COVIDIEN UK | GENIUS 3 | 2021-11-26 | 161
COVIDIEN UK | GENIUS 3 | 2021-10-08 | 161
COVIDIEN UK | GENIUS 3 | 2021-08-06 | 161
COVIDIEN UK | GENIUS 3 | 2021-08-06 | 161
COVIDIEN UK | GENIUS 3 | 2021-08-06 | 161
COVIDIEN UK | GENIUS 3 | 2021-08-06 | 161
COVIDIEN UK | GENIUS 3 | 2021-08-06 | 161
COVIDIEN UK | GENIUS 3 | 2021-08-06 | 161
COVIDIEN UK | GENIUS 3 | 2021-08-06 | 161
COVIDIEN UK | GENIUS 3 | 2021-08-06 | 161
COVIDIEN UK | GENIUS 3 | 2021-08-06 | 161
COVIDIEN UK | GENIUS 3 | 2021-08-06 | 161
COVIDIEN UK | GENIUS 3 | 2021-08-06 | 161
COVIDIEN UK | GENIUS 3 | 2021-08-06 | 161
COVIDIEN UK | GENIUS 3 | 2021-08-06 | 161
COVIDIEN UK | GENIUS 3 | 2021-08-06 | 161
COVIDIEN UK | GENIUS 3 | 2021-08-06 | 161
COVIDIEN UK | GENIUS 3 | 2021-08-06 | 161
COVIDIEN UK | GENIUS 3 | 2021-08-06 | 161
COVIDIEN UK | GENIUS 3 | 2021-08-06 | 161
COVIDIEN UK | GENIUS 3 | 2021-08-06 | 161
COVIDIEN UK | GENIUS 3 | 2021-08-06 | 161
COVIDIEN UK | GENIUS 3 | 2021-08-06 | 161
COVIDIEN UK | GENIUS 3 | 2021-08-06 | 161
COVIDIEN UK | GENIUS 3 | 2021-08-06 | 161
COVIDIEN UK | GENIUS 3 | 2021-08-06 | 161
COVIDIEN UK | GENIUS 3 | 2021-08-06 | 161
COVIDIEN UK | GENIUS 3 | 2021-08-05 | 161
COVIDIEN UK | GENIUS 3 | 2021-08-05 | 161
COVIDIEN UK | GENIUS 3 | 2021-08-05 | 161
COVIDIEN UK | GENIUS 3 | 2021-08-05 | 161
COVIDIEN UK | GENIUS 3 | 2021-08-05 | 161
COVIDIEN UK | GENIUS 3 | 2021-08-05 | 161
COVIDIEN UK | GENIUS 3 | 2021-08-05 | 161
COVIDIEN UK | GENIUS 3 | 2021-08-05 | 161
COVIDIEN UK | GENIUS 3 | 2021-08-05 | 161
COVIDIEN UK | GENIUS 3 | 2021-08-05 | 161
COVIDIEN UK | GENIUS 3 | 2021-08-05 | 161
COVIDIEN UK | GENIUS 3 | 2021-08-05 | 161
COVIDIEN UK | GENIUS 3 | 2021-08-05 | 161
COVIDIEN UK | GENIUS 3 | 2021-08-05 | 161
COVIDIEN UK | GENIUS 3 | 2021-08-05 | 161
COVIDIEN UK | GENIUS 3 | 2021-08-05 | 161
COVIDIEN UK | GENIUS 3 | 2021-08-05 | 161
COVIDIEN UK | GENIUS 3 | 2021-07-14 | 161
COVIDIEN UK | GENIUS 3 | 2021-07-09 | 161
FRESENIUS KABI | INJECTOMAT SP MAINTENANCE KIT | 2021-07-01 | 1600
FRESENIUS KABI | VOLUMAT VP MAINTENANCE KIT | 2021-07-01 | 1600
COMARK | C9557/SIL | 2021-05-04 | 375.41
COVIDIEN UK | GENIUS 3 | 2021-02-18 | 161
PHILIPS LTD | MX450 | 2021-02-17 | 3114.3
PHILIPS LTD | INTELLIVUE MMX | 2021-02-17 | 1731.82
COVIDIEN UK | GENIUS 3 | 2021-02-17 | 161
COVIDIEN UK | GENIUS 3 | 2021-02-17 | 100
COVIDIEN UK | GENIUS 3 | 2021-01-28 | 161
DELL COMPUTERS | LATITUDE 5510 | 2020-12-21 | 875
COVIDIEN UK | GENIUS 3 | 2020-12-11 | 161
COVIDIEN UK | GENIUS 3 | 2020-12-11 | 161
COVIDIEN UK | GENIUS 3 | 2020-11-27 | 161
COVIDIEN UK | GENIUS 3 | 2020-11-27 | 161
COVIDIEN UK | GENIUS 3 | 2020-11-27 | 161
COVIDIEN UK | GENIUS 3 | 2020-11-27 | 161
COVIDIEN UK | GENIUS 3 | 2020-11-27 | 161
NA | MEMO/GENERAL SUNDRIES | 2020-11-26 | 0
COVIDIEN UK | GENIUS 3 | 2020-11-16 | 161
COVIDIEN UK | GENIUS 3 | 2020-11-16 | 161
COVIDIEN UK | GENIUS 3 | 2020-11-16 | 161
COVIDIEN UK | GENIUS 3 | 2020-11-16 | 161
COVIDIEN UK | GENIUS 3 | 2020-11-16 | 161
COVIDIEN UK | GENIUS 3 | 2020-11-16 | 161
COVIDIEN UK | GENIUS 3 | 2020-11-16 | 161
COVIDIEN UK | GENIUS 3 | 2020-11-16 | 161
PHILIPS LTD | INTELLIVUE HEMODYNAMIC EXTENSION | 2020-11-09 | 1732
COVIDIEN UK | GENIUS 3 | 2020-09-21 | 100
COVIDIEN UK | GENIUS 3 | 2020-09-01 | 161
COVIDIEN UK | GENIUS 3 | 2020-08-27 | 100
COVIDIEN UK | GENIUS 3 | 2020-06-30 | 161
COVIDIEN UK | GENIUS 3 | 2020-06-30 | 161
COVIDIEN UK | GENIUS 3 | 2020-06-30 | 161
COVIDIEN UK | GENIUS 3 | 2020-06-30 | 161
SECA | 955 | 2020-06-23 | 565
PHILIPS LTD | INTELLIVUE MMX | 2020-04-08 | 1731.82
PHILIPS LTD | INTELLIVUE X3 | 2020-04-07 | 3163.78
PHILIPS LTD | 867041 B06 | 2020-04-07 | 1598
WELCH ALLYN | 9600 PLUS CALIBRATION TESTER | 2020-04-06 | 0
PHILIPS LTD | MX450 | 2020-04-06 | 3114.3
PHILIPS LTD | MX450 | 2020-04-06 | 3114.3
FRESENIUS KABI | AGILIA SP MC WIFI | 2020-04-02 | 300
FRESENIUS KABI | AGILIA SP MC WIFI | 2020-04-01 | 300
FRESENIUS KABI | AGILIA SP MC WIFI | 2020-04-01 | 300
FRESENIUS KABI | AGILIA SP MC WIFI | 2020-04-01 | 300
FRESENIUS KABI | AGILIA SP MC WIFI | 2020-04-01 | 300
FRESENIUS KABI | AGILIA SP MC WIFI | 2020-04-01 | 300
FRESENIUS KABI | AGILIA SP MC WIFI | 2020-04-01 | 300
FRESENIUS KABI | AGILIA SP MC WIFI | 2020-04-01 | 300
FRESENIUS KABI | AGILIA SP MC WIFI | 2020-04-01 | 300
FRESENIUS KABI | AGILIA SP MC WIFI | 2020-04-01 | 300
Gammex | 403GS LE-0.7 | 2019-12-20 | 3552.1
FLUKE | ESA620 | 2019-12-11 | 3591
MCUBE TECHNO | BIOCON 700 CALIBRATOR | 2019-11-21 | 642
LABELSTATION | ME240 (PRO240) | 2019-10-22 | 500
FLUKE | PROSIM 8 | 2019-07-11 | 4495.5
FLUKE | PROSIM SPOT LIGHT | 2019-06-24 | 1855.35
FLUKE | DPM2 PLUS | 2019-05-30 | 1068.75
NA | STOCK TRANSFER | 2019-04-30 | 0
FLUKE | IMPULSE 7000DP | 2019-04-23 | 4266
LASCAR | EL-USB-TP-LCD | 2019-01-14 | 0
YOUNGMAN | SI15596 | 2018-12-21 | 100
COVIDIEN UK | GENIUS 3 | 2018-09-17 | 60
FLUKE | ESA615 | 2018-08-22 | 4300
MINDRAY | VS-900 | 2018-06-22 | 1000
MINDRAY | VS-900 | 2018-06-22 | 1000
FLUKE | ESA615 | 2018-03-21 | 4300
FLUKE | PROSIM 4 | 2018-03-13 | 0
WELCH ALLYN | 9600 PLUS CALIBRATION TESTER | 2018-03-09 | 856.5
RS | 545-137 | 2017-12-06 | 0
MITUTOYO CORP | CD-62 ASX | 2017-10-05 | 700
FLUKE | QA-ES MK III | 2017-09-04 | 4617
FLUKE | 53 II B | 2017-02-10 | 250
FLUKE | IMPULSE 7000DP | 2017-02-09 | 3550
FLUKE | 115 | 2017-01-24 | 201
FLUKE | 115 | 2017-01-24 | 201
PHILIPS LTD | M3015A | 2017-01-16 | 3500
PRONK TECHNOLOGIES | OX-1 OXSIM | 2017-01-12 | 1236.54
COVIDIEN UK | FILAC 3000 | 2016-11-21 | 200
COVIDIEN UK | FILAC 3000 | 2016-11-21 | 200
COVIDIEN UK | FILAC 3000 | 2016-11-21 | 200
LAERDAL | LSU-2 | 2016-10-24 | 680
LAERDAL | LSU-2 | 2016-10-24 | 680
DELL COMPUTERS | LATITUDE E5440 | 2016-09-26 | 600
SAPI MED | ECOLITE | 2016-03-17 | 750
LASCAR | EL-USB-1 (466-6115) | 2016-03-08 | 37.43
LASCAR | EL-USB-1 (466-6115) | 2016-03-08 | 37.43
LASCAR | EL-USB-1 (466-6115) | 2016-03-08 | 37.43
LASCAR | EL-USB-1 (466-6115) | 2016-03-08 | 37.43
LAERDAL | LSU-2 | 2015-12-18 | 680
TENMA | 72-10480 | 2015-10-28 | 59
MECMESIN | FORCE GAUGE 100N | 2015-01-01 | 325
RFQ RENZ FOR QUALITY | QUALUXJACK 2 | 2014-12-19 | 1400
ASTRATEC | CHECKMATE III | 2014-10-16 | 835
COMARK | C9555 | 2012-10-15 | 294
MARSDEN | DP3800 | 2012-08-22 | 699
PHILIPS LTD | M3015A | 2012-06-20 | 1000
BROTHER | HL5350 | 2012-05-31 | 240
PHILIPS LTD | M3015A | 2011-11-29 | 2800
SECA | 704 | 2011-07-29 | 399
TSI | CERTIFIER FA PLUS | 2010-10-28 | 3040
PHILIPS LTD | M8002A | 2010-03-30 | 6730.75
PHILIPS LTD | M3015A | 2010-03-30 | 2800
PHILIPS LTD | M3015A | 2010-03-30 | 2800
PHILIPS LTD | M3015A | 2010-03-30 | 2800
MARSDEN | MS-4203 | 2010-03-15 | 180
PHILIPS LTD | M3000A | 2010-01-08 | 2810
FLUKE | INDEX2 | 2009-12-29 | 2500
COVIDIEN UK | GENIUS 2 CALIBRATOR | 2009-04-28 | 1500
PHILIPS LTD | M3002A-X2 | 2008-12-24 | 2700
DATEX-OHMEDA | PLEASE ENTER MODEL! (446) | 2008-07-17 | 100
SHIRE | SDX-15 | 2008-03-18 | 1267
PHILIPS LTD | M3015A | 2007-04-18 | 2800
THERAPY EQUIPMENT | MEDI REG | 2007-02-14 | 60
PHILIPS LTD | M3015A | 2007-01-24 | 2800
CLEM CLARKE | PLEASE ENTER MODEL! (1253) | 2006-08-30 | 115
COMARK | C9555 | 2006-03-23 | 600
MEDIC AID | PORTANEB | 2006-01-25 | 105
PHILIPS LTD | M3001A | 2005-06-16 | 2810
PHILIPS LTD | M1026-60144 | 2005-04-08 | 850
PHILIPS LTD | M3001A | 2005-03-30 | 2810
PHILIPS LTD | M3001A | 2004-08-09 | 2810
PHILIPS LTD | M3001A | 2004-06-01 | 2810
PHILIPS LTD | M3001A | 2004-06-01 | 2810
RS | 547-379 | 2004-05-27 | 126
DEWALT | DW980 | 2004-05-27 | 220
LAERDAL | LSU-2 | 2004-05-10 | 680
PHILIPS LTD | M3015A | 2004-03-02 | 2800
PHILIPS LTD | M3046A | 2004-02-25 | 6142.36
DATEX-OHMEDA | 755534 | 2003-09-10 | 130
SIEMENS LTD | CALIBRATION MANOMETER | 2003-09-01 | 50
PHILIPS LTD | M3000A | 2003-06-27 | 2810
MEC CO. LTD | PLEASE ENTER MODEL! (639) | 2003-03-31 | 500
MEC CO. LTD | PLEASE ENTER MODEL! (634) | 2003-03-31 | 1000
MEC CO. LTD | 20160 | 2003-03-31 | 150
PEGASUS | SERVICE TEST KIT | 2003-02-28 | 331.57
MEC CO. LTD | TWO STAGE | 2003-02-13 | 130.4
MEDIC AID | PN50 | 2003-01-23 | 105.8
PHILIPS LTD | M3000A | 2002-12-23 | 2810
HANS RUDOLPH | 5530 | 2002-05-17 | 323.13
THERAPY EQUIPMENT | THORACIC | 2002-04-30 | 161
COMARK | C9557 | 2002-04-25 | 313.73
ASTRATEC | CHECKMATE II | 2002-04-24 | 1000
EMS | RTB 01 | 2002-03-27 | 200
PHILIPS LTD | M3000A | 2002-01-02 | 2810
GRASEBY | 0131-0202 | 2001-10-31 | 75
GRASEBY | 0131-0084 | 2001-10-31 | 210
RS | 150OHM | 2001-10-26 | 20
RS | 150OHM | 2001-10-26 | 20
ASTRATEC | CHECKMATE II | 2001-06-28 | 1000
ASTRATEC | CHECKMATE II-CPP | 2001-06-28 | 1000
METRON | QA30 | 2000-04-12 | 1410
AVERY | HP2200 | 2000-01-01 | 350
MECMESIN LTD | OCCTEST | 1999-11-24 | 257.83
DATEX-OHMEDA | RM121 | 1999-03-17 | 100
FLUKE | 79 | 1998-11-02 | 155
MEDIX LTD | AC2002HF | 1998-09-07 | 105
MEDIX LTD | AC2002HF | 1998-08-14 | 105
FLUKE | 73 | 1997-10-13 | 1000
WELLER | PS-2D | 1997-04-28 | 101.56
DYNATECH LAB | IMPULSE 4000 | 1996-10-30 | 700
TELEDYNE | TED-60T | 1996-01-17 | 270.25
MITUTOYO LTD | DP1HS | 1995-08-16 | 700
NA | MEMO/GENERAL SUNDRIES | 1995-01-01 | 0
MITUTOYO LTD | MISSING | 1994-01-01 | 700
PHILIPS LTD | PM95 | 1993-05-06 | 1000
HP | 54600A | 1993-04-22 | 700
DYNATECH LAB | QA1280 | 1991-08-09 | 700
FLUKE | 75 | 1989-04-14 | 1000
OLSON | PLEASE ENTER MODEL! (476) | 1988-01-01 | 75
KEITHLY | 873C | 1986-10-23 | 75
MEMO-INTERN | PMG-WGH/W.SHOP | 1986-08-01 | 0
MEMO-INTERN | MA | 1986-01-01 | 1000
FLUKE | 75 | 1985-04-03 | 700
B&H | HO4/S | 1985-01-01 | 20
ESCHMANN | VP12S | 1984-07-03 | 573.85
DATEX-OHMEDA | RM121 | 1982-01-01 | 700
FRESENIUS KABI | AGILIA VP MC WIFI GB | 2021-01-19 | 300
FRESENIUS KABI | AGILIA VP MC WIFI GB | 2021-01-19 | 300
FRESENIUS KABI | AGILIA VP MC WIFI GB | 2021-01-19 | 300
FRESENIUS KABI | AGILIA VP MC WIFI GB | 2021-01-19 | 300
FRESENIUS KABI | AGILIA VP MC WIFI GB | 2021-01-19 | 300
FRESENIUS KABI | AGILIA VP MC WIFI GB | 2021-01-19 | 300
FRESENIUS KABI | AGILIA VP MC WIFI GB | 2021-01-19 | 300
FRESENIUS KABI | AGILIA VP MC WIFI GB | 2021-01-19 | 300
FRESENIUS KABI | AGILIA VP MC WIFI GB | 2021-01-19 | 300
FRESENIUS KABI | AGILIA VP MC WIFI GB | 2021-01-19 | 300
FRESENIUS KABI | AGILIA VP MC WIFI GB | 2021-01-19 | 300
FRESENIUS KABI | AGILIA VP MC WIFI GB | 2021-01-19 | 300
FRESENIUS KABI | AGILIA VP MC WIFI GB | 2021-01-19 | 300
FRESENIUS KABI | AGILIA VP MC WIFI GB | 2021-01-19 | 300
FRESENIUS KABI | AGILIA VP MC WIFI GB | 2021-01-19 | 300
FRESENIUS KABI | AGILIA VP MC WIFI GB | 2021-01-19 | 300
FRESENIUS KABI | AGILIA VP MC WIFI GB | 2021-01-19 | 300
FRESENIUS KABI | AGILIA VP MC WIFI GB | 2021-01-19 | 300
FRESENIUS KABI | AGILIA VP MC WIFI GB | 2021-01-19 | 300
FRESENIUS KABI | AGILIA VP MC WIFI GB | 2021-01-19 | 300
FRESENIUS KABI | AGILIA VP MC WIFI GB | 2021-01-19 | 300
FRESENIUS KABI | AGILIA VP MC WIFI GB | 2021-01-19 | 300
FRESENIUS KABI | AGILIA VP MC WIFI GB | 2021-01-19 | 300
FRESENIUS KABI | AGILIA VP MC WIFI GB | 2021-01-19 | 300
FRESENIUS KABI | AGILIA VP MC WIFI GB | 2021-01-19 | 300
CONMED | IM8000 | 2018-09-06 | 5000
CONMED | MEDXCHANGE | 2015-03-02 | 5300
PHILIPS LTD | M3002A-X2 | 2013-05-03 | 2500
CONMED | LS7700 | 2010-04-26 | 10000
PHILIPS LTD | M8048A | 2008-12-29 | 700
PHILIPS LTD | M8048A | 2006-10-31 | 1000
PHILIPS LTD | M8007A | 2004-02-23 | 7029
PHILIPS LTD | M8048A | 2004-02-02 | 1061
MEMO-INTERN | MEMO-MI SUPPORT | 2021-06-25 | 0
SECA | 877 | 2022-01-11 | 250
COVIDIEN UK | GENIUS 3 | 2020-11-16 | 161
MUTTIY | MD-2604 | 2020-07-29 | 1057
FRESENIUS KABI | AGILIA VP MC WIFI GB | 2020-03-03 | 300
FRESENIUS KABI | AGILIA VP MC WIFI GB | 2020-03-03 | 300
FRESENIUS KABI | AGILIA VP MC WIFI GB | 2020-03-03 | 300
FRESENIUS KABI | AGILIA VP MC WIFI GB | 2020-03-03 | 300
FRESENIUS KABI | AGILIA VP MC WIFI GB | 2020-03-03 | 300
COVIDIEN UK | GENIUS 3 | 2018-09-17 | 60
MINDRAY | VS-900 | 2017-10-16 | 2000
NA | MEMO/GENERAL SUNDRIES | 2016-09-01 | 0
MINDRAY | VS-900 | 2016-05-20 | 1000
SECA | 877 | 2010-01-01 | 200
OMRON | M5-I (HEM-757A-E) | 2007-03-08 | 99.95
OMRON | M5-I (HEM-757A-E) | 2003-11-12 | 99.95
OMRON | M5-I (HEM-757A-E) | 2003-04-25 | 99.95
PHILIPS LTD | HF321 | 2001-03-13 | 55
NA | MEMO/GENERAL SUNDRIES | 2001-01-01 | 0
THERAPY EQUIPMENT | DIAMOND RANGE HIGH | 2022-07-05 | 81
THERAPY EQUIPMENT | DIAMOND RANGE HIGH | 2021-09-21 | 69
PHILIPS LTD | MX450 | 2021-08-17 | 3114.3
PHILIPS LTD | MX450 | 2021-08-17 | 3114.3
PHILIPS LTD | MX450 | 2021-08-17 | 3114.3
PHILIPS LTD | MX450 | 2021-08-17 | 3114.3
PHILIPS LTD | MX450 | 2021-08-17 | 3114.3
PHILIPS LTD | MX450 | 2021-08-17 | 3114.3
PHILIPS LTD | MX450 | 2021-08-17 | 3114.3
PHILIPS LTD | MX450 | 2021-08-17 | 3114.3
PHILIPS LTD | MX450 | 2021-08-17 | 3114.3
PHILIPS LTD | MX450 | 2021-08-17 | 3114.3
PHILIPS LTD | MX450 | 2021-08-17 | 3114.3
PHILIPS LTD | MX450 | 2021-08-17 | 3114.3
PHILIPS LTD | MX450 | 2021-08-17 | 3114.3
PHILIPS LTD | MX450 | 2021-08-17 | 3114.3
PHILIPS LTD | MX450 | 2021-08-17 | 3114.3
PHILIPS LTD | MX450 | 2021-08-17 | 3114.3
PHILIPS LTD | INTELLIVUE X3 | 2021-08-17 | 3163.78
PHILIPS LTD | INTELLIVUE X3 | 2021-08-17 | 3163.78
PHILIPS LTD | INTELLIVUE X3 | 2021-08-17 | 3163.78
PHILIPS LTD | INTELLIVUE X3 | 2021-08-17 | 3163.78
PHILIPS LTD | INTELLIVUE X3 | 2021-08-17 | 3163.78
PHILIPS LTD | INTELLIVUE X3 | 2021-08-17 | 3163.78
PHILIPS LTD | INTELLIVUE X3 | 2021-08-17 | 3163.78
PHILIPS LTD | INTELLIVUE X3 | 2021-08-17 | 3163.78
PHILIPS LTD | INTELLIVUE X3 | 2021-08-17 | 3163.78
PHILIPS LTD | INTELLIVUE X3 | 2021-08-17 | 3163.78
PHILIPS LTD | INTELLIVUE X3 | 2021-08-17 | 3163.78
PHILIPS LTD | INTELLIVUE X3 | 2021-08-17 | 3163.78
PHILIPS LTD | INTELLIVUE X3 | 2021-08-17 | 3163.78
PHILIPS LTD | INTELLIVUE X3 | 2021-08-17 | 3163.78
PHILIPS LTD | INTELLIVUE X3 | 2021-08-17 | 3163.78
PHILIPS LTD | INTELLIVUE X3 | 2021-08-17 | 3163.78
COVIDIEN UK | GENIUS 3 | 2021-08-05 | 161
COVIDIEN UK | GENIUS 3 | 2021-08-05 | 161
COVIDIEN UK | GENIUS 3 | 2021-06-24 | 161
THERAPY EQUIPMENT | DIAMOND RANGE HIGH | 2021-04-30 | 69
COVIDIEN UK | GENIUS 3 | 2021-01-14 | 161
COVIDIEN UK | GENIUS 3 | 2021-01-14 | 161
PHILIPS LTD | INNOSPIRE DELUXE | 2021-01-04 | 105
PHILIPS LTD | INNOSPIRE DELUXE | 2021-01-04 | 105
PHILIPS LTD | INNOSPIRE DELUXE | 2021-01-04 | 105
PHILIPS LTD | INNOSPIRE DELUXE | 2021-01-04 | 105
THERAPY EQUIPMENT | DIAMOND RANGE HIGH | 2020-07-28 | 67.5
THERAPY EQUIPMENT | DIAMOND RANGE HIGH | 2020-07-09 | 123
MORTARA INST | ELI 280 | 2020-06-11 | 1500
COVIDIEN UK | GENIUS 3 | 2020-04-27 | 60
COVIDIEN UK | GENIUS 3 | 2020-04-27 | 60
COVIDIEN UK | GENIUS 3 | 2020-03-30 | 60
FRESENIUS KABI | AGILIA VP MC WIFI GB | 2020-03-03 | 300
FRESENIUS KABI | AGILIA VP MC WIFI GB | 2020-03-03 | 300
FRESENIUS KABI | AGILIA VP MC WIFI GB | 2020-03-03 | 300
FRESENIUS KABI | AGILIA VP MC WIFI GB | 2020-03-03 | 300
FRESENIUS KABI | AGILIA VP MC WIFI GB | 2020-03-03 | 300
FRESENIUS KABI | AGILIA VP MC WIFI GB | 2020-03-03 | 300
FRESENIUS KABI | AGILIA VP MC WIFI GB | 2020-03-03 | 300
FRESENIUS KABI | AGILIA VP MC WIFI GB | 2020-03-03 | 300
FRESENIUS KABI | AGILIA VP MC WIFI GB | 2020-03-03 | 300
FRESENIUS KABI | AGILIA SP MC WIFI | 2020-03-02 | 300
FRESENIUS KABI | AGILIA SP MC WIFI | 2020-03-02 | 300
FRESENIUS KABI | AGILIA SP MC WIFI | 2020-03-02 | 300
PHILIPS LTD | EFFICIA DFM100 PACED | 2019-05-09 | 4629
PHILIPS LTD | INNOSPIRE MINI | 2019-01-07 | 109
COVIDIEN UK | GENIUS 3 | 2018-09-17 | 60
PHILIPS LTD | INNOSPIRE DELUXE | 2018-06-06 | 105
ACCOSON LTD | 6 ANEROID WALL SPHYG | 2018-01-09 | 500
COVIDIEN UK | GENIUS 2 | 2017-11-21 | 60
MINDRAY | VS-900 | 2017-10-16 | 2000
MINDRAY | VS-900 | 2017-10-16 | 1000
LIKO | VIKING XL | 2017-04-10 | 1656
WELCH ALLYN | GS 300 | 2017-03-03 | 350
WANDER GUARD | 25023 | 2016-05-23 | 220
WANDER GUARD | 25023 | 2016-05-23 | 220
ARJO HUNTLEIGH | STEDY | 2015-08-04 | 1000
VERNACARE | 599ZS001 | 2015-02-02 | 45
WELCH ALLYN | GS777 | 2015-01-15 | 500
PHILIPS LTD | M3002A-X2 | 2014-07-08 | 3500
PHILIPS LTD | M8002A | 2014-06-18 | 6730.75
PHILIPS LTD | M3002A-X2 | 2014-06-18 | 2500
PHILIPS LTD | M3002A-X2 | 2013-10-04 | 3000
PHILIPS LTD | M3002A-X2 | 2013-07-23 | 5200
PHILIPS LTD | M3002A-X2 | 2013-07-23 | 6730.75
PHILIPS LTD | M3002A-X2 | 2013-05-03 | 2500
PHILIPS LTD | M3002A-X2 | 2013-05-03 | 2500
PHILIPS LTD | M3002A-X2 | 2013-05-03 | 2500
PHILIPS LTD | M3002A-X2 | 2013-05-03 | 2500
PHILIPS LTD | M3002A-X2 | 2013-05-03 | 2500
PHILIPS LTD | M3002A-X2 | 2012-06-12 | 2500
PHILIPS LTD | M3002A-X2 | 2012-06-12 | 2500
PHILIPS LTD | M3002A-X2 | 2012-06-12 | 2500
SPEIDEL & KE | MAXI STABIL 3 | 2010-04-12 | 120
SECA | 959 | 2010-03-15 | 659
WELCH ALLYN | 53N00 (VSM 300) | 2010-02-08 | 2250
MEMO-INTERN | PMG-WGH/1/MAU | 2005-08-08 | 0
SHIRE | AREA ALARM | 2005-08-08 | 350
SCIMED | HANDYDOP | 2004-01-26 | 600
NA | MEMO/GENERAL SUNDRIES | 2001-01-01 | 0
LINET UK | ELEGANZA 2 | 2022-06-06 | 1650
LINET UK | ELEGANZA 2 | 2022-06-06 | 1650
LINET UK | ELEGANZA 2 | 2022-06-06 | 1650
LINET UK | ELEGANZA 2 | 2022-06-06 | 1650
LINET UK | ELEGANZA 2 | 2022-06-06 | 1650
LINET UK | ELEGANZA 2 | 2022-06-06 | 1650
LINET UK | ELEGANZA 2 | 2022-06-06 | 1650
LINET UK | ELEGANZA 2 | 2022-06-06 | 1650
LINET UK | ELEGANZA 2 | 2022-06-06 | 1650
LINET UK | ELEGANZA 2 | 2022-06-06 | 1650
LINET UK | ELEGANZA 2 | 2022-06-06 | 1650
LINET UK | ELEGANZA 2 | 2022-06-06 | 1650
LINET UK | ELEGANZA 2 | 2022-01-18 | 1650
LINET UK | ELEGANZA 2 | 2022-01-18 | 1650
LINET UK | ELEGANZA 2 | 2022-01-18 | 1650
LINET UK | ELEGANZA 2 | 2022-01-18 | 1650
LINET UK | ELEGANZA 2 | 2022-01-18 | 1650
LINET UK | ELEGANZA 2 | 2022-01-18 | 1650
LINET UK | ELEGANZA 2 | 2022-01-18 | 1650
LINET UK | ELEGANZA 2 | 2022-01-18 | 1650
LINET UK | ELEGANZA 2 | 2022-01-18 | 1650
LINET UK | ELEGANZA 2 | 2022-01-18 | 1650
LINET UK | ELEGANZA 2 | 2022-01-18 | 1650
LINET UK | ELEGANZA 2 | 2022-01-18 | 1650
LINET UK | ELEGANZA 2 | 2021-07-15 | 1341
LINET UK | ELEGANZA 2 | 2021-07-15 | 1341
LINET UK | ELEGANZA 2 | 2021-07-15 | 1341
LINET UK | ELEGANZA 2 | 2021-07-15 | 1341
LINET UK | ELEGANZA 2 | 2021-07-15 | 1341
LINET UK | ELEGANZA 2 | 2021-07-15 | 1341
LINET UK | ELEGANZA 2 | 2021-07-15 | 1341
LINET UK | ELEGANZA 2 | 2021-07-15 | 1341
LINET UK | ELEGANZA 2 | 2021-07-15 | 1341
LINET UK | ELEGANZA 2 | 2021-07-15 | 1341
LINET UK | ELEGANZA 2 | 2021-07-15 | 1341
LINET UK | ELEGANZA 2 | 2021-07-15 | 1341
LINET UK | ELEGANZA 2 | 2020-03-05 | 1341
LINET UK | ELEGANZA 2 | 2020-03-05 | 1341
LINET UK | ELEGANZA 2 | 2020-03-05 | 1341
LINET UK | ELEGANZA 2 | 2020-03-05 | 1341
LINET UK | ELEGANZA 2 | 2020-03-05 | 1341
LINET UK | ELEGANZA 2 | 2020-03-05 | 1341
LINET UK | ELEGANZA 2 | 2020-03-05 | 1341
LINET UK | ELEGANZA 2 | 2020-03-05 | 1341
LINET UK | ELEGANZA 2 | 2020-03-05 | 1341
LINET UK | ELEGANZA 2 | 2020-03-05 | 1341
LINET UK | ELEGANZA 2 | 2020-03-05 | 1341
LINET UK | ELEGANZA 2 | 2020-03-05 | 1341
LINET UK | ELEGANZA 2 | 2020-03-05 | 1341
LINET UK | ELEGANZA 2 | 2020-03-05 | 1341
LINET UK | ELEGANZA 2 | 2020-03-05 | 1341
LINET UK | ELEGANZA 2 | 2020-03-05 | 1341
LINET UK | ELEGANZA 2 | 2020-03-05 | 1341
LINET UK | ELEGANZA 2 | 2020-03-05 | 1341
LINET UK | ELEGANZA 2 | 2020-03-05 | 1341
LINET UK | ELEGANZA 2 | 2020-03-05 | 1341
LINET UK | ELEGANZA 2 | 2020-03-05 | 1341
LINET UK | ELEGANZA 2 | 2020-03-05 | 1341
LINET UK | ELEGANZA 2 | 2020-03-05 | 1341
LINET UK | ELEGANZA 2 | 2020-03-05 | 1341
LINET UK | ELEGANZA 2 | 2020-03-05 | 1341
LINET UK | ELEGANZA 2 | 2020-03-05 | 1341
LINET UK | ELEGANZA 2 | 2020-03-05 | 1341
LINET UK | ELEGANZA 2 | 2020-03-05 | 1341
LINET UK | ELEGANZA 2 | 2020-03-05 | 1341
LINET UK | ELEGANZA 2 | 2020-03-05 | 1341
LINET UK | ELEGANZA 2 | 2020-03-05 | 1341
LINET UK | ELEGANZA 2 | 2020-03-05 | 1341
LINET UK | ELEGANZA 2 | 2020-03-05 | 1341
LINET UK | ELEGANZA 2 | 2020-03-05 | 1341
LINET UK | ELEGANZA 2 | 2020-03-05 | 1341
LINET UK | ELEGANZA 2 | 2020-03-05 | 1341
LINET UK | ELEGANZA 2 | 2020-03-04 | 1341
LINET UK | ELEGANZA 2 | 2020-03-04 | 1341
LINET UK | ELEGANZA 2 | 2020-03-04 | 1341
LINET UK | ELEGANZA 2 | 2020-03-04 | 1341
LINET UK | ELEGANZA 2 | 2020-03-04 | 1341
LINET UK | ELEGANZA 2 | 2020-03-04 | 1341
LINET UK | ELEGANZA 2 | 2020-03-04 | 1341
LINET UK | ELEGANZA 2 | 2020-03-04 | 1341
LINET UK | ELEGANZA 2 | 2020-03-04 | 1341
LINET UK | ELEGANZA 2 | 2020-03-04 | 1341
LINET UK | ELEGANZA 2 | 2020-03-04 | 1341
LINET UK | ELEGANZA 2 | 2020-03-04 | 1341
LINET UK | ELEGANZA 2 | 2020-03-04 | 1341
LINET UK | ELEGANZA 2 | 2020-03-04 | 1341
LINET UK | ELEGANZA 2 | 2019-10-01 | 1341
LINET UK | ELEGANZA 2 | 2019-10-01 | 1341
LINET UK | ELEGANZA 2 | 2019-10-01 | 1341
LINET UK | ELEGANZA 2 | 2019-10-01 | 1341
LINET UK | ELEGANZA 2 | 2019-10-01 | 1341
LINET UK | ELEGANZA 2 | 2019-10-01 | 1341
LINET UK | ELEGANZA 2 | 2019-10-01 | 1341
LINET UK | ELEGANZA 2 | 2019-10-01 | 1341
LINET UK | ELEGANZA 2 | 2019-10-01 | 1341
LINET UK | ELEGANZA 2 | 2019-10-01 | 1341
LINET UK | ELEGANZA 2 | 2019-10-01 | 1341
LINET UK | ELEGANZA 2 | 2019-10-01 | 1341
LINET UK | ELEGANZA 2 | 2019-10-01 | 1341
LINET UK | ELEGANZA 2 | 2019-10-01 | 1341
LINET UK | ELEGANZA 2 | 2019-10-01 | 1341
LINET UK | ELEGANZA 2 | 2019-10-01 | 1341
LINET UK | ELEGANZA 2 | 2019-10-01 | 1341
LINET UK | ELEGANZA 2 | 2019-10-01 | 1341
LINET UK | ELEGANZA 2 | 2019-10-01 | 1341
LINET UK | ELEGANZA 2 | 2019-10-01 | 1341
LINET UK | ELEGANZA 2 | 2019-10-01 | 1341
LINET UK | ELEGANZA 2 | 2019-10-01 | 1341
LINET UK | ELEGANZA 2 | 2019-10-01 | 1341
LINET UK | ELEGANZA 2 | 2019-10-01 | 1341
LINET UK | ELEGANZA 2 | 2019-10-01 | 1341
LINET UK | ELEGANZA 2 | 2019-10-01 | 1341
LINET UK | ELEGANZA 2 | 2019-10-01 | 1341
LINET UK | ELEGANZA 2 | 2019-10-01 | 1341
LINET UK | ELEGANZA 2 | 2019-10-01 | 1341
LINET UK | ELEGANZA 2 | 2019-10-01 | 1341
LINET UK | ELEGANZA 2 | 2019-10-01 | 1341
LINET UK | ELEGANZA 2 | 2019-10-01 | 1341
LINET UK | ELEGANZA 2 | 2019-10-01 | 1341
LINET UK | ELEGANZA 2 | 2019-10-01 | 1341
LINET UK | ELEGANZA 2 | 2019-10-01 | 1341
LINET UK | ELEGANZA 2 | 2019-10-01 | 1341
LINET UK | ELEGANZA 2 | 2019-10-01 | 1341
LINET UK | ELEGANZA 2 | 2019-10-01 | 1341
LINET UK | ELEGANZA 2 | 2019-10-01 | 1341
LINET UK | ELEGANZA 2 | 2019-10-01 | 1341
LINET UK | ELEGANZA 2 | 2019-10-01 | 1341
LINET UK | ELEGANZA 2 | 2019-10-01 | 1341
LINET UK | ELEGANZA 2 | 2019-10-01 | 1341
LINET UK | ELEGANZA 2 | 2019-09-26 | 1341
MARSDEN | PLEASE ENTER MODEL! (1309) | 2018-02-12 | 70
MARSDEN | PLEASE ENTER MODEL! (1309) | 2018-02-12 | 70
MARSDEN | PLEASE ENTER MODEL! (1309) | 2018-02-12 | 70
BRISTOL MAID (HOSP.M.CRAFT) | VH950CBT | 2017-07-27 | 1800
SIDHIL LTD | INNOV8 LOW | 2017-07-01 | 1500
SIDHIL LTD | INNOV8 LOW | 2017-04-13 | 1500
SIDHIL LTD | INNOV8 LOW | 2017-04-13 | 1500
SIDHIL LTD | INNOV8 LOW | 2017-02-13 | 1200
SIDHIL LTD | INNOV8 LOW | 2017-02-13 | 1200
SIDHIL LTD | INNOV8 LOW | 2017-02-13 | 1200
SIDHIL LTD | INNOV8 LOW | 2017-02-13 | 1200
SIDHIL LTD | INNOV8 LOW | 2017-02-13 | 1200
SIDHIL LTD | INNOV8 LOW | 2017-02-13 | 1200
SIDHIL LTD | INNOV8 LOW | 2017-02-13 | 1200
SIDHIL LTD | INNOV8 LOW | 2017-02-13 | 1200
SIDHIL LTD | INNOV8 LOW | 2017-02-13 | 1200
SIDHIL LTD | INNOV8 LOW | 2017-02-13 | 1200
SIDHIL LTD | INNOV8 LOW | 2017-02-13 | 1200
SIDHIL LTD | INNOV8 LOW | 2017-02-13 | 1200
SIDHIL LTD | INNOV8 LOW | 2017-02-13 | 1200
SIDHIL LTD | INNOV8 LOW | 2017-02-13 | 1200
SIDHIL LTD | INNOV8 LOW | 2017-02-13 | 1200
SIDHIL LTD | INNOV8 LOW | 2017-02-13 | 1200
SIDHIL LTD | INNOV8 LOW | 2017-02-13 | 1200
SIDHIL LTD | INNOV8 LOW | 2017-02-13 | 1200
SIDHIL LTD | INNOV8 LOW | 2017-02-13 | 1200
SIDHIL LTD | INNOV8 LOW | 2017-02-13 | 1200
SIDHIL LTD | INNOV8 LOW | 2017-02-13 | 1200
SIDHIL LTD | INNOV8 LOW | 2017-02-13 | 1200
SIDHIL LTD | INNOV8 LOW | 2017-02-13 | 1200
SIDHIL LTD | INNOV8 LOW | 2017-02-13 | 1200
SIDHIL LTD | INNOV8 LOW | 2017-02-13 | 1200
SIDHIL LTD | INNOV8 LOW | 2017-02-13 | 1200
SIDHIL LTD | INNOV8 LOW | 2017-02-13 | 1200
SIDHIL LTD | INNOV8 LOW | 2017-02-13 | 1200
SIDHIL LTD | INNOV8 LOW | 2017-02-13 | 1200
SIDHIL LTD | INNOV8 LOW | 2017-02-13 | 1200
SIDHIL LTD | INNOV8 LOW | 2017-02-13 | 1200
SIDHIL LTD | INNOV8 LOW | 2017-02-13 | 1200
SIDHIL LTD | INNOV8 LOW | 2017-02-13 | 1200
SIDHIL LTD | INNOV8 LOW | 2017-02-13 | 1200
SIDHIL LTD | INNOV8 LOW | 2017-02-13 | 1200
SIDHIL LTD | INNOV8 LOW | 2017-02-13 | 1200
SIDHIL LTD | INNOV8 LOW | 2017-02-13 | 1200
SIDHIL LTD | INNOV8 LOW | 2017-02-13 | 1200
SIDHIL LTD | INNOV8 LOW | 2017-02-13 | 1200
SIDHIL LTD | INNOV8 LOW | 2017-02-13 | 1200
SIDHIL LTD | INNOV8 LOW | 2017-02-13 | 1200
SIDHIL LTD | INNOV8 LOW | 2017-02-13 | 1200
SIDHIL LTD | INNOV8 LOW | 2017-02-13 | 1200
SIDHIL LTD | INNOV8 LOW | 2017-02-13 | 1200
SIDHIL LTD | INNOV8 LOW | 2017-02-13 | 1200
SIDHIL LTD | INNOV8 LOW | 2017-02-13 | 1200
SIDHIL LTD | INNOV8 LOW | 2017-02-13 | 1200
SIDHIL LTD | INNOV8 LOW | 2017-02-13 | 1200
SIDHIL LTD | INNOV8 LOW | 2017-02-13 | 1200
SIDHIL LTD | INNOV8 LOW | 2017-02-13 | 1200
SIDHIL LTD | INNOV8 LOW | 2017-02-13 | 1200
SIDHIL LTD | INNOV8 LOW | 2017-02-13 | 1500
SIDHIL LTD | INNOV8 LOW | 2017-02-13 | 1500
SIDHIL LTD | INNOV8 LOW | 2017-02-13 | 1500
SIDHIL LTD | INNOV8 LOW | 2017-02-13 | 1500
SIDHIL LTD | INNOV8 LOW | 2016-06-28 | 1200
SIDHIL LTD | INNOV 8 | 2016-04-26 | 1200
SIDHIL LTD | INNOV8 LOW | 2016-01-14 | 1200
SIDHIL LTD | INNOV8 LOW | 2016-01-14 | 1200
SIDHIL LTD | INNOV8 LOW | 2016-01-14 | 1200
SIDHIL LTD | INNOV8 LOW | 2016-01-14 | 1200
SIDHIL LTD | INNOV8 LOW | 2016-01-14 | 1200
SIDHIL LTD | INNOV8 LOW | 2016-01-14 | 1200
SIDHIL LTD | INNOV8 LOW | 2016-01-14 | 1200
SIDHIL LTD | INNOV8 LOW | 2016-01-14 | 1200
SIDHIL LTD | INNOV8 LOW | 2016-01-14 | 1200
SIDHIL LTD | INNOV8 IQ | 2015-02-23 | 1400
SIDHIL LTD | INNOV8 IQ | 2015-02-23 | 1400
SIDHIL LTD | INNOV8 IQ | 2015-02-23 | 1400
SIDHIL LTD | INNOV8 IQ | 2015-02-23 | 1400
SIDHIL LTD | INNOV8 IQ | 2015-02-23 | 1400
SIDHIL LTD | INNOV8 IQ | 2015-02-23 | 1400
SIDHIL LTD | INNOV8 IQ | 2015-02-23 | 1400
SIDHIL LTD | INNOV8 IQ | 2015-02-23 | 1400
SIDHIL LTD | INNOV8 IQ | 2015-02-23 | 1400
SIDHIL LTD | INNOV8 IQ | 2015-02-23 | 1400
SIDHIL LTD | INNOV8 IQ | 2015-02-23 | 1400
SIDHIL LTD | INNOV8 IQ | 2015-02-23 | 1400
SIDHIL LTD | INNOV8 IQ | 2015-02-23 | 1400
SIDHIL LTD | INNOV8 IQ | 2015-02-23 | 1400
SIDHIL LTD | INNOV8 IQ | 2015-02-23 | 1400
SIDHIL LTD | INNOV8 IQ | 2015-02-23 | 1400
SIDHIL LTD | INNOV8 IQ | 2015-02-23 | 1400
SIDHIL LTD | INNOV8 IQ | 2015-02-23 | 1400
SIDHIL LTD | INNOV8 IQ | 2015-02-23 | 1400
SIDHIL LTD | INDEPENDENCE 2200 | 2015-01-01 | 800
SIDHIL LTD | INNOV 8 | 2013-11-19 | 1500
SIDHIL LTD | INDEPENDENCE 2260 | 2013-02-28 | 1500
SIDHIL LTD | INDEPENDENCE 2260 | 2013-02-28 | 1500
SIDHIL LTD | INDEPENDENCE 2260 | 2013-02-28 | 1500
SIDHIL LTD | INDEPENDENCE 2260 | 2013-02-28 | 1500
SIDHIL LTD | INDEPENDENCE 2260 | 2013-02-28 | 1500
SIDHIL LTD | INDEPENDENCE 2260 | 2013-02-28 | 1500
SIDHIL LTD | INDEPENDENCE 2260 | 2013-02-28 | 1500
SIDHIL LTD | INDEPENDENCE 2260 | 2013-02-28 | 1500
SIDHIL LTD | INDEPENDENCE 2260 | 2013-02-28 | 1500
SIDHIL LTD | INNOV 8 | 2012-06-26 | 1800
SIDHIL LTD | INNOV 8 | 2012-06-26 | 1800
SIDHIL LTD | INNOV 8 | 2012-06-26 | 1800
SIDHIL LTD | INNOV 8 | 2012-06-26 | 1800
SIDHIL LTD | INNOV8 LOW | 2012-06-26 | 1800
SIDHIL LTD | INNOV 8 | 2012-06-26 | 1800
SIDHIL LTD | INNOV 8 | 2012-06-26 | 1800
SIDHIL LTD | INNOV 8 | 2012-06-26 | 1800
SIDHIL LTD | INNOV 8 | 2012-06-26 | 1800
SIDHIL LTD | INNOV 8 | 2012-06-26 | 1800
SIDHIL LTD | INNOV 8 | 2012-06-26 | 1800
SIDHIL LTD | INNOV 8 | 2012-06-26 | 1800
SIDHIL LTD | INNOV 8 | 2012-06-26 | 1800
SIDHIL LTD | INNOV 8 | 2012-06-26 | 1800
SIDHIL LTD | INNOV 8 | 2012-06-26 | 1800
SIDHIL LTD | INNOV 8 | 2012-06-26 | 1800
SIDHIL LTD | INNOV 8 | 2012-06-26 | 1800
SIDHIL LTD | INNOV 8 | 2012-06-26 | 1800
SIDHIL LTD | INDEPENDENCE 2200 | 2010-06-04 | 2500
SIDHIL LTD | INDEPENDENCE 2260 | 2010-05-19 | 1200
SIDHIL LTD | INDEPENDENCE 2260 | 2010-05-19 | 1200
SIDHIL LTD | INDEPENDENCE 2260 | 2010-05-19 | 1200
SIDHIL LTD | INDEPENDENCE 2260 | 2010-05-19 | 1200
SIDHIL LTD | INDEPENDENCE 2260 | 2010-05-19 | 1200
SIDHIL LTD | INDEPENDENCE 2260 | 2010-05-19 | 1200
SIDHIL LTD | INDEPENDENCE 2260 | 2010-05-19 | 1200
SIDHIL LTD | INDEPENDENCE 2260 | 2010-05-19 | 1200
SIDHIL LTD | INDEPENDENCE 2260 | 2010-05-19 | 1200
SIDHIL LTD | INDEPENDENCE 2260 | 2010-05-19 | 1200
SIDHIL LTD | INDEPENDENCE 2260 | 2010-05-19 | 1200
SIDHIL LTD | INDEPENDENCE 2260 | 2010-05-19 | 1200
SIDHIL LTD | INDEPENDENCE 2260 | 2010-05-19 | 1200
SIDHIL LTD | INDEPENDENCE 2260 | 2010-05-19 | 1200
SIDHIL LTD | INDEPENDENCE 2260 | 2010-05-19 | 1200
SIDHIL LTD | INDEPENDENCE 2260 | 2010-05-19 | 1200
SIDHIL LTD | INDEPENDENCE 2260 | 2010-05-19 | 1200
SIDHIL LTD | INDEPENDENCE 2260 | 2010-05-19 | 1200
SIDHIL LTD | INDEPENDENCE 2200 | 2010-03-05 | 2500
SIDHIL LTD | INDEPENDENCE 2200 | 2009-09-15 | 2500
SIDHIL LTD | INDEPENDENCE 2200 | 2009-09-04 | 2500
SIDHIL LTD | INDEPENDENCE 2200 | 2009-08-17 | 2500
SIDHIL LTD | INDEPENDENCE 2260 | 2009-05-06 | 1200
SIDHIL LTD | INDEPENDENCE 2260 | 2009-05-06 | 1200
SIDHIL LTD | INDEPENDENCE 2260 | 2009-05-06 | 1200
SIDHIL LTD | INDEPENDENCE 2260 | 2009-05-06 | 1200
SIDHIL LTD | INDEPENDENCE 2260 | 2009-05-06 | 1200
SIDHIL LTD | INDEPENDENCE 2260 | 2009-05-06 | 1200
SIDHIL LTD | INDEPENDENCE 2260 | 2009-05-06 | 1200
SIDHIL LTD | INDEPENDENCE 2260 | 2009-05-06 | 1200
SIDHIL LTD | INDEPENDENCE 2260 | 2008-10-16 | 1200
SIDHIL LTD | INDEPENDENCE 2260 | 2008-10-16 | 1200
SIDHIL LTD | INDEPENDENCE 2260 | 2008-10-16 | 1200
SIDHIL LTD | INDEPENDENCE 2200 | 2008-10-16 | 2500
SIDHIL LTD | INDEPENDENCE 2260 | 2008-10-16 | 1200
SIDHIL LTD | INDEPENDENCE 2260 | 2008-10-16 | 1200
SIDHIL LTD | INDEPENDENCE 2260 | 2008-10-16 | 1200
SIDHIL LTD | INDEPENDENCE 2260 | 2008-10-16 | 1200
SIDHIL LTD | INDEPENDENCE 2260 | 2008-04-01 | 1200
SIDHIL LTD | INDEPENDENCE 2200 | 2008-04-01 | 2500
SIDHIL LTD | INDEPENDENCE 2260 | 2007-04-01 | 1200
SIDHIL LTD | INDEPENDENCE 2200 | 2007-02-08 | 3600
SIDHIL LTD | INDEPENDENCE 2200 | 2007-02-08 | 3600
MEMO-INTERN | MEMO-PROJECTS | 2006-07-11 | 0
MEMO-INTERN | MEMO-PROJECTS | 2006-07-11 | 0
NA | MEMO/GENERAL SUNDRIES | 2001-01-01 | 0
NA | MEMO/GENERAL SUNDRIES | 1992-01-01 | 0
THERAPY EQUIPMENT | DIAMOND RANGE HIGH | 2022-03-01 | 81
THERAPY EQUIPMENT | DIAMOND RANGE HIGH | 2021-07-19 | 69.5
THERAPY EQUIPMENT | DIAMOND RANGE HIGH | 2021-07-19 | 69.5
THERAPY EQUIPMENT | DIAMOND RANGE HIGH | 2021-07-19 | 69.5
THERAPY EQUIPMENT | DIAMOND RANGE HIGH | 2021-07-19 | 69.5
THERAPY EQUIPMENT | DIAMOND RANGE HIGH | 2021-07-19 | 69.5
THERAPY EQUIPMENT | DIAMOND RANGE HIGH | 2021-07-19 | 69.5
THERAPY EQUIPMENT | DIAMOND RANGE HIGH | 2021-07-19 | 69.5
THERAPY EQUIPMENT | DIAMOND RANGE HIGH | 2021-07-19 | 69.5
THERAPY EQUIPMENT | DIAMOND RANGE HIGH | 2021-07-19 | 69.5
THERAPY EQUIPMENT | DIAMOND RANGE HIGH | 2021-07-19 | 69.5
THERAPY EQUIPMENT | DIAMOND RANGE HIGH | 2021-07-19 | 69.5
DIRECT HEALTHCARE SERVICES | DYNAFORM MERCURY ADVANCE MKII | 2021-07-19 | 95
DIRECT HEALTHCARE SERVICES | DYNAFORM MERCURY ADVANCE MKII | 2021-07-19 | 95
DIRECT HEALTHCARE SERVICES | DYNAFORM MERCURY ADVANCE MKII | 2021-07-19 | 95
DIRECT HEALTHCARE SERVICES | DYNAFORM MERCURY ADVANCE MKII | 2021-07-19 | 95
DIRECT HEALTHCARE SERVICES | DYNAFORM MERCURY ADVANCE MKII | 2021-07-19 | 95
DIRECT HEALTHCARE SERVICES | DYNAFORM MERCURY ADVANCE MKII | 2021-07-19 | 95
DIRECT HEALTHCARE SERVICES | DYNAFORM MERCURY ADVANCE MKII | 2021-07-19 | 95
DIRECT HEALTHCARE SERVICES | DYNAFORM MERCURY ADVANCE MKII | 2021-07-19 | 95
DIRECT HEALTHCARE SERVICES | DYNAFORM MERCURY ADVANCE MKII | 2021-07-19 | 95
DIRECT HEALTHCARE SERVICES | DYNAFORM MERCURY ADVANCE MKII | 2021-07-19 | 95
DIRECT HEALTHCARE SERVICES | DYNAFORM MERCURY ADVANCE MKII | 2021-07-19 | 95
DIRECT HEALTHCARE SERVICES | DYNAFORM MERCURY ADVANCE MKII | 2021-07-19 | 95
COVIDIEN UK | GENIUS 3 | 2021-07-09 | 161
COVIDIEN UK | GENIUS 3 | 2021-07-09 | 161
NA | MEMO/GENERAL SUNDRIES | 2021-07-07 | 0
COVIDIEN UK | GENIUS 3 | 2021-04-16 | 161
COVIDIEN UK | GENIUS 3 | 2020-11-27 | 161
LTE | LK/SWC/01/1 | 2016-03-03 | 1265
BEAVER HEALT | MEDIPLINTH | 2015-04-07 | 700
WELCH ALLYN | 53N00 (VSM 300) | 2013-01-31 | 800
WELCH ALLYN | 53N00 (VSM 300) | 2013-01-31 | 800
WELCH ALLYN | 53N00 (VSM 300) | 2013-01-31 | 800
THERAPY EQUIPMENT | DIAMOND RANGE HIGH | 2022-06-08 | 81
MINDRAY | VS-900 | 2022-03-16 | 1134
MINDRAY | VS-900 | 2022-03-16 | 1134
MINDRAY | VS-900 | 2022-03-16 | 1134
TERAOKA | DS-502 | 2022-01-31 | 175
SECA | 955 | 2022-01-26 | 527.2
HANDICARE | RETURN 7500 | 2021-11-12 | 400
HANDICARE | RETURN 7500 | 2021-11-12 | 400
HANDICARE | RETURN 7500 | 2021-11-12 | 400
HANDICARE | RETURN 7600 | 2021-11-12 | 958
THERAPY EQUIPMENT | DIAMOND RANGE HIGH | 2021-07-19 | 69
THERAPY EQUIPMENT | DIAMOND RANGE HIGH | 2021-07-07 | 69
THERAPY EQUIPMENT | DIAMOND RANGE HIGH | 2021-06-29 | 69
OXFORD HOIST | OXF-SCALE-LP | 2021-04-01 | 996
OXFORD HOIST | PRESENCE | 2021-03-31 | 1443
COVIDIEN UK | GENIUS 3 | 2020-11-27 | 161
THERAPY EQUIPMENT | DIAMOND RANGE HIGH | 2020-07-17 | 67.5
COVIDIEN UK | GENIUS 3 | 2020-07-08 | 60
COVIDIEN UK | GENIUS 3 | 2020-06-30 | 161
COVIDIEN UK | GENIUS 3 | 2020-04-27 | 60
COVIDIEN UK | GENIUS 3 | 2020-03-04 | 60
FRESENIUS KABI | AGILIA SP MC WIFI | 2020-02-12 | 300
FRESENIUS KABI | AGILIA SP MC WIFI | 2020-02-12 | 300
FRESENIUS KABI | AGILIA VP MC WIFI GB | 2020-02-12 | 300
FRESENIUS KABI | AGILIA VP MC WIFI GB | 2020-02-12 | 300
FRESENIUS KABI | AGILIA VP MC WIFI GB | 2020-02-12 | 300
FRESENIUS KABI | AGILIA VP MC WIFI GB | 2020-02-12 | 300
THERAPY EQUIPMENT | DIAMOND RANGE HIGH | 2019-11-13 | 60
THERAPY EQUIPMENT | DIAMOND RANGE HIGH | 2019-09-30 | 90
THERAPY EQUIPMENT | DIAMOND RANGE HIGH | 2019-05-28 | 139
PHILIPS LTD | EFFICIA DFM100 | 2019-05-13 | 3699
THERAPY EQUIPMENT | DIAMOND RANGE HIGH | 2018-10-22 | 139
COVIDIEN UK | GENIUS 3 | 2018-09-17 | 60
COVIDIEN UK | GENIUS 2 | 2018-04-17 | 120
MINDRAY | VS-900 | 2017-02-21 | 2000
THERAPY EQUIPMENT | DIAMOND RANGE HIGH | 2016-09-22 | 120
MINDRAY | VS-900 | 2015-11-25 | 2000
MINDRAY | VS-900 | 2015-11-25 | 2000
MINDRAY | VS-900 | 2015-11-02 | 1000
WANDER GUARD | 25023 | 2015-10-28 | 300
WANDER GUARD | 25023 | 2015-08-24 | 220
MCUBE TECHNO | BIOCON-700 | 2015-04-15 | 5000
WELCH ALLYN | GS777 | 2015-01-15 | 500
DISTINCTIVE MEDICAL | 11494 | 2012-07-31 | 1190
ERESEARCH | MORTARA ELI 250 | 2011-05-06 | 3000
THERAPY EQUIPMENT | DIAMOND RANGE HIGH | 2009-04-23 | 139
THERAPY EQUIPMENT | DIAMOND RANGE HIGH | 2009-02-16 | 139
SPEIDEL & KE | MAXI STABIL 3 | 2008-03-14 | 90
SHIRE | AREA ALARM | 2005-03-04 | 350
EAST HEALTH | HIGH-SUCTION | 2004-04-01 | 200
EAST HEALTH | HIGH-SUCTION | 2004-03-22 | 93
EAST HEALTH | HIGH-SUCTION | 2004-03-22 | 93
EAST HEALTH | HIGH-SUCTION | 2004-03-22 | 93
EAST HEALTH | HIGH-SUCTION | 2004-03-11 | 200
EAST HEALTH | HIGH-SUCTION | 2004-03-11 | 200
EAST HEALTH | HIGH-SUCTION | 2004-03-11 | 200
NA | MEMO/GENERAL SUNDRIES | 2004-01-26 | 0
CHILTERN MED | WISPA TURBO | 2002-01-17 | 981
WELCH ALLYN | 7114 | 2002-01-11 | 300
CHILTERN MED | WISPA TURBO | 2001-11-16 | 981
CHILTERN MED | WISPA TURBO | 2001-11-14 | 981
CHILTERN MED | WISPA TURBO | 2001-11-14 | 981
CHILTERN MED | WISPA TURBO | 2000-01-01 | 981
CHILTERN MED | WISPA TURBO | 1998-07-14 | 981
CHILTERN MED | WISPA TURBO | 1998-07-14 | 981
DATEX-OHMEDA | MK3/4 | 1986-09-01 | 200
DATEX-OHMEDA | MK3/4 | 1986-09-01 | 200
DATEX-OHMEDA | MK3/4 | 1986-09-01 | 200
DATEX-OHMEDA | MK3/4 | 1986-09-01 | 200
DATEX-OHMEDA | MK3/4 | 1986-09-01 | 5232
DATEX-OHMEDA | MK3/4 | 1986-09-01 | 200
DATEX-OHMEDA | SUCTION CON | 1986-09-01 | 200
MEMO-INTERN | PMG-WGH/KEWSTOKE | 1986-08-01 | 0
RADIOMETER | ABL90 FLEX PLUS | 2022-04-13 | 13000
THERAPY EQUIPMENT | DIAMOND RANGE HIGH | 2022-02-07 | 81
SALTER | 1180 WHDR | 2022-01-11 | 25
THERAPY EQUIPMENT | 5285/AIR | 2021-09-13 | 171.7
COVIDIEN UK | GENIUS 3 | 2021-08-05 | 161
CAPSULE | SMARTLINX AXON 410 | 2021-07-13 | 500
CAPSULE | SMARTLINX AXON 410 | 2021-07-13 | 500
CAPSULE | SMARTLINX AXON 410 | 2021-07-13 | 500
CAPSULE | SMARTLINX AXON 410 | 2021-07-13 | 500
CAPSULE | SMARTLINX AXON 410 | 2021-07-13 | 500
PHILIPS LTD | PIIC IX | 2021-07-01 | 12000
AMERICAN POWER CONVERSION (APC) | SMART-UPS SC450 | 2021-07-01 | 0
COVIDIEN UK | SCD 700 | 2021-06-29 | 0
COVIDIEN UK | SCD 700 | 2021-06-29 | 0
COVIDIEN UK | SCD 700 | 2021-06-29 | 0
COVIDIEN UK | SCD 700 | 2021-06-29 | 0
COVIDIEN UK | SCD 700 | 2021-06-29 | 0
COVIDIEN UK | SCD 700 | 2021-06-28 | 0
COVIDIEN UK | SCD 700 | 2021-06-28 | 0
COVIDIEN UK | SCD 700 | 2021-06-28 | 0
FRESENIUS KABI | LINK 6 + AGILIA | 2021-04-14 | 999
FRESENIUS KABI | LINK 6 + AGILIA | 2021-04-14 | 999
FRESENIUS KABI | LINK 6 + AGILIA | 2021-04-14 | 999
FRESENIUS KABI | LINK 6 + AGILIA | 2021-04-14 | 999
FRESENIUS KABI | LINK 6 + AGILIA | 2021-04-14 | 999
FRESENIUS KABI | LINK 6 + AGILIA | 2021-04-14 | 999
FRESENIUS KABI | LINK 6 + AGILIA | 2021-04-14 | 999
FRESENIUS KABI | LINK 6 + AGILIA | 2021-04-14 | 999
FRESENIUS KABI | LINK 6 + AGILIA | 2021-04-14 | 999
FRESENIUS KABI | LINK 6 + AGILIA | 2021-04-06 | 999
FRESENIUS KABI | LINK 6 + AGILIA | 2021-04-06 | 999
COVIDIEN UK | GENIUS 3 | 2020-11-27 | 161
COVIDIEN UK | GENIUS 3 | 2020-11-27 | 161
PHILIPS LTD | 867041 B06 | 2020-10-13 | 2948
PHILIPS LTD | 867041 B06 | 2020-10-13 | 2948
PHILIPS LTD | 867041 B06 | 2020-10-13 | 2948
PHILIPS LTD | 867041 B06 | 2020-10-13 | 2948
PHILIPS LTD | INTELLIVUE X3 | 2020-09-07 | 3163.78
PHILIPS LTD | FMX-4 | 2020-09-07 | 158
PHILIPS LTD | MX750 | 2020-09-07 | 5973.5
PHILIPS LTD | INTELLIVUE X3 | 2020-09-07 | 3163.78
PHILIPS LTD | FMX-4 | 2020-09-07 | 158
PHILIPS LTD | MX750 | 2020-09-07 | 5973.5
PHILIPS LTD | INTELLIVUE X3 | 2020-09-07 | 3163.78
PHILIPS LTD | FMX-4 | 2020-09-07 | 158
PHILIPS LTD | MX750 | 2020-09-07 | 5973.5
PHILIPS LTD | INTELLIVUE X3 | 2020-09-07 | 3163.78
PHILIPS LTD | FMX-4 | 2020-09-07 | 158
PHILIPS LTD | MX750 | 2020-09-07 | 5973.5
PHILIPS LTD | INTELLIVUE X3 | 2020-09-07 | 3163.78
PHILIPS LTD | FMX-4 | 2020-09-07 | 158
PHILIPS LTD | MX750 | 2020-09-07 | 5973.5
FRESENIUS KABI | AGILIA VP MC WIFI GB | 2020-08-05 | 300
FRESENIUS KABI | AGILIA VP MC WIFI GB | 2020-08-05 | 300
FRESENIUS KABI | AGILIA VP MC WIFI GB | 2020-08-05 | 300
FRESENIUS KABI | AGILIA VP MC WIFI GB | 2020-08-05 | 300
ZOLL MEDICAL | AUTOPULSE | 2020-07-01 | 2000
FRESENIUS KABI | AGILIA SP MC WIFI | 2020-06-25 | 300
FRESENIUS KABI | AGILIA SP MC WIFI | 2020-06-25 | 300
FRESENIUS KABI | AGILIA SP MC WIFI | 2020-06-25 | 300
FRESENIUS KABI | AGILIA SP MC WIFI | 2020-06-25 | 300
FRESENIUS KABI | AGILIA SP MC WIFI | 2020-06-25 | 300
FRESENIUS KABI | AGILIA SP MC WIFI | 2020-06-25 | 300
FRESENIUS KABI | AGILIA SP MC WIFI | 2020-06-25 | 300
FRESENIUS KABI | AGILIA SP MC WIFI | 2020-06-25 | 300
FRESENIUS KABI | AGILIA SP MC WIFI | 2020-06-25 | 300
FRESENIUS KABI | AGILIA SP MC WIFI | 2020-06-25 | 300
FRESENIUS KABI | AGILIA SP MC WIFI | 2020-06-25 | 300
FRESENIUS KABI | AGILIA SP MC WIFI | 2020-06-25 | 300
FRESENIUS KABI | AGILIA SP MC WIFI | 2020-06-25 | 300
FRESENIUS KABI | AGILIA SP MC WIFI | 2020-06-25 | 300
FRESENIUS KABI | AGILIA SP MC WIFI | 2020-06-25 | 300
FRESENIUS KABI | AGILIA SP MC WIFI | 2020-06-25 | 300
FRESENIUS KABI | AGILIA SP MC WIFI | 2020-06-25 | 300
FRESENIUS KABI | AGILIA SP MC WIFI | 2020-06-25 | 300
FRESENIUS KABI | AGILIA SP MC WIFI | 2020-06-25 | 300
FRESENIUS KABI | AGILIA SP MC WIFI | 2020-06-25 | 300
FRESENIUS KABI | AGILIA SP MC WIFI | 2020-06-25 | 300
FRESENIUS KABI | AGILIA SP MC WIFI | 2020-06-25 | 300
FRESENIUS KABI | AGILIA SP MC WIFI | 2020-06-25 | 300
FRESENIUS KABI | AGILIA SP MC WIFI | 2020-06-18 | 300
FRESENIUS KABI | AGILIA SP MC WIFI | 2020-06-18 | 300
FRESENIUS KABI | AGILIA SP MC WIFI | 2020-06-18 | 300
FRESENIUS KABI | AGILIA SP MC WIFI | 2020-06-18 | 300
FRESENIUS KABI | AGILIA SP MC WIFI | 2020-06-18 | 300
FRESENIUS KABI | AGILIA SP MC WIFI | 2020-06-18 | 300
FRESENIUS KABI | AGILIA VP MC WIFI GB | 2020-06-17 | 300
FRESENIUS KABI | AGILIA VP MC WIFI GB | 2020-06-17 | 300
FRESENIUS KABI | AGILIA VP MC WIFI GB | 2020-06-17 | 300
FRESENIUS KABI | AGILIA VP MC WIFI GB | 2020-06-17 | 300
FRESENIUS KABI | AGILIA VP MC WIFI GB | 2020-06-17 | 300
GE LIMITED | VIVID IQ | 2020-05-07 | 0
PHILIPS LTD | TC30 | 2020-05-01 | 3696
FRESENIUS KABI | AGILIA VP MC WIFI GB | 2020-04-30 | 300
FRESENIUS KABI | AGILIA VP MC WIFI GB | 2020-04-30 | 300
FRESENIUS KABI | AGILIA VP MC WIFI GB | 2020-04-30 | 300
FRESENIUS KABI | AGILIA VP MC WIFI GB | 2020-04-30 | 300
FRESENIUS KABI | AGILIA VP MC WIFI GB | 2020-04-30 | 300
FRESENIUS KABI | AGILIA VP MC WIFI GB | 2020-04-30 | 300
MARSDEN | M-999 | 2020-04-23 | 5748
MARSDEN | M-999 | 2020-04-23 | 5748
THERAPY EQUIPMENT | 6111P | 2020-04-15 | 120
THERAPY EQUIPMENT | 6111P | 2020-04-15 | 120
THERAPY EQUIPMENT | 6111P | 2020-04-15 | 120
THERAPY EQUIPMENT | 6111P | 2020-04-15 | 120
THERAPY EQUIPMENT | 6111P | 2020-04-15 | 120
THERAPY EQUIPMENT | DIAMOND RANGE HIGH | 2020-04-09 | 139
COVIDIEN UK | GENIUS 3 | 2020-03-04 | 60
COVIDIEN UK | GENIUS 3 | 2020-03-04 | 60
COVIDIEN UK | GENIUS 3 | 2020-03-04 | 60
FRESENIUS KABI | AGILIA SP MC WIFI | 2020-03-02 | 300
FRESENIUS KABI | AGILIA SP MC WIFI | 2020-03-02 | 300
FRESENIUS KABI | AGILIA SP MC WIFI | 2020-03-02 | 300
FRESENIUS KABI | AGILIA SP MC WIFI | 2020-03-02 | 300
FRESENIUS KABI | AGILIA SP MC WIFI | 2020-03-02 | 300
FRESENIUS KABI | AGILIA SP MC WIFI | 2020-03-02 | 300
PHILIPS LTD | M1116B | 2020-02-25 | 394
FRESENIUS KABI | AGILIA SP MC WIFI | 2020-01-20 | 300
FRESENIUS KABI | AGILIA SP MC WIFI | 2020-01-20 | 300
FRESENIUS KABI | AGILIA SP MC WIFI | 2020-01-20 | 300
FRESENIUS KABI | AGILIA SP MC WIFI | 2020-01-20 | 300
FRESENIUS KABI | AGILIA SP MC WIFI | 2020-01-20 | 300
FRESENIUS KABI | AGILIA SP MC WIFI | 2020-01-20 | 300
FRESENIUS KABI | AGILIA SP MC WIFI | 2020-01-20 | 300
FRESENIUS KABI | AGILIA SP MC WIFI | 2020-01-20 | 300
FRESENIUS KABI | AGILIA SP MC WIFI | 2020-01-20 | 300
FRESENIUS KABI | AGILIA SP MC WIFI | 2020-01-20 | 300
FRESENIUS KABI | AGILIA SP MC WIFI | 2020-01-20 | 300
FRESENIUS KABI | AGILIA SP MC WIFI | 2020-01-20 | 300
FRESENIUS KABI | AGILIA SP MC WIFI | 2020-01-20 | 300
FRESENIUS KABI | AGILIA SP MC WIFI | 2020-01-20 | 300
FRESENIUS KABI | AGILIA SP MC WIFI | 2020-01-20 | 300
FRESENIUS KABI | AGILIA SP MC WIFI | 2020-01-20 | 300
FRESENIUS KABI | AGILIA SP MC WIFI | 2020-01-20 | 300
FRESENIUS KABI | AGILIA SP MC WIFI | 2020-01-20 | 300
FRESENIUS KABI | AGILIA SP MC WIFI | 2020-01-20 | 300
FRESENIUS KABI | AGILIA SP MC WIFI | 2019-12-19 | 300
FRESENIUS KABI | AGILIA SP MC WIFI | 2019-12-19 | 300
FRESENIUS KABI | AGILIA SP MC WIFI | 2019-12-19 | 300
FRESENIUS KABI | AGILIA SP MC WIFI | 2019-12-19 | 300
FRESENIUS KABI | AGILIA SP MC WIFI | 2019-12-19 | 300
FRESENIUS KABI | AGILIA SP MC WIFI | 2019-12-19 | 300
FRESENIUS KABI | AGILIA SP MC WIFI | 2019-12-19 | 300
FRESENIUS KABI | AGILIA SP MC WIFI | 2019-12-19 | 300
FRESENIUS KABI | AGILIA SP MC WIFI | 2019-12-19 | 300
FRESENIUS KABI | AGILIA SP MC WIFI | 2019-12-19 | 300
FRESENIUS KABI | AGILIA SP MC WIFI | 2019-12-19 | 300
FRESENIUS KABI | AGILIA SP MC WIFI | 2019-12-19 | 300
FRESENIUS KABI | AGILIA SP MC WIFI | 2019-12-19 | 300
FRESENIUS KABI | AGILIA SP MC WIFI | 2019-12-19 | 300
FRESENIUS KABI | AGILIA SP MC WIFI | 2019-12-19 | 300
FRESENIUS KABI | AGILIA SP MC WIFI | 2019-12-19 | 300
FRESENIUS KABI | AGILIA SP MC WIFI | 2019-12-19 | 300
FRESENIUS KABI | AGILIA SP MC WIFI | 2019-12-19 | 300
FRESENIUS KABI | AGILIA SP MC WIFI | 2019-12-19 | 300
FRESENIUS KABI | AGILIA SP MC WIFI | 2019-12-19 | 300
MAQUET | 6696947 | 2019-12-13 | 970
MAQUET | 6696947 | 2019-12-13 | 970
FRESENIUS KABI | AGILIA VP MC WIFI GB | 2019-12-10 | 300
FRESENIUS KABI | AGILIA VP MC WIFI GB | 2019-12-10 | 300
FRESENIUS KABI | AGILIA VP MC WIFI GB | 2019-12-10 | 300
FRESENIUS KABI | AGILIA VP MC WIFI GB | 2019-12-10 | 300
FRESENIUS KABI | AGILIA VP MC WIFI GB | 2019-12-10 | 300
FRESENIUS KABI | AGILIA VP MC WIFI GB | 2019-12-10 | 300
FRESENIUS KABI | AGILIA VP MC WIFI GB | 2019-12-10 | 300
FRESENIUS KABI | AGILIA VP MC WIFI GB | 2019-12-10 | 300
FRESENIUS KABI | AGILIA VP MC WIFI GB | 2019-12-10 | 300
FRESENIUS KABI | AGILIA VP MC WIFI GB | 2019-12-10 | 300
FRESENIUS KABI | AGILIA VP MC WIFI GB | 2019-12-10 | 300
FRESENIUS KABI | AGILIA VP MC WIFI GB | 2019-12-10 | 300
FRESENIUS KABI | AGILIA VP MC WIFI GB | 2019-12-10 | 300
FRESENIUS KABI | AGILIA VP MC WIFI GB | 2019-12-10 | 300
FRESENIUS KABI | AGILIA VP MC WIFI GB | 2019-12-10 | 300
FRESENIUS KABI | AGILIA VP MC WIFI GB | 2019-12-10 | 300
FRESENIUS KABI | AGILIA VP MC WIFI GB | 2019-12-10 | 300
FRESENIUS KABI | AGILIA VP MC WIFI GB | 2019-12-10 | 300
FRESENIUS KABI | AGILIA VP MC WIFI GB | 2019-12-10 | 300
FRESENIUS KABI | AGILIA VP MC WIFI GB | 2019-12-10 | 300
FRESENIUS KABI | AGILIA VP MC WIFI GB | 2019-12-10 | 300
FRESENIUS KABI | AGILIA VP MC WIFI GB | 2019-12-10 | 300
FRESENIUS KABI | AGILIA VP MC WIFI GB | 2019-12-10 | 300
FRESENIUS KABI | AGILIA VP MC WIFI GB | 2019-12-10 | 300
FRESENIUS KABI | AGILIA VP MC WIFI GB | 2019-12-10 | 300
FRESENIUS KABI | AGILIA VP MC WIFI GB | 2019-12-10 | 300
FRESENIUS KABI | AGILIA VP MC WIFI GB | 2019-12-10 | 300
FRESENIUS KABI | AGILIA VP MC WIFI GB | 2019-12-10 | 300
FRESENIUS KABI | AGILIA VP MC WIFI GB | 2019-12-10 | 300
FRESENIUS KABI | AGILIA VP MC WIFI GB | 2019-12-10 | 300
FRESENIUS KABI | AGILIA VP MC WIFI GB | 2019-12-10 | 300
FRESENIUS KABI | AGILIA VP MC WIFI GB | 2019-12-10 | 300
FRESENIUS KABI | AGILIA VP MC WIFI GB | 2019-12-10 | 300
FRESENIUS KABI | AGILIA VP MC WIFI GB | 2019-12-10 | 300
FRESENIUS KABI | AGILIA VP MC WIFI GB | 2019-12-10 | 300
FRESENIUS KABI | AGILIA VP MC WIFI GB | 2019-12-10 | 300
FRESENIUS KABI | AGILIA VP MC WIFI GB | 2019-12-10 | 300
FRESENIUS MEDICAL CARE | MULTIFILTRATE PRO | 2019-06-19 | 23000
FRESENIUS MEDICAL CARE | MULTIFILTRATE PRO | 2019-06-19 | 23000
LIKO | 2835 | 2019-05-29 | 495
PHILIPS LTD | EFFICIA DFM100 PACED | 2019-05-09 | 4629
SECA | 959 | 2019-03-19 | 1000
F & P | AIRVO 2 | 2019-03-08 | 1100
THERAPY EQUIPMENT | DIAMOND RANGE HIGH | 2019-02-28 | 139
COVIDIEN UK | GENIUS 3 | 2018-09-17 | 60
COVIDIEN UK | GENIUS 3 | 2018-09-17 | 60
COVIDIEN UK | GENIUS 3 | 2018-09-17 | 60
COVIDIEN UK | GENIUS 3 | 2018-09-17 | 60
COVIDIEN UK | GENIUS 3 | 2018-09-17 | 60
E.BIEGLER | 685L | 2018-07-31 | 1895
E.BIEGLER | 685L | 2018-07-31 | 1895
F & P | AIRVO 2 | 2018-06-08 | 1100
GE LIMITED | VENUE R1 | 2018-04-09 | 35000
GE LIMITED | VENUE R1 | 2018-04-09 | 35000
DRAEGER | EVITA 300 | 2018-03-27 | 18052.23
DRAEGER | EVITA 300 | 2018-03-27 | 18052.24
BISTOS | BT-200 | 2018-02-19 | 300
ACCOSON LTD | 0352 | 2017-09-20 | 65
HP | LASERJET PRO M402DNE | 2017-05-17 | 1000
SIEMENS LTD | SERVO I | 2017-03-20 | 12000
AMBU LTD | AVIEW | 2016-09-30 | 1500
3M HEALTH C | 775 BAIR HUGGER | 2016-07-01 | 1000
DIRECT HEALTHCARE SERVICES | DYNAFORM MERCURY ADVANCE MKII | 2016-05-31 | 900
WINTUR HEALTHCARE | SE4400S.L | 2016-03-10 | 5000
PHILIPS LTD | M8002A | 2016-02-10 | 6730.75
WINTUR HEALTHCARE | SE4400S.L | 2016-02-01 | 5000
WINTUR HEALTHCARE | SE4400S.L | 2016-02-01 | 5000
PHILIPS LTD | M1012A | 2016-01-01 | 1745
DRAEGER | EVITA 300 | 2015-09-24 | 17996.37
DRAEGER | EVITA 300 | 2015-09-24 | 17996.36
VERNACARE | 599ZS001 | 2015-02-02 | 45
ARIZANT UK | 505 | 2014-10-30 | 1700
ARJO HUNTLEIGH | STEDY | 2014-09-23 | 650
DRAEGER | EVITA 300 | 2014-09-12 | 12000
DRAEGER | EVITA 300 | 2014-09-12 | 12000
PHILIPS LTD | M3002A-X2 | 2014-05-06 | 3500
PHILIPS LTD | M3002A-X2 | 2014-05-06 | 3500
PHILIPS LTD | M3163A | 2014-01-13 | 300
TRIPP-LITE | SMX500RT1U | 2014-01-13 | 200
F & P | MR850 | 2013-08-21 | 1500
F & P | MR850 | 2013-08-21 | 1500
LIKO | VIKING XL | 2013-07-10 | 1656
F & P | MR850 | 2013-07-02 | 1000
PHILIPS LTD | M3002A-X2 | 2013-05-03 | 2500
PHILIPS LTD | M3002A-X2 | 2012-06-12 | 2500
FERNO | CCT SIX-M | 2012-05-28 | 5000
PHILIPS LTD | M3001A | 2012-04-19 | 1600
SMITH IND | BCI 8400M | 2012-03-23 | 2000
STARKSTROM | ST0411 | 2011-04-29 | 950
DRAEGER | OXYLOG 3000 PLUS | 2011-04-20 | 11905
PHILIPS LTD | M3002A-X2 | 2011-03-16 | 2500
THERAPY EQUIPMENT | MEDI REG | 2010-10-04 | 60
PHILIPS LTD | M3001A | 2010-09-10 | 2810
BARKEY GMBH | AUTOCONTROL 3XPT | 2010-04-01 | 1000
BARKEY GMBH | AUTOCONTROL 3XPT | 2010-04-01 | 1000
SIEMENS LTD | SERVO I | 2009-11-26 | 12000
SIEMENS LTD | SERVO I | 2009-11-26 | 12000
SIEMENS LTD | SERVO I | 2009-11-26 | 12000
COVIDIEN UK | SCD EXPRESS | 2009-08-07 | 800
PHILIPS LTD | M8007A | 2008-12-29 | 7029
PHILIPS LTD | M3001A | 2008-12-29 | 2810
PHILIPS LTD | M1006B | 2008-08-12 | 1500
PHILIPS LTD | M3015A | 2008-06-06 | 2800
PHILIPS LTD | M1006B | 2008-04-16 | 505
WELCH ALLYN | 767 DIAGNOSTIC SYSTEM | 2008-04-09 | 795
THERAPY EQUIPMENT | DIAMOND RANGE HIGH | 2007-12-13 | 139
THERAPY EQUIPMENT | DIAMOND RANGE HIGH | 2007-12-13 | 139
THERAPY EQUIPMENT | DIAMOND RANGE HIGH | 2007-12-13 | 139
THERAPY EQUIPMENT | DIAMOND RANGE HIGH | 2007-12-13 | 139
BARKEY GMBH | AUTOCONTROL 3XPT | 2007-07-19 | 1000
SIEMENS LTD | SERVO I | 2007-04-11 | 12000
THERAPY EQUIPMENT | THORACIC | 2007-01-31 | 161
EURO ENERGY | ICAM550 | 2005-09-21 | 500
SHIRE | AREA ALARM | 2005-08-09 | 350
PHILIPS LTD | M3001A | 2005-07-14 | 2810
ENERGY ACCES | SBS3002 | 2004-10-01 | 194.94
PHILIPS LTD | M1008B | 2004-09-28 | 1887
LAERDAL | LSU-2 | 2004-09-07 | 680
PHILIPS LTD | M1006B | 2004-02-24 | 505
PHILIPS LTD | M3001A | 2004-02-23 | 2810
PHILIPS LTD | M3001A | 2004-02-23 | 2810
PHILIPS LTD | M1012A | 2004-02-23 | 1745
PHILIPS LTD | M1012A | 2004-02-23 | 1745
PNEUPAC LTD | VENTIPAC 200D | 2002-04-25 | 3000
NA | MEMO/GENERAL SUNDRIES | 2001-01-01 | 0
CHILTERN MED | WISPA TURBO | 2000-05-03 | 981
F & P | MR850 | 1999-11-01 | 1000
F & P | MR850 | 1998-10-22 | 1000
THERAPY EQUIPMENT | THORACIC | 1998-04-27 | 161
DATEX-OHMEDA | LUNG SIMULATOR | 1997-11-10 | 400
PHILIPS LTD | M1008B | 1993-07-15 | 1887
DATEX-OHMEDA | MK3/4 | 1986-09-01 | 200
DATEX-OHMEDA | MK3/4 | 1986-09-01 | 200
DATEX-OHMEDA | MK3/4 | 1986-09-01 | 200
DATEX-OHMEDA | SUCTION CON | 1986-09-01 | 200
MEMO-INTERN | PMG-WGH/ITU/CCU | 1986-08-01 | 0
PHILIPS LTD | 867041 B06 |  | 2948
NA | MEMO/GENERAL SUNDRIES | 1992-05-01 | 0
THERAPY EQUIPMENT | DIAMOND RANGE HIGH | 2022-05-11 | 81
THERAPY EQUIPMENT | DIAMOND RANGE HIGH | 2022-05-11 | 81
THERAPY EQUIPMENT | 4550 | 2022-03-03 | 348.84
MARSDEN | M-600 | 2021-11-24 | 0
THERAPY EQUIPMENT | DIAMOND RANGE HIGH | 2021-11-22 | 67.5
THERAPY EQUIPMENT | 5270 | 2021-11-17 | 169
MINDRAY | VS-900 | 2021-10-27 | 1000
PHILIPS LTD | INNOSPIRE DELUXE | 2021-05-10 | 105
PHILIPS LTD | INNOSPIRE DELUXE | 2021-05-10 | 105
PHILIPS LTD | INNOSPIRE DELUXE | 2021-05-10 | 105
THERAPY EQUIPMENT | DIAMOND RANGE HIGH | 2021-01-25 | 67.5
COVIDIEN UK | GENIUS 3 | 2021-01-14 | 161
PHILIPS LTD | INNOSPIRE DELUXE | 2021-01-04 | 105
THERAPY EQUIPMENT | DIAMOND RANGE HIGH | 2020-12-15 | 67.5
COVIDIEN UK | GENIUS 3 | 2020-11-16 | 161
COVIDIEN UK | GENIUS 3 | 2020-11-16 | 161
THERAPY EQUIPMENT | DIAMOND RANGE HIGH | 2020-09-04 | 67.5
COVIDIEN UK | GENIUS 3 | 2020-04-27 | 60
COVIDIEN UK | GENIUS 3 | 2020-04-14 | 60
PHILIPS LTD | INNOSPIRE DELUXE | 2020-03-24 | 105
THERAPY EQUIPMENT | DIAMOND RANGE HIGH | 2020-03-18 | 139
FRESENIUS KABI | AGILIA SP MC WIFI | 2019-12-23 | 300
FRESENIUS KABI | AGILIA SP MC WIFI | 2019-12-23 | 300
FRESENIUS KABI | AGILIA SP MC WIFI | 2019-12-23 | 300
FRESENIUS KABI | AGILIA SP MC WIFI | 2019-12-23 | 300
FRESENIUS KABI | AGILIA SP MC WIFI | 2019-12-23 | 300
FRESENIUS KABI | AGILIA SP MC WIFI | 2019-12-23 | 300
FRESENIUS KABI | AGILIA VP MC WIFI GB | 2019-12-23 | 300
FRESENIUS KABI | AGILIA VP MC WIFI GB | 2019-12-23 | 300
FRESENIUS KABI | AGILIA VP MC WIFI GB | 2019-12-23 | 300
FRESENIUS KABI | AGILIA VP MC WIFI GB | 2019-12-23 | 300
FRESENIUS KABI | AGILIA VP MC WIFI GB | 2019-12-23 | 300
FRESENIUS KABI | AGILIA VP MC WIFI GB | 2019-12-23 | 300
THERAPY EQUIPMENT | DIAMOND RANGE HIGH | 2019-11-04 | 90
ARJO HUNTLEIGH | STEDY | 2019-08-12 | 700
ARJO HUNTLEIGH | STEDY | 2019-06-28 | 850
PHILIPS LTD | EFFICIA DFM100 | 2019-05-13 | 3699
THERAPY EQUIPMENT | DIAMOND RANGE HIGH | 2019-03-15 | 139
COVIDIEN UK | GENIUS 3 | 2018-09-17 | 60
COVIDIEN UK | GENIUS 3 | 2018-09-17 | 60
COVIDIEN UK | GENIUS 3 | 2018-09-17 | 60
COVIDIEN UK | GENIUS 3 | 2018-09-17 | 60
COVIDIEN UK | GENIUS 3 | 2018-09-17 | 60
MINDRAY | VS-900 | 2018-06-22 | 1000
MINDRAY | VS-900 | 2018-06-22 | 1000
MARSDEN | M-600 | 2016-10-13 | 600
TENACORE | TCPF-510-0111-EDU | 2016-03-18 | 48
ACCOSON LTD | 0352 | 2015-04-22 | 54
MCUBE TECHNO | BIOCON-700 | 2015-04-15 | 5000
WELCH ALLYN | GS777 | 2015-01-15 | 500
WANDER GUARD | 25023 | 2015-01-01 | 200
WANDER GUARD | 25023 | 2014-01-01 | 300
LIKO | VIKING M | 2013-06-20 | 1656
DISTINCTIVE MEDICAL | 11494 | 2012-07-31 | 1190
SECA | 959 | 2010-03-15 | 659
THERAPY EQUIPMENT | DIAMOND RANGE HIGH | 2010-02-24 | 139
WELCH ALLYN | 53N00 (VSM 300) | 2009-11-09 | 995
WELCH ALLYN | 53N00 (VSM 300) | 2009-11-09 | 995
WELCH ALLYN | 53N00 (VSM 300) | 2009-11-09 | 995
THERAPY EQUIPMENT | DIAMOND RANGE HIGH | 2009-10-16 | 139
THERAPY EQUIPMENT | DIAMOND RANGE HIGH | 2009-10-16 | 139
THERAPY EQUIPMENT | DIAMOND RANGE HIGH | 2009-10-16 | 139
THERAPY EQUIPMENT | DIAMOND RANGE HIGH | 2009-10-16 | 139
THERAPY EQUIPMENT | DIAMOND RANGE HIGH | 2009-10-16 | 139
THERAPY EQUIPMENT | DIAMOND RANGE HIGH | 2009-10-16 | 139
THERAPY EQUIPMENT | DIAMOND RANGE HIGH | 2008-11-18 | 139
THERAPY EQUIPMENT | DIAMOND RANGE HIGH | 2007-01-31 | 139
THERAPY EQUIPMENT | MEDI REG | 2006-11-16 | 60
EAST HEALTH | HIGH-SUCTION | 2006-09-12 | 200
SHIRE | AREA ALARM | 2006-01-01 | 0
EAST HEALTH | HIGH-SUCTION | 2005-08-17 | 200
EAST HEALTH | HIGH-SUCTION | 2004-06-17 | 200
EAST HEALTH | HIGH-SUCTION | 2004-03-22 | 93
EAST HEALTH | HIGH-SUCTION | 2004-02-17 | 200
EAST HEALTH | HIGH-SUCTION | 2003-12-17 | 200
EAST HEALTH | HIGH-SUCTION | 2003-08-29 | 200
EAST HEALTH | HIGH-SUCTION | 2003-05-07 | 200
CHILTERN MED | WISPA TURBO | 2002-07-23 | 981
SPEIDEL & KE | MAXI STABIL 3 | 2002-02-27 | 75
SPEIDEL & KE | MAXI STABIL 3 | 2002-02-27 | 75
CHILTERN MED | WISPA TURBO | 2001-06-01 | 981
CHILTERN MED | WISPA TURBO | 2001-06-01 | 981
NA | MEMO/GENERAL SUNDRIES | 2001-01-01 | 0
WELCH ALLYN | 73326 | 2000-08-02 | 175
CHILTERN MED | WISPA TURBO | 2000-02-01 | 981
CHILTERN MED | WISPA TURBO | 2000-02-01 | 981
CHILTERN MED | WISPA TURBO | 2000-02-01 | 981
CHILTERN MED | WISPA TURBO | 1998-07-17 | 981
DATEX-OHMEDA | MK3/4 | 1986-09-01 | 5232
DATEX-OHMEDA | MK3/4 | 1986-09-01 | 200
DATEX-OHMEDA | MK3/4 | 1986-09-01 | 200
DATEX-OHMEDA | SUCTION CON | 1986-09-01 | 200
MEMO-INTERN | PMG-WGH/HUTTON | 1986-08-01 | 0
COMARK | KM20REF | 2021-08-23 | 300
ETI | THERMA 20 | 2017-11-01 | 55
ETI | THERMA 20 | 2016-07-28 | 54
ETI | THERMA 20 | 2015-01-27 | 54
ETI | THERMA 20 | 2014-02-11 | 55
ETI | THERMA 20 | 2014-02-11 | 55
ETI | THERMA 20 | 2013-11-08 | 54
COMARK | CATERCHECK 3 | 2013-04-18 | 65
COMARK | CATERCHECK 3 | 2013-04-18 | 65
ETI | THERMA 20 | 2013-01-01 | 55
ETI | THERMA 20 | 2013-01-01 | 55
KANE MAY | KM250 | 2011-04-12 | 106
COMARK | CF21 | 2010-02-26 | 75
KANE MAY | KM250 | 2009-08-04 | 106
KANE MAY | KM21 | 2009-05-18 | 46.15
KANE MAY | KM250 | 2009-03-25 | 106
COMARK | KM20REF | 2009-01-01 | 300
COMARK | N9007 | 2008-10-28 | 154
KANE MAY | KM21 | 2007-04-02 | 46.15
KANE MAY | KM21 | 2004-05-05 | 46.15
KANE MAY | KM21 | 2003-06-30 | 46.15
KANE MAY | KM21 | 2002-01-01 | 46.15
KANE MAY | KM21 | 2002-01-01 | 46.15
NA | MEMO/GENERAL SUNDRIES | 2001-01-01 | 0
COMARK | N9007 | 1992-01-01 | 169
FRESENIUS KABI | AGILIA VP MC WIFI GB | 2020-02-12 | 300
MEMO-INTERN | PMG-WGH-1-HARPTREE-HIGHCARE | 2006-01-01 | 0
SHIRE | AREA ALARM | 2003-12-01 | 350
PHILIPS LTD | INNOSPIRE DELUXE | 2021-09-29 | 105
PHILIPS LTD | INNOSPIRE DELUXE | 2021-09-29 | 105
PHILIPS LTD | INNOSPIRE DELUXE | 2021-09-29 | 105
PHILIPS LTD | INNOSPIRE DELUXE | 2021-09-29 | 105
PHILIPS LTD | INNOSPIRE DELUXE | 2021-09-29 | 105
PHILIPS LTD | INNOSPIRE DELUXE | 2021-09-29 | 105
THERAPY EQUIPMENT | DIAMOND RANGE HIGH | 2021-09-15 | 69
NUTRICIA | FLOCARE INFINITY | 2021-09-08 | 800
THERAPY EQUIPMENT | DIAMOND RANGE HIGH | 2021-06-22 | 69
OXFORD HOIST | OXF-SCALE-LP | 2021-04-01 | 996
OXFORD HOIST | PRESENCE | 2021-03-31 | 1443
THERAPY EQUIPMENT | 5037 | 2021-03-23 | 130
THERAPY EQUIPMENT | DIAMOND RANGE HIGH | 2021-03-03 | 67.5
COVIDIEN UK | GENIUS 3 | 2020-11-27 | 161
COVIDIEN UK | GENIUS 3 | 2020-06-30 | 161
COVIDIEN UK | GENIUS 3 | 2020-04-27 | 60
COVIDIEN UK | GENIUS 3 | 2020-04-27 | 60
THERAPY EQUIPMENT | DIAMOND RANGE HIGH | 2020-03-18 | 139
PHILIPS LTD | PIIC IX | 2020-03-09 | 5803.38
CISCO SYSTEMS | WS-C2960+24TC-S | 2020-03-09 | 1050.72
AMERICAN POWER CONVERSION (APC) | SMART-UPS SC450 | 2020-03-09 | 0
AMERICAN POWER CONVERSION (APC) | SMART-UPS SC450 | 2020-03-09 | 0
PHILIPS LTD | 865346 ITS3171A | 2020-03-09 | 1290.96
PHILIPS LTD | 866212 ITS4844A | 2020-03-09 | 1100.88
CISCO SYSTEMS | WS-C2960+24PC-S V02 | 2020-03-09 | 2094.18
ACER | T272HUL | 2020-03-09 | 837.9
PHILIPS LTD | INTELLIVUE MX40 | 2020-03-03 | 1551.33
PHILIPS LTD | INTELLIVUE MX40 | 2020-03-03 | 1551.33
FRESENIUS KABI | AGILIA SP MC WIFI | 2020-02-13 | 300
FRESENIUS KABI | AGILIA SP MC WIFI | 2020-02-13 | 300
FRESENIUS KABI | AGILIA SP MC WIFI | 2020-02-13 | 300
FRESENIUS KABI | AGILIA SP MC WIFI | 2020-02-13 | 300
FRESENIUS KABI | AGILIA SP MC WIFI | 2020-02-13 | 300
FRESENIUS KABI | AGILIA SP MC WIFI | 2020-02-13 | 300
FRESENIUS KABI | AGILIA VP MC WIFI GB | 2020-02-12 | 300
FRESENIUS KABI | AGILIA VP MC WIFI GB | 2020-02-12 | 300
FRESENIUS KABI | AGILIA VP MC WIFI GB | 2020-02-12 | 300
FRESENIUS KABI | AGILIA VP MC WIFI GB | 2020-02-12 | 300
FRESENIUS KABI | AGILIA VP MC WIFI GB | 2020-02-12 | 300
FRESENIUS KABI | AGILIA VP MC WIFI GB | 2020-02-12 | 300
FRESENIUS KABI | AGILIA VP MC WIFI GB | 2020-02-12 | 300
THERAPY EQUIPMENT | DIAMOND RANGE HIGH | 2020-01-29 | 60
PHILIPS LTD | INTELLIVUE MX40 | 2020-01-20 | 1742
PHILIPS LTD | INTELLIVUE MX40 | 2019-06-19 | 1174
PHILIPS LTD | INTELLIVUE MX40 | 2019-06-12 | 1200
PHILIPS LTD | EFFICIA DFM100 PACED | 2019-05-09 | 4629
SECA | 959 | 2019-03-19 | 1000
COVIDIEN UK | GENIUS 3 | 2018-09-17 | 60
COVIDIEN UK | GENIUS 3 | 2018-09-17 | 60
F & P | AIRVO 2 | 2018-06-08 | 1100
PHILIPS LTD | INTELLIVUE MX40 | 2018-03-06 | 3000
PHILIPS LTD | INTELLIVUE MX40 | 2018-03-06 | 3000
THERAPY EQUIPMENT | DIAMOND RANGE HIGH | 2017-10-20 | 139
MINDRAY | VS-900 | 2016-11-07 | 1000
MINDRAY | VS-900 | 2016-11-07 | 1000
MINDRAY | VS-900 | 2016-11-07 | 1000
MINDRAY | VS-900 | 2016-11-07 | 1000
3M HEALTH C | 775 BAIR HUGGER | 2016-07-22 | 1700
ARJO HUNTLEIGH | STEDY | 2016-05-24 | 700
MCUBE TECHNO | BIOCON-700 | 2015-04-15 | 5000
MARSDEN | M-600 | 2015-03-20 | 545
WELCH ALLYN | GS777 | 2015-01-15 | 500
PHILIPS LTD | M8004A | 2014-09-30 | 6500
SEINEX ELECT | SE6200 | 2013-11-22 | 500
PHILIPS LTD | INTELLIVUE MX40 | 2013-09-18 | 3000
PHILIPS LTD | M3002A-X2 | 2013-05-03 | 2500
PHILIPS LTD | M3002A-X2 | 2013-05-03 | 2500
PHILIPS LTD | M3002A-X2 | 2013-05-03 | 2500
PHILIPS LTD | M8002A | 2013-05-03 | 6730.75
PHILIPS LTD | M3002A-X2 | 2013-05-03 | 2500
DISTINCTIVE MEDICAL | 11494 | 2012-07-31 | 1190
DISTINCTIVE MEDICAL | 11494 | 2012-07-31 | 1190
TRIPP-LITE | SMX500RT1U | 2012-06-12 | 700
PHILIPS LTD | M3171 | 2012-06-12 | 1307.42
ERESEARCH | MORTARA ELI 250 | 2011-05-06 | 3000
NA | MEMO/GENERAL SUNDRIES | 2010-10-05 | 0
HUNTLEIGH | D900 | 2010-05-05 | 280
THERAPY EQUIPMENT | DIAMOND RANGE HIGH | 2010-04-08 | 139
PHILIPS LTD | M8002A | 2010-03-30 | 6730.75
TERAOKA | DS-500 | 2010-03-15 | 180
THERAPY EQUIPMENT | DIAMOND RANGE HIGH | 2009-04-23 | 139
THERAPY EQUIPMENT | DIAMOND RANGE HIGH | 2009-04-23 | 139
THERAPY EQUIPMENT | DIAMOND RANGE HIGH | 2009-04-23 | 139
LIKO | VIKING M | 2009-04-02 | 1656
THERAPY EQUIPMENT | DIAMOND RANGE HIGH | 2009-01-22 | 139
VYGON UK LTD | BOUSSIGNAC | 2009-01-15 | 400
SECA | 877 | 2009-01-01 | 220
PHILIPS LTD | M3921-61010 | 2008-10-29 | 90
SPEIDEL & KE | MAXI STABIL 3 | 2008-03-14 | 85.85
SPEIDEL & KE | MAXI STABIL 3 | 2008-03-14 | 85.85
THERAPY EQUIPMENT | DIAMOND RANGE HIGH | 2007-01-31 | 139
THERAPY EQUIPMENT | DIAMOND RANGE HIGH | 2007-01-15 | 139
CHILTERN MED | WISPA TURBO | 2006-12-12 | 981
PHILIPS LTD | M1012A | 2005-03-30 | 2500
PHILIPS LTD | M8004A | 2005-03-30 | 6500
PHILIPS LTD | M8004A | 2005-03-30 | 6500
EAST HEALTH | HIGH-SUCTION | 2004-12-21 | 200
PHILIPS LTD | M3001A | 2004-06-01 | 2810
EAST HEALTH | HIGH-SUCTION | 2004-02-09 | 200
SHIRE | AREA ALARM | 2003-12-01 | 350
SPEIDEL & KE | MAXI STABIL 3 | 2003-11-14 | 75
EAST HEALTH | HIGH-SUCTION | 2003-07-23 | 200
EAST HEALTH | HIGH-SUCTION | 2003-07-23 | 200
EAST HEALTH | HIGH-SUCTION | 2003-07-23 | 200
EAST HEALTH | HIGH-SUCTION | 2003-07-23 | 200
EAST HEALTH | HIGH-SUCTION | 2003-07-23 | 200
EAST HEALTH | HIGH-SUCTION | 2003-07-23 | 200
EAST HEALTH | HIGH-SUCTION | 2003-07-23 | 200
EAST HEALTH | HIGH-SUCTION | 2003-07-23 | 200
MEDIC AID | PORTANEB | 2003-03-27 | 105
EAST HEALTH | HIGH-SUCTION | 2003-01-16 | 200
EAST HEALTH | HIGH-SUCTION | 2002-09-25 | 200
EAST HEALTH | HIGH-SUCTION | 2002-04-02 | 200
EAST HEALTH | HIGH-SUCTION | 2002-02-12 | 200
EAST HEALTH | HIGH-SUCTION | 2002-01-21 | 200
EAST HEALTH | HIGH-SUCTION | 2002-01-21 | 200
EAST HEALTH | HIGH-SUCTION | 2002-01-21 | 200
EAST HEALTH | HIGH-SUCTION | 2002-01-21 | 200
EAST HEALTH | HIGH-SUCTION | 2002-01-21 | 200
EAST HEALTH | HIGH-SUCTION | 2002-01-21 | 200
EAST HEALTH | HIGH-SUCTION | 2002-01-14 | 200
EAST HEALTH | HIGH-SUCTION | 2002-01-14 | 200
EAST HEALTH | HIGH-SUCTION | 2002-01-14 | 200
EAST HEALTH | HIGH-SUCTION | 2002-01-14 | 200
EAST HEALTH | HIGH-SUCTION | 2002-01-14 | 200
EAST HEALTH | HIGH-SUCTION | 2002-01-14 | 200
EAST HEALTH | HIGH-SUCTION | 2002-01-14 | 200
WELCH ALLYN | 767 DIAGNOSTIC SYSTEM | 2001-12-31 | 500
EAST HEALTH | HIGH-SUCTION | 2001-12-03 | 200
CHILTERN MED | WISPA TURBO | 2001-06-28 | 981
MEDIC AID | PORTANEB-INTER-QV7B | 2000-05-18 | 115
CHILTERN MED | WISPA TURBO | 2000-01-01 | 981
CHILTERN MED | WISPA TURBO | 2000-01-01 | 981
CHILTERN MED | WISPA TURBO | 2000-01-01 | 981
CHILTERN MED | WISPA TURBO | 2000-01-01 | 981
DATEX-OHMEDA | MK3/4 | 1986-09-01 | 200
DATEX-OHMEDA | MK3/4 | 1986-09-01 | 200
DATEX-OHMEDA | MK3/4 | 1986-09-01 | 200
DATEX-OHMEDA | MK3/4 | 1986-09-01 | 200
DATEX-OHMEDA | MK3/4 | 1986-09-01 | 200
DATEX-OHMEDA | MK3/4 | 1986-09-01 | 200
DATEX-OHMEDA | SUCTION CON | 1986-09-01 | 200
DATEX-OHMEDA | SUCTION CON | 1986-09-01 | 200
MEMO-INTERN | PMG-WGH-1-HARPTREE | 1986-08-01 | 0
MEMO-INTERN | MEMO-MI SUPPORT | 2021-06-25 | 0
MORTARA INST | ELI 280 | 2020-07-16 | 1500
STRYKER | 1105 | 2020-05-04 | 3988.36
STRYKER | 1105 | 2020-05-04 | 3988.36
NA | MEMO/GENERAL SUNDRIES | 2020-04-29 | 0
WELCH ALLYN | 75CX CONNEX | 2020-04-28 | 1999
WELCH ALLYN | 75CX CONNEX | 2020-04-28 | 1999
THOMPSON SOFTWARE SOLUTIONS | PC_BOX | 2022-05-25 | 1295
DGH TECH | PACH MATE DGH55 | 2021-12-08 | 0
THOMPSON SOFTWARE SOLUTIONS | PC_BOX | 2021-01-09 | 1295
OPTOS PLC | P200DTX CALIFORNIA | 2020-12-15 | 75155
TOPCON | DRI OCT TRITON PLUS | 2020-10-26 | 65500
NA | MEMO/GENERAL SUNDRIES | 2020-10-09 | 0
ICARE | TA031 | 2020-09-07 | 4800
ICARE | TA031 | 2020-09-07 | 4800
TAKAGI | UN-21 | 2020-03-19 | 3800
KEELER | PSL ONE | 2020-03-12 | 4554
2020 MEDICAL SYSTEMS INC. | K2-230C | 2019-05-28 | 3000
2020 MEDICAL SYSTEMS INC. | K2-230C | 2019-05-28 | 3000
ZEISS | 840 | 2019-04-16 | 24208.47
HAAG STREIT | AT900 | 2014-11-18 | 1200
HAAG STREIT | BQ900 | 2014-10-15 | 28897
SUSSEX VISIO | SDT.392LSV | 2014-10-15 | 500
HAAG STREIT | BM900 | 2011-02-09 | 12670.41
KEELER | SL33ZOOM | 2003-03-10 | 4300
KEELER | ALL PUPIL II | 2002-12-30 | 500
KEELER | 1952-P-2032 | 2002-12-30 | 1199.68
NA | MEMO/GENERAL SUNDRIES | 2001-01-01 | 0
NA | MEMO/GENERAL SUNDRIES | 1993-04-01 | 0
OLYMPUS | UPD-3 | 2022-06-22 | 32970
THERAPY EQUIPMENT | 7705/3M | 2022-04-19 | 242.36
OLYMPUS | OEV321UH | 2022-03-15 | 5000
OLYMPUS | OEV321UH | 2022-03-15 | 5000
OLYMPUS | WM-NP3 | 2022-03-15 | 1500
OLYMPUS | WM-DP3 | 2022-03-15 | 2500
OLYMPUS | MAJ-1868 | 2022-03-15 | 2000
OLYMPUS | CV-290 | 2022-03-15 | 0
OLYMPUS | CV-1500 | 2022-03-15 | 50000
OLYMPUS | OFP-2 | 2022-03-15 | 1980
OLYMPUS | UCR | 2022-03-15 | 8736.87
SONY | UP-25MD | 2022-03-15 | 1764.87
NDS SURGICAL IMAGING BV | WR-P42-13 | 2022-03-15 | 3000
NDS SURGICAL IMAGING BV | WR-P42-11 | 2022-03-15 | 3000
OLYMPUS | UPD-3 | 2022-03-15 | 32970
KNIGHT SYSTE | MDCS-03 | 2022-03-03 | 1000
OLYMPUS | TJF-Q290V | 2022-02-11 | 35218.75
OLYMPUS | GIF-EZ1500 | 2022-02-11 | 36093.75
OLYMPUS | GIF-EZ1500 | 2022-02-11 | 36093.75
OLYMPUS | GIF-EZ1500 | 2022-02-11 | 36093.75
OLYMPUS | GIF-EZ1500 | 2022-02-11 | 36093.75
OLYMPUS | CF-EZ1500DL | 2022-02-11 | 41081.25
OLYMPUS | CF-EZ1500DL | 2022-02-11 | 41081.25
OLYMPUS | CF-EZ1500DL | 2022-02-11 | 41081.25
OLYMPUS | PCF-H290DL | 2022-02-11 | 35878.5
OLYMPUS | WM-NP2 | 2021-11-17 | 2700
OLYMPUS | WM-NP2 | 2021-11-17 | 2700
OLYMPUS | CV-290 | 2021-11-17 | 500
OLYMPUS | OEV262H | 2021-11-17 | 6582
OLYMPUS | OEV262H | 2021-11-17 | 6582
MEDIVATORS | EGA-501E | 2021-11-17 | 33000
THERAPY EQUIPMENT | 5250/AIR | 2021-09-13 | 136
MINDRAY | VS-900 | 2021-08-09 | 1134
MINDRAY | VS-900 | 2021-08-09 | 1134
THERAPY EQUIPMENT | 7705/2M | 2021-07-05 | 250
THERAPY EQUIPMENT | DIAMOND RANGE HIGH | 2021-06-17 | 69
ARJO HUNTLEIGH | MAXI SKY 2 | 2021-05-05 | 2500
ARJO HUNTLEIGH | MAXI SKY 2 | 2021-05-05 | 2500
PHILIPS LTD | INNOSPIRE DELUXE | 2021-04-16 | 105
COVIDIEN UK | GENIUS 3 | 2020-11-16 | 161
COVIDIEN UK | GENIUS 3 | 2020-11-16 | 161
COVIDIEN UK | GENIUS 3 | 2020-06-30 | 161
COVIDIEN UK | GENIUS 3 | 2020-03-04 | 60
ERBE ELECT. | APC 2 | 2020-02-17 | 8267.19
ERBE ELECT. | VIO 200D | 2020-02-17 | 11482.74
THERAPY EQUIPMENT | DIAMOND RANGE HIGH (REMOTE) | 2020-01-28 | 0
ANETIC AID | QA3 | 2019-10-28 | 0
ANETIC AID | QA3 | 2019-10-28 | 0
ARJO HUNTLEIGH | MAXI SKY 2 | 2019-08-08 | 2500
PHILIPS LTD | EFFICIA DFM100 | 2019-05-13 | 3699
ROCHE LTD | COAGUCHEK PRO II | 2019-03-25 | 72
MEDIVATORS | EGP-100E | 2019-02-15 | 900
BYRNE MEDICAL | EGP-100 | 2018-10-19 | 900
MEDIVATORS | EGA-501E | 2018-02-07 | 33000
THERAPY EQUIPMENT | DIAMOND RANGE HIGH | 2017-12-04 | 80
THERAPY EQUIPMENT | DIAMOND RANGE HIGH | 2017-12-04 | 80
SHIRE | SA-6 | 2017-10-05 | 350
MINDRAY | VS-900 | 2017-05-05 | 1000
OLYMPUS | TJF-260V | 2017-03-29 | 33000
OLYMPUS | TJF-260V | 2017-03-29 | 33000
MINDRAY | VS-900 | 2016-11-07 | 1000
MINDRAY | VS-900 | 2016-05-20 | 1000
MINDRAY | VS-900 | 2016-05-20 | 1000
MINDRAY | VS-900 | 2016-05-20 | 1000
MINDRAY | VS-900 | 2016-05-20 | 1000
OLYMPUS | CYF-VH | 2016-03-11 | 15000
OLYMPUS | CYF-VH | 2016-03-11 | 15000
OLYMPUS | CYF-VH | 2016-03-11 | 15000
ERBE ELECT. | VIO 200D | 2016-02-03 | 10000
ERBE ELECT. | APC 2 | 2016-02-03 | 5000
OLYMPUS | CLV-290SL | 2016-01-01 | 3000
BEAVER HEALT | MEDIPLINTH | 2015-04-13 | 700
ANETIC AID | QA3 | 2015-03-09 | 2757
ANETIC AID | QA3 | 2015-03-09 | 2757
ANETIC AID | QA3 | 2015-03-09 | 2757
ANETIC AID | QA3 | 2015-03-09 | 2757
MINDRAY | VS-900 | 2015-01-28 | 1000
OLYMPUS | WM-NP2 | 2014-11-14 | 2700
OLYMPUS | WM-NP2 | 2014-11-14 | 2700
OLYMPUS | CV-290 | 2014-11-14 | 10000
OLYMPUS | CLV-290SL | 2014-11-14 | 3000
OLYMPUS | OEV262H | 2014-11-14 | 6582
OLYMPUS | OEV262H | 2014-11-14 | 6582
OLYMPUS | CYF-VH | 2014-11-14 | 15000
OLYMPUS | CYF-VH | 2014-11-14 | 15000
OLYMPUS | CYF-VH | 2014-11-14 | 15000
WELCH ALLYN | 73324 | 2014-02-06 | 120
OLYMPUS | BF-P240 | 2013-01-24 | 12000
OLYMPUS | BF-P240 | 2013-01-24 | 12000
OLYMPUS | PCF-Q260AL | 2013-01-24 | 28980
OLYMPUS | CF-Q260DL | 2013-01-10 | 29764.45
OLYMPUS | CF-Q260DL | 2013-01-10 | 29764.45
MEMO-INTERN | PMG-WGH-2-ENDO | 2011-04-08 | 0
SHIRE | AREA ALARM | 2011-04-08 | 350
OLYMPUS | CF-Q260DL | 2011-03-10 | 41160
OLYMPUS | CF-H260DL | 2011-03-10 | 31300
LAERDAL | LSU-2 | 2011-03-10 | 680
SPEIDEL & KE | MAXI STABIL 3 | 2010-10-07 | 75
OLYMPUS | PCF-Q260AL | 2010-03-11 | 28980
OLYMPUS | PCF-Q260AL | 2010-03-11 | 28980
BRISTOL MAID (HOSP.M.CRAFT) | VH3 | 2009-01-15 | 1212
OLYMPUS | CF-H260DL | 2008-12-31 | 31300
AKRON | 2221A | 2008-05-20 | 450
OLYMPUS | PCF-Q260AL | 2008-04-09 | 28980
OLYMPUS | PCF-Q260AL | 2008-04-09 | 28980
OLYMPUS | GIF-H260 | 2008-04-09 | 27900
SONY | UP-55MD | 2008-04-02 | 2500
THERAPY EQUIPMENT | DIAMOND RANGE HIGH | 2007-12-27 | 139
THERAPY EQUIPMENT | DIAMOND RANGE HIGH | 2007-12-27 | 139
THERAPY EQUIPMENT | DIAMOND RANGE HIGH | 2007-12-27 | 139
THERAPY EQUIPMENT | ZZ | 2007-07-04 | 262
SONY | UP-55MD | 2007-04-02 | 2500
OLYMPUS | PCF-Q260AL | 2007-03-28 | 28980
OLYMPUS | HPU-20 | 2003-04-14 | 6740
OLYMPUS | BF-P240 | 2003-04-14 | 16595
OLYMPUS | TJF-240 | 2003-04-14 | 23660
MEC CO. LTD | GASS4 BULLNOSE | 2002-07-04 | 60
MEC CO. LTD | GASS4 BULLNOSE | 2002-04-24 | 60
OLYMPUS | MU-1 | 2002-03-11 | 200
OLYMPUS | CYF-4A | 2002-03-11 | 12000
NA | MEMO/GENERAL SUNDRIES | 2001-01-01 | 0
SONY | UP2850P | 2000-11-16 | 2500
OLYMPUS | GIF-IT240 | 1999-12-10 | 15000
OLYMPUS | CYF-200 | 1999-10-25 | 12000
OLYMPUS | PLEASE ENTER MODEL! (536) | 1997-02-10 | 505
OLYMPUS | HPA | 1992-08-18 | 7200
NA | MEMO/GENERAL SUNDRIES | 2022-01-25 | 0
COVIDIEN UK | GENIUS 3 | 2021-11-08 | 161
THERAPY EQUIPMENT | 5037 | 2021-06-15 | 156.6
THERAPY EQUIPMENT | DIAMOND RANGE HIGH | 2021-03-16 | 67.5
THERAPY EQUIPMENT | DIAMOND RANGE HIGH | 2021-03-16 | 67.5
COVIDIEN UK | GENIUS 3 | 2020-11-27 | 161
THERAPY EQUIPMENT | DIAMOND RANGE HIGH | 2020-09-09 | 67.5
THERAPY EQUIPMENT | DIAMOND RANGE HIGH | 2020-07-23 | 67.5
THERAPY EQUIPMENT | DIAMOND RANGE HIGH | 2020-07-13 | 67.5
THERAPY EQUIPMENT | DIAMOND RANGE HIGH | 2020-05-20 | 60
THERAPY EQUIPMENT | DIAMOND RANGE HIGH | 2020-03-31 | 60
THERAPY EQUIPMENT | DIAMOND RANGE HIGH | 2019-12-13 | 80
SECA | 959 | 2019-03-19 | 1000
THERAPY EQUIPMENT | DIAMOND RANGE HIGH | 2019-02-28 | 139
COVIDIEN UK | GENIUS 3 | 2018-09-17 | 60
LIKO | LIKORALL 250 ES | 2012-04-23 | 2000
LIKO | LIKORALL 250 ES | 2012-04-23 | 2000
LIKO | 242 S | 2012-04-23 | 2000
LIKO | 242 S | 2012-04-23 | 2000
THERAPY EQUIPMENT | DIAMOND RANGE HIGH | 2011-03-17 | 80
LIKO | LIKORALL 242 S | 2007-02-28 | 2000
LIKO | LIKORALL 242 S | 2007-02-28 | 2000
EAST HEALTH | HIGH-SUCTION | 2003-12-17 | 200
NUTRICIA | FLOCARE INFINITY | 2021-09-08 | 800
NUTRICIA | FLOCARE INFINITY | 2021-09-08 | 800
NUTRICIA | FLOCARE INFINITY | 2021-09-08 | 800
NUTRICIA | FLOCARE INFINITY | 2021-09-08 | 800
NUTRICIA | FLOCARE INFINITY | 2021-09-08 | 800
NUTRICIA | FLOCARE INFINITY | 2020-09-02 | 800
NUTRICIA | FLOCARE INFINITY | 2020-09-02 | 800
NUTRICIA | FLOCARE INFINITY | 2020-09-02 | 800
NUTRICIA | FLOCARE INFINITY | 2020-09-02 | 800
NUTRICIA | FLOCARE INFINITY | 2020-09-02 | 800
NUTRICIA | FLOCARE INFINITY | 2020-09-02 | 800
NUTRICIA | FLOCARE INFINITY | 2020-09-02 | 800
NUTRICIA | FLOCARE INFINITY | 2020-09-02 | 800
NUTRICIA | FLOCARE INFINITY | 2020-09-02 | 800
NUTRICIA | FLOCARE INFINITY | 2020-09-02 | 800
NUTRICIA | FLOCARE INFINITY | 2020-09-02 | 800
NUTRICIA | FLOCARE INFINITY | 2020-09-02 | 800
NUTRICIA | FLOCARE INFINITY | 2020-09-02 | 800
NUTRICIA | FLOCARE INFINITY | 2020-09-02 | 800
NUTRICIA | FLOCARE INFINITY | 2020-09-02 | 800
SECA | 875 | 2019-05-29 | 398
NUTRICIA | FLOCARE INFINITY | 2018-06-26 | 800
NUTRICIA | FLOCARE INFINITY | 2016-07-13 | 800
NUTRICIA | FLOCARE INFINITY | 2016-07-11 | 800
NUTRICIA | FLOCARE INFINITY | 2016-07-11 | 800
NUTRICIA | FLOCARE INFINITY | 2016-07-06 | 800
NUTRICIA | FLOCARE INFINITY | 2016-07-06 | 800
NUTRICIA | FLOCARE INFINITY | 2016-07-06 | 800
NUTRICIA | FLOCARE INFINITY | 2016-07-06 | 800
NUTRICIA | FLOCARE INFINITY | 2016-07-06 | 800
NUTRICIA | FLOCARE INFINITY | 2016-07-06 | 800
NUTRICIA | FLOCARE INFINITY | 2016-07-06 | 800
NUTRICIA | FLOCARE INFINITY | 2016-07-06 | 800
NUTRICIA | FLOCARE INFINITY | 2016-07-06 | 800
NUTRICIA | FLOCARE INFINITY | 2016-07-06 | 800
NUTRICIA | FLOCARE INFINITY | 2016-07-06 | 800
NUTRICIA | FLOCARE INFINITY | 2016-07-06 | 800
NUTRICIA | FLOCARE INFINITY | 2016-07-06 | 800
NUTRICIA | FLOCARE INFINITY | 2016-07-06 | 800
NUTRICIA | FLOCARE INFINITY | 2016-07-06 | 800
NUTRICIA | FLOCARE INFINITY | 2016-07-06 | 800
NUTRICIA | FLOCARE INFINITY | 2016-07-06 | 800
NUTRICIA | FLOCARE INFINITY | 2016-07-05 | 800
MARSDEN | M-800 | 2016-02-23 | 675
NUTRICIA | FLOCARE INFINITY | 2015-02-11 | 800
NUTRICIA | FLOCARE INFINITY | 2015-02-11 | 800
NUTRICIA | FLOCARE INFINITY | 2014-05-16 | 800
NUTRICIA | FLOCARE INFINITY | 2014-05-16 | 800
NUTRICIA | FLOCARE INFINITY | 2014-05-16 | 800
NUTRICIA | FLOCARE INFINITY | 2014-05-16 | 800
NUTRICIA | FLOCARE INFINITY | 2014-05-16 | 800
NUTRICIA | FLOCARE INFINITY | 2014-05-16 | 800
NUTRICIA | FLOCARE INFINITY | 2014-05-16 | 800
NUTRICIA | FLOCARE INFINITY | 2014-05-16 | 800
NUTRICIA | FLOCARE INFINITY | 2014-05-16 | 800
NUTRICIA | FLOCARE INFINITY | 2014-05-16 | 800
NUTRICIA | FLOCARE INFINITY | 2014-05-16 | 800
NUTRICIA | FLOCARE INFINITY | 2014-05-16 | 800
NUTRICIA | FLOCARE INFINITY | 2014-05-16 | 800
NUTRICIA | FLOCARE INFINITY | 2014-05-16 | 800
NUTRICIA | FLOCARE INFINITY | 2014-05-16 | 800
NUTRICIA | FLOCARE INFINITY | 2014-05-16 | 800
NUTRICIA | FLOCARE INFINITY | 2014-05-16 | 800
NUTRICIA | FLOCARE INFINITY | 2014-05-16 | 800
NUTRICIA | FLOCARE INFINITY | 2014-05-16 | 800
NUTRICIA | FLOCARE INFINITY | 2014-05-16 | 800
NUTRICIA | FLOCARE INFINITY | 2014-05-16 | 800
NUTRICIA | FLOCARE INFINITY | 2014-05-16 | 800
NUTRICIA | FLOCARE INFINITY | 2014-05-16 | 800
NUTRICIA | FLOCARE INFINITY | 2014-05-16 | 800
NUTRICIA | FLOCARE INFINITY | 2014-05-16 | 800
NUTRICIA | FLOCARE INFINITY | 2014-05-16 | 800
NUTRICIA | FLOCARE INFINITY | 2014-05-16 | 800
NUTRICIA | FLOCARE INFINITY | 2014-05-16 | 800
NUTRICIA | FLOCARE INFINITY | 2014-05-16 | 800
NUTRICIA | FLOCARE INFINITY | 2014-05-16 | 800
TANITIA | BC420SMA | 2013-05-14 | 2000
NUTRICIA | FLOCARE INFINITY | 2013-03-27 | 800
NUTRICIA | FLOCARE INFINITY | 2013-03-27 | 800
NUTRICIA | FLOCARE INFINITY | 2012-05-17 | 800
NUTRICIA | FLOCARE INFINITY | 2012-05-17 | 800
NUTRICIA | FLOCARE INFINITY | 2012-05-17 | 800
NUTRICIA | FLOCARE INFINITY | 2012-05-17 | 800
NUTRICIA | FLOCARE INFINITY | 2012-05-17 | 800
NUTRICIA | FLOCARE INFINITY | 2012-05-17 | 800
NUTRICIA | FLOCARE INFINITY | 2012-05-17 | 800
NUTRICIA | FLOCARE INFINITY | 2012-05-17 | 800
NUTRICIA | FLOCARE INFINITY | 2012-05-17 | 800
NUTRICIA | FLOCARE INFINITY | 2012-05-17 | 800
MARSDEN | MS-4203 | 2010-03-15 | 180
SECA | 861 | 2006-10-12 | 359
NA | MEMO/GENERAL SUNDRIES | 1992-08-01 | 0
SECA | 861 | 2006-08-24 | 359
OMRON | HEM-711A-E | 1999-03-12 | 79
MEMO-INTERN | MEMO-MI SUPPORT | 2016-02-24 | 0
PANASONIC | DMC-XS3 | 2015-09-04 | 115
THERAPY EQUIPMENT | DIAMOND RANGE HIGH (MOBILE) | 2022-05-03 | 0
THERAPY EQUIPMENT | DIAMOND RANGE HIGH | 2021-07-05 | 69
COVIDIEN UK | SCD 700 | 2021-06-29 | 0
COVIDIEN UK | SCD 700 | 2021-06-29 | 0
COVIDIEN UK | SCD 700 | 2021-06-28 | 0
COVIDIEN UK | SCD 700 | 2021-06-28 | 0
THERAPY EQUIPMENT | 5037 | 2021-06-15 | 0
TERAOKA | DS-500 | 2021-03-21 | 180
SONY | UP-55MD | 2021-03-07 | 0
COVIDIEN UK | GENIUS 3 | 2021-03-05 | 161
DARAY LTD | X200LED | 2021-02-22 | 200
COVIDIEN UK | GENIUS 3 | 2020-11-27 | 161
CONMED | VC220 | 2020-11-26 | 1000
CONMED | VC220 | 2020-11-26 | 1000
EDAN INSTRUMENTS | SONOTRAX VASCULAR | 2020-07-31 | 300
VERATHON MEDICAL INC | PRIME PLUS | 2020-06-16 | 6247
COVIDIEN UK | GENIUS 3 | 2020-03-04 | 60
THERAPY EQUIPMENT | DIAMOND RANGE HIGH (MOBILE) | 2020-01-28 | 0
FRESENIUS KABI | AGILIA SP MC WIFI | 2019-12-23 | 300
FRESENIUS KABI | AGILIA SP MC WIFI | 2019-12-23 | 300
FRESENIUS KABI | AGILIA SP MC WIFI | 2019-12-23 | 300
FRESENIUS KABI | AGILIA SP MC WIFI | 2019-12-23 | 300
FRESENIUS KABI | AGILIA VP MC WIFI GB | 2019-12-23 | 300
FRESENIUS KABI | AGILIA VP MC WIFI GB | 2019-12-23 | 300
FRESENIUS KABI | AGILIA VP MC WIFI GB | 2019-12-23 | 300
FRESENIUS KABI | AGILIA VP MC WIFI GB | 2019-12-23 | 300
THERAPY EQUIPMENT | 4550 | 2019-10-31 | 250
SECA | 875 | 2019-10-17 | 398
COVIDIEN UK | SCD EXPRESS | 2019-07-11 | 800
3M HEALTH C | 775 BAIR HUGGER | 2019-07-01 | 1000
PHILIPS LTD | INNOSPIRE DELUXE | 2019-06-26 | 60
PHILIPS LTD | EFFICIA DFM100 PACED | 2019-05-09 | 4629
COVIDIEN UK | GENIUS 3 | 2018-09-17 | 60
COVIDIEN UK | GENIUS 3 | 2018-09-17 | 60
COVIDIEN UK | GENIUS 3 | 2018-09-17 | 60
CONMED | IM8120 | 2018-09-06 | 5000
PHILIPS LTD | M8048A | 2018-06-04 | 700
THERAPY EQUIPMENT | 5042 | 2018-03-23 | 131
CONMED | SYSTEM 5000 | 2018-03-09 | 6750
MOLLER-WEDEL | HI-R 900 | 2018-03-08 | 2000
COVIDIEN UK | SCD EXPRESS | 2017-12-13 | 800
AMATECH LTD | F-LH350 | 2017-11-20 | 1250
F & P | AIRVO 2 | 2017-10-27 | 1100
COVIDIEN UK | SCD EXPRESS | 2017-07-17 | 800
COVIDIEN UK | SCD EXPRESS | 2017-07-17 | 800
MEDTRONIC | SCD 700 | 2016-12-12 | 250
MEDTRONIC | SCD 700 | 2016-12-12 | 250
MEDTRONIC | SCD 700 | 2016-12-12 | 250
MEDTRONIC | SCD 700 | 2016-12-12 | 250
MEDTRONIC | SCD 700 | 2016-12-12 | 250
3M HEALTH C | 775 BAIR HUGGER | 2016-07-01 | 1000
OLYMPUS | RIGID ENDOSCOPE - OLYMPUS | 2016-04-28 | 2500
SONY | LMD-2451MD | 2016-04-22 | 2000
OLYMPUS | OTV-S190 | 2016-04-22 | 20000
OLYMPUS | CLV-S190 | 2016-04-22 | 1500
SONY | UP-DR80MD | 2016-04-22 | 1000
OLYMPUS | IMH-20 | 2016-04-22 | 10000
OLYMPUS | WM-NP2 | 2016-04-22 | 2700
OLYMPUS | CH-5-190-08-LB | 2016-04-22 | 5000
OLYMPUS | RIGID ENDOSCOPE - OLYMPUS | 2016-04-21 | 2500
OLYMPUS | RIGID ENDOSCOPE - OLYMPUS | 2016-04-21 | 2500
OLYMPUS | RIGID ENDOSCOPE - OLYMPUS | 2016-04-21 | 2500
OLYMPUS | RIGID ENDOSCOPE - OLYMPUS | 2016-04-13 | 2500
OLYMPUS | RIGID ENDOSCOPE - OLYMPUS | 2016-04-13 | 2500
LTE | LK/SWC/04/1 | 2016-03-03 | 1966
MINDRAY | VS-900 | 2015-11-02 | 1000
MINDRAY | VS-900 | 2015-11-02 | 1000
MINDRAY | VS-900 | 2015-09-29 | 1000
MINDRAY | VS-900 | 2015-09-29 | 1000
OLYMPUS | ESG-400 | 2015-09-28 | 15000
ANETIC AID | QA4 | 2015-05-18 | 7953
ANETIC AID | QA4 | 2015-05-18 | 7953
ANETIC AID | QA4 | 2015-05-18 | 7953
LAERDAL | LSU-2 | 2015-05-01 | 680
MCUBE TECHNO | BIOCON-700 | 2015-04-15 | 5000
OLYMPUS | RIGID ENDOSCOPE - OLYMPUS | 2015-01-01 | 2500
COVIDIEN UK | SCD EXPRESS | 2015-01-01 | 500
OLYMPUS | RIGID ENDOSCOPE - OLYMPUS | 2015-01-01 | 2500
GYRUS MEDICA | G400 WORKSTATION | 2014-07-12 | 15000
GYRUS MEDICA | G400 WORKSTATION | 2014-07-12 | 15000
W&H UK LTD | SI-923 | 2014-06-23 | 1500
PHILIPS LTD | M3002A-X2 | 2014-06-16 | 3500
PHILIPS LTD | M3002A-X2 | 2014-03-18 | 2500
PHILIPS LTD | M8048A | 2014-03-18 | 700
OLYMPUS | RIGID ENDOSCOPE - OLYMPUS | 2013-10-15 | 2500
OLYMPUS | RIGID ENDOSCOPE - OLYMPUS | 2013-09-03 | 2500
OLYMPUS | RIGID ENDOSCOPE - OLYMPUS | 2013-04-02 | 2500
TOFFELN | SHL310 | 2013-01-25 | 1500
SMITH & NEPHEW | TRUCLEAR | 2013-01-04 | 4000
BIOPTICS FAXITRON MEDICAL | BIO VISION | 2012-08-20 | 80000
LIKO | LIKORALL 242 S | 2012-05-02 | 2000
ARIZANT UK | 505 | 2012-03-16 | 1700
AMATECH LTD | F-LH350 | 2012-02-21 | 1250
AMATECH LTD | F-LH350 | 2012-02-21 | 1250
AMATECH LTD | F-LH350 | 2012-02-21 | 1250
AMATECH LTD | F-LH350 | 2012-02-21 | 1250
AMATECH LTD | F-LH350 | 2012-02-21 | 1250
AMATECH LTD | F-LH350 | 2012-02-21 | 1250
AMATECH LTD | F-LH350 | 2012-02-21 | 1250
OLYMPUS | RIGID ENDOSCOPE - OLYMPUS | 2012-01-01 | 2500
OLYMPUS | RIGID ENDOSCOPE - OLYMPUS | 2012-01-01 | 2500
ERESEARCH | MORTARA ELI 250 | 2011-04-13 | 3000
OLYMPUS | RIGID ENDOSCOPE - OLYMPUS | 2011-01-01 | 2500
TERAOKA | DS-500 | 2010-03-15 | 180
OLYMPUS | RIGID ENDOSCOPE - OLYMPUS | 2010-01-01 | 2500
OLYMPUS | RIGID ENDOSCOPE - OLYMPUS | 2010-01-01 | 2500
E.BIEGLER | 685L | 2009-02-06 | 1895
E.BIEGLER | 685L | 2009-02-06 | 1895
COVIDIEN UK | SCD EXPRESS | 2008-08-26 | 800
COVIDIEN UK | SCD EXPRESS | 2008-08-26 | 800
CAREFUSION | ALARIS PK | 2008-07-23 | 3000
CAREFUSION | ALARIS PK | 2008-07-23 | 3000
CAREFUSION | ALARIS PK | 2008-07-23 | 3000
CAREFUSION | ALARIS PK | 2008-07-23 | 3000
CAREFUSION | ALARIS PK | 2008-07-23 | 3000
CAREFUSION | ALARIS PK | 2008-07-23 | 3000
LINVATEC UK | D3000I | 2008-07-03 | 9000
LINVATEC UK | D3000I | 2008-07-03 | 9000
LINVATEC UK | D3000I | 2008-07-01 | 9000
GE LIMITED | PRO400V2 | 2008-03-31 | 3000
CAREFUSION | ALARIS PK | 2008-03-28 | 3000
CONMED | SYSTEM 1200 | 2008-03-18 | 2000
CONMED | SYSTEM 5000 | 2008-03-18 | 6750
CONMED | SYSTEM 5000 | 2008-03-18 | 6750
OLYMPUS | RIGID ENDOSCOPE - OLYMPUS | 2008-01-01 | 2500
OLYMPUS | RIGID ENDOSCOPE - OLYMPUS | 2008-01-01 | 2500
MERIVAARA | RAPIDO | 2007-04-26 | 3036
ARIZANT UK | 505 | 2007-01-23 | 1700
OLYMPUS | RIGID ENDOSCOPE - OLYMPUS | 2007-01-01 | 2500
THERAPY EQUIPMENT | MEDI REG | 2006-04-05 | 60
OLYMPUS | RIGID ENDOSCOPE - OLYMPUS | 2006-01-01 | 2500
OLYMPUS | RIGID ENDOSCOPE - OLYMPUS | 2006-01-01 | 2500
COVIDIEN UK | GPS | 2005-11-11 | 12000
ESCHMANN | T20-A | 2005-08-25 | 23000
POLYMEDIC | POLYSTIM | 2004-09-24 | 200
SPEIDEL & KE | MAXI STABIL 3 | 2004-06-15 | 75
SPEIDEL & KE | MAXI STABIL 3 | 2004-06-15 | 75
OLYMPUS | RIGID ENDOSCOPE - OLYMPUS | 2004-01-01 | 2500
OLYMPUS | RIGID ENDOSCOPE - OLYMPUS | 2004-01-01 | 2500
OLYMPUS | RIGID ENDOSCOPE - OLYMPUS | 2004-01-01 | 2500
OLYMPUS | RIGID ENDOSCOPE - OLYMPUS | 2004-01-01 | 2500
OLYMPUS | RIGID ENDOSCOPE - OLYMPUS | 2004-01-01 | 2500
OLYMPUS | RIGID ENDOSCOPE - OLYMPUS | 2004-01-01 | 2500
OLYMPUS | RIGID ENDOSCOPE - OLYMPUS | 2004-01-01 | 2500
OLYMPUS | RIGID ENDOSCOPE - OLYMPUS | 2004-01-01 | 2500
LINVATEC UK | D3000I | 2003-10-17 | 9000
EAST HEALTH | HIGH-SUCTION | 2003-08-29 | 200
WELCH ALLYN | 73324 | 2003-02-13 | 287.72
VALLEYLAB | LIGASURE-8 | 2003-01-29 | 11000
MERIVAARA | RAPIDO | 2003-01-03 | 3036
MERIVAARA | RAPIDO | 2003-01-03 | 3036
MERIVAARA | RAPIDO | 2003-01-03 | 3036
MERIVAARA | RAPIDO | 2003-01-03 | 3036
MERIVAARA | RAPIDO | 2003-01-03 | 3036
MERIVAARA | RAPIDO | 2003-01-03 | 3036
MERIVAARA | RAPIDO | 2003-01-03 | 3036
MERIVAARA | RAPIDO | 2003-01-03 | 3036
MERIVAARA | RAPIDO | 2003-01-03 | 3036
MERIVAARA | RAPIDO | 2003-01-03 | 3036
MERIVAARA | RAPIDO | 2003-01-03 | 3036
MERIVAARA | RAPIDO | 2003-01-03 | 3036
OLYMPUS | RIGID ENDOSCOPE - OLYMPUS | 2003-01-01 | 2500
OLYMPUS | RIGID ENDOSCOPE - OLYMPUS | 2003-01-01 | 2500
PHILIPS LTD | M1006B | 2002-12-23 | 1500
PHILIPS LTD | M1006B | 2002-12-23 | 505
PHILIPS LTD | M1006B | 2002-12-23 | 505
PHILIPS LTD | M1006B | 2002-12-23 | 505
PENLON | SIGMA DELTA(ISO) | 2002-12-16 | 2000
PENLON | SIGMA DELTA(SEVO) | 2002-12-16 | 2000
MEDIC AID | PORTANEB-INTER-QV7B | 2002-12-11 | 115
KARL STORZ | 20133120 | 2002-11-27 | 3500
XOMED | MODEL 2000 | 2002-11-27 | 9000
THERAPY EQUIPMENT | DIAMOND RANGE HIGH | 2002-11-27 | 139
THERAPY EQUIPMENT | DIAMOND RANGE HIGH | 2002-11-27 | 139
PHILIPS LTD | M3000A | 2002-11-14 | 2810
PHILIPS LTD | M3000A | 2002-11-14 | 2810
PHILIPS LTD | M3000A | 2002-11-14 | 2810
NA | MEMO/GENERAL SUNDRIES | 2002-11-14 | 0
CHILTERN MED | WISPA TURBO | 2002-01-17 | 981
SCIMED | HANDYDOP | 2001-08-13 | 600
PHILIPS LTD | INTELLIVUE MMX | 2020-04-08 | 1731.82
PHILIPS LTD | INTELLIVUE MMX | 2020-04-08 | 1731.82
PHILIPS LTD | 867041 B06 | 2020-04-07 | 1598
PHILIPS LTD | MX450 | 2020-04-06 | 3114.3
PHILIPS LTD | MX450 | 2020-04-06 | 3114.3
THERAPY EQUIPMENT | DIAMOND RANGE HIGH | 2020-04-06 | 60
MEMO-INTERN | PMG-WGH/DAY.THR2 | 2004-04-22 | 0
SHIRE | AREA ALARM | 2003-12-01 | 350
SHIRE | AREA ALARM | 2005-03-04 | 350
MEMO-INTERN | PMG-WGH/DAY.THR1 | 2004-04-22 | 0
PHILIPS LTD | MX550 | 2021-08-17 | 3855
PHILIPS LTD | MX550 | 2021-08-17 | 3855
PHILIPS LTD | MX550 | 2021-08-17 | 3855
PHILIPS LTD | MX550 | 2021-08-17 | 3855
PHILIPS LTD | INTELLIVUE X3 | 2021-08-17 | 3163.78
PHILIPS LTD | INTELLIVUE X3 | 2021-08-17 | 3163.78
PHILIPS LTD | INTELLIVUE X3 | 2021-08-17 | 3163.78
PHILIPS LTD | INTELLIVUE X3 | 2021-08-17 | 3163.78
PHILIPS LTD | 867041 B06 | 2021-08-17 | 2948
PHILIPS LTD | 867041 B06 | 2021-08-17 | 2948
PHILIPS LTD | 867041 B06 | 2021-08-17 | 2948
PHILIPS LTD | 867041 B06 | 2021-08-17 | 2948
COVIDIEN UK | GENIUS 3 | 2021-08-05 | 161
PHILIPS LTD | M3015A | 2013-04-19 | 2800
PHILIPS LTD | MX800 | 2014-06-12 | 12000
MEMO-INTERN | PMG-WGH/DAY.TH.B | 2004-04-22 | 0
THERAPY EQUIPMENT | ZZSUCTION | 2021-03-04 | 185
PHILIPS LTD | MX800 | 2014-06-12 | 12000
OLYMPUS | RIGID ENDOSCOPE - OLYMPUS | 2013-01-25 | 2500
MEMO-INTERN | PMG-WGH/DAY.TH.A | 2004-04-22 | 0
SHIRE | AREA ALARM | 2003-12-01 | 350
SHIRE | AREA ALARM | 2003-12-01 | 350
SHIRE | AREA ALARM | 2003-12-01 | 350
SHIRE | AREA ALARM | 2003-12-01 | 350
SHIRE | AREA ALARM | 2003-12-01 | 350
SATELEC | X-MIND | 2022-05-20 | 3000
W&H UK LTD | SYNEA HA-43A | 2022-02-03 | 400
HANDICARE | RETURN 7500 | 2022-01-17 | 400
W&H UK LTD | SYNEA FUSION WG-66LT | 2021-08-06 | 371
DE GOTZEN | SOFTLY 8 | 2021-07-21 | 0
OPTIMA LTD | BA OPTIMA 10 | 2021-02-02 | 0
OPTIMA LTD | BA OPTIMA 10 | 2021-02-02 | 0
BIEN-AIR UK | MC3 | 2020-08-28 | 450
BA INTERNATIONAL | BASE050 | 2020-04-23 | 298
MEDIVANCE IN | VELOPEX | 2019-07-12 | 1450
LAERDAL | LSU-2 | 2017-03-20 | 680
CARBOLITE | SAFEAIR HEAT STREAM | 2017-03-03 | 400
DENTSPLY LTD | NE274 SMART PLUS | 2016-04-21 | 1000
BELMONT | CLAIR | 2016-04-19 | 6594
KAVO | 2010 | 2016-02-01 | 700
PHYSIO CONTROL | LIFEPAK 1000 | 2015-11-10 | 1389
BIEN-AIR UK | MOT MC3 (LED) | 2015-02-16 | 499
W&H UK LTD | SYNEA 960LT | 2014-06-24 | 280
SATELEC | X-MIND | 2013-10-11 | 3500
W&H UK LTD | SA-310 | 2012-07-30 | 3076.44
DENTSPLY LTD | 67-0445 | 2010-10-11 | 100
DENTSPLY LTD | 67-0445 | 2010-10-11 | 100
DE GOTZEN | SOFTLY 8 | 2010-10-11 | 350
DENTSPLY LTD | CAVITRON PLUS | 2010-09-12 | 1170.02
DENTALEZE | AXCS | 2010-03-23 | 2526
CATTANI ESAM | TURBO SMART | 2008-11-06 | 4000
DENTSPLY LTD | RAY-PEX 5 | 2007-12-11 | 500
CARBOLITE | SAFE-AIR | 2007-10-30 | 90
ADEC DENTAL | 500 SERIES | 2007-01-28 | 15000
W&H UK LTD | S11 | 2006-10-04 | 550
PORTER | MXR | 2005-08-02 | 1500
R.A. MEDICAL | MEDI-SCAN | 2005-05-25 | 600
W&H UK LTD | TREND WD56 | 2005-03-17 | 200
BIEN-AIR UK | MC3 | 2005-03-17 | 700
W&H UK LTD | SYNEA 960LT | 2005-03-17 | 450
W&H UK LTD | SYNEA 960LT | 2005-03-17 | 450
W&H UK LTD | SYNEA 960LT | 2005-03-17 | 450
W&H UK LTD | SYNEA WA-66LT | 2005-03-17 | 400
W&H UK LTD | SYNEA 960LT | 2005-03-17 | 450
W&H UK LTD | SYNEA 960LT | 2005-03-17 | 450
W&H UK LTD | SYNEA WA-66LT | 2005-03-17 | 400
W&H UK LTD | SYNEA 960LT | 2005-03-17 | 450
W&H UK LTD | TREND WD56 | 2005-03-17 | 200
W&H UK LTD | TREND WD56 | 2005-03-17 | 200
W&H UK LTD | TREND WD56 | 2005-03-17 | 200
W&H UK LTD | TREND WD56 | 2005-03-17 | 200
W&H UK LTD | TREND WD56 | 2005-03-17 | 200
W&H UK LTD | TREND WD56 | 2005-03-17 | 200
W&H UK LTD | SYNEA 960LT | 2005-03-17 | 450
W&H UK LTD | SYNEA 960LT | 2005-03-17 | 450
W&H UK LTD | SYNEA TA98L | 2005-03-17 | 433
W&H UK LTD | SYNEA 960LT | 2005-03-17 | 450
KAVO | 632E | 2004-06-16 | 400
VELOPEX | EXTRA-X MKIV | 2004-05-27 | 1500
CYPRANE LTD | D/MDM | 2004-02-16 | 1000
DENTSPLY LTD | THERMAPREP PLUS | 2003-07-10 | 200
DENTALEZE | AS 3000 | 2002-12-20 | 2526
DENTALEZE | AXCS | 2002-10-11 | 1756.63
DENTALEZE | AS 3000 | 2002-10-10 | 2526
CHILTERN MED | HIGH LIFT/MHWMEHLUKE | 2002-06-25 | 1000
CRITIKON | PRO SERIES 400 | 2002-06-19 | 2400
W&H UK LTD | FINE AIR 396 | 2002-02-05 | 450
W&H UK LTD | TOPAIR 395 | 2002-02-05 | 450
W&H UK LTD | TOPAIR 395 | 2002-02-05 | 450
W&H UK LTD | FINE AIR 396 | 2002-02-05 | 450
KAVO | 628 BELLA TORQUE | 2001-10-05 | 350
SATELEC | X-MIND SYSTEM F03169 | 2001-01-08 | 1840
J & S DAVIS | CURELUX CV80 | 1999-04-01 | 215
DENTSPLY LTD | CAVITRON SPS | 1999-01-01 | 1000
COMO DRILLS | COMO | 1995-01-01 | 100
IVOCLAR-VIVA | VL10C | 1994-01-01 | 400
CARBOLITE | SAFE-AIR | 1988-11-18 | 90
WEHMER | W108 | 1986-02-05 | 350
MEDIVANCE IN | VELOPEX | 1985-01-01 | 1500
MEMO-INTERN | PMG-WGH-G-CAR | 2012-01-01 | 0
MEMO-INTERN | PMG-WGH/2/CDU | 2014-09-04 | 0
SHIRE | AREA ALARM | 2012-01-01 | 0
THERAPY EQUIPMENT | 5270 | 2021-09-13 | 130.9
PHILIPS LTD | INNOSPIRE DELUXE | 2021-09-03 | 105
PHILIPS LTD | INNOSPIRE DELUXE | 2021-09-03 | 105
PHILIPS LTD | INNOSPIRE DELUXE | 2021-09-03 | 105
PHILIPS LTD | INNOSPIRE DELUXE | 2021-09-03 | 105
PHILIPS LTD | INNOSPIRE DELUXE | 2021-09-03 | 105
PHILIPS LTD | INNOSPIRE DELUXE | 2021-09-03 | 105
PHILIPS LTD | INNOSPIRE DELUXE | 2021-09-03 | 105
PHILIPS LTD | INNOSPIRE DELUXE | 2021-09-03 | 105
PHILIPS LTD | INNOSPIRE DELUXE | 2021-09-03 | 105
PHILIPS LTD | INNOSPIRE DELUXE | 2021-09-03 | 105
PHILIPS LTD | INNOSPIRE DELUXE | 2021-09-03 | 105
PHILIPS LTD | INNOSPIRE DELUXE | 2021-09-03 | 105
OXFORD HOIST | OXF-SCALE-LP | 2021-04-01 | 996
OXFORD HOIST | PRESENCE | 2021-03-31 | 1443
THERAPY EQUIPMENT | DIAMOND RANGE HIGH | 2021-03-23 | 69
THERAPY EQUIPMENT | DIAMOND RANGE HIGH | 2021-02-16 | 67.5
F & P | AIRVO 2 | 2021-01-26 | 2475
COVIDIEN UK | GENIUS 3 | 2020-11-16 | 161
THERAPY EQUIPMENT | DIAMOND RANGE HIGH | 2020-03-11 | 60
SECA | 955 | 2020-01-21 | 0
FRESENIUS KABI | AGILIA SP MC WIFI | 2019-12-23 | 300
FRESENIUS KABI | AGILIA SP MC WIFI | 2019-12-23 | 300
FRESENIUS KABI | AGILIA SP MC WIFI | 2019-12-23 | 300
FRESENIUS KABI | AGILIA SP MC WIFI | 2019-12-23 | 300
ACCOSON LTD | ANEROID | 2019-12-23 | 99
FRESENIUS KABI | AGILIA VP MC WIFI GB | 2019-12-23 | 300
FRESENIUS KABI | AGILIA VP MC WIFI GB | 2019-12-23 | 300
FRESENIUS KABI | AGILIA VP MC WIFI GB | 2019-12-23 | 300
FRESENIUS KABI | AGILIA VP MC WIFI GB | 2019-12-23 | 300
FRESENIUS KABI | AGILIA VP MC WIFI GB | 2019-12-23 | 300
FRESENIUS KABI | AGILIA VP MC WIFI GB | 2019-12-23 | 300
FRESENIUS KABI | AGILIA VP MC WIFI GB | 2019-12-23 | 300
FRESENIUS KABI | AGILIA VP MC WIFI GB | 2019-12-23 | 300
THERAPY EQUIPMENT | DIAMOND RANGE HIGH | 2019-11-28 | 60
THERAPY EQUIPMENT | DIAMOND RANGE HIGH | 2019-10-29 | 80
THERAPY EQUIPMENT | DIAMOND RANGE HIGH | 2019-09-30 | 90
PHILIPS LTD | EFFICIA DFM100 PACED | 2019-05-09 | 4629
THERAPY EQUIPMENT | DIAMOND RANGE HIGH | 2019-04-26 | 139
COVIDIEN UK | GENIUS 3 | 2018-09-17 | 60
COVIDIEN UK | GENIUS 3 | 2018-09-17 | 60
COVIDIEN UK | GENIUS 3 | 2018-09-17 | 60
COVIDIEN UK | GENIUS 3 | 2018-09-17 | 60
COVIDIEN UK | GENIUS 3 | 2018-09-17 | 60
COVIDIEN UK | GENIUS 3 | 2018-09-17 | 60
MINDRAY | VS-900 | 2018-06-22 | 1000
MINDRAY | VS-900 | 2018-06-22 | 1000
MINDRAY | VS-900 | 2018-06-22 | 1000
THERAPY EQUIPMENT | DIAMOND RANGE HIGH | 2018-04-03 | 80
F & P | AIRVO 2 | 2018-01-05 | 1100
F & P | AIRVO 2 | 2018-01-05 | 1100
F & P | AIRVO 2 | 2017-09-04 | 1100
F & P | AIRVO 2 | 2017-03-16 | 1100
RESPIRONICS | V60 | 2016-11-25 | 11541.53
MINDRAY | VS-900 | 2016-10-19 | 1000
MINDRAY | VS-900 | 2015-11-25 | 2000
MINDRAY | VS-900 | 2015-11-25 | 2000
MCUBE TECHNO | BIOCON-700 | 2015-04-15 | 5000
MCUBE TECHNO | BIOCON-700 | 2015-04-15 | 5000
VERNACARE | 599ZS001 | 2015-02-02 | 45
WELCH ALLYN | GS777 | 2015-01-15 | 500
RESPIRONICS | V60 | 2015-01-09 | 11541.53
RESPIRONICS | V60 | 2015-01-09 | 11541.53
THERAPY EQUIPMENT | MEDI REG | 2013-10-22 | 60
LIKO | VIKING M | 2013-07-10 | 1656
ARJO HUNTLEIGH | STEDY | 2013-05-29 | 615
DISTINCTIVE MEDICAL | 11494 | 2012-07-31 | 1190
THERAPY EQUIPMENT | DIAMOND RANGE HIGH | 2010-04-08 | 139
THERAPY EQUIPMENT | MEDI REG | 2010-01-29 | 117.64
WELCH ALLYN | 53N00 (VSM 300) | 2009-05-06 | 995
WELCH ALLYN | 53N00 (VSM 300) | 2009-05-05 | 995
WELCH ALLYN | 53N00 (VSM 300) | 2009-05-05 | 995
THERAPY EQUIPMENT | DIAMOND RANGE HIGH | 2009-04-23 | 139
THERAPY EQUIPMENT | DIAMOND RANGE HIGH | 2009-04-23 | 139
THERAPY EQUIPMENT | DIAMOND RANGE HIGH | 2009-04-23 | 139
THERAPY EQUIPMENT | DIAMOND RANGE HIGH | 2009-04-23 | 139
THERAPY EQUIPMENT | DIAMOND RANGE HIGH | 2009-04-23 | 139
THERAPY EQUIPMENT | DIAMOND RANGE HIGH | 2009-04-23 | 139
THERAPY EQUIPMENT | DIAMOND RANGE HIGH | 2009-04-23 | 139
THERAPY EQUIPMENT | DIAMOND RANGE HIGH | 2009-04-23 | 139
THERAPY EQUIPMENT | DIAMOND RANGE HIGH | 2009-04-23 | 139
THERAPY EQUIPMENT | DIAMOND RANGE HIGH | 2009-04-23 | 139
THERAPY EQUIPMENT | DIAMOND RANGE HIGH | 2009-04-23 | 139
THERAPY EQUIPMENT | DIAMOND RANGE HIGH | 2009-04-23 | 139
PHILIPS LTD | M3921-61010 | 2008-10-29 | 90
SPEIDEL & KE | MAXI STABIL 3 | 2008-03-14 | 85.85
SPEIDEL & KE | MAXI STABIL 3 | 2008-03-14 | 85.85
SPEIDEL & KE | MAXI STABIL 3 | 2008-03-14 | 85.85
LIKO | LIKORALL 242 S | 2007-05-21 | 2000
LIKO | LIKORALL 242 S | 2007-05-21 | 2000
LIKO | LIKORALL 242 S | 2007-05-21 | 2000
LIKO | LIKORALL 242 S | 2007-05-21 | 2000
LIKO | LIKORALL 242 ES | 2007-05-21 | 1500
EAST HEALTH | HIGH-SUCTION | 2004-06-17 | 200
EAST HEALTH | HIGH-SUCTION | 2003-12-17 | 200
EAST HEALTH | HIGH-SUCTION | 2003-08-29 | 200
SPEIDEL & KE | MAXI STABIL 3 | 2002-08-05 | 75
CHILTERN MED | WISPA TURBO | 2001-06-01 | 981
NA | MEMO/GENERAL SUNDRIES | 2001-01-01 | 0
EAST HEALTH | HIGH-SUCTION | 1995-06-08 | 200
DATEX-OHMEDA | MK3/4 | 1986-09-01 | 200
DATEX-OHMEDA | SUCTION CON | 1986-09-01 | 200
MEMO-INTERN | PMG-WGH/CHEDDAR | 1986-08-01 | 0
NOVACOR UK | R.TEST 4 EVOLUTION | 2022-06-20 | 2112.5
NOVACOR UK | R.TEST 4 EVOLUTION | 2022-06-20 | 2112.5
NOVACOR UK | R.TEST 4 EVOLUTION | 2022-06-09 | 1612.5
NOVACOR UK | R.TEST 4 EVOLUTION | 2022-06-09 | 1612.5
SORIN BIOMED | ORCHESTRA | 2021-12-02 | 0
NOVACOR UK | R.TEST 4 EVOLUTION | 2021-11-08 | 0
NOVACOR UK | R.TEST 3 EVOLUTION | 2021-10-27 | 1000
GE LIMITED | VIVID S70N | 2021-08-12 | 110000
SPACELABS | 90227 | 2021-06-03 | 0
SPACELABS | LIFECARD CF | 2021-05-20 | 1794
SPACELABS | LIFECARD CF | 2021-05-20 | 1794
SPACELABS | LIFECARD CF | 2021-05-20 | 1794
APC CARDIOVASCULAR | EV4543 | 2021-05-12 | 0
SPACELABS | LIFECARD CF | 2021-05-10 | 1831
SPACELABS | LIFECARD CF | 2021-05-10 | 1831
SPACELABS | LIFECARD CF | 2021-05-10 | 1831
GE LIMITED | VIVID E95 | 2021-04-07 | 80912.42
SORIN BIOMED | ORCHESTRA | 2020-10-14 | 0
COVIDIEN UK | GENIUS 3 | 2020-04-27 | 60
COVIDIEN UK | GENIUS 3 | 2020-04-27 | 60
NOVACOR UK | R.TEST 3 EVOLUTION | 2020-04-24 | 1000
NOVACOR UK | R.TEST 3 EVOLUTION | 2020-04-24 | 1000
NOVACOR UK | R.TEST 3 EVOLUTION | 2020-04-24 | 1000
SPACELABS | LIFECARD CF | 2020-04-24 | 1831
SPACELABS | LIFECARD CF | 2020-04-24 | 1831
SPACELABS | LIFECARD CF | 2020-04-24 | 1831
WELCH ALLYN | DURASHOCK | 2020-01-30 | 30
SPACELABS | 90227 | 2019-10-31 | 1500
PHILIPS LTD | EFFICIA DFM100 PACED | 2019-05-09 | 4629
SPACELABS | LIFECARD CF | 2018-07-18 | 1831
SPACELABS | LIFECARD CF | 2018-07-18 | 1831
SPACELABS | LIFECARD CF | 2018-01-09 | 1831
SPACELABS | LIFECARD CF | 2018-01-03 | 1831
SPACELABS | LIFECARD CF | 2018-01-03 | 1831
WELCH ALLYN | DURASHOCK | 2015-11-20 | 60
GE LIMITED | CASE PC | 2015-11-20 | 10000
GE LIMITED | T2100 | 2015-11-20 | 5000
GE LIMITED | EBIKE | 2015-11-20 | 5000
GE LIMITED | B650 TOUCH | 2015-11-20 | 7000
SEERS MEDICAL | SM3590 | 2015-11-20 | 2000
JAEGER | MS PFT | 2015-11-20 | 12000
HP | HP LJ P3015 | 2015-02-03 | 500
SPACELABS | PATHFINDER | 2015-02-03 | 20000
PLANAR | PXL2451MW | 2015-02-03 | 1000
PLANAR | PXL2451MW | 2015-02-03 | 1000
BIOTRONIK | RENAMIC | 2014-05-01 | 2500
OMRON | M6 (HEM-7001-E) | 2014-02-03 | 180
SPACELABS | LIFECARD CF | 2013-11-27 | 1385
SPACELABS | LIFECARD CF | 2013-11-27 | 1385
SPACELABS | LIFECARD CF | 2013-11-01 | 1831
NOVACOR UK | R.TEST 3 EVOLUTION | 2013-08-01 | 1000
SORIN BIOMED | SPIDERFLASH-T AFIB | 2013-04-05 | 950
SORIN BIOMED | SPIDERFLASH-T AFIB | 2013-04-05 | 950
SORIN BIOMED | SPIDERFLASH-T AFIB | 2012-12-11 | 950
SORIN BIOMED | SPIDERFLASH-T AFIB | 2012-12-11 | 950
DISTINCTIVE MEDICAL | 11494 | 2012-07-31 | 1190
ANANDIC | MINOLTA SR-5C | 2011-11-18 | 160
ANANDIC | MINOLTA SR-5C | 2011-06-20 | 160
ERESEARCH | MORTARA ELI 250 | 2011-05-06 | 3000
ERESEARCH | MORTARA ELI 250 | 2011-05-06 | 3000
GE LIMITED | VIVID I | 2011-04-06 | 100000
GE LIMITED | VIVID S6 | 2011-04-06 | 80000
GE LIMITED | VSCAN | 2011-04-06 | 5000
GE LIMITED | VIVID I | 2010-01-27 | 80000
SPACELABS | LIFECARD CF | 2009-03-30 | 1831
THERAPY EQUIPMENT | MEDI REG | 2009-02-19 | 60
SPACELABS | LIFECARD CF | 2009-01-30 | 1831
SPACELABS | LIFECARD CF | 2008-10-13 | 1831
ST JUDE MEDICAL | 3650 | 2008-05-13 | 10000
GUIDANT | 3120 | 2008-05-13 | 4000
NOVACOR UK | R.TEST 3 EVOLUTION | 2008-04-14 | 995
NOVACOR UK | R.TEST 3 EVOLUTION | 2008-04-14 | 995
NOVACOR UK | R.TEST 3 EVOLUTION | 2008-04-14 | 995
NOVACOR UK | R.TEST 3 EVOLUTION | 2008-04-14 | 995
SPACELABS | LIFECARD CF | 2007-10-22 | 1831
SECA | 861 | 2007-01-01 | 359
SPACELABS | LIFECARD CF | 2006-08-14 | 1831
AKRON | A7242/3/3HS | 2005-01-18 | 2800
AKRON | A9622 | 2005-01-18 | 4500
NOVACOR UK | R.TEST 3 EVOLUTION | 2005-01-01 | 1000
NOVACOR UK | R.TEST 3 EVOLUTION | 2005-01-01 | 1000
GE LIMITED | VIVID 7 | 2004-12-30 | 170356.59
AKRON | A3321 | 2004-11-08 | 800
SPACELABS | LIFECARD CF | 2002-05-01 | 1831
SPACELABS | LIFECARD CF | 2001-12-10 | 1831
SPACELABS | LIFECARD CF | 2001-12-10 | 1831
SPACELABS | LIFECARD CF | 2001-12-10 | 1831
SPACELABS | LIFECARD CF | 2001-12-10 | 1831
HEINE | GAMMA XXL | 2001-09-13 | 150
NA | MEMO/GENERAL SUNDRIES | 2001-01-01 | 0
FERRARIS LTD | CPLPF | 1995-03-30 | 16920
CME MEDICAL | T34 | 2013-05-02 | 1451
CME MEDICAL | T34 | 2013-04-09 | 1451
CME MEDICAL | T34 | 2013-04-09 | 1451
CME MEDICAL | T34 | 2013-04-04 | 1451
CME MEDICAL | T34 | 2013-04-04 | 1451
CME MEDICAL | T34 | 2013-04-04 | 1451
CME MEDICAL | T34 | 2013-04-04 | 1451
CME MEDICAL | T34 | 2013-04-04 | 1451
CME MEDICAL | T34 | 2013-04-04 | 1451
CME MEDICAL | T34 | 2013-04-04 | 1451
CME MEDICAL | T34 | 2013-04-04 | 1451
CME MEDICAL | T34 | 2013-04-04 | 1451
CME MEDICAL | T34 | 2013-04-04 | 1451
CME MEDICAL | T34 | 2013-04-04 | 1451
CME MEDICAL | T34 | 2013-04-04 | 1451
CME MEDICAL | T34 | 2013-04-04 | 1451
CME MEDICAL | T34 | 2013-04-04 | 1451
CME MEDICAL | T34 | 2013-04-04 | 1451
CME MEDICAL | T34 | 2007-08-14 | 1451
CME MEDICAL | T34 | 2007-08-14 | 1451
RESPIRONICS | EV300 | 2022-06-30 | 6947.37
RESPIRONICS | EV300 | 2022-06-29 | 6947.37
RESPIRONICS | EV300 | 2022-06-29 | 6947.37
RESPIRONICS | EV300 | 2022-06-29 | 6947.37
RESPIRONICS | EV300 | 2022-06-29 | 6947.37
RESPIRONICS | EV300 | 2022-06-29 | 6947.37
RESPIRONICS | EV300 | 2022-06-29 | 6947.37
RESPIRONICS | EV300 | 2022-06-29 | 6947.37
THERAPY EQUIPMENT | DIAMOND RANGE HIGH | 2022-03-01 | 81
THERAPY EQUIPMENT | DIAMOND RANGE HIGH | 2022-02-23 | 81
COVIDIEN UK | GENIUS 3 | 2022-01-12 | 161
SALTER | 1180 WHDR | 2022-01-11 | 25
COVIDIEN UK | GENIUS 3 | 2021-10-08 | 161
MINDRAY | VS-900 | 2021-08-23 | 1134
THERAPY EQUIPMENT | DIAMOND RANGE HIGH | 2021-07-19 | 69.5
MINDRAY | VS-900 | 2021-05-10 | 1134
THERAPY EQUIPMENT | DIAMOND RANGE HIGH | 2021-03-10 | 67.5
COVIDIEN UK | GENIUS 3 | 2021-02-17 | 161
COVIDIEN UK | GENIUS 3 | 2020-11-27 | 161
COVIDIEN UK | GENIUS 3 | 2020-11-27 | 161
COVIDIEN UK | GENIUS 3 | 2020-11-27 | 161
COVIDIEN UK | GENIUS 3 | 2020-11-27 | 161
COVIDIEN UK | GENIUS 3 | 2020-06-30 | 161
THERAPY EQUIPMENT | DIAMOND RANGE HIGH | 2020-03-23 | 60
THERAPY EQUIPMENT | DIAMOND RANGE HIGH | 2020-03-09 | 60
FRESENIUS KABI | AGILIA VP MC WIFI GB | 2020-02-12 | 300
FRESENIUS KABI | AGILIA VP MC WIFI GB | 2020-02-12 | 300
FRESENIUS KABI | AGILIA VP MC WIFI GB | 2020-02-12 | 300
FRESENIUS KABI | AGILIA VP MC WIFI GB | 2020-02-12 | 300
FRESENIUS KABI | AGILIA VP MC WIFI GB | 2020-02-12 | 300
FRESENIUS KABI | AGILIA VP MC WIFI GB | 2020-02-12 | 300
FRESENIUS KABI | AGILIA VP MC WIFI GB | 2020-02-12 | 300
FRESENIUS KABI | AGILIA VP MC WIFI GB | 2020-02-12 | 300
FRESENIUS KABI | AGILIA SP MC WIFI | 2020-02-12 | 300
FRESENIUS KABI | AGILIA SP MC WIFI | 2020-02-12 | 300
FRESENIUS KABI | AGILIA SP MC WIFI | 2020-02-12 | 300
FRESENIUS KABI | AGILIA SP MC WIFI | 2020-02-12 | 300
THERAPY EQUIPMENT | DIAMOND RANGE HIGH | 2020-01-29 | 60
THERAPY EQUIPMENT | DIAMOND RANGE HIGH | 2020-01-21 | 60
THERAPY EQUIPMENT | DIAMOND RANGE HIGH | 2019-12-02 | 60
THERAPY EQUIPMENT | DIAMOND RANGE HIGH | 2019-11-07 | 90
PHILIPS LTD | EFFICIA DFM100 | 2019-05-13 | 3699
COVIDIEN UK | GENIUS 3 | 2019-04-08 | 60
THERAPY EQUIPMENT | DIAMOND RANGE HIGH | 2019-03-15 | 100
THERAPY EQUIPMENT | DIAMOND RANGE HIGH | 2018-11-27 | 139
COVIDIEN UK | GENIUS 3 | 2018-09-17 | 60
COVIDIEN UK | GENIUS 3 | 2018-09-17 | 60
COVIDIEN UK | GENIUS 3 | 2018-09-17 | 60
COVIDIEN UK | GENIUS 3 | 2018-09-17 | 60
COVIDIEN UK | GENIUS 3 | 2018-09-17 | 60
TRIPP-LITE | SMX700HG | 2018-08-01 | 700
TRIPP-LITE | SMX700HG | 2018-08-01 | 700
TRIPP-LITE | SMX700HG | 2018-08-01 | 700
TRIPP-LITE | SMX700HG | 2018-08-01 | 700
TRIPP-LITE | SMX700HG | 2018-07-03 | 700
TRIPP-LITE | SMX700HG | 2018-07-03 | 700
TRIPP-LITE | SMX700HG | 2018-07-03 | 700
MINDRAY | VS-900 | 2018-06-22 | 1000
THERAPY EQUIPMENT | DIAMOND RANGE HIGH | 2018-06-14 | 100
F & P | AIRVO 2 | 2018-01-05 | 1100
F & P | AIRVO 2 | 2018-01-05 | 1100
BEIJING CHOICE ELECTRONIC TECHNOLOGY CO., LTD. | MD300CN310 | 2017-10-20 | 45
BEIJING CHOICE ELECTRONIC TECHNOLOGY CO., LTD. | MD300CN310 | 2017-10-20 | 45
BEIJING CHOICE ELECTRONIC TECHNOLOGY CO., LTD. | MD300CN310 | 2017-10-20 | 45
TOSHIBA MED | NEMIO XG | 2017-08-14 | 17000
THERAPY EQUIPMENT | DIAMOND RANGE HIGH | 2016-11-26 | 84
THERAPY EQUIPMENT | DIAMOND RANGE HIGH | 2016-09-29 | 100
THERAPY EQUIPMENT | 7870 | 2015-10-20 | 140
THERAPY EQUIPMENT | 7870 | 2015-10-20 | 140
PHILIPS LTD | INNOSPIRE DELUXE | 2015-05-07 | 105
MERLIN MEDICAL | H10 | 2015-03-11 | 45
MERLIN MEDICAL | H10 | 2015-03-11 | 45
MERLIN MEDICAL | H10 | 2015-03-11 | 45
BEIJING CHOICE ELECTRONIC TECHNOLOGY CO., LTD. | MD300CN310 | 2015-03-11 | 45
THERAPY EQUIPMENT | 7870 | 2015-02-26 | 140
THERAPY EQUIPMENT | 7870 | 2015-02-26 | 140
NELLCOR | D-YS | 2015-02-13 | 70
VERNACARE | 599ZS001 | 2015-02-02 | 45
WELCH ALLYN | GS777 | 2015-01-15 | 500
LIKO | 2835 | 2014-10-30 | 300
ARJO HUNTLEIGH | STEDY | 2013-05-29 | 615
PHILIPS LTD | M8002A | 2013-05-03 | 6730.75
PHILIPS LTD | M8002A | 2013-05-03 | 6730.75
DISTINCTIVE MEDICAL | 11494 | 2012-07-31 | 1190
WELCH ALLYN | 53N00 (VSM 300) | 2010-07-30 | 2250
PHILIPS LTD | M3002A-X2 | 2010-03-30 | 2500
SECA | 959 | 2010-03-15 | 550
SPEIDEL & KE | MAXI STABIL 3 | 2008-03-14 | 90
EAST HEALTH | HIGH-SUCTION | 2008-03-06 | 200
WELCH ALLYN | 53N00 (VSM 300) | 2008-01-21 | 1500
WELCH ALLYN | 53N00 (VSM 300) | 2007-05-01 | 2250
THERAPY EQUIPMENT | THORACIC | 2007-04-12 | 161
BREAS MEDICAL | PV403 | 2006-09-08 | 3100
SHIRE | AREA ALARM | 2005-03-04 | 350
EAST HEALTH | HIGH-SUCTION | 2005-02-07 | 200
EAST HEALTH | HIGH-SUCTION | 2004-10-18 | 200
EAST HEALTH | HIGH-SUCTION | 2004-08-25 | 200
SPEIDEL & KE | MAXI STABIL 3 | 2004-07-28 | 75
EAST HEALTH | HIGH-SUCTION | 2004-06-30 | 200
EAST HEALTH | HIGH-SUCTION | 2004-06-30 | 200
EAST HEALTH | HIGH-SUCTION | 2004-06-30 | 200
EAST HEALTH | HIGH-SUCTION | 2004-06-30 | 200
NELLCOR | N-550 | 2004-03-23 | 1600
WELCH ALLYN | 767 DIAGNOSTIC SYSTEM | 2003-04-03 | 500
CHILTERN MED | WISPA TURBO | 2002-09-16 | 981
MEDIC AID | PORTANEB | 2002-04-30 | 105
MEDIC AID | PORTANEB | 2002-04-30 | 105
NA | MEMO/GENERAL SUNDRIES | 2001-01-01 | 0
CHILTERN MED | WISPA TURBO | 2000-03-15 | 981
CHILTERN MED | WISPA TURBO | 2000-01-01 | 981
CHILTERN MED | WISPA TURBO | 1998-07-14 | 981
CHILTERN MED | WISPA TURBO | 1998-07-14 | 981
CHILTERN MED | WISPA TURBO | 1998-07-14 | 981
CHILTERN MED | WISPA TURBO | 1998-07-14 | 981
MICRO MEDICAL (NOW CAREFUSION) | MICRO-PLUS | 1998-02-05 | 700
WELCH ALLYN | 73324 | 1997-01-16 | 287.72
DATEX-OHMEDA | MK3/4 | 1986-09-01 | 200
DATEX-OHMEDA | MK3/4 | 1986-09-01 | 200
DATEX-OHMEDA | MK3/4 | 1986-09-01 | 200
DATEX-OHMEDA | SUCTION CON | 1986-09-01 | 200
MEMO-INTERN | PMG-WGH/BERROW | 1986-08-01 | 0
GRASON STADLER | GSI 39 | 2018-05-03 | 3500
SIEMENS LTD | SD100 | 2013-01-15 | 2000
SIEMENS LTD | SD100 | 2013-01-15 | 2000
SIEMENS LTD | SD100 | 2013-01-15 | 2000
SIEMENS LTD | SD100 | 2013-01-15 | 2000
SIEMENS LTD | SD100 | 2013-01-15 | 2000
SIEMENS LTD | SD100 | 2013-01-15 | 2000
GRASON STADLER | GSI 39 | 2009-12-23 | 3500
GUYMARK UK | SA203 | 2009-12-18 | 2000
GRASON STADLER | GSI 38 | 2007-04-01 | 2800
CASTLE | GA301 | 2006-11-29 | 200
NA | MEMO/GENERAL SUNDRIES | 2001-01-01 | 0
GRASON STADLER | GSI 61 | 2000-11-28 | 2545
MADSEN | MICROMATE 304 | 1996-02-14 | 2545
WELCH ALLYN | SURETEMP PLUS 692 | 2022-07-06 | 148.5
GE LIMITED | VOLUSON E8 | 2022-03-28 | 89999.99
GE LIMITED | VOLUSON E8 | 2022-03-28 | 89999.99
ROCHE LTD | URISYS 1100 | 2022-02-02 | 0
TIMESCO | EMERALD | 2022-01-10 | 20
GE LIMITED | RIC5-9-D | 2021-11-17 | 4165
HONSUN | HS-2000 | 2021-11-16 | 0
HONSUN | HS-2000 | 2021-11-16 | 0
HONSUN | HS-2000 | 2021-11-16 | 0
SUNRAY | SRF618E | 2021-10-28 | 0
MEDICAL WORLD | ET-100A | 2021-09-23 | 50
THERAPY EQUIPMENT | 5285/AIR | 2021-09-13 | 171.7
WELCH ALLYN | DURASHOCK | 2021-09-07 | 85
THERAPY EQUIPMENT | DIAMOND RANGE HIGH | 2021-06-07 | 67.5
SUNRAY | SRF618E | 2021-03-30 | 120
ACCOSON LTD | 0312 POCKET ANEROID | 2021-01-28 | 0
ACCOSON LTD | 0312 POCKET ANEROID | 2021-01-18 | 0
MARSDEN | M-400 | 2020-10-22 | 369
THERAPY EQUIPMENT | DIAMOND RANGE HIGH | 2020-08-17 | 67.5
MARSDEN | M-400 | 2020-05-14 | 369
MARSDEN | M-400 | 2020-03-25 | 369
WELCH ALLYN | DURASHOCK | 2020-02-13 | 30
WELCH ALLYN | DURASHOCK | 2020-02-13 | 30
WELCH ALLYN | DURASHOCK | 2020-02-13 | 30
WELCH ALLYN | DURASHOCK | 2020-02-13 | 30
WELCH ALLYN | DURASHOCK | 2020-02-13 | 30
WELCH ALLYN | DURASHOCK | 2020-02-13 | 30
WELCH ALLYN | 767-01S | 2019-11-25 | 120
WELCH ALLYN | 767-01S | 2019-11-25 | 120
MARSDEN | M-420 | 2019-11-21 | 250
MARSDEN | M-400 | 2019-10-25 | 0
WELCH ALLYN | DS-5401-300 | 2019-10-07 | 75
MARSDEN | M-400 | 2019-07-03 | 300
MARSDEN | M-400 | 2019-05-29 | 300
MARSDEN | M-400 | 2019-05-29 | 300
MARSDEN | M-400 | 2019-05-29 | 300
MARSDEN | M-400 | 2019-05-29 | 300
MARSDEN | M-400 | 2019-05-29 | 300
MARSDEN | M-400 | 2019-05-29 | 300
MARSDEN | M-400 | 2019-05-29 | 300
MARSDEN | M-300 | 2019-05-29 | 300
MARSDEN | M-300 | 2019-05-29 | 300
MARSDEN | M-300 | 2019-05-29 | 300
MARSDEN | M-300 | 2019-05-29 | 300
MARSDEN | M-300 | 2019-05-14 | 300
PHILIPS LTD | EFFICIA DFM100 | 2019-05-13 | 3699
MARSDEN | M-300 | 2019-05-01 | 300
SECA | 704 | 2019-04-16 | 399
SONICAID | TEAM-1.5MHZ | 2018-12-28 | 30
COVIDIEN UK | GENIUS 3 | 2018-09-17 | 60
COVIDIEN UK | GENIUS 3 | 2018-09-17 | 60
COVIDIEN UK | GENIUS 3 | 2018-09-17 | 60
COVIDIEN UK | GENIUS 3 | 2018-09-17 | 60
HUNTLEIGH | FD1 | 2018-08-15 | 236
SUNRAY | SRF618E | 2018-05-17 | 150
WELCH ALLYN | DURASHOCK | 2018-05-17 | 30
WELCH ALLYN | DURASHOCK | 2018-05-17 | 30
WELCH ALLYN | DURASHOCK | 2018-05-17 | 30
WELCH ALLYN | DURASHOCK | 2018-05-17 | 30
WELCH ALLYN | DURASHOCK | 2018-05-17 | 30
WELCH ALLYN | DURASHOCK | 2018-05-17 | 30
WELCH ALLYN | DURASHOCK | 2018-05-17 | 30
WELCH ALLYN | DURASHOCK | 2018-05-17 | 30
WELCH ALLYN | DURASHOCK | 2018-05-17 | 30
WELCH ALLYN | DURASHOCK | 2018-05-17 | 30
WELCH ALLYN | DURASHOCK | 2018-05-17 | 30
WELCH ALLYN | DURASHOCK | 2018-05-17 | 30
WELCH ALLYN | DURASHOCK | 2018-05-17 | 30
WELCH ALLYN | DURASHOCK | 2018-05-17 | 30
WELCH ALLYN | DURASHOCK | 2018-05-17 | 30
WELCH ALLYN | DURASHOCK | 2018-05-17 | 30
SUNRAY | SRF618E | 2018-05-17 | 150
SUNRAY | SRF618E | 2018-05-17 | 150
SUNRAY | SRF618E | 2018-05-17 | 150
SUNRAY | SRF618E | 2018-05-17 | 150
SUNRAY | SRF618E | 2018-05-17 | 150
SUNRAY | SRF618E | 2018-05-17 | 150
SUNRAY | SRF618E | 2018-05-17 | 150
SUNRAY | SRF618E | 2018-05-17 | 150
SUNRAY | SRF618E | 2018-05-17 | 150
SUNRAY | SRF618E | 2018-05-17 | 150
SUNRAY | SRF618E | 2018-05-17 | 150
SUNRAY | SRF618E | 2018-05-17 | 150
TIMESCO | EMERALD | 2018-04-13 | 20
TIMESCO | EMERALD | 2018-04-13 | 20
TIMESCO | EMERALD | 2018-04-13 | 20
TIMESCO | EMERALD | 2018-04-13 | 20
BOSO (BOSCH & SOHN) | A/W 0124 | 2018-02-12 | 20
ACCOSON LTD | 0312 POCKET ANEROID | 2018-01-16 | 20
SUNRAY | SRF618E | 2017-10-12 | 150
WELCH ALLYN | DURASHOCK | 2017-09-19 | 30
LYALL WILLIS | 28-919 | 2017-09-19 | 12
LYALL WILLIS | 28-919 | 2017-09-19 | 12
ACCOSON LTD | 0312 POCKET ANEROID | 2017-09-19 | 20
MEMO-INTERN | PMG-WGH/ASHCOMBE | 2017-06-12 | 0
SHIRE | SA-6 | 2017-06-12 | 350
SHIRE | SA-6 | 2017-06-12 | 350
TIMESCO | D05.110 | 2017-06-01 | 40
TIMESCO | D05.110 | 2017-06-01 | 40
TIMESCO | D05.110 | 2017-06-01 | 40
TIMESCO | D05.110 | 2017-06-01 | 40
TIMESCO | D05.110 | 2017-06-01 | 40
TIMESCO | D05.110 | 2017-06-01 | 40
ACCOSON LTD | DESK | 2017-04-07 | 62
ACCOSON LTD | DESK | 2017-04-07 | 62
ACCOSON LTD | DESK | 2017-04-07 | 62
ACCOSON LTD | DESK | 2017-04-07 | 62
ACCOSON LTD | DESK | 2017-04-07 | 62
SUNRAY | SRF618E | 2017-01-18 | 120
SUNRAY | SRF618E | 2017-01-18 | 120
SUNRAY | SRF618E | 2017-01-18 | 120
SUNRAY | SRF618E | 2017-01-18 | 120
ACCOSON LTD | 0312 POCKET ANEROID | 2017-01-13 | 20
TIMESCO | EMERALD | 2017-01-13 | 20
ACCOSON LTD | 0312 POCKET ANEROID | 2017-01-13 | 20
SECA | 335 | 2017-01-10 | 150
F & P | 9001W130E | 2016-12-01 | 6000
SUNRAY | SRF618E | 2016-11-25 | 120
SUNRAY | SRF618E | 2016-11-25 | 120
COVIDIEN UK | FILAC 3000 | 2016-11-21 | 200
LAERDAL | LSU-2 | 2016-10-24 | 680
MARSDEN | M-300 | 2016-08-19 | 400
SUNRAY | SRF618E | 2016-08-03 | 150
BORCAD | AVE ACTIVE | 2016-06-28 | 8695
MARSDEN | M-400 | 2016-05-30 | 300
MARSDEN | M-400 | 2016-05-30 | 300
MARSDEN | M-400 | 2016-05-30 | 300
MARSDEN | M-400 | 2016-05-30 | 300
WELCH ALLYN | DURASHOCK | 2016-02-10 | 30
SUNRAY | SRF618E | 2015-08-27 | 150
SUNRAY | SRF618E | 2015-08-17 | 150
SUNRAY | SRF618E | 2015-08-17 | 150
TIMESCO | EMERALD | 2015-08-17 | 20
TIMESCO | EMERALD | 2015-08-17 | 20
SUNRAY | SRF618E | 2015-06-26 | 120
THERAPY EQUIPMENT | ENTONOX | 2015-06-09 | 182.5
SUNRAY | SRF618E | 2015-05-26 | 150
SUNRAY | SRF618E | 2015-05-26 | 150
SUNRAY | SRF618E | 2015-04-29 | 150
LAERDAL | LCSU4 | 2015-03-26 | 500
LAERDAL | LCSU4 | 2015-03-26 | 500
SUNRAY | SRF618E | 2015-01-20 | 150
SUNRAY | SRF618E | 2015-01-20 | 150
WELCH ALLYN | SURETEMP PLUS 692 | 2015-01-09 | 250
WELCH ALLYN | SURETEMP PLUS 692 | 2015-01-09 | 250
MARSDEN | MS-4203 | 2014-09-23 | 250
BRISTOL MAID (HOSP.M.CRAFT) | CC/VH/E2 | 2014-09-05 | 850
MARSDEN | M-400 | 2014-09-02 | 369
MARSDEN | M-400 | 2014-09-02 | 369
ACCOSON LTD | 0312 POCKET ANEROID | 2014-07-19 | 20
ACCOSON LTD | 0312 POCKET ANEROID | 2014-07-19 | 20
ACCOSON LTD | 0312 POCKET ANEROID | 2014-07-19 | 20
WELCH ALLYN | 7670-16 | 2014-07-17 | 60
DRAEGER | JM-105 | 2014-06-20 | 3500
DRAEGER | JM-105 | 2014-06-20 | 3500
TOSHIBA MED | NEMIO MX | 2014-04-30 | 17000
MEDI-PLINTH | BA03E | 2014-01-15 | 900
SUNRAY | SRF618E | 2013-11-13 | 150
SUNRAY | SRF618E | 2013-11-13 | 150
SUNRAY | SRF618E | 2013-11-13 | 150
ACCOSON LTD | ANEROID | 2013-10-25 | 65
WELCH ALLYN | DURASHOCK | 2013-09-18 | 85
LAERDAL | LCSU4 | 2013-09-16 | 400
LYALL WILLIS | 28-919 | 2013-07-15 | 12
ACCOSON LTD | HOSPITAL | 2013-04-29 | 150
HUNTLEIGH | FD1 | 2013-04-05 | 236
GE LIMITED | VOLUSON E8 | 2012-12-14 | 73482
WELCH ALLYN | DURASHOCK | 2012-08-21 | 30
WELCH ALLYN | DURASHOCK | 2012-08-21 | 30
DISTINCTIVE MEDICAL | 11494 | 2012-07-31 | 1190
WELCH ALLYN | DURASHOCK | 2012-07-26 | 30
HUNTLEIGH | SONICAID TEAM | 2012-04-16 | 4000
HUNTLEIGH | D920 | 2012-04-16 | 400
HUNTLEIGH | D920 | 2012-04-16 | 295
SECA | 384 | 2012-02-23 | 175
CANON | POWERSHOT A3200 | 2011-08-26 | 112
CANON | PIXMA MG5150 | 2011-08-26 | 70
WELCH ALLYN | DURASHOCK | 2011-07-07 | 30
SECA | 877 | 2011-04-19 | 200
EVERYWAY MED | TPN200 PLUS MOD N601 | 2011-04-11 | 50
EVERYWAY MED | TPN200 PLUS MOD N601 | 2011-04-11 | 50
EVERYWAY MED | TPN200 PLUS MOD N601 | 2011-04-11 | 50
EVERYWAY MED | TPN200 PLUS MOD N601 | 2011-04-11 | 50
EVERYWAY MED | TPN200 PLUS MOD N601 | 2011-04-11 | 50
EVERYWAY MED | TPN200 PLUS MOD N601 | 2011-04-11 | 50
EVERYWAY MED | TPN200 PLUS MOD N601 | 2011-04-11 | 50
EVERYWAY MED | TPN200 PLUS MOD N601 | 2011-04-11 | 50
EVERYWAY MED | TPN200 PLUS MOD N601 | 2011-04-11 | 50
EVERYWAY MED | TPN200 PLUS MOD N601 | 2011-04-11 | 50
HUNTLEIGH | FD1 | 2011-04-01 | 236
HUNTLEIGH | FD1 | 2011-04-01 | 236
HUNTLEIGH | FD1 | 2011-04-01 | 236
HUNTLEIGH | FD1 | 2011-04-01 | 236
HUNTLEIGH | FD1 | 2011-04-01 | 236
HUNTLEIGH | FD1 | 2011-04-01 | 236
ACCOSON LTD | ANEROID | 2011-03-09 | 30
BODY CLOCK | ELLE TENS | 2011-01-17 | 100
NELLCOR | OXIMAX N-560 | 2010-11-30 | 1000
HUNTLEIGH | SONICAIDONE | 2010-06-14 | 304
HUNTLEIGH | SONICAIDONE | 2010-06-14 | 304
HUNTLEIGH | SONICAIDONE | 2010-06-03 | 304
SECA | 384 | 2010-05-05 | 175
SECA | 384 | 2010-05-05 | 175
SECA | 384 | 2010-05-05 | 175
THERAPY EQUIPMENT | DIAMOND RANGE HIGH | 2010-04-08 | 139
TERAOKA | DS-500 | 2010-03-15 | 180
SECA | 384 | 2010-03-15 | 200
THERAPY EQUIPMENT | ENTONOX | 2010-02-10 | 182.5
THERAPY EQUIPMENT | ENTONOX | 2010-02-10 | 182.5
WELCH ALLYN | DURASHOCK | 2010-01-06 | 30
WELCH ALLYN | DURASHOCK | 2010-01-06 | 30
WELCH ALLYN | DURASHOCK | 2010-01-06 | 30
WELCH ALLYN | DURASHOCK | 2010-01-06 | 30
THERAPY EQUIPMENT | ENTONOX | 2009-08-26 | 163
THERAPY EQUIPMENT | ENTONOX | 2009-08-26 | 163
THERAPY EQUIPMENT | ENTONOX | 2009-08-26 | 163
MEDELA | 0162018 | 2009-08-12 | 380
SECA | 336 | 2009-06-23 | 365
SECA | 336 | 2009-06-23 | 365
SECA | 336 | 2009-06-23 | 365
SECA | 336 | 2009-06-23 | 365
MEDELA | SWING | 2009-06-04 | 100
TENSCARE | XL-Y1 | 2009-06-04 | 40
TENSCARE | XL-Y1 | 2009-06-04 | 40
THERAPY EQUIPMENT | ENTONOX | 2009-05-19 | 182.5
MEDELA | 0162018 | 2009-04-23 | 380
MEDELA | 0162018 | 2009-04-23 | 380
HUNTLEIGH | SONICAIDONE | 2009-03-19 | 304
HUNTLEIGH | SONICAIDONE | 2009-03-19 | 304
HUNTLEIGH | SONICAIDONE | 2009-03-19 | 304
ACEM | STARLED1R | 2009-01-26 | 700
WELCH ALLYN | DISYTEST | 2009-01-01 | 47
VIAMED | TT490-15 | 2008-11-10 | 555
VIAMED | TT480 | 2008-11-10 | 555
VIAMED | CERATHERM 600-2 | 2008-11-10 | 1154
VIAMED | CERATHERM 600-2 | 2008-11-10 | 1154
VIAMED | CERATHERM 600-2 | 2008-11-10 | 1154
THERAPY EQUIPMENT | ENTONOX | 2008-08-14 | 182.5
SPEIDEL & KE | MAXI STABIL 3 | 2008-03-14 | 75
HUNTLEIGH | FD1 | 2008-03-05 | 236
SPEIDEL & KE | MAXI STABIL 3 | 2008-01-21 | 75
SPEIDEL & KE | MAXI STABIL 3 | 2008-01-21 | 75
WELCH ALLYN | TYCOS | 2007-11-20 | 30
HUNTLEIGH | SONICAIDONE | 2007-03-29 | 304
HUNTLEIGH | SONICAIDONE | 2007-03-29 | 304
HUNTLEIGH | SONICAIDONE | 2007-03-29 | 304
THERAPY EQUIPMENT | DIAMOND RANGE HIGH | 2007-01-31 | 139
THERAPY EQUIPMENT | DIAMOND RANGE HIGH | 2007-01-31 | 139
THERAPY EQUIPMENT | DIAMOND RANGE HIGH | 2007-01-31 | 139
THERAPY EQUIPMENT | DIAMOND RANGE HIGH | 2007-01-31 | 139
THERAPY EQUIPMENT | DIAMOND RANGE HIGH | 2007-01-31 | 139
THERAPY EQUIPMENT | DIAMOND RANGE HIGH | 2007-01-31 | 139
THERAPY EQUIPMENT | DIAMOND RANGE HIGH | 2007-01-31 | 139
THERAPY EQUIPMENT | DIAMOND RANGE HIGH | 2007-01-31 | 139
THERAPY EQUIPMENT | DIAMOND RANGE HIGH | 2007-01-31 | 139
THERAPY EQUIPMENT | DIAMOND RANGE HIGH | 2007-01-31 | 139
SECA | 778 | 2007-01-01 | 359
PHILIPS LTD | M2703A | 2006-10-26 | 5500
HUNTLEIGH | FD1 | 2006-01-05 | 236
HUNTLEIGH | FD1 | 2006-01-05 | 236
TENSCARE | XL-Y1M | 2005-06-08 | 25
YAMASU | ANEROID | 2005-01-01 | 50
ACCOSON LTD | HOSPITAL | 2004-08-25 | 35
BODY CLOCK | FEMME | 2004-08-13 | 75
HUNTLEIGH | FD1 | 2004-07-08 | 236
HUNTLEIGH | FD1 | 2004-05-17 | 236
SPEMBLY | PULSAR | 2004-05-14 | 250
SECA | 335 | 2004-01-01 | 299
THERAPY EQUIPMENT | ENTONOX | 2003-11-25 | 182.5
THERAPY EQUIPMENT | ENTONOX | 2003-10-02 | 182.5
HUNTLEIGH | FD1 | 2003-09-11 | 236
HUNTLEIGH | D920 | 2003-07-15 | 295
THERAPY EQUIPMENT | ENTONOX | 2003-07-14 | 182.5
MEC CO. LTD | PIN INDEX | 2003-05-06 | 95
SONICAID | 121 | 2003-02-05 | 290
SONICAID | 121 | 2003-02-05 | 290
SONICAID | 121 | 2002-11-26 | 290
ACCOSON LTD | FREESTYLE | 2002-11-13 | 40
HUNTLEIGH | D920 | 2002-04-17 | 300
HUNTLEIGH | D900 | 2002-01-01 | 280
CERTIFIED | PLEASE ENTER MODEL! (880) | 2001-10-04 | 35
CERTIFIED | PLEASE ENTER MODEL! (880) | 2001-10-04 | 35
SPEMBLY | PULSAR | 2001-01-11 | 250
ACCOSON LTD | 0332-6 ANEROID DESK | 2001-01-01 | 120
NA | MEMO/GENERAL SUNDRIES | 2001-01-01 | 0
SHIRE DESIGN | FREEDOM | 2000-12-28 | 50
ACCOSON LTD | ANEROID | 1999-11-25 | 99
ACCOSON LTD | ANEROID | 1999-08-12 | 99
SPEMBLY | PULSAR | 1999-07-01 | 250
SONICAID | 121 | 1999-04-07 | 290
SONICAID | 121 | 1999-04-07 | 290
HUNTLEIGH | FD1 | 1998-01-07 | 236
SABRE SAFETY | MULTIFLOW | 1997-12-23 | 150
SONICAID | 121 | 1997-11-03 | 290
SONICAID | 121 | 1997-11-03 | 290
SONICAID | 121 | 1997-11-03 | 290
EMS | PORTABLE | 1997-08-08 | 450
LAERDAL | PLEASE ENTER MODEL! (496) | 1996-07-19 | 900
SONICAID | 121 | 1996-02-01 | 290
TELEDYNE | TED200 | 1995-04-12 | 270
SONICAID | 121 | 1995-03-24 | 290
SONICAID | 121 | 1995-02-23 | 290
NMP | ACS3X | 1994-06-24 | 50
SONICAID | 121 | 1994-04-28 | 290
SPEMBLY | PULSAR | 1994-01-01 | 250
HUNTLEIGH | FD2 | 1994-01-01 | 1000
HUNTLEIGH | D520 | 1992-01-01 | 300
HUNTLEIGH | FD1 | 1991-12-10 | 236
HUNTLEIGH | D520 | 1991-01-01 | 300
HUNTLEIGH | FD1 | 1990-12-17 | 236
HUNTLEIGH | D520 | 1989-01-01 | 300
HUNTLEIGH | D520 | 1989-01-01 | 300
PYMAH | TRIMLINE | 1989-01-01 | 35
DATEX-OHMEDA | MK3/4 | 1986-09-01 | 200
DATEX-OHMEDA | MK3/4 | 1986-09-01 | 200
DATEX-OHMEDA | SUCTION CON | 1986-09-01 | 200
ACCOSON LTD | HOSPITAL | 1979-01-01 | 35
EVERYWAY MED | TPN200 PLUS MOD N601 | 2004-10-19 | 50
EVERYWAY MED | TPN200 PLUS MOD N601 | 2004-09-29 | 50
EVERYWAY MED | TPN200 PLUS MOD N601 | 2003-01-09 | 50
EVERYWAY MED | TPN200 PLUS MOD N601 | 2003-01-09 | 50
EVERYWAY MED | TPN200 PLUS MOD N601 | 2003-01-09 | 50
EVERYWAY MED | TPN200 PLUS MOD N601 | 2003-01-09 | 50
EVERYWAY MED | TPN200 PLUS MOD N601 | 2002-12-06 | 50
THERAPY EQUIPMENT | 5270 | 2022-01-18 | 169.58
COVIDIEN UK | GENIUS 3 | 2021-08-05 | 161
ACCOSON LTD | 6 ANEROID WALL SPHYG | 2021-07-21 | 500
MUTTIY | MD-2604 | 2020-09-10 | 1057
MORTARA INST | ELI 280 | 2020-07-16 | 1500
THERAPY EQUIPMENT | DIAMOND RANGE HIGH | 2020-03-05 | 60
THERAPY EQUIPMENT | DIAMOND RANGE HIGH | 2020-03-05 | 60
THERAPY EQUIPMENT | DIAMOND RANGE HIGH | 2020-03-05 | 60
THERAPY EQUIPMENT | DIAMOND RANGE HIGH | 2020-03-05 | 60
THERAPY EQUIPMENT | DIAMOND RANGE HIGH | 2020-03-05 | 60
PHILIPS LTD | EFFICIA DFM100 | 2019-05-13 | 3699
COVIDIEN UK | GENIUS 3 | 2018-09-17 | 60
COVIDIEN UK | GENIUS 3 | 2018-09-17 | 60
COVIDIEN UK | GENIUS 3 | 2018-09-17 | 60
COVIDIEN UK | GENIUS 3 | 2018-09-17 | 60
COVIDIEN UK | GENIUS 3 | 2018-09-17 | 60
MINDRAY | VS-900 | 2018-06-22 | 1000
MINDRAY | VS-900 | 2018-06-22 | 1000
MEMO-INTERN | PMG-WGH-G-AEC | 2016-03-10 | 0
SHIRE | SA-6 | 2016-03-10 | 350
BRISTOL MAID (HOSP.M.CRAFT) | ECO35/BB | 2012-11-16 | 1000
ERESEARCH | MORTARA ELI 250 | 2011-05-06 | 3000
NA | MEMO/GENERAL SUNDRIES | 2010-10-05 | 0
PHILIPS LTD | M3000A | 2010-07-30 | 2810
PHILIPS LTD | M3000A | 2006-03-23 | 2810
F & P | MR850 | 2005-10-17 | 1000
F & P | MR850 | 2005-10-17 | 1000
F & P | MR850 | 2005-10-17 | 1000
PHILIPS LTD | M3000A | 2005-07-20 | 2810
ENERGY ACCES | SBS3002 | 2004-12-08 | 194.94
MEDIC AID | PORTANEB | 2004-04-14 | 105
SHIRE | AREA ALARM | 2003-12-01 | 350
HEINE | E7 | 2002-01-30 | 100
HEINE | E7 | 2002-01-30 | 100
EAST HEALTH | HIGH-SUCTION | 2002-01-14 | 200
EAST HEALTH | HIGH-SUCTION | 2002-01-14 | 200
EAST HEALTH | HIGH-SUCTION | 2002-01-14 | 200
EAST HEALTH | HIGH-SUCTION | 2002-01-14 | 200
EAST HEALTH | HIGH-SUCTION | 2002-01-04 | 200
EAST HEALTH | HIGH-SUCTION | 2002-01-04 | 200
EAST HEALTH | HIGH-SUCTION | 2002-01-04 | 200
EAST HEALTH | HIGH-SUCTION | 2002-01-04 | 200
EAST HEALTH | HIGH-SUCTION | 2002-01-04 | 200
PHILIPS LTD | M3000A | 2002-01-02 | 2810
PHILIPS LTD | M3000A | 2002-01-02 | 2810
PHILIPS LTD | M3000A | 2002-01-02 | 2810
NA | MEMO/GENERAL SUNDRIES | 2001-01-01 | 0
SHIRE | AREA ALARM | 2011-04-08 | 350
PHILIPS LTD | MX450 | 2022-02-08 | 3114.3
PHILIPS LTD | INTELLIVUE MMX | 2020-04-08 | 1731.82
PHILIPS LTD | INTELLIVUE X3 | 2020-04-07 | 3163.78
PHILIPS LTD | INTELLIVUE X3 | 2020-04-07 | 3163.78
PHILIPS LTD | INTELLIVUE X3 | 2020-04-07 | 3163.78
PHILIPS LTD | INTELLIVUE X3 | 2020-04-07 | 3163.78
PHILIPS LTD | INTELLIVUE X3 | 2020-04-07 | 3163.78
PHILIPS LTD | MX450 | 2020-04-06 | 3114.3
COVIDIEN UK | GENIUS 3 | 2020-03-04 | 60
PHILIPS LTD | EFFICIA DFM100 PACED | 2019-05-09 | 4629
SHIRE | AREA ALARM | 2011-04-08 | 350
RADIOMETER | ABL90 FLEX PLUS | 2022-04-13 | 13000
WELCH ALLYN | 75CE CONNEX | 2022-04-01 | 1999
WELCH ALLYN | 75CE CONNEX | 2022-02-18 | 2242
WELCH ALLYN | 75CE CONNEX | 2022-02-18 | 2242
MARSDEN | M-420 | 2022-01-11 | 250
ROCHE LTD | URISYS 1100 | 2021-11-12 | 750
WELCH ALLYN | 75CE CONNEX | 2021-09-01 | 1999
COVIDIEN UK | GENIUS 3 | 2021-08-06 | 161
COVIDIEN UK | GENIUS 3 | 2021-08-06 | 161
COVIDIEN UK | GENIUS 3 | 2021-04-08 | 161
COVIDIEN UK | GENIUS 3 | 2021-02-18 | 161
COVIDIEN UK | GENIUS 3 | 2021-02-12 | 161
COVIDIEN UK | GENIUS 3 | 2021-01-14 | 161
COVIDIEN UK | GENIUS 3 | 2020-11-27 | 161
COVIDIEN UK | GENIUS 3 | 2020-11-27 | 161
COVIDIEN UK | GENIUS 3 | 2020-11-16 | 161
COVIDIEN UK | GENIUS 3 | 2020-08-27 | 100
STRYKER | ST1-X (6300-000-200) | 2020-08-26 | 2246.75
PHILIPS LTD | INNOSPIRE DELUXE | 2020-07-20 | 100
PHILIPS LTD | INNOSPIRE DELUXE | 2020-07-20 | 100
PHILIPS LTD | INNOSPIRE DELUXE | 2020-07-20 | 100
PHILIPS LTD | INNOSPIRE DELUXE | 2020-07-20 | 100
PHILIPS LTD | INNOSPIRE DELUXE | 2020-07-20 | 100
PHILIPS LTD | INNOSPIRE DELUXE | 2020-07-20 | 100
MORTARA INST | ELI 280 | 2020-07-16 | 1500
MORTARA INST | ELI 280 | 2020-07-16 | 1500
COVIDIEN UK | GENIUS 3 | 2020-07-01 | 60
COVIDIEN UK | GENIUS 3 | 2020-06-30 | 161
COVIDIEN UK | GENIUS 3 | 2020-06-30 | 161
COVIDIEN UK | GENIUS 3 | 2020-06-30 | 161
COVIDIEN UK | GENIUS 3 | 2020-06-30 | 161
COVIDIEN UK | GENIUS 3 | 2020-06-30 | 161
VERATHON MEDICAL INC | PRIME PLUS | 2020-05-11 | 6247
VERATHON MEDICAL INC | PRIME PLUS | 2020-05-11 | 6247
PHILIPS LTD | TC30 | 2020-05-05 | 4000
STRYKER | 1105 | 2020-05-04 | 4780.62
STRYKER | 1105 | 2020-05-04 | 4780.62
STRYKER | 1105 | 2020-05-04 | 4780.62
STRYKER | 1105 | 2020-05-04 | 4780.62
PHILIPS LTD | TC30 | 2020-05-01 | 3696
PHILIPS LTD | INTELLIVUE MMX | 2020-04-08 | 1731.82
PHILIPS LTD | INTELLIVUE MMX | 2020-04-08 | 1731.82
PHILIPS LTD | INTELLIVUE MMX | 2020-04-08 | 1731.82
PHILIPS LTD | INTELLIVUE MMX | 2020-04-08 | 1731.82
PHILIPS LTD | INTELLIVUE MMX | 2020-04-08 | 1731.82
PHILIPS LTD | INTELLIVUE MMX | 2020-04-08 | 1731.82
PHILIPS LTD | INTELLIVUE MMX | 2020-04-08 | 1731.82
PHILIPS LTD | INTELLIVUE MMX | 2020-04-08 | 1731.82
PHILIPS LTD | INTELLIVUE X3 | 2020-04-07 | 3163.78
PHILIPS LTD | INTELLIVUE X3 | 2020-04-07 | 3163.78
PHILIPS LTD | INTELLIVUE X3 | 2020-04-07 | 3163.78
PHILIPS LTD | INTELLIVUE X3 | 2020-04-07 | 3163.78
PHILIPS LTD | INTELLIVUE X3 | 2020-04-07 | 3163.78
PHILIPS LTD | INTELLIVUE X3 | 2020-04-07 | 3163.78
PHILIPS LTD | 867041 B06 | 2020-04-07 | 1598
PHILIPS LTD | 867041 B06 | 2020-04-07 | 1598
PHILIPS LTD | 867041 B06 | 2020-04-07 | 1598
PHILIPS LTD | 867041 B06 | 2020-04-07 | 1598
PHILIPS LTD | MX450 | 2020-04-06 | 3114.3
PHILIPS LTD | MX450 | 2020-04-06 | 3114.3
PHILIPS LTD | MX450 | 2020-04-06 | 3114.3
PHILIPS LTD | MX450 | 2020-04-06 | 3114.3
PHILIPS LTD | MX450 | 2020-04-06 | 3114.3
PHILIPS LTD | MX450 | 2020-04-06 | 3114.3
PHILIPS LTD | MX450 | 2020-04-06 | 3114.3
PHILIPS LTD | MX450 | 2020-04-06 | 3114.3
PHILIPS LTD | MX450 | 2020-04-06 | 3114.3
PHILIPS LTD | MX450 | 2020-04-06 | 3114.3
PHILIPS LTD | MX550 | 2020-04-06 | 3855
PHILIPS LTD | MX550 | 2020-04-06 | 3855
PHILIPS LTD | MX550 | 2020-04-06 | 3855
PHILIPS LTD | MX550 | 2020-04-06 | 3855
COVIDIEN UK | GENIUS 3 | 2020-03-30 | 60
COVIDIEN UK | GENIUS 3 | 2020-03-30 | 60
COVIDIEN UK | GENIUS 3 | 2020-03-30 | 60
COVIDIEN UK | GENIUS 3 | 2020-03-30 | 60
COVIDIEN UK | GENIUS 3 | 2020-03-30 | 60
GE LIMITED | VENUE R2.5 | 2020-03-24 | 37450
FRESENIUS KABI | AGILIA VP MC WIFI GB | 2020-03-04 | 300
COVIDIEN UK | GENIUS 3 | 2020-03-04 | 60
COVIDIEN UK | GENIUS 3 | 2020-03-04 | 60
FRESENIUS KABI | AGILIA VP MC WIFI GB | 2020-03-03 | 300
FRESENIUS KABI | AGILIA VP MC WIFI GB | 2020-03-03 | 300
FRESENIUS KABI | AGILIA VP MC WIFI GB | 2020-03-03 | 300
FRESENIUS KABI | AGILIA VP MC WIFI GB | 2020-03-03 | 300
FRESENIUS KABI | AGILIA VP MC WIFI GB | 2020-03-03 | 300
FRESENIUS KABI | AGILIA VP MC WIFI GB | 2020-03-03 | 300
FRESENIUS KABI | AGILIA VP MC WIFI GB | 2020-03-03 | 300
FRESENIUS KABI | AGILIA VP MC WIFI GB | 2020-03-03 | 300
FRESENIUS KABI | AGILIA VP MC WIFI GB | 2020-03-03 | 300
FRESENIUS KABI | AGILIA VP MC WIFI GB | 2020-03-03 | 300
FRESENIUS KABI | AGILIA VP MC WIFI GB | 2020-03-03 | 300
FRESENIUS KABI | AGILIA VP MC WIFI GB | 2020-03-03 | 300
FRESENIUS KABI | AGILIA VP MC WIFI GB | 2020-03-03 | 300
FRESENIUS KABI | AGILIA VP MC WIFI GB | 2020-03-03 | 300
FRESENIUS KABI | AGILIA VP MC WIFI GB | 2020-03-03 | 300
FRESENIUS KABI | AGILIA VP MC WIFI GB | 2020-03-03 | 300
FRESENIUS KABI | AGILIA VP MC WIFI GB | 2020-03-03 | 300
FRESENIUS KABI | AGILIA VP MC WIFI GB | 2020-03-03 | 300
FRESENIUS KABI | AGILIA VP MC WIFI GB | 2020-03-03 | 300
FRESENIUS KABI | AGILIA VP MC WIFI GB | 2020-03-03 | 300
FRESENIUS KABI | AGILIA VP MC WIFI GB | 2020-03-03 | 300
FRESENIUS KABI | AGILIA VP MC WIFI GB | 2020-03-03 | 300
FRESENIUS KABI | AGILIA VP MC WIFI GB | 2020-03-03 | 300
FRESENIUS KABI | AGILIA VP MC WIFI GB | 2020-03-03 | 300
FRESENIUS KABI | AGILIA SP MC WIFI | 2020-03-02 | 300
FRESENIUS KABI | AGILIA SP MC WIFI | 2020-03-02 | 300
FRESENIUS KABI | AGILIA SP MC WIFI | 2020-03-02 | 300
FRESENIUS KABI | AGILIA SP MC WIFI | 2020-03-02 | 300
FRESENIUS KABI | AGILIA SP MC WIFI | 2020-03-02 | 300
FRESENIUS KABI | AGILIA SP MC WIFI | 2020-03-02 | 300
FRESENIUS KABI | AGILIA SP MC WIFI | 2020-03-02 | 300
FRESENIUS KABI | AGILIA SP MC WIFI | 2020-03-02 | 300
FRESENIUS KABI | AGILIA SP MC WIFI | 2020-03-02 | 300
FRESENIUS KABI | AGILIA SP MC WIFI | 2020-03-02 | 300
FRESENIUS KABI | AGILIA SP MC WIFI | 2020-03-02 | 300
FRESENIUS KABI | AGILIA SP MC WIFI | 2020-03-02 | 300
FRESENIUS KABI | AGILIA SP MC WIFI | 2020-03-02 | 300
FRESENIUS KABI | AGILIA SP MC WIFI | 2020-03-02 | 300
FRESENIUS KABI | AGILIA SP MC WIFI | 2020-03-02 | 300
FRESENIUS KABI | AGILIA SP MC WIFI | 2020-03-02 | 300
FRESENIUS KABI | AGILIA SP MC WIFI | 2020-03-02 | 300
FRESENIUS KABI | AGILIA SP MC WIFI | 2020-03-02 | 300
FRESENIUS KABI | AGILIA SP MC WIFI | 2020-03-02 | 300
FRESENIUS KABI | AGILIA SP MC WIFI | 2020-03-02 | 300
FRESENIUS KABI | AGILIA SP MC WIFI | 2020-03-02 | 300
FRESENIUS KABI | AGILIA SP MC WIFI | 2020-03-02 | 300
FRESENIUS KABI | AGILIA SP MC WIFI | 2020-03-02 | 300
FRESENIUS KABI | AGILIA SP MC WIFI | 2020-03-02 | 300
FRESENIUS KABI | AGILIA SP MC WIFI | 2020-03-02 | 300
FRESENIUS KABI | AGILIA SP MC WIFI | 2020-03-02 | 300
THERAPY EQUIPMENT | DIAMOND RANGE HIGH | 2019-08-16 | 90
PHILIPS LTD | EFFICIA DFM100 | 2019-05-13 | 3699
PHILIPS LTD | EFFICIA DFM100 | 2019-05-13 | 3699
PHILIPS LTD | EFFICIA DFM100 | 2019-05-13 | 3699
PHILIPS LTD | EFFICIA DFM100 | 2019-05-13 | 3699
COVIDIEN UK | GENIUS 3 | 2018-09-17 | 60
COVIDIEN UK | GENIUS 3 | 2018-09-17 | 60
COVIDIEN UK | GENIUS 3 | 2018-09-17 | 60
COVIDIEN UK | GENIUS 3 | 2018-09-17 | 60
COVIDIEN UK | GENIUS 3 | 2018-09-17 | 60
COVIDIEN UK | GENIUS 3 | 2018-09-17 | 60
COVIDIEN UK | GENIUS 3 | 2018-09-17 | 60
COVIDIEN UK | GENIUS 3 | 2018-09-17 | 60
COVIDIEN UK | GENIUS 3 | 2018-09-17 | 60
COVIDIEN UK | GENIUS 3 | 2018-09-17 | 60
PHILIPS LTD | INTELLIVUE X3 | 2018-08-22 | 4000
PHILIPS LTD | INTELLIVUE X3 | 2018-08-22 | 4000
F & P | AIRVO 2 | 2018-07-16 | 1100
DOHERTY | PLE02/FR/A2 3 SECTION COUCH | 2018-04-10 | 0
DOHERTY | PLE02/FR/A2 3 SECTION COUCH | 2018-04-10 | 0
DOHERTY | PLE02/FR/A2 3 SECTION COUCH | 2018-04-10 | 0
DOHERTY | PLE02/FR/A2 3 SECTION COUCH | 2018-04-10 | 0
DOHERTY | PLE02/FR/A2 3 SECTION COUCH | 2018-04-10 | 0
DOHERTY | PLE02/FR/A2 3 SECTION COUCH | 2018-04-10 | 0
THERAPY EQUIPMENT | DIAMOND RANGE HIGH | 2018-04-03 | 80
THERAPY EQUIPMENT | DIAMOND RANGE HIGH | 2018-04-03 | 80
THERAPY EQUIPMENT | DIAMOND RANGE HIGH | 2018-04-03 | 80
THERAPY EQUIPMENT | DIAMOND RANGE HIGH | 2018-04-03 | 80
THERAPY EQUIPMENT | DIAMOND RANGE HIGH | 2018-04-03 | 80
THERAPY EQUIPMENT | DIAMOND RANGE HIGH | 2018-04-03 | 80
F & P | AIRVO 2 | 2018-02-26 | 1100
THERAPY EQUIPMENT | DIAMOND RANGE HIGH | 2017-12-14 | 80
MINDRAY | VS-900 | 2017-08-22 | 1000
MEDI-PLINTH | DC03E | 2017-08-08 | 600
STRYKER | 1105 | 2017-06-05 | 3400
STRYKER | 1105 | 2017-06-05 | 3400
STRYKER | 1105 | 2017-06-05 | 3400
STRYKER | 1105 | 2017-06-05 | 3400
STRYKER | 1105 | 2017-06-05 | 3400
STRYKER | 1105 | 2017-06-05 | 3400
F & P | 9001W130E | 2017-05-02 | 6000
WELCH ALLYN | 767 DIAGNOSTIC SYSTEM | 2016-11-28 | 500
COVIDIEN UK | FILAC 3000 | 2016-11-21 | 200
COVIDIEN UK | FILAC 3000 | 2016-11-21 | 200
MINDRAY | VS-900 | 2016-10-19 | 1000
MINDRAY | VS-900 | 2016-10-19 | 1000
3M HEALTH C | 775 BAIR HUGGER | 2016-07-01 | 1000
3M HEALTH C | 775 BAIR HUGGER | 2016-07-01 | 1000
RESPIRONICS | V60 | 2016-05-27 | 11541.53
RESPIRONICS | V60 | 2016-05-27 | 11541.53
INNOVATE | AMG106700 | 2015-12-18 | 40
STRYKER | 1105 | 2015-03-30 | 4040
STRYKER | 1105 | 2015-03-20 | 4040
STRYKER | 1105 | 2015-03-20 | 4040
STRYKER | 1105 | 2015-03-20 | 4040
STRYKER | 1105 | 2015-03-20 | 4040
STRYKER | 1105 | 2015-03-20 | 4040
MARSDEN | MS-4202L | 2015-02-10 | 400
MEDI-PLINTH | DC03E | 2015-02-08 | 600
VERNACARE | 599ZS001 | 2015-02-02 | 45
WELCH ALLYN | GS777 | 2015-01-15 | 500
DRAEGER | OXYLOG 3000 PLUS | 2014-10-30 | 12318
MORTARA INST | ELI 250C | 2014-08-20 | 3000
AIRCRAFT MEDICAL | MCGRATH MAC | 2014-06-09 | 1500
STRYKER | 1105 | 2014-05-20 | 2500
PHILIPS LTD | M3002A-X2 | 2014-05-19 | 3000
MARSDEN | MS-4201 | 2014-02-10 | 400
COVIDIEN UK | FILAC 3000 | 2014-01-30 | 100
COVIDIEN UK | FILAC 3000 | 2014-01-30 | 100
STRYKER | 1105 | 2013-11-28 | 4040
STRYKER | 1105 | 2013-11-28 | 4040
STRYKER | 1105 | 2013-11-28 | 4040
STRYKER | 1105 | 2013-11-28 | 4040
STRYKER | 1105 | 2013-11-28 | 4040
STRYKER | 1105 | 2013-11-28 | 4040
STRYKER | 1105 | 2013-11-28 | 4040
STRYKER | 1105 | 2013-11-28 | 4040
STRYKER | 1105 | 2013-11-28 | 4040
STRYKER | 1105 | 2013-11-28 | 4040
STRYKER | 1105 | 2013-11-28 | 4040
PHILIPS LTD | M8004A | 2013-06-12 | 6500
PHILIPS LTD | M3002A-X2 | 2013-05-03 | 2500
PHILIPS LTD | M3002A-X2 | 2013-05-03 | 2500
BRISTOL MAID (HOSP.M.CRAFT) | ECO35/BB | 2013-04-26 | 1000
PHILIPS LTD | M3000A | 2013-01-30 | 2810
LIKO | LIKORALL 250 ES | 2012-05-08 | 6500
LIKO | LIKORALL 250 ES | 2012-05-08 | 6500
PHILIPS LTD | M3015A | 2012-01-01 | 2800
SKF SERVICES | SKF 3000 | 2011-09-06 | 2000
KEELER | SL33ZOOM | 2011-09-06 | 6000
ERESEARCH | MORTARA ELI 250 | 2011-05-06 | 3000
SHIRE | AREA ALARM | 2011-04-08 | 350
SHIRE | AREA ALARM | 2011-04-08 | 350
SHIRE | AREA ALARM | 2011-04-08 | 350
SHIRE | AREA ALARM | 2011-04-08 | 350
SHIRE | AREA ALARM | 2011-04-08 | 350
THERAPY EQUIPMENT | DIAMOND RANGE HIGH | 2011-03-24 | 80
THERAPY EQUIPMENT | DIAMOND RANGE HIGH | 2011-03-24 | 80
THERAPY EQUIPMENT | DIAMOND RANGE HIGH | 2011-03-24 | 80
THERAPY EQUIPMENT | DIAMOND RANGE HIGH | 2011-03-24 | 80
THERAPY EQUIPMENT | DIAMOND RANGE HIGH | 2011-03-24 | 80
THERAPY EQUIPMENT | DIAMOND RANGE HIGH | 2011-03-24 | 80
THERAPY EQUIPMENT | DIAMOND RANGE HIGH | 2011-03-24 | 80
THERAPY EQUIPMENT | DIAMOND RANGE HIGH | 2011-03-24 | 80
THERAPY EQUIPMENT | DIAMOND RANGE HIGH | 2011-03-17 | 80
THERAPY EQUIPMENT | DIAMOND RANGE HIGH | 2011-03-17 | 80
THERAPY EQUIPMENT | DIAMOND RANGE HIGH | 2011-03-17 | 80
THERAPY EQUIPMENT | DIAMOND RANGE HIGH | 2011-03-17 | 80
THERAPY EQUIPMENT | DIAMOND RANGE HIGH | 2011-03-17 | 80
THERAPY EQUIPMENT | DIAMOND RANGE HIGH | 2011-03-17 | 80
THERAPY EQUIPMENT | DIAMOND RANGE HIGH | 2011-03-17 | 80
THERAPY EQUIPMENT | DIAMOND RANGE HIGH | 2011-03-17 | 80
THERAPY EQUIPMENT | DIAMOND RANGE HIGH | 2011-03-17 | 80
THERAPY EQUIPMENT | DIAMOND RANGE HIGH | 2011-03-17 | 80
THERAPY EQUIPMENT | DIAMOND RANGE HIGH | 2011-03-17 | 80
THERAPY EQUIPMENT | DIAMOND RANGE HIGH | 2011-03-17 | 80
THERAPY EQUIPMENT | DIAMOND RANGE HIGH | 2011-03-17 | 80
PHILIPS LTD | M3002A-X2 | 2011-03-16 | 2500
PHILIPS LTD | M8004A | 2011-03-16 | 6500
PHILIPS LTD | M8004A | 2011-03-16 | 6500
PHILIPS LTD | M8004A | 2011-03-15 | 6500
AKRON | MERIT 2 MODEL 2221 | 2011-02-07 | 800
HILL-ROM | TRANSTAR | 2010-06-07 | 2901
THERAPY EQUIPMENT | DIAMOND RANGE HIGH | 2010-04-13 | 139
THERAPY EQUIPMENT | DIAMOND RANGE HIGH | 2010-04-13 | 139
THERAPY EQUIPMENT | DIAMOND RANGE HIGH | 2010-04-13 | 139
THERAPY EQUIPMENT | DIAMOND RANGE HIGH | 2010-04-13 | 139
SPEIDEL & KE | MAXI STABIL 3 | 2010-04-12 | 120
THERAPY EQUIPMENT | DIAMOND RANGE HIGH | 2010-04-08 | 139
THERAPY EQUIPMENT | DIAMOND RANGE HIGH | 2010-04-08 | 139
THERAPY EQUIPMENT | DIAMOND RANGE HIGH | 2010-04-08 | 139
THERAPY EQUIPMENT | DIAMOND RANGE HIGH | 2010-04-08 | 139
THERAPY EQUIPMENT | DIAMOND RANGE HIGH | 2010-04-08 | 139
THERAPY EQUIPMENT | DIAMOND RANGE HIGH | 2010-04-08 | 139
THERAPY EQUIPMENT | DIAMOND RANGE HIGH | 2010-04-08 | 139
THERAPY EQUIPMENT | DIAMOND RANGE HIGH | 2010-04-08 | 139
THERAPY EQUIPMENT | DIAMOND RANGE HIGH | 2010-04-08 | 139
THERAPY EQUIPMENT | DIAMOND RANGE HIGH | 2010-04-08 | 139
THERAPY EQUIPMENT | DIAMOND RANGE HIGH | 2010-04-08 | 139
PHILIPS LTD | M3015A | 2010-03-30 | 2800
PHILIPS LTD | M3002A-X2 | 2010-03-30 | 2500
LAERDAL | LSU-2 | 2010-03-09 | 680
LAERDAL | LSU-2 | 2010-03-09 | 680
WELCH ALLYN | 53N00 (VSM 300) | 2009-12-21 | 2250
WELCH ALLYN | 53N00 (VSM 300) | 2009-11-10 | 995
WELCH ALLYN | 53N00 (VSM 300) | 2009-11-10 | 995
VYGON UK LTD | BOUSSIGNAC | 2009-10-30 | 400
SECA | 761 | 2009-08-10 | 65
WELCH ALLYN | 53N00 (VSM 300) | 2009-04-01 | 2250
WELCH ALLYN | 767 DIAGNOSTIC SYSTEM | 2009-03-24 | 1000
WELCH ALLYN | 767 DIAGNOSTIC SYSTEM | 2009-03-24 | 1000
E.BIEGLER | 685L | 2009-02-06 | 1895
THERAPY EQUIPMENT | DIAMOND RANGE HIGH | 2009-01-30 | 139
THERAPY EQUIPMENT | DIAMOND RANGE HIGH | 2009-01-30 | 139
THERAPY EQUIPMENT | DIAMOND RANGE HIGH | 2009-01-22 | 139
THERAPY EQUIPMENT | DIAMOND RANGE HIGH | 2009-01-22 | 139
THERAPY EQUIPMENT | DIAMOND RANGE HIGH | 2009-01-22 | 139
THERAPY EQUIPMENT | DIAMOND RANGE HIGH | 2009-01-20 | 139
LABNET INTER | I5110-230 | 2008-06-02 | 185
MCUBE TECHNO | BIOCON-500 | 2008-05-22 | 5026.25
ARIZANT UK | 505 | 2008-05-22 | 1700
PHILIPS LTD | M3000A | 2008-05-13 | 2810
AZTEC MEDICA | GEMII | 2008-05-06 | 100
THERAPY EQUIPMENT | ENTONOX | 2008-04-18 | 450
WELCH ALLYN | 767 DIAGNOSTIC SYSTEM | 2008-03-19 | 500
ARJO HUNTLEIGH | 24V BATTERY | 2008-03-04 | 128.54
PHILIPS LTD | M3001A | 2008-01-16 | 2810
EAST HEALTH | HIGH-SUCTION | 2007-04-11 | 56
ARIZANT UK | 505 | 2006-12-20 | 1700
MCUBE TECHNO | BIOCON-500 | 2006-11-02 | 5026.25
THERAPY EQUIPMENT | ENTONOX | 2006-09-15 | 182.5
WELCH ALLYN | 20504S LUMIVIEW | 2005-11-24 | 545.74
SECA | 778 | 2005-08-01 | 300
PHILIPS LTD | M8002A | 2005-06-13 | 6730.75
WELCH ALLYN | 767 DIAGNOSTIC SYSTEM | 2005-05-05 | 500
WELCH ALLYN | 767 DIAGNOSTIC SYSTEM | 2004-08-20 | 500
WELCH ALLYN | 767 DIAGNOSTIC SYSTEM | 2004-08-20 | 500
HILL-ROM | TRANSTAR | 2004-08-19 | 2901
PHILIPS LTD | M3001A | 2004-06-01 | 2810
WELCH ALLYN | 48744 | 2004-05-12 | 500
EAST HEALTH | HIGH-SUCTION | 2004-03-10 | 89
EAST HEALTH | HIGH-SUCTION | 2004-03-10 | 89
EAST HEALTH | HIGH-SUCTION | 2004-03-10 | 89
EAST HEALTH | HIGH-SUCTION | 2004-03-10 | 89
EAST HEALTH | HIGH-SUCTION | 2004-03-10 | 89
LAERDAL | LSU-2 | 2004-03-01 | 680
LEVEL 1 TECH | HL90 | 2004-01-22 | 3500
EAST HEALTH | HIGH-SUCTION | 2004-01-09 | 200
PNEUPAC LTD | VENTIPAC 200D | 2004-01-01 | 3000
LAERDAL | LSU-2 | 2003-12-29 | 680
EAST HEALTH | HIGH-SUCTION | 2003-11-17 | 200
WELCH ALLYN | 767 DIAGNOSTIC SYSTEM | 2002-08-19 | 500
MEC CO. LTD | GASS4 BULLNOSE | 2002-03-18 | 60
MEC CO. LTD | GASS4 BULLNOSE | 2002-01-25 | 60
PHILIPS LTD | M3046A | 2002-01-02 | 6142.36
MEC CO. LTD | GASS4 BULLNOSE | 2001-08-02 | 60
NA | MEMO/GENERAL SUNDRIES | 2001-01-01 | 0
SCIMED | HANDYDOP | 2000-03-08 | 600
SCIMED | PLEASE ENTER MODEL! (841) | 2000-03-08 | 600
HNE | 157000 | 1999-03-26 | 1369
NORGREN MART | 20AG/4G | 1998-07-08 | 550
WELCH ALLYN | 767 DIAGNOSTIC SYSTEM | 1997-01-23 | 500
WELCH ALLYN | 767 DIAGNOSTIC SYSTEM | 1997-01-23 | 500
WELCH ALLYN | 767 DIAGNOSTIC SYSTEM | 1997-01-23 | 500
WELCH ALLYN | 767 DIAGNOSTIC SYSTEM | 1997-01-23 | 500
WELCH ALLYN | 767 DIAGNOSTIC SYSTEM | 1997-01-23 | 500
WELCH ALLYN | 767 DIAGNOSTIC SYSTEM | 1997-01-23 | 500
WELCH ALLYN | 767 DIAGNOSTIC SYSTEM | 1997-01-23 | 500
WELCH ALLYN | 767 DIAGNOSTIC SYSTEM | 1997-01-23 | 500
EAST HEALTH | HIGH-SUCTION | 1997-01-01 | 200
EAST HEALTH | HIGH-SUCTION | 1997-01-01 | 200
EAST HEALTH | HIGH-SUCTION | 1997-01-01 | 200
WELCH ALLYN | 767 DIAGNOSTIC SYSTEM | 1995-02-01 | 500
GE LIMITED | PLEASE ENTER MODEL! (36) | 1995-01-01 | 300
KEELER | 1941-P2467 | 1992-01-01 | 200
DATEX-OHMEDA | SUCTION CON | 1986-09-01 | 200
NORGREN MART | 20AG/4G | 2003-12-01 | 550
NORGREN MART | 20AG/4G | 2018-06-27 | 750
NORGREN MART | 20AG/4G | 2003-12-01 | 550
RENFERT | MT PLUS | 2021-09-10 | 0
RENFERT | MT PLUS | 2018-03-14 | 1310
RENFERT | MT PLUS | 2018-03-14 | 1310
DENTSPLY LTD | TRIAD2000 | 2017-07-13 | 2200
DREVE | DRUFOSMART | 2017-01-09 | 1500
KAVO | TLC 4955 | 2016-08-22 | 767
KAVO | 4911 | 2016-08-22 | 767
KAVO | 4911 | 2016-08-22 | 767
KAVO | TLC 4955 | 2016-08-22 | 767
KAVO | 4911 | 2016-08-22 | 767
KAVO | TLC 4955 | 2016-08-22 | 767
KAVO | 4911 | 2016-08-22 | 767
KAVO | TLC 4955 | 2016-08-22 | 767
KAVO | 4911 | 2016-08-22 | 767
KAVO | TLC 4955 | 2016-08-22 | 767
KAVO | 4911 | 2016-08-22 | 767
KAVO | TLC 4955 | 2016-08-22 | 767
KAVO | 4911 | 2016-08-22 | 767
KAVO | TLC 4955 | 2016-08-22 | 767
KAVO | 4911 | 2016-08-22 | 767
KAVO | TLC 4955 | 2016-08-22 | 767
KAVO | 4911 | 2016-08-22 | 767
KAVO | TLC 4955 | 2016-08-22 | 767
KAVO | 4911 | 2016-08-22 | 767
KAVO | TLC 4955 | 2016-08-22 | 767
KAVO | 4911 | 2016-08-22 | 767
KAVO | TLC 4955 | 2016-08-22 | 767
GRANT INSTRUMENTS | JB2 | 2015-01-21 | 300
KAVO | K5 MODEL 4911 | 2011-03-07 | 800
SILFRADENT | BENCH PRESS | 2010-11-11 | 600
CARLO DE GIO | SHAKER 6 | 2010-04-15 | 250
CARLO DE GIO | SHAKER 6 | 2010-04-15 | 250
DREVE | LABORMAT | 2010-04-15 | 2300
CARLO DE GIO | SHAKER 6 | 2010-04-13 | 250
MESTRA | 080500(POLISHER) | 2010-04-13 | 2300
GRANT INSTRUMENTS | J B AQUA 25 | 2010-04-13 | 200
RENFERT | MT PLUS | 2010-03-23 | 1100
DENTAURUM | POLYCLAV | 2010-03-22 | 250
DENTAURUM | POLYCLAV | 2010-03-22 | 250
DENTAURUM | POLYCLAV | 2010-03-22 | 250
DENTSPLY LTD | TRIAD2000(DUPLICATE) | 2010-03-22 | 499
LABCAIRE SYS | SPECIAL DOWNFLOW BEN | 2010-01-20 | 6000
ERIO | DEPUR/S | 2007-04-12 | 600
ERIO | DEPUR/S | 2007-04-12 | 600
DENTALFORM | EXPORT 2 | 2007-04-03 | 300
DENTALFORM | EXPORT 2 | 2007-04-03 | 300
RENFERT | TWISTER EVOLUTION | 2007-03-29 | 965
ECLIPSE | MULTICURE | 2006-11-09 | 1000
SILFRADENT | BENCH PRESS | 2006-11-02 | 600
DENTSPLY LTD | TRIAD2000(DUPLICATE) | 2006-11-02 | 499
SILFRADENT | BENCH PRESS | 2006-11-02 | 600
SILVERTREE | GB100 | 2006-10-19 | 314
SILVERTREE | GB100 | 2006-10-19 | 314
SILVERTREE | GB100 | 2006-10-19 | 314
SILVERTREE | GB100 | 2006-10-19 | 314
DENTAURUM | POLYCLAV | 2006-10-19 | 200
DENTAURUM | POLYCLAV | 2006-10-19 | 200
GRANT INSTRUMENTS | SUB 28 | 2006-10-19 | 500
WEHMER | W108 | 2006-10-16 | 1200
KAVO | K9 TYPE 950 | 2006-10-06 | 500
INTERLAB PRO | WHW EXTRACTION DRAW | 2006-08-28 | 500
INTERLAB PRO | WHW EXTRACTION DRAW | 2006-08-28 | 500
INTERLAB PRO | WHW EXTRACTION DRAW | 2006-08-28 | 500
INTERLAB PRO | WHW EXTRACTION DRAW | 2006-08-28 | 500
INTERLAB PRO | WHW EXTRACTION DRAW | 2006-08-28 | 500
INTERLAB PRO | WHW EXTRACTION DRAW | 2006-08-28 | 500
INTERLAB PRO | WHW EXTRACTION DRAW | 2006-08-28 | 500
INTERLAB PRO | WHW EXTRACTION DRAW | 2006-08-28 | 500
INTERLAB PRO | WHW EXTRACTION DRAW | 2006-08-28 | 500
INTERLAB PRO | WHW EXTRACTION DRAW | 2006-08-28 | 500
INTERLAB PRO | WHW EXTRACTION DRAW | 2006-08-28 | 500
INTERLAB PRO | WHW EXTRACTION DRAW | 2006-08-28 | 500
INTERLAB PRO | WHW EXTRACTION DRAW | 2006-08-28 | 500
INTERLAB PRO | WHW EXTRACTION DRAW | 2006-08-28 | 500
INTERLAB PRO | WHW EXTRACTION DRAW | 2006-08-28 | 500
INTERLAB PRO | WHW EXTRACTION DRAW | 2006-08-28 | 500
INTERLAB PRO | WHW EXTRACTION DRAW | 2006-08-28 | 500
INTERLAB PRO | WHW EXTRACTION DRAW | 2006-08-28 | 500
INTERLAB PRO | WHW EXTRACTION DRAW | 2006-08-28 | 500
INTERLAB PRO | WHW EXTRACTION DRAW | 2006-08-28 | 500
INTERLAB PRO | WHW EXTRACTION DRAW | 2006-08-28 | 500
INTERLAB PRO | WHW EXTRACTION DRAW | 2006-08-28 | 500
INTERLAB PRO | WHW EXTRACTION DRAW | 2006-08-28 | 500
INTERLAB PRO | WHW EXTRACTION DRAW | 2006-08-28 | 500
INTERLAB PRO | WHW EXTRACTION DRAW | 2006-08-28 | 500
INTERLAB PRO | WHW EXTRACTION DRAW | 2006-08-28 | 500
INTERLAB PRO | WHW EXTRACTION DRAW | 2006-08-28 | 500
INTERLAB PRO | WHW EXTRACTION DRAW | 2006-08-28 | 500
INTERLAB PRO | WHW EXTRACTION DRAW | 2006-08-28 | 500
INTERLAB PRO | WHW EXTRACTION DRAW | 2006-08-28 | 500
INTERLAB PRO | WHW EXTRACTION DRAW | 2006-08-28 | 500
INTERLAB PRO | WHW EXTRACTION DRAW | 2006-08-28 | 500
INTERLAB PRO | WHW EXTRACTION DRAW | 2006-08-28 | 500
INTERLAB PRO | WHW EXTRACTION DRAW | 2006-08-28 | 500
INTERLAB PRO | WHW EXTRACTION DRAW | 2006-08-28 | 500
INTERLAB PRO | WHW EXTRACTION DRAW | 2006-08-28 | 500
INTERLAB PRO | WHW EXTRACTION DRAW | 2006-08-28 | 500
INTERLAB PRO | WHW EXTRACTION DRAW | 2006-08-28 | 500
INTERLAB PRO | WHW EXTRACTION DRAW | 2006-08-28 | 500
INTERLAB PRO | WHW EXTRACTION DRAW | 2006-08-28 | 500
INTERLAB PRO | WHW EXTRACTION DRAW | 2006-08-28 | 500
INTERLAB PRO | WHW EXTRACTION DRAW | 2006-08-28 | 500
KAVO | K9 TYPE 950 | 2004-11-26 | 500
KAVO | K9 TYPE 950 | 2004-06-28 | 500
BIOSTAT | VIBRATOR | 2004-02-18 | 290
BIOSTAT | VIBRATOR | 2004-02-18 | 290
KAVO | K9 TYPE 950 | 2003-03-21 | 500
DREVE | LABROMAT-SD | 2002-09-17 | 2500
BEGO | GELOVIT | 2002-08-22 | 1348.43
BEGO | GELOVIT | 2002-08-22 | 1348.43
BEGO | GELOVIT | 2002-08-22 | 1348.43
BURCO | F33L | 2002-08-20 | 80
KAVO | K9 TYPE 950 | 2002-04-25 | 500
W&H UK LTD | MF-PERFECTA 9978 | 2001-07-11 | 650
W&H UK LTD | MF-PERFECTA 9978 | 2001-07-11 | 650
W&H UK LTD | MF-PERFECTA 9978 | 2001-07-11 | 650
W&H UK LTD | MF-PERFECTA 9978 | 2000-08-03 | 650
W&H UK LTD | MF-PERFECTA 9978 | 2000-08-03 | 650
W&H UK LTD | MF-PERFECTA 9978 | 2000-08-03 | 650
W&H UK LTD | MF-PERFECTA 9978 | 2000-08-03 | 650
W&H UK LTD | PERFECTA | 2000-08-03 | 550
W&H UK LTD | PERFECTA | 2000-08-03 | 550
W&H UK LTD | PERFECTA | 2000-08-03 | 550
W&H UK LTD | PERFECTA | 2000-08-03 | 550
W&H UK LTD | PERFECTA | 2000-08-03 | 550
W&H UK LTD | MF-PERFECTA 9978 | 2000-08-03 | 650
W&H UK LTD | PERFECTA | 2000-08-03 | 550
DENTAURUM | POLYCLAV | 2000-05-09 | 153
W&H UK LTD | PERFECTA | 2000-01-27 | 550
SIMED | VIBRO12 | 1998-09-18 | 265
W&H UK LTD | MF-PERFECTA 9978 | 1998-08-18 | 650
W&H UK LTD | MF-PERFECTA 9978 | 1998-08-18 | 650
W&H UK LTD | MF-PERFECTA 9978 | 1998-08-18 | 650
W&H UK LTD | MF-PERFECTA 9978 | 1998-08-18 | 650
W&H UK LTD | MF-PERFECTA 9978 | 1998-08-18 | 650
W&H UK LTD | MF-PERFECTA 9978 | 1998-08-18 | 650
W&H UK LTD | MF-PERFECTA 9978 | 1998-08-18 | 650
W&H UK LTD | MF-PERFECTA 9978 | 1998-08-18 | 650
W&H UK LTD | MF-PERFECTA 9978 | 1998-08-18 | 650
W&H UK LTD | MF-PERFECTA 9978 | 1998-08-18 | 650
W&H UK LTD | MF-PERFECTA 9978 | 1998-08-18 | 650
W&H UK LTD | MF-PERFECTA 9978 | 1998-08-18 | 650
W&H UK LTD | PERFECTA | 1998-08-01 | 550
W&H UK LTD | PERFECTA | 1998-08-01 | 550
W&H UK LTD | PERFECTA | 1998-08-01 | 550
W&H UK LTD | PERFECTA | 1998-08-01 | 550
W&H UK LTD | PERFECTA | 1998-08-01 | 550
W&H UK LTD | PERFECTA | 1998-08-01 | 550
W&H UK LTD | PERFECTA | 1998-08-01 | 550
W&H UK LTD | PERFECTA | 1998-08-01 | 550
W&H UK LTD | PERFECTA | 1998-08-01 | 550
W&H UK LTD | PERFECTA | 1998-08-01 | 550
W&H UK LTD | PERFECTA | 1998-08-01 | 550
W&H UK LTD | PERFECTA | 1998-08-01 | 550
W&H UK LTD | PERFECTA | 1998-08-01 | 550
W&H UK LTD | PERFECTA | 1998-08-01 | 550
W&H UK LTD | PERFECTA | 1998-08-01 | 550
W&H UK LTD | PERFECTA | 1998-08-01 | 550
W&H UK LTD | PERFECTA | 1998-08-01 | 550
W&H UK LTD | PERFECTA | 1998-08-01 | 550
W&H UK LTD | PERFECTA | 1998-08-01 | 550
W&H UK LTD | PERFECTA | 1998-08-01 | 550
W&H UK LTD | MF-PERFECTA 9978 | 1997-06-26 | 650
W&H UK LTD | MF-PERFECTA 9978 | 1997-06-26 | 650
W&H UK LTD | MF-PERFECTA 9978 | 1997-06-26 | 650
W&H UK LTD | MF-PERFECTA 9978 | 1997-06-26 | 650
W&H UK LTD | MF-PERFECTA 9978 | 1997-06-26 | 650
W&H UK LTD | MF-PERFECTA 9978 | 1997-06-26 | 650
W&H UK LTD | MF-PERFECTA 9978 | 1997-06-26 | 650
W&H UK LTD | MF-PERFECTA 9978 | 1997-06-26 | 650
W&H UK LTD | MF-PERFECTA 9978 | 1997-06-26 | 650
W&H UK LTD | MF-PERFECTA 9978 | 1997-06-26 | 650
DENTSPLY LTD | TRIAD2000(DUPLICATE) | 1997-02-17 | 350
SIMED | VIBRO12 | 1996-06-10 | 374.82
AKAI | VS-F310EK | 1992-01-21 | 299
AKAI | VS-F310EK | 1992-01-21 | 249
EPSOM | VP100PSE1001 | 1990-09-28 | 3250
SUNDENT | PLEASE ENTER MODEL! (957) | 1990-03-09 | 200
TECHDENT | 1670 | 1990-01-01 | 450
DEGUSSA LTD | PE5 | 1989-10-17 | 1666
GRANT INSTRUMENTS | JB2 | 1988-08-02 | 350
KAVO | K9 TYPE 950 | 1985-07-01 | 380
DEGUSSA LTD | PE5 | 1985-02-22 | 1250
DEGUSSA LTD | PE5 | 1985-02-22 | 1250
DENTSPLY LTD | FREEPLANE | 1985-01-01 | 200
DEGUSSA LTD | PE5 | 1984-07-20 | 1271.48
DEGUSSA LTD | PE5 | 1984-07-20 | 1271.48
DEGUSSA LTD | PE5 | 1984-07-20 | 1271.48
BDH | PLEASE ENTER MODEL! (803) | 1984-01-01 | 75
BDH | PLEASE ENTER MODEL! (803) | 1984-01-01 | 75
SILERA | PLEASE ENTER MODEL! (887) | 1984-01-01 | 200
JOHN QUALE | PLEASE ENTER MODEL! (718) | 1980-01-01 | 280
DREVE | PLEASE ENTER MODEL! (1237) | 1960-01-01 | 1000
RENFERT | VIBRAX | 2019-10-18 | 370
RENFERT | VIBRAX | 2019-10-18 | 370
RENFERT | MT PLUS | 2019-10-18 | 1508.36
AMANN | GIRO FORM | 2019-10-18 | 1345.5
OMEC SNC | PI.88.00 | 2019-08-22 | 350
OMEC SNC | PI.88.00 | 2019-08-22 | 350
ROEN S.A.S. | ATD178 | 2002-11-28 | 155
ROEN S.A.S. | ATD178 | 2002-11-28 | 155
KAVO | EWL5442 | 1998-01-09 | 430
GUYSON | EURO2SF | 1995-08-14 | 800
GUYSON | 41DC | 1995-08-14 | 200
DIAGRAM | 013 | 1994-06-06 | 390
KAVO | 6581020 | 1985-07-01 | 400
DEGUSSA LTD | PE5 | 1985-02-22 | 1250
DEGUSSA LTD | PE5 | 1984-07-20 | 1271.48
WEHMER | W108 | 1979-01-01 | 1200
DEGUSSA LTD | PE5 | 1960-01-01 | 1666
DEGUSSA LTD | PE5 | 1960-01-01 | 1666
RENFERT GMBH | POWER PILLO | 2022-03-25 | 400
KAVO | TLC 4955 | 2021-07-14 | 767
ULTRAWAVE | U300H | 2021-06-10 | 443
ULTRAWAVE | U300H | 2021-06-10 | 443
MESTRA | 10007 | 2021-05-05 | 150
OBODENT GMBH | DENTALUX2 | 2019-10-31 | 800
DREVE | LABROMAT-SD | 2019-10-16 | 3293
DREVE | LABROMAT-SD | 2019-10-16 | 3293
MESTRA | R-100035 | 2019-07-19 | 260
HENRY SCHEIN | SE220 | 2018-08-21 | 245
KAVO | SMARTAIR EVO | 2018-07-02 | 1150
KAVO | SMARTAIR EVO | 2018-07-02 | 1150
DENSTAR | DS-400 | 2017-12-12 | 99
DENSTAR | DS-400 | 2017-06-12 | 99
DENSTAR | DS-400 | 2017-05-12 | 90
DENSTAR | DS-400 | 2016-09-16 | 99
DENSTAR | DS-400 | 2016-07-15 | 150
DENSTAR | DS-400 | 2016-03-21 | 150
KAVO | SMARTAIR EVO | 2016-02-11 | 1150
KAVO | SMARTAIR EVO | 2016-02-11 | 1150
KAVO | SMARTAIR EVO | 2016-02-11 | 1150
KAVO | SMARTAIR EVO | 2015-12-01 | 1150
DEMCO | E96-230 | 2015-09-24 | 800
RENFERT GMBH | POWER PILLO | 2015-06-25 | 534
DENSTAR | DS-400 | 2015-01-30 | 150
NA | 660 | 2015-01-26 | 382
MESTRA | R-100035 | 2014-11-27 | 400
DENSTAR | 420 | 2014-11-06 | 200
DENSTAR | DENSTAR 160N | 2014-10-08 | 200
GALLONI | OKAY 96 | 2014-08-26 | 500
META DENTAL CORP | BESQUAL-E100 | 2013-12-17 | 150
META DENTAL CORP | BESQUAL-E100 | 2013-12-17 | 150
RENFERT GMBH | POWER PILLO | 2013-10-10 | 534
RENFERT | VIBRAX | 2012-11-06 | 600
INTERLAB PRO | NO.6B | 2012-06-21 | 200
WASSERMANN | STEAM JET | 2011-01-20 | 1000
DENSTAR | 420 | 2010-09-03 | 110
BENSTAR | DENTSTAR-160N | 2010-08-26 | 70
SILADENT LTD | DA2000 | 2009-06-30 | 1200
HERAEUS EQUI | PALAMAT ELITE | 2009-06-03 | 1262
KAVO | 4941 | 2009-04-08 | 800
KAVO | 4941 | 2009-04-08 | 800
KAVO | K-CONTROL (EWL4960) | 2009-04-07 | 600
KAVO | K-CONTROL (EWL4960) | 2009-04-07 | 600
KAVO | K5 MODEL 4911 | 2009-04-07 | 800
AMANN | NO FLAME PLUS | 2009-04-03 | 230
DENSTAR | 420 | 2009-04-01 | 110
DENSTAR | 420 | 2009-04-01 | 110
DENSTAR | 420 | 2009-04-01 | 110
DENSTAR | 420 | 2009-04-01 | 110
KAVO | K-CONTROL (EWL4960) | 2009-03-20 | 1500
DEMCO | E96-230 | 2009-03-05 | 702.25
DENSTAR | 420 | 2008-11-24 | 110
DENSTAR | 420 | 2008-11-24 | 110
OBODENT GMBH | DENTALUX2 | 2008-01-25 | 800
ROSSICAWS | BL BOX | 2007-06-01 | 2500
ROSSICAWS | BL BOX | 2007-06-01 | 2500
MUSS DENTAL | MA-30 TYPE F203 | 2007-05-31 | 450
MUSS DENTAL | MA-30 TYPE F203 | 2007-05-31 | 450
FINOLUX | FINODIP 3 | 2007-04-25 | 135
AMANN | NO FLAME PLUS | 2007-04-04 | 230
AMANN | NO FLAME PLUS | 2007-04-04 | 230
FINOLUX | FINODIP 3 | 2007-03-26 | 135
AMANN | NO FLAME PLUS | 2007-03-23 | 230
AMANN | NO FLAME PLUS | 2007-02-23 | 230
DELDENT LTD | DUSTINN 2000 W/MINIB | 2005-06-21 | 300
UGIN DENTARE | PLEASE ENTER MODEL! (1032) | 2005-05-12 | 340.75
R. LAMB | PLEASE ENTER MODEL! (501) | 2004-11-24 | 400
DENTAURUM | POLYCLAV | 2004-10-26 | 150
AMANN | NO FLAME | 2004-07-05 | 400
AMANN | NO FLAME | 2004-06-22 | 400
KAVO | K11 TYPE 4990 | 2003-04-23 | 1202
KAVO | K11 TYPE 4990 | 2003-04-23 | 1202
DENTSPLY LTD | FREEPLANE | 2003-01-28 | 300
SEIT ELECTRO | DSI+PR | 2003-01-16 | 7138.13
KAVO | K9 TYPE 950 | 2002-10-15 | 500
CARBOLITE | BWF 11/13 | 2002-10-01 | 1800
CARBOLITE | BWF 11/13 | 2002-10-01 | 1800
INTERLAB PRO | 3A | 2002-08-20 | 499
INTERLAB PRO | 3A | 2002-08-20 | 499
INTERLAB PRO | 3A | 2002-08-20 | 499
DENTAURUM | POLYCLAV | 2002-07-22 | 153
DENTSPLY LTD | TRIAD2000(DUPLICATE) | 2002-05-21 | 499
KAVO | K9 TYPE 950 | 2002-01-21 | 500
GRANT INSTRUMENTS | JB1 | 2001-08-18 | 400
FINOLUX | FINODIP 1 | 2001-07-03 | 94
KAVO | K11 TYPE 4990 | 2000-09-26 | 1202
KAVO | K11 TYPE 4990 | 2000-09-26 | 1202
KAVO | K11 TYPE 4990 | 2000-09-26 | 1202
KAVO | K11 TYPE 4990 | 2000-09-26 | 1202
KAVO | K11 TYPE 4990 | 2000-09-26 | 1202
KAVO | HSS | 2000-09-26 | 600
KAVO | HSS | 2000-09-26 | 600
KAVO | HSS | 2000-09-26 | 600
KAVO | K-CONTROL (EWL4960) | 2000-09-26 | 600
KAVO | K-CONTROL (EWL4960) | 2000-09-26 | 600
KAVO | K-CONTROL (EWL4960) | 2000-09-26 | 600
KAVO | K-CONTROL (EWL4960) | 2000-09-26 | 600
KAVO | K-CONTROL (EWL4960) | 2000-07-10 | 600
KAVO | K-CONTROL (EWL4960) | 2000-07-10 | 600
KAVO | HSS | 2000-07-10 | 600
KAVO | HSS | 2000-07-10 | 600
KAVO | HSS | 2000-07-10 | 600
KAVO | HSS | 2000-07-10 | 600
KAVO | K11 TYPE 4990 | 2000-07-10 | 1202
KAVO | K11 TYPE 4990 | 2000-07-10 | 1202
KAVO | K11 TYPE 4990 | 2000-07-10 | 1202
KAVO | K11 TYPE 4990 | 2000-07-10 | 1202
KAVO | K11 TYPE 4990 | 2000-07-10 | 1202
KAVO | K11 TYPE 4990 | 2000-07-10 | 1202
KAVO | K11 TYPE 4990 | 2000-07-10 | 1202
KAVO | K11 TYPE 4990 | 2000-07-10 | 1202
DENTAURUM | POLYCLAV | 2000-05-09 | 153
KAVO | K11(EWL 4980) | 1999-11-29 | 1202
KAVO | K11(EWL 4980) | 1999-11-29 | 1202
KAVO | K11(EWL 4980) | 1999-11-29 | 1202
DENTSPLY LTD | FREEPLANE | 1999-08-18 | 200
DENTSPLY LTD | FREEPLANE | 1999-03-03 | 200
DENTAURUM | PLEASE ENTER MODEL! (835) | 1999-02-11 | 400
DENTAURUM | PLEASE ENTER MODEL! (835) | 1999-02-11 | 400
KAVO | K11(EWL 4980) | 1998-12-21 | 1202
KAVO | K11(EWL 4980) | 1998-12-21 | 1202
KAVO | K11(EWL 4980) | 1998-12-21 | 1202
TELEDYNE | 110500-2 | 1998-10-01 | 800
TELEDYNE | 110500-2 | 1998-10-01 | 800
TELEDYNE | 110500-2 | 1998-10-01 | 800
TELEDYNE | 110500-2 | 1998-10-01 | 800
W&H UK LTD | PERFECTA | 1998-08-01 | 550
W&H UK LTD | PERFECTA | 1998-08-01 | 550
KAVO | 5030 | 1997-09-11 | 1011
KAVO | 5826 | 1997-09-11 | 3184.25
DREVE | DRUFORMAT-SQ | 1996-01-09 | 2292
DENTAURUM | PLEASE ENTER MODEL! (835) | 1995-06-07 | 400
TELEDYNE | 110500-2 | 1994-01-01 | 600
TELEDYNE | 110500-2 | 1994-01-01 | 600
TELEDYNE | 110500-2 | 1994-01-01 | 600
TELEDYNE | 110500-2 | 1994-01-01 | 600
TELEDYNE | 110500-2 | 1994-01-01 | 600
TELEDYNE | 110500-2 | 1994-01-01 | 600
TELEDYNE | 110500-2 | 1994-01-01 | 600
TELEDYNE | 110500-2 | 1994-01-01 | 600
TELEDYNE | 110500-2 | 1994-01-01 | 600
TELEDYNE | 110500-2 | 1994-01-01 | 600
TELEDYNE | 110500-2 | 1994-01-01 | 600
TELEDYNE | 110500-2 | 1994-01-01 | 600
TELEDYNE | 110500-2 | 1994-01-01 | 600
TELEDYNE | 110500-2 | 1994-01-01 | 600
TELEDYNE | 110500-2 | 1994-01-01 | 600
KAVO | K9 TYPE 950 | 1992-06-01 | 460
TEC DENT | 1670 | 1990-03-28 | 250
TEC DENT | 1670 | 1990-03-28 | 250
RECO | V7011 | 1990-01-01 | 100
TELEDYNE | 110500-2 | 1990-01-01 | 769.63
DENTSPLY LTD | FREEPLANE | 1990-01-01 | 200
KAVO | K9 TYPE 950 | 1990-01-01 | 1000
DENTSPLY LTD | FREEPLANE | 1990-01-01 | 200
DENTSPLY LTD | TRIAD-VLC | 1989-01-01 | 1000
DENTAURUM | POLYCLAV | 1988-05-05 | 200
BEGO | SECATHERM | 1987-01-01 | 300
NESSOR | F | 1986-02-12 | 356
DEGUSSA LTD | PE5 | 1986-01-01 | 1666
KAVO | K9 | 1986-01-01 | 1000
BEGO | 35 | 1985-07-05 | 220
KAVO | K9 TYPE 950 | 1985-07-01 | 380
CARBOLITE | PLEASE ENTER MODEL! (1225) | 1985-07-01 | 630
DENTSPLY LTD | FREEPLANE | 1985-01-01 | 200
DENTSPLY LTD | FREEPLANE | 1985-01-01 | 200
DENTSPLY LTD | FREEPLANE | 1985-01-01 | 200
DENTSPLY LTD | FREEPLANE | 1985-01-01 | 200
DENTSPLY LTD | FREEPLANE | 1985-01-01 | 200
DENTSPLY LTD | FREEPLANE | 1985-01-01 | 200
DENTSPLY LTD | FREEPLANE | 1985-01-01 | 200
DENTSPLY LTD | FREEPLANE | 1985-01-01 | 200
DENTSPLY LTD | FREEPLANE | 1985-01-01 | 200
DENTSPLY LTD | FREEPLANE | 1985-01-01 | 200
DENTSPLY LTD | FREEPLANE | 1985-01-01 | 200
BDH | PLEASE ENTER MODEL! (803) | 1984-05-01 | 75
NUSONIC | PLEASE ENTER MODEL! (390) | 1984-01-01 | 200
KAVO | K9 TYPE 950 | 1983-12-21 | 350
CARBOLITE | LMF2 | 1983-07-01 | 590
GRANT INSTRUMENTS | JB1 | 1982-11-01 | 110
BDH | PLEASE ENTER MODEL! (803) | 1980-01-01 | 75
SUNDENT | PLEASE ENTER MODEL! (957) | 1980-01-01 | 200
DRUFFAMAT | PLEASE ENTER MODEL! (1243) | 1979-01-01 | 1500
OERTLING | RB153 | 1960-01-01 | 175
OBODENT GMBH | DENTALUX2 |  | 800
KAVO | TLC 4955 | 2021-09-03 | 767
DENSTAR | DENSTAR-710 | 2016-06-14 | 200
NA | MEMO/GENERAL SUNDRIES | 2001-01-01 | 0
BURCO | F33L | 2000-01-06 | 80
HAAKE | C1 | 1994-10-28 | 352.5
BDH | PLEASE ENTER MODEL! (803) | 1984-01-01 | 75
WEHMER | 108P | 2021-05-14 | 2550
WEHMER | 108P | 2021-05-14 | 2550
KAVO | SMARTAIR EVO | 2018-07-02 | 1150
KAVO | SMARTAIR EVO | 2018-07-02 | 1150
KAVO | SMARTAIR EVO | 2018-07-02 | 1150
KAVO | SMARTAIR EVO | 2016-02-11 | 1150
KAVO | SMARTAIR EVO | 2016-02-11 | 1150
BEGO | GELOVIT 200 | 2016-01-29 | 800
DENSTAR | DENSTAR 160N | 2013-07-29 | 195
NSK | NE213-G ULTIMATE XL | 2009-06-15 | 1000
HERAEUS EQUI | PALAMAT ELITE | 2009-03-26 | 1262
BEGO | TRITON-SL | 2008-05-16 | 1230
BOSCH | PKP30LE | 2007-05-10 | 69.44
AMANN | NO FLAME PLUS | 2005-03-10 | 230
LEONE | T1335-00 | 2004-05-18 | 200
SAM | MRI300 | 2004-03-23 | 2500
SAM | MRI300 | 2004-03-23 | 2500
VOCO | INDIVIDO | 2003-06-12 | 293.75
W&H UK LTD | PERFECTA | 2001-07-11 | 550
W&H UK LTD | MF-PERFECTA 9978 | 2001-07-11 | 650
ORTHOCARE | ESSIX2000 | 2001-07-03 | 150
KAVO | HSS | 2000-09-26 | 600
W&H UK LTD | PERFECTA | 2000-01-27 | 550
SCHEV-DENTAL | BIOSTAR | 1999-11-29 | 1500
W&H UK LTD | PERFECTA | 1998-08-01 | 550
W&H UK LTD | PERFECTA | 1998-08-01 | 550
W&H UK LTD | PERFECTA | 1998-08-01 | 550
W&H UK LTD | PERFECTA | 1998-08-01 | 550
W&H UK LTD | PERFECTA | 1998-08-01 | 550
W&H UK LTD | PERFECTA | 1998-08-01 | 550
W&H UK LTD | PERFECTA | 1998-08-01 | 550
W&H UK LTD | MF-PERFECTA 9978 | 1997-09-25 | 650
W&H UK LTD | MF-PERFECTA 9978 | 1997-09-25 | 650
W&H UK LTD | MF-PERFECTA 9978 | 1997-09-25 | 650
W&H UK LTD | MF-PERFECTA 9978 | 1997-09-25 | 650
W&H UK LTD | MF-PERFECTA 9978 | 1997-09-25 | 650
W&H UK LTD | MF-PERFECTA 9978 | 1997-09-25 | 650
ANTEX | U200 | 1995-06-08 | 122.99
HAAKE | C1 | 1994-10-28 | 352.5
HAAKE | C1 | 1994-10-28 | 352.5
TELEDYNE | 110500-2 | 1994-01-01 | 600
KAVO | EXTRACT FAN | 1990-01-01 | 800
KAVO | EXTRACT FAN | 1985-01-01 | 800
NA | MEMO/GENERAL SUNDRIES | 2001-01-01 | 0
WHIPMIX | INFINITY M30 | 2020-02-28 | 1574
HENRY SCHEIN | SE220 | 2016-09-05 | 245
AMANN | NO FLAME PLUS | 2016-03-18 | 250
AMANN | NO FLAME PLUS | 2016-03-18 | 250
AMANN | NO FLAME | 2007-06-22 | 400
ALPHALASER | ALC35 | 2007-05-08 | 18794.13
NA | MEMO/GENERAL SUNDRIES | 2001-01-01 | 0
RENFERT GMBH | BASIC QUATTRO | 2019-11-04 | 1270
RENFERT GMBH | VENTURI | 2019-11-01 | 800
RENFERT GMBH | VENTURI | 2019-11-01 | 800
REINFERT | VORTEX COMPACT 3L | 2019-10-31 | 600
KAVO | K5 MODEL 4911 | 2018-07-02 | 800
KAVO | K5 MODEL 4911 | 2018-07-02 | 800
KAVO | TLC 4955 | 2018-07-02 | 767
KAVO | TLC 4955 | 2018-07-02 | 767
KAVO | TLC 4955 | 2018-07-02 | 767
KAVO | TLC 4955 | 2018-07-02 | 767
KAVO | SMARTAIR EVO | 2018-07-01 | 1150
KAVO | SMARTAIR EVO | 2018-07-01 | 1150
RENFERT | 14610000 | 2016-05-25 | 150
KAVO | SMARTAIR EVO | 2016-02-11 | 1150
KAVO | SMARTAIR EVO | 2016-02-11 | 1150
KAVO | SMARTAIR EVO | 2016-02-11 | 1150
KAVO | SMARTAIR EVO | 2016-02-11 | 1150
KAVO | SMARTAIR EVO | 2016-02-11 | 1150
REITEL | TRONADA | 2015-11-16 | 2400
VITATRON | ATMOMAT | 2011-08-02 | 2000
IVOCLAR-VIVA | PROGRAMAT 3000 | 2011-01-07 | 5500
IVOCLAR-VIVA | VP4 | 2011-01-07 | 1000
REINFERT | VORTEX COMPACT 3L | 2009-04-09 | 500
MANFREDI | WARMLY7/F44A2 | 2009-04-09 | 1250
KAVO | K5 MODEL 4911 | 2009-04-08 | 800
KAVO | K-CONTROL (EWL4960) | 2009-04-07 | 600
KAVO | K5 MODEL 4911 | 2009-04-07 | 800
DREVE | DRUFOMAT SCAN | 2009-04-02 | 1500
AMANN | NO FLAME PLUS | 2009-03-18 | 300
AMANN | NO FLAME PLUS | 2009-03-18 | 300
INOCLARVIVAD | P300 | 2009-03-04 | 2120
INOCLARVIVAD | P310 | 2009-03-04 | 4000
KAVO | K-CONTROL (EWL4960) | 2009-03-01 | 1500
RENFERT | MT PLUS | 2009-02-17 | 1100
KAVO | K5 MODEL 4911 | 2009-01-27 | 800
AMANN | NO FLAME | 2008-11-12 | 400
AMANN | NO FLAME | 2008-11-12 | 400
3M HEALTH C | 301011-08 | 2008-07-10 | 900
3M HEALTH C | BETA VARIO | 2008-07-10 | 1550
3M HEALTH C | VISIO ACFA | 2008-07-10 | 450
RENFERT | TWISTER EVOLUTION | 2008-05-16 | 965
HERAEUS EQUI | HERACAST IQ | 2007-06-01 | 10573.83
AMANN | NO FLAME PLUS | 2007-05-15 | 230
FINOLUX | WAXFIX 1 | 2006-12-12 | 400
AMANN | NO FLAME PLUS | 2006-10-17 | 230
AMANN | NO FLAME PLUS | 2006-10-17 | 230
VISION ENGIN | MANTIS | 2006-01-10 | 1000
DEGUDENT | F3 ERGO | 2005-11-25 | 5869.13
IVOCLAR-VIVA | P200 | 2005-08-01 | 3282.6
IVOCLAR-VIVA | VP3 | 2005-08-01 | 300
AMANN | NO FLAME | 2005-07-29 | 400
AMANN | NO FLAME | 2004-04-19 | 400
AMANN | NO FLAME | 2004-04-19 | 400
KAVO | K9 TYPE 4930 | 2004-03-25 | 400
KAVO | K9 TYPE 4930 | 2004-03-25 | 400
ZEISER | FR 1 | 2004-03-24 | 520
IVOCLAR-VIVA | PROGRAMAT P100 | 2003-06-11 | 3100
IVOCLAR-VIVA | VP3 | 2003-06-11 | 300
RENFERT | HOTTY 1459-0000 | 2003-04-24 | 133.77
SHOFU | SOLIDLITE EX | 2003-03-13 | 950
IVOCLAR-VIVA | PROGRAMAT P100 | 2002-08-20 | 3100
IVOCLAR-VIVA | VP3 | 2002-08-20 | 300
KAVO | HSS | 2001-08-20 | 600
KAVO | HSS | 2001-08-20 | 600
KAVO | HSS | 2001-08-20 | 600
W&H UK LTD | PERFECTA | 2001-07-11 | 550
W&H UK LTD | PERFECTA | 2001-07-11 | 550
W&H UK LTD | PERFECTA | 2001-07-11 | 550
W&H UK LTD | PERFECTA | 2001-07-11 | 550
W&H UK LTD | PERFECTA | 2001-07-11 | 550
FINOLUX | FINODIP 1 | 2001-07-03 | 94
DREVE | DRUFORMAT-SQ | 1998-11-13 | 1200
IVOCLAR-VIVA | PROGRAMAT-P95 | 1994-06-27 | 3500
IVOCLAR-VIVA | NW63/4 | 1994-06-22 | 400
KAVO | K9 TYPE 950 | 1992-06-01 | 460
KAVO | K9 TYPE 950 | 1992-01-01 | 500
KAVO | K9 TYPE 950 | 1992-01-01 | 500
KAVO | K9 | 1990-06-18 | 664
KAVO | EXTRACT FAN | 1990-01-01 | 800
KAVO | K9 | 1986-01-01 | 1000
KAVO | K9 | 1986-01-01 | 1000
KAVO | EXTRACT FAN | 1986-01-01 | 800
KAVO | EXTRACT FAN | 1986-01-01 | 800
VICKERS | PLEASE ENTER MODEL! (1068) | 1985-06-03 | 450
SAEYANG MICROTECH | ECO 450 | 2017-01-24 | 300
SAEYANG MICROTECH | ECO 450 | 2017-01-24 | 300
SAEYANG MICROTECH | ECO 450 | 2017-01-24 | 300
SAEYANG MICROTECH | ECO 450 | 2017-01-24 | 300
MARATHON | ECO | 2010-01-11 | 250
MARATHON | ECO | 2010-01-11 | 250
MARATHON | ECO | 2010-01-11 | 250
MARATHON | ECO | 2010-01-11 | 250
MARATHON | ECO | 2010-01-11 | 250
MARATHON | ECO | 2010-01-11 | 250
MARATHON | ECO | 2010-01-11 | 250
MARATHON | ECO | 2010-01-11 | 250
KAVO | K9 | 1990-06-18 | 664
KAVO | K9 | 1990-06-18 | 664
MEC CO. LTD | 6068 | 2022-06-16 | 320
MARSDEN | M-410 | 2015-08-12 | 235
GE LIMITED | VOLUSON P8 | 2013-12-13 | 18600
HANDICARE | RETURN 7500 | 2022-02-23 | 400
W&H UK LTD | TREND WD56 | 2022-01-05 | 0
W&H UK LTD | SYNEA TA-98 LED | 2021-09-28 | 600
DURR DENTAL | VSA 300 S | 2020-03-19 | 2443
BIEN-AIR UK | MC3 | 2018-12-19 | 500
BRANDON MEDICAL | MT6008M | 2018-12-13 | 445
BRANDON MEDICAL | MT6008M | 2018-12-13 | 445
BRANDON MEDICAL | MT6008M | 2018-12-13 | 445
PHYSIO CONTROL | LIFEPAK 1000 | 2018-10-30 | 1584
DURR DENTAL | VS300 TYPE 7125-01 | 2018-09-12 | 2340
OPTIMA LTD | BA OPTIMA 10 | 2018-06-13 | 210
OPTIMA LTD | BA OPTIMA 10 | 2018-06-13 | 210
DENTSPLY LTD | X-SMART | 2018-06-13 | 700
SATELEC | X-MIND | 2017-04-13 | 2000
SATELEC | X-MIND | 2017-04-13 | 2000
SATELEC | X-MIND | 2017-04-13 | 2000
BEIJING CHOICE ELECTRONIC TECHNOLOGY CO., LTD. | MD300CB3 | 2016-11-01 | 65
KAVO | 2010 | 2016-02-01 | 700
HENRY SCHEIN | HS-LED LIGHT 1200 | 2015-11-10 | 400
HENRY SCHEIN | HS-LED LIGHT 1200 | 2015-11-10 | 400
DARAY | ME8 | 2014-10-27 | 400
BIEN-AIR UK | MC3 | 2014-03-25 | 417
ADEC DENTAL | 1040 | 2013-01-04 | 15411
DENTSPLY LTD | SMARTLITE PS | 2008-12-10 | 200
W&H UK LTD | E25/RM EXCO | 2007-08-16 | 255
CARBOLITE | SAFE-AIR | 2007-08-02 | 90
JOVIDENT INT | CU-80 | 2007-05-21 | 200
DURR DENTAL | VS300 TYPE 7125-01 | 2007-03-19 | 1000
DENTSPLY LTD | THERMAPREP PLUS | 2006-08-30 | 200
W&H UK LTD | SYNEA TA98L | 2005-08-15 | 433
W&H UK LTD | SYNEA TA-96L | 2005-05-09 | 450
DENTSPLY LTD | 67-0445 | 2005-04-28 | 745
DENTSPLY LTD | 67-0445 | 2005-04-28 | 745
GULDMANN | GH2 | 2005-04-28 | 5500
DENTSPLY LTD | 67-0445 | 2005-04-28 | 745
ATR | TECHNIC | 2005-04-19 | 1000
MINERVA | 3260 | 2005-03-31 | 5695
BELMONT | 037 | 2005-03-31 | 5695
DENTSPLY LTD | RAY-PEX 4 | 2004-10-12 | 500
DARAY | HALUX MT | 2004-07-07 | 400
MEGA-PHYSIK | CROMALUX 100 | 2004-07-01 | 300
DE GOTZEN | SOFTLY 8 | 2004-07-01 | 350
BELMONT | 502T | 2004-07-01 | 1500
MEDIVANCE IN | VELOPEX-INTRA-X | 2004-04-07 | 1500
DURR DENTAL | VSA 300 7126-01 | 2004-02-12 | 1000
MEGA-PHYSIK | CROMALUX 100 | 2004-02-12 | 300
DENTSPLY LTD | THERMAPREP PLUS | 2003-07-10 | 200
DENTSPLY LTD | 67-0445 | 2003-05-12 | 100
W&H UK LTD | SYNEA TA98L | 2003-05-12 | 433
BIEN-AIR UK | ISOLITE | 2003-02-28 | 666
DE GOTZEN | SOFTLY 8 | 2002-04-10 | 350
ADEC DENTAL | 1040 | 2000-08-01 | 5478
ADEC DENTAL | RADIUS | 2000-08-01 | 9000
ADEC DENTAL | 6300 | 2000-08-01 | 1307
ADEC DENTAL | 1040 | 2000-08-01 | 5478
ADEC DENTAL | RADIUS | 2000-08-01 | 9000
ADEC DENTAL | 6300 | 2000-08-01 | 1307
PLANMECA | PREMADENT | 1999-11-12 | 2500
W&H UK LTD | 956LT | 1997-02-01 | 580
W&H UK LTD | TOPLIGHT 896 | 1997-02-01 | 400
W&H UK LTD | TOPLIGHT 896 | 1997-02-01 | 400
W&H UK LTD | 956LT | 1997-02-01 | 580
W&H UK LTD | 956LT | 1997-02-01 | 580
W&H UK LTD | TOPAIR 796 | 1997-02-01 | 400
W&H UK LTD | TOPAIR 895 | 1997-02-01 | 450
W&H UK LTD | TOP LIGHT 898 | 1997-01-01 | 600
DE GOTZEN | SOFTLY 8 | 1995-01-01 | 350
DARAY | HALUX MT | 1991-01-01 | 146
NA | MEMO/GENERAL SUNDRIES | 2021-03-08 | 0
F & P | AIRVO 2 | 2021-01-26 | 2475
NA | MEMO/GENERAL SUNDRIES | 2021-09-01 | 0
WELCH ALLYN | 9600 PLUS CALIBRATION TESTER | 2022-04-20 | 828
MCUBE TECHNO | BIOCON 700 CALIBRATOR | 2022-01-12 | 0
CLEMENT CLARKE | 3605840 FLOW PRESSURE TEST KIT | 2021-10-01 | 785
COMARK | C9555/SIL | 2021-07-14 | 357
FLUKE | 179 | 2021-05-24 | 225
WELCH ALLYN | 9600 PLUS CALIBRATION TESTER | 2021-04-29 | 892
WELCH ALLYN | 9600 PLUS CALIBRATION TESTER | 2021-04-29 | 892
FLUKE | PROSIM 8 | 2021-02-10 | 4702.5
NA | MEMO/GENERAL SUNDRIES | 2020-12-06 | 0
UNKNOWN | 10KG | 2019-07-12 | 38
UNKNOWN | 10KG | 2019-07-12 | 38
UNKNOWN | 20KG | 2019-07-12 | 48
UNKNOWN | 20KG | 2019-07-12 | 48
UNKNOWN | 20KG | 2019-07-12 | 48
UNKNOWN | 20KG | 2019-07-12 | 48
NA | STOCK TRANSFER | 2019-05-02 | 0
MCUBE TECHNO | BIOCON 700 CALIBRATOR | 2018-11-27 | 0
VITALOGRAPH | 2040 | 2018-11-21 | 100
FLUKE | ESA615 | 2018-06-18 | 3995
LASCAR | EL-USB-1-PRO | 2018-04-24 | 100
FLUKE | IMPULSE 7000DP | 2018-04-19 | 3785.75
FLUKE | IMPULSE 7000DP | 2018-04-19 | 3785.75
WELCH ALLYN | 9600 PLUS CALIBRATION TESTER | 2018-03-09 | 0
DIGITRON | 2024T | 2017-12-18 | 329.12
FLUKE | PROSIM 8 | 2017-02-23 | 4550.5
MEDIX LTD | AC4000 | 2016-07-18 | 89
FLUKE | 175 | 2016-04-14 | 261.99
FLUKE | ESA615 | 2016-02-04 | 3995
RS | TEC 305-12 | 2015-01-08 | 25.31
NA | MEMO/GENERAL SUNDRIES | 2012-08-30 | 0
FLUKE | INDEX2 | 2009-12-24 | 3000
FLUKE | UW5 | 2008-01-01 | 4000
METRON | QA-45 MKIII | 2006-04-05 | 4000
PHYSIO CONTROL | 805550-04 | 2001-08-16 | 223.82
WELLER | PS-2D | 1999-05-24 | 100
HANS RUDOLPH | 5530 | 1999-03-30 | 323.13
ASTRATEC | CHECKMATE II-CPP | 1999-03-17 | 1000
AVERY | KHFV2125 | 1998-10-06 | 950
MECMESIN LTD | OCCTEST | 1998-01-19 | 700
MEDIC AID | PORTABLE | 1997-04-07 | 700
TEKTRONIX | THS720STD | 1996-09-09 | 1000
ASTRATEC | CM01/2 | 1995-10-30 | 1265
ASTRATEC | CM01/240 | 1994-05-23 | 951.75
SEAWARD | IT1000 | 1994-04-05 | 600
WAVETEK | 2030 | 1994-03-29 | 288
STEINEL | HL1800E | 1991-02-13 | 1000
WELLER | WTT1000 | 1987-12-07 | 147.64
MEGGER | BM10 | 1986-11-03 | 287
DIAG. SONAR | AG | 1986-04-08 | 700
WELLER | TCP-1 | 1983-01-01 | 700
BIRD | 43P | 1982-07-23 | 250
NA | FIXED | 2004-02-10 | 25
DELL COMPUTERS | LATITUDE 7280 | 2019-01-18 | 1825
LG | VCR DVD RC185 | 2006-08-14 | 186.83
NA | MEMO/GENERAL SUNDRIES | 2018-08-31 | 0
MEMO-INTERN | MEMO-MI SUNDRIES | 2004-03-31 | 0
MEMO-INTERN | MEMO-MI SUNDRIES | 2019-10-14 | 0
MEMO-INTERN | MEMO-MI SUNDRIES | 2019-10-10 | 0
NA | MEMO/GENERAL SUNDRIES | 2001-01-01 | 0
MEMO-INTERN | MEMO-MI SUNDRIES | 2018-09-26 | 0
GN OTOMETRIC | AURICAL FREEFIT - BASE UNIT | 2014-06-09 | 7648.31
GN OTOMETRIC | AURICAL FREEFIT - REM HEADSET | 2014-06-09 | 3633.17
GN OTOMETRIC | AURICAL FREEFIT - BASE UNIT | 2014-06-09 | 7648.31
GN OTOMETRIC | AURICAL FREEFIT - REM HEADSET | 2014-06-09 | 3633.17
2020 MEDICAL SYSTEMS INC. | K2-230C | 2020-12-22 | 3000
2020 MEDICAL SYSTEMS INC. | K2-230C | 2020-12-22 | 3000
2020 MEDICAL SYSTEMS INC. | K2-230C | 2020-12-22 | 3000
2020 MEDICAL SYSTEMS INC. | K2-230C | 2020-12-22 | 3000
2020 MEDICAL SYSTEMS INC. | K2-230C | 2020-12-22 | 3000
2020 MEDICAL SYSTEMS INC. | K2-230C | 2020-12-22 | 3000
TOPCON | ECO OCT "L" SHAPED TABLE TOP | 2020-12-11 | 1500
2020 MEDICAL SYSTEMS INC. | K2-230C | 2020-03-04 | 3000
WELCH ALLYN | 74CE CONNEX | 2019-12-09 | 1500
WELCH ALLYN | 74CE CONNEX | 2019-12-09 | 1999
PRECOR | 556I | 2017-11-10 | 4000
PRECOR | 556I | 2017-11-10 | 4000
HUMPHREY INS | 740I | 2014-06-12 | 24200
HUMPHREY INS | 740I | 2014-06-12 | 24200
POWERSPORT | MISSING | 1993-05-18 | 1500
LINET UK | ELEGANZA 2 | 2020-01-30 | 1298
LINET UK | ELEGANZA 2 | 2020-01-30 | 1298
LINET UK | ELEGANZA 2 | 2020-01-30 | 1298
LINET UK | ELEGANZA 2 | 2020-01-30 | 1298
LINET UK | ELEGANZA 2 | 2020-01-30 | 1298
LINET UK | ELEGANZA 2 | 2020-01-30 | 1298
LINET UK | ELEGANZA 2 | 2020-01-30 | 1298
LINET UK | ELEGANZA 2 | 2020-01-30 | 1298
LINET UK | ELEGANZA SMART PAED | 2017-10-27 | 1327.6
LINET UK | ELEGANZA SMART | 2013-05-22 | 145.19
LINET UK | ELEGANZA SMART | 2013-05-22 | 145.19
LINET UK | ELEGANZA SMART PAED | 2012-05-14 | 1400
LINET UK | ELEGANZA SMART PAED | 2012-05-14 | 1400
LINET UK | ELEGANZA SMART PAED | 2012-05-14 | 1400
LINET UK | ELEGANZA SMART PAED | 2012-03-05 | 1327.6
LINET UK | ELEGANZA SMART PAED | 2012-03-05 | 1327.6
LINET UK | ELEGANZA SMART PAED | 2012-03-05 | 1327.6
LINET UK | ELEGANZA SMART PAED | 2012-03-05 | 1327.6
LINET UK | ELEGANZA SMART | 2010-02-17 | 900
LINET UK | ELEGANZA SMART | 2010-02-17 | 900
LINET UK | ELEGANZA SMART | 2010-02-17 | 900
LINET UK | ELEGANZA SMART | 2010-02-17 | 900
LINET UK | ELEGANZA SMART | 2010-02-17 | 900
LINET UK | ELEGANZA SMART | 2010-02-17 | 900
LINET UK | ELEGANZA SMART | 2010-02-17 | 900
LINET UK | ELEGANZA SMART | 2010-02-17 | 900
LINET UK | ELEGANZA SMART | 2010-02-16 | 900
LINET UK | ELEGANZA SMART | 2010-02-16 | 900
LINET UK | ELEGANZA SMART | 2008-11-28 | 900
LINET UK | ELEGANZA SMART | 2008-11-28 | 900
LINET UK | ELEGANZA SMART | 2008-11-28 | 900
LINET UK | ELEGANZA SMART | 2008-11-28 | 900
LINET UK | ELEGANZA SMART | 2008-11-28 | 900
LINET UK | ELEGANZA SMART | 2008-11-28 | 900
LINET UK | ELEGANZA SMART | 2008-11-28 | 900
LINET UK | ELEGANZA SMART | 2008-11-28 | 900
LINET UK | ELEGANZA SMART | 2008-11-28 | 900
LINET UK | ELEGANZA SMART | 2008-11-28 | 900
LINET UK | ELEGANZA SMART | 2008-11-17 | 1000
LINET UK | ELEGANZA SMART | 2008-11-17 | 1000
LINET UK | ELEGANZA SMART | 2008-11-17 | 1000
LINET UK | ELEGANZA SMART | 2008-11-17 | 1000
LINET UK | ELEGANZA SMART | 2008-11-17 | 1000
LINET UK | ELEGANZA SMART | 2008-11-17 | 1000
LINET UK | ELEGANZA SMART | 2008-04-15 | 900
LINET UK | ELEGANZA SMART | 2008-04-15 | 900
LINET UK | ELEGANZA SMART | 2008-04-15 | 900
LINET UK | ELEGANZA SMART | 2008-03-31 | 900
LINET UK | ELEGANZA SMART | 2008-03-31 | 900
LINET UK | ELEGANZA SMART | 2008-03-31 | 900
LINET UK | ELEGANZA SMART | 2008-03-31 | 900
LINET UK | ELEGANZA SMART | 2008-03-31 | 900
LINET UK | ELEGANZA SMART | 2008-03-31 | 900
LINET UK | ELEGANZA SMART | 2008-03-13 | 900
LINET UK | ELEGANZA SMART | 2008-03-13 | 900
LINET UK | ELEGANZA SMART | 2008-03-11 | 900
LINET UK | ELEGANZA SMART | 2008-03-11 | 900
LINET UK | ELEGANZA SMART | 2008-03-10 | 900
LINET UK | ELEGANZA SMART | 2008-03-10 | 900
LINET UK | ELEGANZA SMART | 2008-03-10 | 900
LINET UK | ELEGANZA SMART | 2008-03-10 | 900
LINET UK | ELEGANZA SMART | 2008-03-10 | 900
LINET UK | ELEGANZA SMART | 2008-03-10 | 900
LINET UK | ELEGANZA SMART | 2008-03-10 | 900
LINET UK | ELEGANZA SMART | 2008-03-10 | 900
LINET UK | ELEGANZA SMART | 2008-02-12 | 900
LINET UK | ELEGANZA 3000 | 2007-03-26 | 2000
LINET UK | ELEGANZA 3000 | 2007-03-26 | 2000
LINET UK | ELEGANZA 3000 | 2007-03-26 | 2000
LINET UK | ELEGANZA 3000 | 2007-03-26 | 2000
LINET UK | ELEGANZA 3000 | 2007-03-26 | 2000
LINET UK | ELEGANZA 3000 | 2007-03-26 | 2000
LINET UK | ELEGANZA 3000 | 2007-03-26 | 2000
LINET UK | ELEGANZA 3000 | 2007-03-26 | 2000
LINET UK | ELEGANZA 3000 | 2007-03-26 | 2000
LINET UK | ELEGANZA 3000 | 2007-03-26 | 2000
LINET UK | ELEGANZA 3000 | 2006-02-01 | 1800
LINET UK | ELEGANZA 3000 | 2006-02-01 | 1800
LINET UK | ELEGANZA 3000 | 2006-02-01 | 1800
LINET UK | ELEGANZA 3000 | 2006-02-01 | 1800
LINET UK | ELEGANZA 3000 | 2006-02-01 | 1800
LINET UK | ELEGANZA 3000 | 2006-01-31 | 2000
LINET UK | ELEGANZA 3000 | 2006-01-31 | 2000
LINET UK | ELEGANZA 3000 | 2006-01-31 | 2000
LINET UK | ELEGANZA 3000 | 2006-01-30 | 1800
LINET UK | ELEGANZA 3000 | 2006-01-30 | 2000
LINET UK | ELEGANZA 3000 | 2006-01-30 | 2000
LINET UK | ELEGANZA 3000 | 2006-01-30 | 2000
LINET UK | ELEGANZA 3000 | 2005-03-09 | 1540
LINET UK | ELEGANZA 3000 | 2005-03-09 | 1800
LINET UK | ELEGANZA 3000 | 2005-03-09 | 1800
LINET UK | ELEGANZA 3000 | 2005-03-09 | 1800
LINET UK | ELEGANZA 3000 | 2005-03-09 | 1800
LINET UK | ELEGANZA 3000 | 2005-03-08 | 1500
LINET UK | ELEGANZA 3000 | 2005-03-08 | 1500
LINET UK | ELEGANZA STANDARD(1) | 2005-03-08 | 1540
LINET UK | ELEGANZA 3000 | 2005-03-08 | 1800
LINET UK | ELEGANZA 3000 | 2005-03-08 | 1800
LINET UK | ELEGANZA 3000 | 2005-03-08 | 1800
LINET UK | ELEGANZA 3000 | 2005-03-08 | 1500
LINET UK | ELEGANZA 3000 | 2005-03-08 | 1500
LINET UK | ELEGANZA 3000 | 2005-03-08 | 1500
LINET UK | ELEGANZA STANDARD(1) | 2004-02-25 | 1540
LINET UK | ELEGANZA STANDARD(1) | 2004-02-25 | 1540
LINET UK | ELEGANZA STANDARD(1) | 2004-02-25 | 1540
LINET UK | ELEGANZA STANDARD(1) | 2004-02-25 | 1540
LINET UK | ELEGANZA STANDARD(1) | 2004-02-25 | 1540
LINET UK | ELEGANZA COMPACT | 2004-02-25 | 1797
LINET UK | ELEGANZA STANDARD(1) | 2004-02-25 | 1540
LINET UK | ELEGANZA STANDARD(1) | 2004-02-25 | 1540
LINET UK | ELEGANZA STANDARD(1) | 2004-02-25 | 1540
LINET UK | ELEGANZA STANDARD(1) | 2004-02-25 | 1540
LINET UK | ELEGANZA STANDARD(1) | 2004-02-25 | 1540
LINET UK | ELEGANZA STANDARD(1) | 2004-02-25 | 1540
LINET UK | ELEGANZA STANDARD(1) | 2004-02-25 | 1540
LINET UK | ELEGANZA STANDARD(1) | 2004-02-25 | 1540
LINET UK | ELEGANZA STANDARD(1) | 2004-02-25 | 1540
LINET UK | ELEGANZA STANDARD(1) | 2004-02-25 | 1540
LINET UK | ELEGANZA STANDARD(1) | 2004-01-28 | 1540
LINET UK | ELEGANZA STANDARD(1) | 2004-01-28 | 1540
LINET UK | ELEGANZA STANDARD(1) | 2004-01-28 | 1540
LINET UK | ELEGANZA STANDARD(1) | 2004-01-28 | 1540
LINET UK | ELEGANZA STANDARD(1) | 2003-12-05 | 1540
LINET UK | ELEGANZA STANDARD(1) | 2003-12-05 | 1540
LINET UK | ELEGANZA COMPACT | 2003-09-10 | 1797
LINET UK | ELEGANZA STANDARD(1) | 2003-05-09 | 1540
LINET UK | ELEGANZA STANDARD(1) | 2003-05-07 | 1540
LINET UK | ELEGANZA STANDARD(1) | 2003-04-28 | 1540
HP | DC5100 SFF | 2011-07-14 | 500
GN OTOMETRIC | AURICAL + | 2015-04-30 | 800
DE GOTZEN | SOFTLY 8 | 2003-05-12 | 350
OPTIMA LTD | BA OPTIMA 10 | 2022-03-02 | 0
SATELEC | X-MIND | 2020-04-20 | 2500
CARBOLITE | SAFEAIR HEAT STREAM | 2017-03-03 | 400
KAVO | 2010 | 2016-02-01 | 700
PHILIPS LTD | HEARTSTART FR3 | 2015-02-03 | 2008
DENTSPLY LTD | WAVE.ONE | 2013-04-12 | 2000
W&H UK LTD | SYNEA TA-98 | 2010-11-08 | 400
LAERDAL | LSU-2 | 2010-11-05 | 680
W&H UK LTD | TREND WD56 | 2006-10-12 | 200
CARBOLITE | SAFE-AIR | 2006-03-27 | 90
DENTSPLY LTD | THERMAPREP PLUS | 2005-04-20 | 200
DENTSPLY LTD | RAY-PEX 4 | 2005-04-20 | 500
W&H UK LTD | TOPAIR 895 | 2005-02-02 | 450
W&H UK LTD | SYNEA TA98L | 2005-01-01 | 433
MINERVA | 3260 | 2004-02-12 | 2500
BELMONT | 502T | 2004-02-12 | 1500
R.A. MEDICAL | MEDI-SCAN | 2004-01-21 | 600
SATELEC | X-MIND | 2003-12-23 | 2100
CHILTERN MED | WISPA 200LT | 2003-12-23 | 1090
DURR DENTAL | US300 TYPE 7122-01 | 2003-12-23 | 500
ANALYTIC TEC | 7005 | 2003-07-07 | 140
NSK | VOLVERE GX | 2003-05-15 | 500
MEGA-PHYSIK | CROMALUX 100 | 2003-05-12 | 300
DE GOTZEN | SOFTLY 8 | 2003-05-12 | 350
RINN PRODUCT | 67-0420 | 2003-05-12 | 75
DRM DENTAL | PLEASE ENTER MODEL! (1239) | 1999-01-01 | 1000
B.ROZENBERG | 425/12 | 1998-01-01 | 100
W&H UK LTD | 956E | 1996-09-01 | 580
BELMONT | 037 | 1995-01-01 | 2700
AGFA-GEVAERT | NX8800 | 2014-10-20 | 1991.73
AGFA-GEVAERT | DX-G | 2014-10-20 | 44684.68
SHIMADZU | MUX-200-12-XC | 2011-10-28 | 28800
THERAPY EQUIPMENT | 5050 | 2007-05-14 | 100
AMERICAN POWER CONVERSION (APC) | BACK-UPS RS1000 | 2007-01-19 | 146.99
NA | MEMO/GENERAL SUNDRIES | 2001-01-01 | 0
X-OGRAPH | MOVIPLAN-800 | 1992-12-03 | 10000
MEMO-INTERN | PMG-STM/X-RAY | 1975-01-01 | 0
PHILIPS LTD | 867248 | 2022-07-05 | 820
WELCH ALLYN | 7670-03 | 2022-06-23 | 0
WELCH ALLYN | 7670-03 | 2022-06-23 | 0
WELCH ALLYN | 7670-16 | 2022-06-22 | 0
PHILIPS LTD | M2736A | 2022-06-21 | 0
PHILIPS LTD | M2702A | 2022-04-27 | 2899
PHILIPS LTD | M2702A | 2022-04-27 | 2899
PHILIPS LTD | 867246 | 2022-04-27 | 984
PHILIPS LTD | 867246 | 2022-04-27 | 984
PHILIPS LTD | 867248 | 2022-04-27 | 984
PHILIPS LTD | 867248 | 2022-04-27 | 984
PHILIPS LTD | M2736A | 2022-04-11 | 715.4
PHILIPS LTD | M2734B | 2022-03-29 | 766.33
THERAPY EQUIPMENT | 9501/8501 | 2022-03-10 | 42
THERAPY EQUIPMENT | 9501/8501 | 2022-03-10 | 42
THERAPY EQUIPMENT | 9501/8501 | 2022-03-10 | 42
THERAPY EQUIPMENT | 9501/8501 | 2022-03-10 | 42
THERAPY EQUIPMENT | 9501/8501 | 2022-03-10 | 42
THERAPY EQUIPMENT | 9501/8501 | 2022-03-10 | 42
THERAPY EQUIPMENT | 9501/8501 | 2022-03-10 | 42
THERAPY EQUIPMENT | 9501/8501 | 2022-03-10 | 42
THERAPY EQUIPMENT | 9501/8501 | 2022-03-10 | 42
THERAPY EQUIPMENT | 9501/8501 | 2022-03-10 | 42
THERAPY EQUIPMENT | 9501/8501 | 2022-03-10 | 42
THERAPY EQUIPMENT | 9501/8501 | 2022-03-10 | 42
THERAPY EQUIPMENT | 9501/8501 | 2022-03-10 | 42
PHILIPS LTD | M2736A | 2022-02-16 | 0
SEERS MEDICAL | SM8583D | 2022-01-27 | 1200
WELCH ALLYN | 7670-03 | 2021-12-10 | 150
BRAUN | PRO 6000 | 2021-12-06 | 149
BRAUN | PRO 6000 | 2021-12-06 | 149
BRAUN | PRO 6000 | 2021-12-06 | 149
BRAUN | PRO 6000 | 2021-12-06 | 149
BRAUN | PRO 6000 | 2021-12-06 | 149
BRAUN | PRO 6000 | 2021-12-06 | 149
PHILIPS LTD | M2736A | 2021-11-10 | 0
PHILIPS LTD | M2736A | 2021-11-05 | 0
PHILIPS LTD | M2734B | 2021-11-05 | 736
BRAUN | PRO 6000 | 2021-09-17 | 149
PHILIPS LTD | M2736A | 2021-09-08 | 977
BRAUN | PRO 6000 | 2021-09-07 | 149
THERAPY EQUIPMENT | DIAMOND RANGE HIGH | 2021-08-02 | 69
PHILIPS LTD | M2736A | 2021-07-29 | 687
PHILIPS LTD | M2736A | 2021-06-24 | 0
PHILIPS LTD | M2736A | 2021-06-11 | 0
PHILIPS LTD | M2736A | 2021-05-13 | 977
BRAUN | PRO 6000 | 2021-05-04 | 149
HUNTLEIGH | D920 | 2021-04-15 | 311.64
PHILIPS LTD | M2736A | 2020-10-23 | 977
PHILIPS LTD | M2736A | 2020-09-08 | 0
PHILIPS LTD | M2736A | 2020-09-07 | 809
PHILIPS LTD | M2734B | 2020-09-01 | 878
PHILIPS LTD | M2703A | 2020-06-05 | 4478
PHILIPS LTD | M2703A | 2020-06-05 | 4478
PHILIPS LTD | M2703A | 2020-06-05 | 4478
PHILIPS LTD | M2702A | 2020-06-05 | 3926.5
PHILIPS LTD | M2702A | 2020-06-05 | 3926.5
PHILIPS LTD | 867246 | 2020-06-05 | 770
PHILIPS LTD | 867246 | 2020-06-05 | 770
PHILIPS LTD | M2734B | 2020-05-29 | 878
VERATHON MEDICAL INC | 0400-0130 | 2020-05-29 | 250
WELCH ALLYN | SURETEMP PLUS 692 | 2020-05-04 | 148
WELCH ALLYN | 7670-03 | 2020-04-21 | 150
WELCH ALLYN | 7670-03 | 2020-04-21 | 150
WELCH ALLYN | 7670-03 | 2020-04-21 | 150
WELCH ALLYN | 7670-03 | 2020-04-21 | 150
WELCH ALLYN | 7670-03 | 2020-04-21 | 150
WELCH ALLYN | 7670-03 | 2020-04-21 | 150
PHILIPS LTD | M2734B | 2020-04-16 | 878
PHYSIO CONTROL | LIFEPAK 20E | 2020-04-06 | 4050
ABBOTT LABS | FREESTYLE PRECISION PRO | 2020-02-21 | 1000
PHILIPS LTD | M2736A | 2019-05-15 | 977
PHILIPS LTD | M2736A | 2019-05-15 | 977
PHILIPS LTD | M2736A | 2019-05-15 | 977
PHILIPS LTD | M2736A | 2019-05-15 | 977
PHILIPS LTD | M2736A | 2019-05-15 | 977
PHILIPS LTD | M2736A | 2019-05-15 | 977
PHILIPS LTD | M2734B | 2019-05-14 | 878
PHILIPS LTD | M2734B | 2019-05-14 | 878
PHILIPS LTD | M2734B | 2019-05-14 | 878
PHILIPS LTD | M2734B | 2019-05-14 | 878
PHILIPS LTD | M2734B | 2019-05-14 | 878
BARD LTD | BARDSCAN IIS | 2018-10-30 | 5500
MORTARA INST | ELI 150C | 2018-06-26 | 3000
PHYSIO CONTROL | LIFEPAK 20E | 2017-07-20 | 4741.2
WELCH ALLYN | SURETEMP PLUS 692 | 2016-10-12 | 236
WELCH ALLYN | SURETEMP PLUS 692 | 2016-10-12 | 236
WELCH ALLYN | SURETEMP PLUS 692 | 2016-10-12 | 236
WELCH ALLYN | SURETEMP PLUS 692 | 2016-10-12 | 236
WELCH ALLYN | SURETEMP PLUS 692 | 2016-10-12 | 236
WELCH ALLYN | SURETEMP PLUS 692 | 2016-10-12 | 236
WELCH ALLYN | SURETEMP PLUS 692 | 2016-10-12 | 236
WELCH ALLYN | SURETEMP PLUS 692 | 2016-10-12 | 236
WELCH ALLYN | SURETEMP PLUS 692 | 2016-10-12 | 236
WELCH ALLYN | SURETEMP PLUS 692 | 2016-10-12 | 236
WELCH ALLYN | SURETEMP PLUS 692 | 2016-10-12 | 236
WELCH ALLYN | SURETEMP PLUS 692 | 2016-10-12 | 236
WELCH ALLYN | SURETEMP PLUS 692 | 2016-10-12 | 236
WELCH ALLYN | SURETEMP PLUS 692 | 2016-10-12 | 236
WELCH ALLYN | SURETEMP PLUS 692 | 2016-10-12 | 236
WELCH ALLYN | SURETEMP PLUS 692 | 2016-10-12 | 236
WELCH ALLYN | SURETEMP PLUS 692 | 2016-10-12 | 236
WELCH ALLYN | SURETEMP PLUS 692 | 2016-10-12 | 236
WELCH ALLYN | SURETEMP PLUS 692 | 2016-10-12 | 236
WELCH ALLYN | 7670-16 | 2016-08-02 | 100
NA | MEMO/GENERAL SUNDRIES | 2016-04-01 | 0
ABBOTT LABS | FREESTYLE PRECISION PRO | 2015-06-16 | 1000
ABBOTT LABS | FREESTYLE PRECISION PRO | 2015-06-16 | 1000
HILL-ROM | RW82 VHA-1C | 2014-10-29 | 9407.2
WELCH ALLYN | SURETEMP PLUS 692 | 2014-05-28 | 236
WELCH ALLYN | SURETEMP PLUS 692 | 2014-05-12 | 200
THERAPY EQUIPMENT | DIAMOND RANGE HIGH | 2013-08-05 | 127
WELCH ALLYN | 7670-03 | 2013-07-24 | 218
PHILIPS LTD | M2702A | 2013-06-05 | 4775
HUNTLEIGH | D930 EURO | 2012-09-24 | 286
HUNTLEIGH | D930 EURO | 2012-09-24 | 286
PHILIPS LTD | M2702A | 2012-06-14 | 7405.15
PHILIPS LTD | M2702A | 2012-06-14 | 7405.15
SECA | 336 | 2012-03-15 | 267.21
SECA | 336 | 2012-03-15 | 267.21
DRAEGER | JM-103 | 2012-02-21 | 3500
PHILIPS LTD | M2702A | 2011-10-28 | 5204.21
PHILIPS LTD | M2702A | 2011-10-28 | 5204.21
PHILIPS LTD | M2702A | 2011-10-28 | 5204.21
PHILIPS LTD | M2702A | 2011-10-28 | 5204.21
PHILIPS LTD | M2702A | 2011-10-28 | 5204.21
PHILIPS LTD | M2702A | 2011-10-28 | 5204.21
PHILIPS LTD | M2702A | 2011-10-28 | 5204.21
PHILIPS LTD | M2702A | 2011-10-28 | 5204.21
WELCH ALLYN | SURETEMP PLUS 692 | 2011-06-27 | 236
WELCH ALLYN | SURETEMP PLUS 692 | 2011-06-27 | 236
WELCH ALLYN | SURETEMP PLUS 692 | 2011-06-27 | 236
WELCH ALLYN | SURETEMP PLUS 692 | 2011-06-27 | 236
WELCH ALLYN | SURETEMP PLUS 692 | 2011-06-27 | 236
WELCH ALLYN | SURETEMP PLUS 692 | 2011-06-27 | 236
WELCH ALLYN | SURETEMP PLUS 692 | 2011-06-27 | 236
WELCH ALLYN | SURETEMP PLUS 692 | 2011-06-27 | 236
WELCH ALLYN | SURETEMP PLUS 692 | 2011-06-27 | 236
WELCH ALLYN | SURETEMP PLUS 692 | 2011-06-27 | 236
WELCH ALLYN | SURETEMP PLUS 692 | 2011-06-27 | 236
WELCH ALLYN | SURETEMP PLUS 692 | 2011-06-27 | 236
WELCH ALLYN | SURETEMP PLUS 692 | 2011-06-27 | 236
WELCH ALLYN | SURETEMP PLUS 692 | 2011-06-27 | 236
WELCH ALLYN | SURETEMP PLUS 692 | 2011-06-27 | 236
MEDELA | SYMPHONY | 2011-02-17 | 1900
MEDELA | SYMPHONY | 2011-02-17 | 1900
MEDELA | SYMPHONY | 2011-02-17 | 1900
SECA | 877 | 2009-08-21 | 200
WELCH ALLYN | 767 DIAGNOSTIC SYSTEM | 2009-05-18 | 900
WELCH ALLYN | SPOT 420(NBP/SPO2) | 2007-12-14 | 2000
EAST HEALTH | HIGH-SUCTION | 2007-06-28 | 70
EAST HEALTH | HIGH-SUCTION | 2007-06-28 | 70
EAST HEALTH | HIGH-SUCTION | 2007-06-28 | 70
EAST HEALTH | HIGH-SUCTION | 2007-06-27 | 70
EAST HEALTH | HIGH-SUCTION | 2007-06-27 | 70
EAST HEALTH | HIGH-SUCTION | 2007-06-27 | 70
THERAPY EQUIPMENT | ENTONOX | 2007-06-26 | 280.5
EAST HEALTH | HIGH-SUCTION | 2007-05-30 | 100
EAST HEALTH | HIGH-SUCTION | 2007-03-19 | 200
WELCH ALLYN | 767 DIAGNOSTIC SYSTEM | 2006-09-20 | 500
EAST HEALTH | HIGH-SUCTION | 2006-02-20 | 200
CRITIKON | PROCARE 300 | 2006-02-03 | 2400
EAST HEALTH | HIGH-SUCTION | 2005-11-04 | 200
EAST HEALTH | HIGH-SUCTION | 2005-07-07 | 200
THERAPY EQUIPMENT | ENTONOX | 2005-02-22 | 182.5
THERAPY EQUIPMENT | ENTONOX | 2005-02-22 | 182.5
EAST HEALTH | HIGH-SUCTION | 2004-09-23 | 183
FLAEM NUOVA | SUCTION PRO | 2004-08-31 | 1000
VIAMED | TT490-15 | 2004-06-02 | 555
VIAMED | CERATHERM 600-2 | 2004-06-01 | 1154
SHIRE | SA-6 | 2001-05-01 | 350
SHIRE | SA-6 | 2001-05-01 | 350
THERAPY EQUIPMENT | ENTONOX | 2000-07-05 | 182.5
GE LIMITED | ML6-15-D | 2022-06-21 | 4165
TOSHIBA MED | PVT-781VT | 2021-10-07 | 5990
TOSHIBA MED | PVT-661VT | 2021-06-09 | 4025
TOSHIBA MED | PVT-781VT | 2021-05-17 | 6000
GE LIMITED | C1-5-D | 2021-03-30 | 6000
GE LIMITED | C4-8-D | 2021-03-30 | 6000
GE LIMITED | C4-8-D | 2021-01-08 | 5000
GE LIMITED | C1-5-D | 2021-01-01 | 5000
GE LIMITED | RIC5-9-D | 2020-05-06 | 5000
GE LIMITED | RIC5-9-D | 2020-04-15 | 5000
TOSHIBA MED | IIC3 | 2020-01-07 | 3000
GE LIMITED | RM6C | 2019-11-29 | 5000
MEDI-PLINTH | US03TE | 2019-11-21 | 1270.39
MEDI-PLINTH | US03TE | 2019-11-21 | 1270.39
GE LIMITED | RIC5-9-D | 2019-07-15 | 5000
GE LIMITED | C2-9-D | 2019-07-15 | 5000
GE LIMITED | C1-6-D | 2019-07-15 | 5000
GE LIMITED | VOLUSON E8 | 2019-07-12 | 70000
GE LIMITED | VOLUSON E8 | 2019-07-05 | 70000
GE LIMITED | C2-9-D | 2019-07-05 | 5000
GE LIMITED | C1-6-D | 2019-07-05 | 5000
GE LIMITED | RIC5-9-D | 2019-07-05 | 5000
GE LIMITED | VOLUSON E8 | 2019-07-05 | 70000
GE LIMITED | C2-9-D | 2019-07-05 | 5000
GE LIMITED | C1-6-D | 2019-07-05 | 5000
GE LIMITED | RIC5-9-D | 2019-07-05 | 5000
TOSHIBA MED | PVT-781VT | 2019-04-30 | 6000
MEDI-PLINTH | US03TE | 2018-12-11 | 1800
GE LIMITED | RIC5-9-D | 2018-06-04 | 5000
MEDI-PLINTH | US03TE | 2018-02-20 | 1800
EIZO | EV2216W | 2017-09-01 | 196
EIZO | EV2216W | 2017-09-01 | 196
EIZO | EV2216W | 2017-09-01 | 196
EIZO | EV2216W | 2017-09-01 | 196
EIZO | EV2216W | 2017-09-01 | 196
EIZO | EV2216W | 2017-09-01 | 196
EIZO | EV2216W | 2017-04-01 | 196
MEDI-PLINTH | BE3015/BE3323 | 2015-05-13 | 900
NANOSONICS | N00020-EV4 | 2014-12-15 | 7000
NANOSONICS | N00020-EV4 | 2014-12-15 | 7000
TOSHIBA MED | TV5-A500/TS | 2014-12-12 | 67872
TOSHIBA MED | PVT-375BT | 2014-12-12 | 7236
TOSHIBA MED | PVT-674BT | 2014-12-12 | 5000
TOSHIBA MED | PVT-781VT | 2014-12-12 | 6000
TOSHIBA MED | TV5-A500/TS | 2014-12-12 | 67872
TOSHIBA MED | PVT-375BT | 2014-12-12 | 5000
TOSHIBA MED | PVT-674BT | 2014-12-12 | 5000
TOSHIBA MED | TV5-A500/TS | 2014-12-12 | 67872
TOSHIBA MED | PVT-375BT | 2014-12-12 | 5000
TOSHIBA MED | PVT-674BT | 2014-12-12 | 5000
TOSHIBA MED | PVT-781VT | 2014-12-12 | 6000
TOSHIBA MED | PLT-1005BT | 2014-12-12 | 5000
TOSHIBA MED | PLT-1204BT | 2014-12-12 | 5000
GE LIMITED | VOLUSON E8 | 2013-08-15 | 67913.86
GE LIMITED | RIC5-9-D | 2013-01-01 | 5000
GE LIMITED | VOLUSON E8 | 2012-07-02 | 70000
MEDI-PLINTH | US03TE | 2009-06-04 | 1775.5
MEDI-PLINTH | US03TE | 2009-06-04 | 1775.5
MEDI-PLINTH | US03TE | 2009-06-04 | 1775.5
BRAUN | PRO 6000 | 2022-06-29 | 149
OLYMPUS | USG-410 | 2022-06-21 | 0
OLYMPUS | TC-E410 | 2022-06-21 | 0
BRAUN | PRO 6000 | 2022-06-14 | 149
OLYMPUS | USG-410 | 2022-06-07 | 0
OLYMPUS | TC-E410 | 2022-06-07 | 0
BRAUN | PRO 6000 | 2022-05-18 | 149
BRAUN | PRO 6000 | 2022-04-27 | 149
BK MEDICAL | BKACTIV | 2022-04-01 | 45000
PHILIPS LTD | M1034B | 2022-03-07 | 2122.56
CONMED | SYSTEM 5000 | 2022-02-01 | 6395
CONMED | SYSTEM 5000 | 2022-02-01 | 6395
CONMED | VIROVAC | 2022-02-01 | 0
CONMED | VIROVAC | 2022-02-01 | 0
CONMED | VIROVAC | 2022-02-01 | 0
CONMED | SYSTEM 5000 | 2022-02-01 | 6395
BRAUN | PRO 6000 | 2022-02-01 | 149
SURGIQUEST | AIRSEAL IFS | 2022-01-28 | 0
PHILIPS LTD | MX450 | 2022-01-13 | 2552.88
TERAOKA | DS-502 | 2022-01-10 | 170
TERAOKA | DS-502 | 2022-01-10 | 170
GCE LTD | MMR+ | 2022-01-07 | 299
KARL STORZ | 8403ZX | 2021-11-01 | 7755
PHILIPS LTD | NMT | 2021-10-25 | 1835
COVIDIEN UK | SCD 700 | 2021-10-12 | 1169.07
COVIDIEN UK | SCD 700 | 2021-07-29 | 0
COVIDIEN UK | SCD 700 | 2021-07-06 | 800
COVIDIEN UK | SCD 700 | 2021-07-06 | 800
COVIDIEN UK | SCD 700 | 2021-07-06 | 800
COVIDIEN UK | SCD 700 | 2021-07-06 | 800
COVIDIEN UK | SCD 700 | 2021-07-06 | 800
COVIDIEN UK | SCD 700 | 2021-07-06 | 800
COVIDIEN UK | SCD 700 | 2021-07-06 | 800
COVIDIEN UK | SCD 700 | 2021-07-06 | 800
COVIDIEN UK | SCD 700 | 2021-07-06 | 800
COVIDIEN UK | SCD 700 | 2021-07-06 | 800
AUGUSTINE ME | RANGER | 2021-06-28 | 1346.8
BRAUN | PRO 6000 | 2021-04-30 | 149
BRAUN | PRO 6000 | 2021-04-30 | 149
BRAUN | PRO 6000 | 2021-04-30 | 149
THERAPY EQUIPMENT | 7763 | 2021-04-29 | 545
HOLOGIC | NOVASURE MODEL 10 | 2021-04-23 | 0
THERAPY EQUIPMENT | 7760 | 2021-04-21 | 0
PHILIPS LTD | INTELLIVUE G7 | 2021-01-29 | 4015
THERAPY EQUIPMENT | DIAMOND RANGE HIGH | 2020-12-31 | 81
THERAPY EQUIPMENT | DIAMOND RANGE HIGH | 2020-12-31 | 81
THERAPY EQUIPMENT | DIAMOND RANGE HIGH | 2020-12-31 | 81
THERAPY EQUIPMENT | DIAMOND RANGE HIGH | 2020-12-31 | 81
THERAPY EQUIPMENT | DIAMOND RANGE HIGH | 2020-12-31 | 81
THERAPY EQUIPMENT | DIAMOND RANGE HIGH | 2020-12-31 | 81
PHILIPS LTD | INTELLIVUE X3 | 2020-12-07 | 3163.78
DRAEGER | VAPOR 3000 SEVO | 2020-12-04 | 2588.15
PHILIPS LTD | INTELLIVUE X3 | 2020-11-26 | 2496.78
DRAEGER | D-VAPOR 3000 | 2020-11-26 | 1357.41
PHILIPS LTD | MX750 | 2020-11-24 | 4713.72
PHILIPS LTD | NMT | 2020-11-24 | 1730.52
PHILIPS LTD | NMT | 2020-11-24 | 1730.52
PHILIPS LTD | NMT | 2020-11-24 | 1730.52
PHILIPS LTD | INTELLIVUE X3 | 2020-11-24 | 2496.78
PHILIPS LTD | MX750 | 2020-11-24 | 4713.72
PHILIPS LTD | MX750 | 2020-11-23 | 4713.72
PHILIPS LTD | INTELLIVUE X3 | 2020-11-23 | 2496.78
PHILIPS LTD | NMT | 2020-11-23 | 1730.52
PHILIPS LTD | M1034B | 2020-11-23 | 2122.56
PHILIPS LTD | MX450 | 2020-11-23 | 2552.88
PHILIPS LTD | INTELLIVUE X3 | 2020-11-23 | 2496.78
PHILIPS LTD | 867041 B06 | 2020-11-23 | 2044.02
PHILIPS LTD | 867041 B06 | 2020-11-23 | 2044.02
PHILIPS LTD | MX750 | 2020-11-23 | 4713.72
PHILIPS LTD | INTELLIVUE X3 | 2020-11-23 | 2496.78
PHILIPS LTD | INTELLIVUE X3 | 2020-11-23 | 2496.78
PHILIPS LTD | INTELLIVUE X3 | 2020-11-23 | 2496.78
PHILIPS LTD | INTELLIVUE X3 | 2020-11-23 | 2496.78
PHILIPS LTD | INTELLIVUE X3 | 2020-11-23 | 2496.78
PHILIPS LTD | MX750 | 2020-11-23 | 4713.72
PHILIPS LTD | MX450 | 2020-11-23 | 2552.88
PHILIPS LTD | MX450 | 2020-11-23 | 2552.88
PHILIPS LTD | MX450 | 2020-11-23 | 2552.88
PHILIPS LTD | MX450 | 2020-11-23 | 2552.88
PHILIPS LTD | MX750 | 2020-11-20 | 4713.72
PHILIPS LTD | INTELLIVUE X3 | 2020-11-20 | 2496.78
PHILIPS LTD | NMT | 2020-11-20 | 1730.52
DRAEGER | VAPOR 3000 SEVO | 2020-11-13 | 2588.15
DRAEGER | VAPOR 3000 SEVO | 2020-11-13 | 2588.15
DRAEGER | VAPOR 3000 SEVO | 2020-11-13 | 2588.15
DRAEGER | VAPOR 3000 SEVO | 2020-11-13 | 2588.15
DRAEGER | D-VAPOR 3000 | 2020-11-12 | 1357.41
DRAEGER | D-VAPOR 3000 | 2020-11-12 | 1357.41
DRAEGER | VAPOR 3000 SEVO | 2020-11-10 | 2588.15
DRAEGER | PERSEUS A500 | 2020-11-09 | 21015.95
DRAEGER | PERSEUS A500 | 2020-11-09 | 21015.95
DRAEGER | PERSEUS A500 | 2020-11-09 | 21015.95
DRAEGER | PERSEUS A500 | 2020-11-09 | 21015.95
DRAEGER | PERSEUS A500 | 2020-11-09 | 21015.95
DRAEGER | PERSEUS A500 | 2020-11-09 | 21015.95
CAREFUSION | ALARIS PK PLUS MK4 | 2020-09-15 | 2146
CAREFUSION | ALARIS PK PLUS MK4 | 2020-09-15 | 2146
WELCH ALLYN | SURETEMP PLUS 692 | 2020-06-17 | 0
Plasma Surgical | PLASMAJET (PS10-2130IS-EN) | 2020-04-17 | 24440
F & P | AIRVO 2 | 2020-03-19 | 2475
NDS SURGICAL IMAGING BV | WR-P42-13 | 2020-03-06 | 3000
CELSIUS MEDICAL | CALIMA | 2019-09-27 | 1500
BARCO LTD | MDSC-8232 | 2019-08-19 | 7500
SONY | UP-DR80MD | 2019-08-16 | 2000
ARTHREX INC | COMPACTCART | 2019-08-16 | 4344
SAMSUNG | GALAXY TAB A 10.1 INCH | 2019-08-16 | 3460
ARTHREX INC | SYNERGY UHD4 MATRIX | 2019-08-16 | 25000
ARTHREX INC | 4K SYNERGY UHD4 | 2019-08-16 | 7980
ARTHREX INC | MONITOR TROLLEY | 2019-08-16 | 2306
NDS SURGICAL IMAGING BV | WR-P42-11 | 2019-08-16 | 3000
BARCO LTD | MDSC-8232 PLUS DECODER | 2019-08-16 | 8422
ARTHREX INC | SYNERGY INSUFFLATOR | 2019-08-16 | 5462
SMITHS LTD | H-1000 | 2019-07-10 | 10536
A.R.C. LASER GMBH | NUVOLAS GEN II | 2019-03-07 | 30275
NOVADAQ | PC9002 | 2019-01-22 | 1500
SAFETY MEDIC | 10 WAY | 2018-06-12 | 600
SAFETY MEDIC | 10 WAY | 2018-06-12 | 600
SAFETY MEDIC | 10 WAY | 2018-06-12 | 600
SAFETY MEDIC | 10 WAY | 2018-06-12 | 600
SAFETY MEDIC | 10 WAY | 2018-06-12 | 600
MEMO-INTERN | MED AIR 7 BAR HOSE | 2018-05-18 | 145.19
STRYKER | PNEUMOSURE XL | 2018-05-03 | 7000
ISTORAGE | DISKASHUR2 | 2018-04-04 | 162
SMITH & NEPHEW | COBLATOR II | 2018-02-02 | 8000
KARL STORZ | SC-WU26-A1511 | 2017-12-22 | 4545
TEAC | UR-4MD | 2017-09-25 | 8000
TRUMPF LTD | TRUSYSTEM 7000 2065385 | 2017-09-19 | 30896.64
CELSIUS MEDICAL | CALIMA | 2017-08-21 | 1700
CELSIUS MEDICAL | CALIMA | 2017-08-21 | 1700
CELSIUS MEDICAL | CALIMA | 2017-08-21 | 1700
CAREFUSION | ALARIS PK PLUS MK4 | 2017-04-03 | 2595
CELSIUS MEDICAL | CALIMA | 2017-02-13 | 1700
CELSIUS MEDICAL | CALIMA | 2017-02-13 | 1700
CELSIUS MEDICAL | CALIMA | 2017-02-13 | 1700
CELSIUS MEDICAL | CALIMA | 2017-02-13 | 1700
CELSIUS MEDICAL | CALIMA | 2017-01-20 | 1700
CELSIUS MEDICAL | CALIMA | 2017-01-20 | 1700
CELSIUS MEDICAL | CALIMA | 2017-01-20 | 1700
SONY | UP-DR80MD | 2016-12-12 | 1218.4
KARL STORZ | H3-Z-TH100 | 2016-11-09 | 11760
KARL STORZ | VC-2010 | 2016-11-09 | 2537.6
SONY | UP-DR80MD | 2016-11-09 | 1218.4
KARL STORZ | WD200 | 2016-11-09 | 7197.6
KARL STORZ | TC301 | 2016-11-09 | 3696
KARL STORZ | TC300 | 2016-11-09 | 3780
KARL STORZ | TC200 | 2016-11-09 | 5460
KARL STORZ | 20133120 | 2016-11-09 | 5670.4
KARL STORZ | UI400 | 2016-11-09 | 9654.72
KARL STORZ | 200905 19 | 2016-11-09 | 2207.2
KARL STORZ | SC-WU26-A1511 | 2016-11-09 | 4196
LAERDAL | LSU-2 | 2016-11-07 | 680
FRESENIUS KABI | INJECTOMAT MC AGILIA | 2016-09-15 | 300
FRESENIUS KABI | INJECTOMAT MC AGILIA | 2016-09-15 | 300
FRESENIUS KABI | INJECTOMAT MC AGILIA | 2016-09-15 | 300
FRESENIUS KABI | INJECTOMAT MC AGILIA | 2016-09-15 | 300
FRESENIUS KABI | INJECTOMAT MC AGILIA | 2016-09-15 | 300
FRESENIUS KABI | INJECTOMAT MC AGILIA | 2016-09-15 | 300
NOVADAQ | PC9072 | 2016-09-05 | 8000
NOVADAQ | PC9013 | 2016-09-05 | 9500
NOVADAQ | PC9001 | 2016-09-05 | 57500
NOVADAQ | PC9012 | 2016-09-05 | 6700
MEDTRONIC | EC300 | 2016-07-07 | 9995
THERAPY EQUIPMENT | 7763 | 2016-05-29 | 387
CONMED | SYSTEM 5000 | 2016-05-19 | 7554
DILON TECHNOLOGIES INC (USA) | NAVIGATOR 2.0 | 2016-04-29 | 21381
ROTEM | DELTA | 2016-01-08 | 10000
THERAPY EQUIPMENT | DIAMOND RANGE HIGH | 2015-07-29 | 72
XENOSYS CO LTD | L2S09 | 2015-07-22 | 1000
VALLEYLAB | FORCE TRIAD | 2015-05-14 | 26500
VALLEYLAB | FORCE TRIAD | 2015-03-03 | 26500
MEDTRONIC | NIM RESPONSE 3 | 2015-02-27 | 13809.16
MEDTRONIC | 9735602 | 2015-02-15 | 8000
AMBU LTD | AVIEW | 2014-05-06 | 900
OLYMPUS | ESG-400 | 2013-09-03 | 43371.53
BRAINLAB | KOLIBRI WS 2.0 | 2013-04-08 | 38500
KARL STORZ | 8402ZX | 2012-11-01 | 10000
MAQUET (UK) | 1133.12B3 | 2012-04-26 | 43387.15
LEVEL 1 TECH | HL90 | 2012-04-05 | 3500
LEVEL 1 TECH | HL90 | 2012-04-05 | 3500
LEVEL 1 TECH | HL90 | 2012-04-05 | 3500
LEVEL 1 TECH | HL90 | 2012-04-03 | 3500
J&J | GEN 11 | 2012-02-13 | 8500
J&J | GEN 11 | 2012-02-13 | 8500
MEDLINE | DYND7080*UK | 2012-01-01 | 200
TERAOKA | DS-673SS-3KG | 2011-11-28 | 300
TERAOKA | DS-673SS-3KG | 2011-10-11 | 300
CAREFUSION | ALARIS PK | 2011-08-24 | 3000
MEDTRONIC | EC300 | 2010-12-07 | 8808.09
CAREFUSION | ALARIS PK | 2010-08-23 | 3000
ORGANON LTD | TOF WATCH | 2009-07-24 | 600
MEDELA | DOMINANT 50 | 2009-05-27 | 2250
KANMED | 2-1380 | 2009-02-12 | 5801.75
KARL STORZ | SC-WU23-A1511 | 2008-11-14 | 4000
KARL STORZ | 200903-31 | 2008-11-14 | 2000
KARL STORZ | IMAGE 1/22200020 | 2008-11-14 | 23573.98
MAQUET (UK) | 1133.12B3 | 2008-09-19 | 36372.55
FRESENIUS KABI | 9005001 / C.A.T.S. | 2008-05-28 | 11750
HILL-ROM | AIR PAL | 2008-04-14 | 4114
WALKER FILT. | LV 850 | 2008-01-25 | 2783
KANMED | 2-1380 | 2008-01-03 | 5927.88
MAQUET (UK) | 1133.12B3 | 2007-08-02 | 36764.48
KANMED | 2-1380 | 2007-04-04 | 6471.91
CAREFUSION | ALARIS PK | 2007-01-26 | 3000
CME MEDICAL | BODYGUARD 545 | 2007-01-05 | 1497.5
CME MEDICAL | BODYGUARD 545 | 2007-01-05 | 1497.5
CME MEDICAL | BODYGUARD 545 | 2007-01-05 | 1497.5
KARL STORZ | 20096020 | 2007-01-03 | 23494.13
KARL STORZ | 26430520 | 2007-01-03 | 5375
KARL STORZ | 20133120 | 2007-01-03 | 3000
CONMED | SYSTEM 5000 | 2006-12-21 | 6750
CONMED | SYSTEM 5000 | 2006-12-21 | 7762.5
MAQUET (UK) | 1133.12B3 | 2006-12-01 | 34506.22
WALKER FILT. | LV 850 | 2006-08-23 | 2000
MAQUET (UK) | 1133.12B3 | 2006-08-22 | 28000
TOSHIBA MED | SSA-580A | 2006-07-27 | 100000
ZEISS | OPMI VARIO | 2005-11-21 | 58598.19
ZEISS | MEDILIVE TRIO | 2005-11-21 | 6881
SONY | LMD-2140MD | 2005-11-21 | 2495
ZEISS | P30350002 | 2005-11-21 | 2497
HUDSON RCI | AQUATHERM III | 2005-11-04 | 294
CAREFUSION | ALARIS PK | 2005-06-21 | 3000
THERAPY EQUIPMENT | 4760 | 2004-12-14 | 545
THERAPY EQUIPMENT | 7760 | 2004-10-01 | 545
AUGUSTINE ME | 90032 | 2002-08-01 | 2650
WELCH ALLYN | SOLARC | 1997-09-10 | 420
NA | MEMO/GENERAL SUNDRIES | 1994-11-01 | 0
RIETSCHLE | DUPLEX | 1997-09-04 | 0
NA | REPEATER | 1997-09-04 | 350
SIEMENS LTD | ARCADIS VARIC | 2016-01-05 | 71760
BIEN-AIR UK | OSSEODOC | 2007-05-29 | 2582
BIEN-AIR UK | UNILIGHT | 2004-08-10 | 430
ADEC DENTAL | 4400IC | 2001-05-20 | 2800
SIEMENS LTD | HELIODENT DS | 1997-10-01 | 8000
MEMO-INTERN | PMG-STM/ENT/TH4 | 1989-01-01 | 0
MEMO-INTERN | PMG-STM/ENT/TH3 | 1989-01-01 | 0
MEMO-INTERN | PMG-STM/GYNAE/1&2AN. | 2005-12-02 | 0
ATOS MEDICAL UK | TRUTONE EMOTE | 2022-01-21 | 529
ATOS MEDICAL UK | TRUTONE EMOTE | 2022-01-10 | 529
ATOS MEDICAL UK | TRUTONE EMOTE | 2022-01-10 | 529
ATOS MEDICAL UK | TRUTONE EMOTE | 2022-01-10 | 529
ATOS MEDICAL UK | TRUTONE EMOTE | 2021-07-07 | 529
ATOS MEDICAL UK | TRUTONE EMOTE | 2021-07-07 | 529
UNEX DESIGNS LTD T/A VOICE AID | JF105A | 2021-04-19 | 75
UNEX DESIGNS LTD T/A VOICE AID | JF105A | 2021-04-19 | 75
ATOS MEDICAL UK | TRUTONE EMOTE | 2021-01-25 | 529
ATOS MEDICAL UK | TRUTONE EMOTE | 2021-01-25 | 529
ATOS MEDICAL UK | TRUTONE EMOTE | 2020-10-09 | 529
ATOS MEDICAL UK | TRUTONE EMOTE | 2020-10-09 | 529
ATOS MEDICAL UK | TRUTONE EMOTE | 2020-10-09 | 529
ATOS MEDICAL UK | TRUTONE EMOTE | 2020-10-09 | 529
ATOS MEDICAL UK | TRUTONE EMOTE | 2020-09-04 | 529
ATOS MEDICAL UK | TRUTONE EMOTE | 2020-09-04 | 529
ATOS MEDICAL UK | TRUTONE EMOTE | 2020-05-15 | 529
ATOS MEDICAL UK | TRUTONE EMOTE | 2020-05-15 | 529
ATOS MEDICAL UK | TRUTONE EMOTE | 2020-02-27 | 529
ATOS MEDICAL UK | TRUTONE EMOTE | 2020-02-17 | 529
ATOS MEDICAL UK | TRUTONE EMOTE | 2020-02-17 | 529
ATOS MEDICAL UK | TRUTONE EMOTE | 2020-02-17 | 529
ATOS MEDICAL UK | TRUTONE EMOTE | 2020-02-17 | 529
ATOS MEDICAL UK | TRUTONE EMOTE | 2020-02-17 | 529
ATOS MEDICAL UK | TRUTONE EMOTE | 2020-02-17 | 529
GRIFFIN PROD | TRUTONE ELECTROLARYN | 2019-04-12 | 300
GRIFFIN PROD | TRUTONE ELECTROLARYN | 2019-04-12 | 300
WEINMANN | ACCUVAC PRO | 2019-02-20 | 0
GRIFFIN PROD | TRUTONE ELECTROLARYN | 2018-06-01 | 300
GRIFFIN PROD | TRUTONE ELECTROLARYN | 2018-06-01 | 300
GRIFFIN PROD | TRUTONE ELECTROLARYN | 2018-05-03 | 300
GRIFFIN PROD | TRUTONE ELECTROLARYN | 2018-05-03 | 300
T.CHURCHILL | SL40 | 2016-10-27 | 250
GRIFFIN PROD | TRUTONE ELECTROLARYN | 2016-10-11 | 300
GRIFFIN PROD | TRUTONE ELECTROLARYN | 2016-10-11 | 300
GRIFFIN PROD | TRUTONE ELECTROLARYN | 2016-10-11 | 300
GRIFFIN PROD | TRUTONE ELECTROLARYN | 2016-10-11 | 300
SERVOX | LA-2.40 | 2016-06-23 | 520
SERVOX | INTON | 2016-06-23 | 600
SERVOX | INTON | 2015-09-03 | 600
SERVOX | INTON | 2015-09-03 | 600
BLOM-SINGER | EL1000 | 2015-09-02 | 250
GRIFFIN PROD | TRUTONE ELECTROLARYN | 2015-09-02 | 300
SERVOX | LAC-SA0001 | 2015-08-24 | 525
SERVOX | LA-2.40 | 2015-07-22 | 520
SERVOX | LAC-SA0001 | 2015-02-13 | 525
GRIFFIN PROD | TRUTONE ELECTROLARYN | 2014-09-11 | 300
GRIFFIN PROD | TRUTONE ELECTROLARYN | 2014-09-11 | 300
GRIFFIN PROD | TRUTONE ELECTROLARYN | 2013-08-08 | 300
GRIFFIN PROD | TRUTONE ELECTROLARYN | 2013-08-08 | 300
BLOM-SINGER | EL1000 | 2013-04-15 | 250
GRIFFIN PROD | TRUTONE ELECTROLARYN | 2013-04-15 | 350
GRIFFIN PROD | TRUTONE ELECTROLARYN | 2013-04-15 | 350
GRIFFIN PROD | TRUTONE ELECTROLARYN | 2012-07-27 | 300
GRIFFIN PROD | TRUTONE ELECTROLARYN | 2012-07-27 | 300
GRIFFIN PROD | TRUTONE ELECTROLARYN | 2012-07-18 | 425
GRIFFIN PROD | TRUTONE ELECTROLARYN | 2012-05-03 | 510
T.CHURCHILL | LW40 | 2012-04-20 | 3300
KAPITEX | LACSA0001 | 2011-03-23 | 500
PENTAX | S990A | 2010-12-14 | 400
PENTAX | RLS9100B | 2010-12-14 | 57704.25
TOSHIBA MED | IK-TU61 | 2010-12-14 | 2500
PENTAX | 6103 | 2010-12-14 | 4000
PENTAX | 9200C | 2010-12-14 | 5000
AMERICAN POWER CONVERSION (APC) | BACK-UPS RS 800 | 2010-12-14 | 106
GRIFFIN PROD | TRUTONE ELECTROLARYN | 2010-09-03 | 300
GRIFFIN PROD | TRUTONE ELECTROLARYN | 2010-08-26 | 425
T.CHURCHILL | SL40 | 2010-06-11 | 250
GRIFFIN PROD | TRUTONE ELECTROLARYN | 2009-07-17 | 300
SERVOX | INTON | 2009-01-16 | 600
SERVOX | INTON | 2009-01-16 | 600
SERVOX | INTON | 2008-09-08 | 600
YOGA | EM600 | 2008-01-01 | 55
MEDIC AID | FREEWAY | 2008-01-01 | 141
MEDIC AID | FREEWAY | 2008-01-01 | 141
GRIFFIN PROD | TRUTONE ELECTROLARYN | 2007-11-09 | 300
GRIFFIN PROD | TRUTONE ELECTROLARYN | 2007-11-09 | 300
GRIFFIN PROD | TRUTONE ELECTROLARYN | 2007-07-13 | 300
GRIFFIN PROD | TRUTONE ELECTROLARYN | 2007-07-13 | 300
T.CHURCHILL | SL35 | 2007-01-10 | 3000
SERVOX | LAC-SA0001 | 2006-11-06 | 525
SERVOX | LAC-SA0001 | 2006-06-30 | 525
SERVOX | LAC-SA0001 | 2005-05-09 | 525
SERVOX | LAC-SA0001 | 2005-01-01 | 525
SERVOX | LAC-SA0001 | 2005-01-01 | 525
SERVOX | LAC-SA0001 | 2004-02-24 | 525
WELCH ALLYN | 23104P-SMP | 2004-02-23 | 638
SERVOX | LAC-SA0001 | 2003-09-23 | 525
SERVOX | LAC-SA0001 | 2003-06-17 | 525
KAPITEX | LACSA0001 | 2003-02-27 | 500
SERVOX | INTON | 2003-01-08 | 600
NA | MEMO/GENERAL SUNDRIES | 1994-07-01 | 0
ATOS MEDICAL UK | TRUTONE EMOTE |  | 529
ATOS MEDICAL UK | TRUTONE EMOTE |  | 529
EAST HEALTH | AGSS POWER UNIT | 2009-01-20 | 1044
EAST HEALTH | PLEASE ENTER MODEL! (1272) | 1998-06-24 | 2320
GRANT INSTRUMENTS | DMU26 | 2018-05-17 | 2000
GRANT INSTRUMENTS | W38 | 2016-01-06 | 0
CIRS | 043 | 2015-12-14 | 5000
LECROY | LT372L | 2013-11-05 | 1000
TEKTRONIC | 2215A | 2013-11-05 | 1000
MEDI-PLINTH | US03TE | 2011-07-22 | 1775.5
GE LIMITED | 5205000-4/LOGIQE9 | 2010-12-02 | 119928.5
GE LIMITED | 9L-D | 2010-12-02 | 5000
GE LIMITED | C1-5-D | 2010-12-02 | 5000
GE LIMITED | L8-18I | 2010-12-02 | 5000
KIELSCHER | UP2005 | 2009-07-28 | 3000
JULABO | LBT | 2008-04-17 | 250
JULABO | LBT | 2008-04-17 | 250
NEWBRUNSWICK | EXCELLA ECO-170 | 2008-04-10 | 2750
EPPENDORF | 5415R | 2007-10-08 | 1300
GRANT INSTRUMENTS | ULTRASONIC BATH | 2007-08-22 | 736.3
STUART SCIEN | SA8(DUPLICATE) | 2007-04-05 | 600
BMG LABTECH | OPTIMA | 2007-03-01 | 14570
GRANT INSTRUMENTS | SUB14 | 2007-03-01 | 290
TOSHIBA MED | SSA-790A | 2007-02-21 | 91000
NIKON | ECLIPSE TS100-F | 2005-04-11 | 6000
TOSHIBA MED | SSA 770A | 2004-07-12 | 120000
NA | MEMO/GENERAL SUNDRIES | 2001-01-01 | 0
SORVALL | RT6000D | 1998-10-12 | 6000
STUART SCIEN | STR9 | 1998-05-14 | 485
LECORY | 9410 | 1989-07-12 | 1000
SARTORIUS | 1702 | 1987-06-01 | 2000
WILOVERT | D6330 | 1984-06-01 | 1200
MINI INST | 5-10 | 1983-03-01 | 200
THERAPY EQUIPMENT | 9501/8501 | 2022-03-10 | 42
BRAUN | PRO 6000 | 2022-02-25 | 149
BRAUN | PRO 6000 | 2022-02-25 | 149
THERAPY EQUIPMENT | DIAMOND RANGE HIGH | 2020-09-15 | 81
THERAPY EQUIPMENT | DIAMOND RANGE HIGH | 2020-07-14 | 163.64
STRYKER | 0240060100 | 2019-10-11 | 9000
CME MEDICAL | BODYGUARD 575 COLOURVISION | 2018-07-12 | 1000
CME MEDICAL | BODYGUARD 575 CHARGER | 2018-07-12 | 550
CME MEDICAL | BODYGUARD 575 CHARGER | 2018-05-27 | 550
CME MEDICAL | BODYGUARD 575 CHARGER | 2018-05-27 | 550
CME MEDICAL | BODYGUARD 575 CHARGER | 2018-05-27 | 550
CME MEDICAL | BODYGUARD 575 CHARGER | 2018-05-27 | 550
CME MEDICAL | BODYGUARD 575 CHARGER | 2018-05-27 | 550
CME MEDICAL | BODYGUARD 575 CHARGER | 2018-05-27 | 550
CME MEDICAL | BODYGUARD 575 CHARGER | 2018-05-27 | 550
CME MEDICAL | BODYGUARD 575 CHARGER | 2018-05-27 | 550
CME MEDICAL | BODYGUARD 575 CHARGER | 2018-05-27 | 550
CME MEDICAL | BODYGUARD 575 CHARGER | 2018-05-27 | 550
CME MEDICAL | BODYGUARD 575 CHARGER | 2018-05-27 | 550
CME MEDICAL | BODYGUARD 575 CHARGER | 2018-05-27 | 550
CME MEDICAL | BODYGUARD 575 CHARGER | 2018-05-27 | 550
CME MEDICAL | BODYGUARD 575 COLOURVISION | 2018-04-27 | 1000
CME MEDICAL | BODYGUARD 575 COLOURVISION | 2018-04-27 | 1000
CME MEDICAL | BODYGUARD 575 COLOURVISION | 2018-04-27 | 1000
CME MEDICAL | BODYGUARD 575 COLOURVISION | 2018-04-27 | 1000
CME MEDICAL | BODYGUARD 575 COLOURVISION | 2018-04-27 | 1000
CME MEDICAL | BODYGUARD 575 COLOURVISION | 2018-04-27 | 1000
CME MEDICAL | BODYGUARD 575 COLOURVISION | 2018-04-27 | 1000
CME MEDICAL | BODYGUARD 575 COLOURVISION | 2018-04-27 | 1000
CME MEDICAL | BODYGUARD 575 COLOURVISION | 2018-04-27 | 1000
CME MEDICAL | BODYGUARD 575 COLOURVISION | 2018-04-27 | 1000
CME MEDICAL | BODYGUARD 575 COLOURVISION | 2018-04-27 | 1000
CME MEDICAL | BODYGUARD 575 COLOURVISION | 2018-04-27 | 1000
CME MEDICAL | BODYGUARD 575 COLOURVISION | 2018-04-27 | 1000
PHYSIO CONTROL | LIFEPAK 20E | 2017-07-20 | 4741.2
LAERDAL | LSU-2 | 2016-11-07 | 680
VBM | MANUJET III | 2016-07-22 | 450
HEMOCUE | HB201+ | 2015-12-18 | 500
HEMOCUE | HB201+ | 2015-11-18 | 500
ABBOTT LABS | FREESTYLE PRECISION PRO | 2015-06-16 | 1000
HUDSON RCI | AQUATHERM III | 2013-06-05 | 300
SHIRE | AREA ALARM | 2013-03-15 | 350
MEMO-INTERN | PMG-STM/GYNAE/RE | 2005-12-02 | 0
CAREFUSION | ALARIS PK | 2005-06-06 | 3000
MILLENIUM | CALISTRA N20 | 2016-06-08 | 2000
MILLENNIUM MEDICAL | GDMVQ2000 | 2019-04-16 | 16703
MILLENNIUM MEDICAL | GDMVQ2000 | 2019-04-12 | 16703
EAST HEALTH | PLEASE ENTER MODEL! (1272) | 1997-09-04 | 1256
MEMO-INTERN | PMG-STM/PLANT | 2005-12-02 | 0
ARJO HUNTLEIGH | A2221 | 2018-07-13 | 1000
NA | MEMO/GENERAL SUNDRIES | 2001-01-01 | 0
SHIRE | SA-6 | 2015-07-01 | 350
MILLENIUM | DUPLEX | 2019-04-18 | 3000
THERAPY EQUIPMENT | 9501/8501 | 2022-03-10 | 42
THERAPY EQUIPMENT | 9501/8501 | 2022-03-10 | 42
THERAPY EQUIPMENT | 9501/8501 | 2022-03-10 | 42
THERAPY EQUIPMENT | 9501/8501 | 2022-03-10 | 42
THERAPY EQUIPMENT | 9501/8501 | 2022-03-10 | 42
THERAPY EQUIPMENT | 9501/8501 | 2022-03-10 | 42
THERAPY EQUIPMENT | 9501/8501 | 2022-03-10 | 42
THERAPY EQUIPMENT | 9501/8501 | 2022-03-10 | 42
THERAPY EQUIPMENT | 9501/8501 | 2022-03-10 | 42
THERAPY EQUIPMENT | 9501/8501 | 2022-03-10 | 42
THERAPY EQUIPMENT | 9501/8501 | 2022-03-10 | 42
THERAPY EQUIPMENT | 9501/8501 | 2022-03-10 | 42
HILL-ROM | 75CE CONNEX | 2021-09-28 | 1794
WELCH ALLYN | PRO 6000 CONNEX | 2021-09-28 | 179
ABBOTT LABS | FREESTYLE PRECISION PRO | 2020-02-21 | 1000
MASIMO UK | RAD-5 | 2020-01-14 | 695
THERAPY EQUIPMENT | DIAMOND RANGE HIGH | 2019-05-09 | 139
DRAEGER | CALEO | 2018-08-15 | 10000
DRAEGER | CALEO | 2018-08-15 | 10000
DRAEGER | CALEO | 2018-08-15 | 10000
DRAEGER | CALEO | 2017-02-16 | 12498.02
DRAEGER | CALEO | 2016-09-12 | 12499.02
MEDIX LTD | MEDILED | 2016-08-04 | 2000
MEDIX LTD | MEDILED | 2016-08-04 | 2000
MEDIX LTD | MEDILED | 2016-08-04 | 2000
MEDIX LTD | MEDILED | 2016-08-04 | 2000
ABBOTT LABS | FREESTYLE PRECISION PRO | 2015-06-16 | 1000
ABBOTT LABS | FREESTYLE PRECISION PRO | 2015-06-16 | 1000
GE LIMITED | CARESCAPE V100 | 2013-08-16 | 1181
SECA | 336 | 2012-03-15 | 267.21
DRAEGER | 4000 | 2011-10-14 | 2500
INDITHERM | COSYTHERM CCU1 | 2011-09-23 | 500
INDITHERM | COSYTHERM CCU200 | 2011-09-23 | 500
WELCH ALLYN | SURETEMP PLUS 692 | 2011-06-27 | 236
DRAEGER | 4000 | 2011-03-11 | 1700
DRAEGER | 4000 | 2011-02-23 | 1700
MEDELA | SYMPHONY | 2011-02-17 | 1900
MEDELA | SYMPHONY | 2011-02-17 | 1900
MEDELA | SYMPHONY | 2011-02-17 | 1900
EAST HEALTH | HIGH-SUCTION | 2008-09-04 | 200
EAST HEALTH | HIGH-SUCTION | 2008-09-04 | 200
WELCH ALLYN | SPOT 420(NBP/SPO2) | 2007-12-20 | 2000
EAST HEALTH | HIGH-SUCTION | 2007-06-27 | 70
EAST HEALTH | HIGH-SUCTION | 2007-06-27 | 70
EAST HEALTH | HIGH-SUCTION | 2007-06-27 | 70
EAST HEALTH | HIGH-SUCTION | 2007-06-27 | 70
EAST HEALTH | HIGH-SUCTION | 2007-06-27 | 70
VIAMED | TT490-15 | 2004-06-02 | 555
VIAMED | CERATHERM 600-2 | 2004-06-01 | 1154
NA | MEMO/GENERAL SUNDRIES | 2001-01-01 | 0
DRAEGER | 4000 | 1999-11-19 | 2322
MEMO-INTERN | PMG-STM/E/WD76 | 1975-01-01 | 0
MEMO-INTERN | PMG-STM/E/WD74 | 1975-01-01 | 0
MEMO-INTERN | PMG-STM/E/WD71 | 1975-01-01 | 0
MEMO-INTERN | MEMO-MI SUPPORT | 2003-01-16 | 0
MEMO-INTERN | MEMO-MI SUNDRIES | 2022-06-14 | 0
BIOMED DEVICES | 2004I | 2022-06-06 | 950
PHILIPS LTD | M3015A | 2022-05-19 | 2509.01
THERAPY EQUIPMENT | 6564 | 2022-05-11 | 174.98
DRAEGER | 8415270 | 2022-05-04 | 392
DRAEGER | 8415270 | 2022-05-04 | 392
DRAEGER | 8415270 | 2022-05-04 | 392
DRAEGER | 8415270 | 2022-05-04 | 392
DRAEGER | 8415270 | 2022-05-04 | 392
DRAEGER | 8415270 | 2022-05-04 | 392
DRAEGER | 8415270 | 2022-05-04 | 392
DRAEGER | 8415270 | 2022-05-04 | 392
DRAEGER | 8415270 | 2022-05-04 | 392
DRAEGER | 8415270 | 2022-05-04 | 392
DRAEGER | 8415270 | 2022-05-04 | 392
DRAEGER | 8415270 | 2022-05-04 | 392
DRAEGER | 8415270 | 2022-05-04 | 392
DRAEGER | 8415270 | 2022-05-04 | 392
DRAEGER | 8415270 | 2022-05-04 | 392
DRAEGER | 8415270 | 2022-05-04 | 392
ARDO | CALYPSO PRO | 2022-04-27 | 119
ARDO | CALYPSO PRO | 2022-04-27 | 119
ARDO | CALYPSO PRO | 2022-04-27 | 119
ARDO | CALYPSO PRO | 2022-04-27 | 119
ARDO | CALYPSO PRO | 2022-04-27 | 119
ARDO | CALYPSO PRO | 2022-04-27 | 119
ARDO | CALYPSO PRO | 2022-04-27 | 119
BELMONT | 100-00024 | 2022-04-25 | 14837
DRAEGER | 8415270 | 2022-04-11 | 392
DRAEGER | 8415270 | 2022-04-11 | 392
DRAEGER | 8415270 | 2022-04-11 | 392
DRAEGER | 8415270 | 2022-04-11 | 392
DRAEGER | 8415270 | 2022-04-11 | 392
DRAEGER | 8415270 | 2022-04-11 | 392
DRAEGER | 8415270 | 2022-04-11 | 392
DRAEGER | 8415270 | 2022-04-11 | 392
DRAEGER | 8415270 | 2022-04-11 | 392
DRAEGER | 8415270 | 2022-04-11 | 392
DRAEGER | 8415270 | 2022-04-11 | 392
DRAEGER | 8415270 | 2022-04-11 | 392
DRAEGER | 8415270 | 2022-04-11 | 392
DRAEGER | 8415270 | 2022-04-11 | 392
DRAEGER | 8415270 | 2022-04-11 | 392
DRAEGER | 8415270 | 2022-04-11 | 392
PHILIPS LTD | M3015A | 2022-04-11 | 2509.01
HAMILTON MEDICAL | T1 | 2022-04-05 | 17731.26
MEDELA | SYMPHONY | 2022-04-04 | 1900
MEDELA | SYMPHONY | 2022-04-04 | 1900
MEDELA | SYMPHONY | 2022-04-04 | 1900
STIHLER ELECTRONIC | DIA120 | 2022-03-29 | 790
STIHLER ELECTRONIC | DIA120 | 2022-03-29 | 790
F & P | RD900 | 2022-03-25 | 768.96
TOSHIBA MED | PVU-712BT | 2022-03-23 | 4990
F & P | RD900 | 2022-03-17 | 768
F & P | RD900 | 2022-03-17 | 768
F & P | MR850 | 2022-03-17 | 1133
MASIMO UK | RAD-G | 2022-03-17 | 1000
MASIMO UK | RAD-G | 2022-03-17 | 1000
MASIMO UK | RAD-G | 2022-03-17 | 1000
MASIMO UK | RAD-G | 2022-03-17 | 1000
MASIMO UK | RAD-G | 2022-03-17 | 1000
MASIMO UK | RAD-G | 2022-03-17 | 1000
INOTHERAPEUTICS | INOMAX DSIR | 2022-03-01 | 850
INOTHERAPEUTICS | INOMAX DSIR | 2022-03-01 | 850
RADIOMETER | ABL90 FLEX PLUS | 2022-02-24 | 13000
RADIOMETER | ABL90 FLEX PLUS | 2022-02-24 | 13000
BIRD | 15625 | 2022-02-08 | 1500
NUTRICIA | FLOCARE INFINITY | 2022-02-04 | 800
PHILIPS LTD | M3015A | 2022-02-04 | 0
THERAPY EQUIPMENT | 5037 | 2021-12-09 | 169.16
THERAPY EQUIPMENT | 5047 | 2021-12-09 | 169.16
BELMONT | 100-00024 | 2021-12-03 | 14837
BELMONT | 100-00024 | 2021-12-03 | 14837
BELMONT | 100-00024 | 2021-12-03 | 14837
SENTEC MEDICAL LTD | SDMS | 2021-11-25 | 8000
CAREFUSION | 3100A | 2021-11-22 | 23000
BIRD | 15625 | 2021-11-22 | 1500
PHILIPS LTD | M3015A | 2021-11-12 | 2412.5
THERAPY EQUIPMENT | 5037 | 2021-11-01 | 141.32
WELCH ALLYN | 11720 | 2021-10-28 | 0
WELCH ALLYN | 11720 | 2021-10-28 | 0
INSPIRATION | IHC-2000 | 2021-10-26 | 800
INSPIRATION | IHC-2000 | 2021-10-26 | 800
INSPIRATION | IHC-2000 | 2021-10-26 | 800
INSPIRATION | IHC-2000 | 2021-10-26 | 800
INSPIRATION | IHC-2000 | 2021-10-26 | 800
INSPIRATION | IHC-2000 | 2021-10-26 | 800
INSPIRATION | IHC-NCM1 | 2021-10-26 | 575
INSPIRATION | IHC-NCM1 | 2021-10-26 | 575
INSPIRATION | IHC-NCM1 | 2021-10-26 | 575
INSPIRATION | IHC-NCM1 | 2021-10-26 | 575
INSPIRATION | IHC-NCM1 | 2021-10-26 | 575
INSPIRATION | IHC-NCM1 | 2021-10-26 | 575
THERAPY EQUIPMENT | DIAMOND RANGE LOW | 2021-10-20 | 117.3
THERAPY EQUIPMENT | DIAMOND RANGE LOW | 2021-10-20 | 117.3
DRAEGER | BABYLEO TN500 | 2021-09-14 | 25158
DRAEGER | BABYLEO TN500 | 2021-09-14 | 25158
DRAEGER | BABYLEO TN500 | 2021-09-14 | 25158
DRAEGER | BABYLEO TN500 | 2021-09-14 | 25158
DRAEGER | BABYLEO TN500 | 2021-09-14 | 25158
F & P | MR850 | 2021-09-10 | 1100
STIHLER ELECTRONIC | DIA120 | 2021-08-13 | 815
STIHLER ELECTRONIC | DIA120 | 2021-08-13 | 790
PHILIPS LTD | M3015A | 2021-07-07 | 2612
CONMED | SYSTEM 5000 | 2021-07-02 | 6395
CONMED | VIROVAC | 2021-07-02 | 0
PHILIPS LTD | M3015A | 2021-06-28 | 2412.5
F & P | RD900 | 2021-06-17 | 640.8
PHILIPS LTD | MX550 | 2021-06-07 | 3855
PHILIPS LTD | MX550 | 2021-06-07 | 3855
PHILIPS LTD | MX550 | 2021-06-07 | 3855
PHILIPS LTD | MX550 | 2021-06-07 | 3855
PHILIPS LTD | MX550 | 2021-06-07 | 3855
PHILIPS LTD | MX550 | 2021-06-07 | 3855
PHILIPS LTD | MX550 | 2021-06-07 | 3855
PHILIPS LTD | MX550 | 2021-06-07 | 3855
PHILIPS LTD | MX550 | 2021-06-07 | 3855
PHILIPS LTD | MX550 | 2021-06-07 | 3855
PHILIPS LTD | MX550 | 2021-06-07 | 3855
PHILIPS LTD | MX550 | 2021-06-07 | 3855
PHILIPS LTD | MX550 | 2021-06-07 | 3855
PHILIPS LTD | MX550 | 2021-06-07 | 3855
PHILIPS LTD | MX550 | 2021-06-07 | 3855
PHILIPS LTD | MX550 | 2021-06-07 | 3855
PHILIPS LTD | MX550 | 2021-06-07 | 3855
PHILIPS LTD | MX550 | 2021-06-07 | 3855
PHILIPS LTD | MX550 | 2021-06-07 | 3855
PHILIPS LTD | INTELLIVUE X3 | 2021-06-07 | 3163.78
PHILIPS LTD | INTELLIVUE X3 | 2021-06-07 | 3163.78
PHILIPS LTD | INTELLIVUE X3 | 2021-06-07 | 3163.78
PHILIPS LTD | INTELLIVUE X3 | 2021-06-07 | 3163.78
PHILIPS LTD | INTELLIVUE X3 | 2021-06-07 | 3163.78
PHILIPS LTD | INTELLIVUE X3 | 2021-06-07 | 3163.78
PHILIPS LTD | INTELLIVUE X3 | 2021-06-07 | 3163.78
PHILIPS LTD | INTELLIVUE X3 | 2021-06-07 | 3163.78
PHILIPS LTD | INTELLIVUE X3 | 2021-06-07 | 3163.78
PHILIPS LTD | INTELLIVUE X3 | 2021-06-07 | 3163.78
PHILIPS LTD | INTELLIVUE X3 | 2021-06-07 | 3163.78
PHILIPS LTD | INTELLIVUE X3 | 2021-06-07 | 3163.78
PHILIPS LTD | INTELLIVUE X3 | 2021-06-07 | 3163.78
PHILIPS LTD | INTELLIVUE X3 | 2021-06-07 | 3163.78
PHILIPS LTD | INTELLIVUE X3 | 2021-06-07 | 3163.78
PHILIPS LTD | INTELLIVUE X3 | 2021-06-07 | 3163.78
PHILIPS LTD | INTELLIVUE X3 | 2021-06-07 | 3163.78
PHILIPS LTD | INTELLIVUE X3 | 2021-06-07 | 3163.78
BPR MEDICAL | 816-0003 | 2021-05-06 | 168.3
BPR MEDICAL | 816-0003 | 2021-05-06 | 168.3
BPR MEDICAL | 816-0003 | 2021-05-06 | 168.3
BPR MEDICAL | 816-0003 | 2021-05-06 | 168.3
BRISTOL MAID (HOSP.M.CRAFT) | BA/6 | 2021-05-05 | 576.4
F & P | MR850 | 2021-04-15 | 0
F & P | MR850 | 2021-04-15 | 0
PHILIPS LTD | M3015A | 2021-03-30 | 1971
PHILIPS LTD | M3015A | 2021-03-30 | 1971
F & P | MR850 | 2021-03-29 | 1200
F & P | RD900 | 2021-03-17 | 640.8
F & P | RD900 | 2021-03-17 | 640.8
F & P | RD900 | 2021-03-04 | 640.8
F & P | RD900 | 2021-03-04 | 640.8
BPR MEDICAL | 819-0034 | 2021-03-03 | 106.92
AGFA-GEVAERT | 5SC750I | 2021-03-02 | 238
PHILIPS LTD | M3015A | 2020-12-24 | 2838
BPR MEDICAL | 819-0034 | 2020-12-16 | 106.92
BPR MEDICAL | 819-0034 | 2020-12-16 | 106.92
WELCH ALLYN | SURETEMP PLUS 692 | 2020-12-14 | 148.5
GE LIMITED | 4Vc-D | 2020-12-14 | 6000
PHILIPS LTD | M3015A | 2020-12-07 | 0
THERAPY EQUIPMENT | DIAMOND RANGE HIGH (REMOTE) | 2020-12-01 | 133.25
F & P | MR850 | 2020-11-19 | 1100
DRAEGER | BABYTHERM 8004/8010 | 2020-11-13 | 9270.7
GE LIMITED | VIVID E95 | 2020-11-09 | 104166
GE LIMITED | 6S-D | 2020-11-09 | 10000
GE LIMITED | 12S-D | 2020-11-09 | 10000
GE LIMITED | P2D | 2020-11-09 | 3000
GE LIMITED | 10T-D | 2020-11-09 | 18000
NATUS LTD | OBM00401 - Olympic Brainz | 2020-10-19 | 18525.66
NATUS LTD | OBM00401 - Olympic Brainz | 2020-10-19 | 18525.67
NATUS LTD | OBM00401 - Olympic Brainz | 2020-10-19 | 18525.66
PHILIPS LTD | M3015A | 2020-10-08 | 0
F & P | RD900 | 2020-09-29 | 640.8
PHILIPS LTD | M3015A | 2020-09-29 | 2838
LAERDAL | LSU-2 | 2020-09-09 | 680
LAERDAL | LSU-2 | 2020-09-09 | 680
LAERDAL | LSU-2 | 2020-09-09 | 680
LAERDAL | LSU-2 | 2020-09-09 | 680
LAERDAL | LSU-2 | 2020-09-09 | 680
SECA | 376 | 2020-08-05 | 311.25
BPR MEDICAL | 816-0003 | 2020-07-28 | 168.3
BPR MEDICAL | 816-0003 | 2020-07-28 | 168.3
BPR MEDICAL | 816-0003 | 2020-07-28 | 168.3
BPR MEDICAL | 816-0003 | 2020-07-28 | 168.3
BPR MEDICAL | 816-0003 | 2020-07-28 | 168.3
BPR MEDICAL | 816-0003 | 2020-07-28 | 168.3
STIHLER ELECTRONIC | DIA120 | 2020-07-28 | 450
THERAPY EQUIPMENT | DIAMOND RANGE HIGH | 2020-06-24 | 123.5
WELCH ALLYN | SURETEMP PLUS 692 | 2020-06-12 | 0
TOSHIBA MED | PVU-674BT | 2020-05-22 | 5000
CANON | PLU-1204BT | 2020-05-22 | 5000
WELCH ALLYN | SURETEMP PLUS 692 | 2020-04-16 | 236
DRAEGER | BABYLOG VN500 | 2020-03-26 | 22202
DRAEGER | BABYLOG VN500 | 2020-03-26 | 22202
STIHLER ELECTRONIC | DIA120 | 2020-03-16 | 790
STIHLER ELECTRONIC | DIA120 | 2020-03-16 | 790
STIHLER ELECTRONIC | DIA120 | 2020-03-16 | 790
STIHLER ELECTRONIC | DIA120 | 2020-03-16 | 790
F & P | RD900 | 2020-03-06 | 640.8
STIHLER ELECTRONIC | DIA120 | 2020-02-28 | 790
STIHLER ELECTRONIC | DIA120 | 2020-02-28 | 790
STIHLER ELECTRONIC | DIA120 | 2020-02-28 | 790
MEDELA | CALESCA | 2020-01-24 | 900
DRAEGER | BABYLEO TN500 | 2020-01-17 | 22715.67
DRAEGER | BABYLEO TN500 | 2020-01-17 | 22715.67
DRAEGER | BABYLEO TN500 | 2020-01-17 | 22715.67
DRAEGER | BABYLEO TN500 | 2020-01-17 | 22715.67
DRAEGER | BABYLEO TN500 | 2020-01-17 | 22715.67
DRAEGER | BABYLEO TN500 | 2020-01-17 | 22715.67
THERAPY EQUIPMENT | DIAMOND RANGE HIGH | 2019-11-20 | 60
THERAPY EQUIPMENT | DIAMOND RANGE HIGH | 2019-09-03 | 123.5
FRESENIUS KABI | VOLUMAT MC AGILIA | 2019-08-28 | 300
FRESENIUS KABI | VOLUMAT MC AGILIA | 2019-08-28 | 300
FRESENIUS KABI | VOLUMAT MC AGILIA | 2019-08-28 | 300
FRESENIUS KABI | VOLUMAT MC AGILIA | 2019-08-28 | 300
FRESENIUS KABI | VOLUMAT MC AGILIA | 2019-08-28 | 300
FRESENIUS KABI | VOLUMAT MC AGILIA | 2019-08-28 | 300
FRESENIUS KABI | VOLUMAT MC AGILIA | 2019-08-28 | 300
TERAOKA | DS-502 | 2019-07-30 | 170
F & P | MR850 | 2019-06-19 | 1000
F & P | MR850 | 2019-06-19 | 1000
BPR MEDICAL | 819-0010 | 2019-05-29 | 106.92
BPR MEDICAL | 819-0010 | 2019-05-29 | 106.92
BPR MEDICAL | 819-0010 | 2019-05-29 | 106.92
BPR MEDICAL | 819-0010 | 2019-05-29 | 106.92
BPR MEDICAL | 819-0034 | 2019-05-29 | 106.92
BPR MEDICAL | 819-0034 | 2019-05-29 | 106.92
SECA | 384 | 2019-05-09 | 175
WEYER GMBH | THERMOCARE K | 2019-04-08 | 8525
INSPIRATION | ALPHACORE 5 | 2018-12-27 | 0
AEROGEN | AG-PX-1050-IN | 2018-12-11 | 200
AEROGEN | AG-PX-1050-IN | 2018-12-11 | 200
TOSHIBA MED | TUS-X200 | 2018-10-05 | 30000
DRAEGER | CALEO | 2018-08-15 | 10000
DRAEGER | CALEO | 2018-08-15 | 10000
DRAEGER | CALEO | 2018-08-15 | 18000
DRAEGER | CALEO | 2018-08-15 | 10000
WELCH ALLYN | SURETEMP PLUS 692 | 2018-06-28 | 236
MEDELA | CALESCA | 2018-06-06 | 900
MEDELA | CALESCA | 2018-06-06 | 900
MEDELA | CALESCA | 2018-06-06 | 900
MEDELA | CALESCA | 2018-06-06 | 900
MEDELA | CALESCA | 2018-06-06 | 900
MEDELA | CALESCA | 2018-06-06 | 900
DRAEGER | JM-105 | 2018-04-13 | 3500
DRAEGER | JM-105 | 2018-04-13 | 3500
WEYER GMBH | THERMOCARE K | 2018-04-11 | 8525.18
BPR MEDICAL | 8160001 | 2018-04-10 | 190
BPR MEDICAL | 8160001 | 2018-04-10 | 190
BPR MEDICAL | 8160001 | 2018-04-10 | 190
BPR MEDICAL | 8160001 | 2018-04-10 | 190
PHILIPS LTD | M3015A | 2018-02-01 | 2500
NUTRICIA | FLOCARE INFINITY | 2018-01-11 | 800
NOVA BIOMEDICAL | 51994 | 2018-01-05 | 0
NOVA BIOMEDICAL | 51994 | 2018-01-05 | 0
NOVA BIOMEDICAL | CONNECTIVITY 47488 | 2018-01-05 | 0
NOVA BIOMEDICAL | CONNECTIVITY 47488 | 2018-01-05 | 0
NOVA BIOMEDICAL | 53400 | 2018-01-05 | 0
NOVA BIOMEDICAL | 53400 | 2018-01-05 | 0
NOVA BIOMEDICAL | STAT STRIP79 (GLU/KET) 53755 | 2018-01-05 | 500
NOVA BIOMEDICAL | STAT STRIP79 (GLU/KET) 53755 | 2018-01-05 | 500
BAYER | CONTOUR NEXT LINK 24 | 2018-01-04 | 0
STIHLER ELECTRONIC | DIA120 | 2017-11-29 | 1000
STIHLER ELECTRONIC | DIA120 | 2017-11-27 | 1000
DRAEGER | BABYLOG VN500 | 2017-11-17 | 21322.92
DRAEGER | BABYLOG VN500 | 2017-11-17 | 20000
MARSDEN | M-300 | 2017-06-19 | 225
BIOMED DEVICES | 2003I | 2017-05-03 | 1050
STIHLER ELECTRONIC | DIA120 | 2017-04-05 | 1000
STIHLER ELECTRONIC | DIA120 | 2017-04-05 | 1000
STIHLER ELECTRONIC | DIA120 | 2017-04-05 | 1000
DRAEGER | CALEO | 2017-02-16 | 12498.02
BPR MEDICAL | 819-0010 | 2017-02-03 | 130
BPR MEDICAL | 819-0034 | 2017-02-03 | 130
MEDELA | CALESCA | 2017-02-02 | 900
PHILIPS LTD | M3015A | 2017-01-19 | 2500
MEDELA | SYMPHONY | 2017-01-09 | 1900
MEDELA | SYMPHONY | 2017-01-09 | 1900
MEDELA | SYMPHONY | 2017-01-09 | 1900
MEDELA | SYMPHONY | 2017-01-09 | 1900
FRESENIUS KABI | LINK 6 + AGILIA | 2017-01-06 | 999
FRESENIUS KABI | LINK 6 + AGILIA | 2017-01-06 | 999
FRESENIUS KABI | LINK 6 + AGILIA | 2017-01-06 | 999
FRESENIUS KABI | LINK 6 + AGILIA | 2017-01-06 | 999
FRESENIUS KABI | LINK 6 + AGILIA | 2017-01-06 | 999
FRESENIUS KABI | LINK 6 + AGILIA | 2017-01-06 | 999
FRESENIUS KABI | LINK 6 + AGILIA | 2017-01-06 | 999
FRESENIUS KABI | LINK 6 + AGILIA | 2017-01-06 | 999
FRESENIUS KABI | LINK 6 + AGILIA | 2017-01-06 | 999
FRESENIUS KABI | LINK 6 + AGILIA | 2017-01-06 | 999
FRESENIUS KABI | LINK 6 + AGILIA | 2017-01-06 | 999
FRESENIUS KABI | LINK 6 + AGILIA | 2017-01-06 | 999
FRESENIUS KABI | LINK 6 + AGILIA | 2017-01-06 | 999
FRESENIUS KABI | LINK 6 + AGILIA | 2017-01-06 | 999
FRESENIUS KABI | LINK 6 + AGILIA | 2017-01-06 | 999
FRESENIUS KABI | LINK 6 + AGILIA | 2017-01-06 | 999
DRAEGER | BABYLOG VN500 | 2016-11-30 | 21157.54
FRESENIUS KABI | LINK 4 + AGILIA | 2016-11-21 | 415
FRESENIUS KABI | LINK 4 + AGILIA | 2016-11-21 | 415
FRESENIUS KABI | LINK 4 + AGILIA | 2016-11-21 | 415
FRESENIUS KABI | LINK 4 + AGILIA | 2016-11-21 | 415
FRESENIUS KABI | LINK 4 + AGILIA | 2016-11-21 | 415
FRESENIUS KABI | LINK 4 + AGILIA | 2016-11-21 | 415
FRESENIUS KABI | LINK 4 + AGILIA | 2016-11-21 | 415
FRESENIUS KABI | LINK 4 + AGILIA | 2016-11-21 | 415
FRESENIUS KABI | LINK 4 + AGILIA | 2016-11-21 | 415
FRESENIUS KABI | LINK 4 + AGILIA | 2016-11-21 | 415
FRESENIUS KABI | LINK 4 + AGILIA | 2016-11-21 | 415
FRESENIUS KABI | LINK 4 + AGILIA | 2016-11-21 | 415
FRESENIUS KABI | LINK 4 + AGILIA | 2016-11-21 | 415
FRESENIUS KABI | LINK 4 + AGILIA | 2016-11-21 | 415
FRESENIUS KABI | LINK 4 + AGILIA | 2016-11-21 | 415
FRESENIUS KABI | LINK 4 + AGILIA | 2016-11-21 | 415
FRESENIUS KABI | LINK 4 + AGILIA | 2016-11-21 | 415
FRESENIUS KABI | LINK 4 + AGILIA | 2016-11-21 | 415
FRESENIUS KABI | LINK 4 + AGILIA | 2016-11-21 | 415
FRESENIUS KABI | LINK 4 + AGILIA | 2016-11-21 | 415
FRESENIUS KABI | LINK 4 + AGILIA | 2016-11-21 | 415
FRESENIUS KABI | LINK 4 + AGILIA | 2016-11-21 | 415
FRESENIUS KABI | LINK 4 + AGILIA | 2016-11-21 | 415
FRESENIUS KABI | LINK 4 + AGILIA | 2016-11-21 | 415
MEDIX LTD | MEDILED | 2016-11-15 | 2000
MEDIX LTD | MEDILED | 2016-11-15 | 2000
FRESENIUS KABI | INJECTOMAT MC AGILIA | 2016-11-03 | 300
FRESENIUS KABI | INJECTOMAT MC AGILIA | 2016-11-03 | 300
FRESENIUS KABI | INJECTOMAT MC AGILIA | 2016-11-03 | 300
FRESENIUS KABI | INJECTOMAT MC AGILIA | 2016-11-03 | 300
FRESENIUS KABI | INJECTOMAT MC AGILIA | 2016-11-03 | 300
FRESENIUS KABI | INJECTOMAT MC AGILIA | 2016-11-03 | 300
FRESENIUS KABI | INJECTOMAT MC AGILIA | 2016-11-03 | 300
FRESENIUS KABI | INJECTOMAT MC AGILIA | 2016-11-03 | 300
FRESENIUS KABI | INJECTOMAT MC AGILIA | 2016-11-03 | 300
FRESENIUS KABI | INJECTOMAT MC AGILIA | 2016-11-03 | 300
FRESENIUS KABI | INJECTOMAT MC AGILIA | 2016-11-03 | 300
FRESENIUS KABI | INJECTOMAT MC AGILIA | 2016-11-03 | 300
FRESENIUS KABI | INJECTOMAT MC AGILIA | 2016-11-03 | 300
FRESENIUS KABI | INJECTOMAT MC AGILIA | 2016-11-03 | 300
FRESENIUS KABI | INJECTOMAT MC AGILIA | 2016-11-03 | 300
FRESENIUS KABI | INJECTOMAT MC AGILIA | 2016-11-03 | 300
FRESENIUS KABI | INJECTOMAT MC AGILIA | 2016-11-03 | 300
FRESENIUS KABI | INJECTOMAT MC AGILIA | 2016-11-03 | 300
FRESENIUS KABI | INJECTOMAT MC AGILIA | 2016-11-03 | 300
FRESENIUS KABI | INJECTOMAT MC AGILIA | 2016-11-03 | 300
FRESENIUS KABI | INJECTOMAT MC AGILIA | 2016-11-03 | 300
FRESENIUS KABI | INJECTOMAT MC AGILIA | 2016-11-03 | 300
FRESENIUS KABI | INJECTOMAT MC AGILIA | 2016-11-03 | 300
FRESENIUS KABI | INJECTOMAT MC AGILIA | 2016-11-03 | 300
FRESENIUS KABI | INJECTOMAT MC AGILIA | 2016-11-03 | 300
FRESENIUS KABI | INJECTOMAT MC AGILIA | 2016-11-03 | 300
FRESENIUS KABI | INJECTOMAT MC AGILIA | 2016-11-03 | 300
FRESENIUS KABI | INJECTOMAT MC AGILIA | 2016-11-03 | 300
FRESENIUS KABI | INJECTOMAT MC AGILIA | 2016-11-03 | 300
FRESENIUS KABI | INJECTOMAT MC AGILIA | 2016-11-03 | 300
FRESENIUS KABI | INJECTOMAT MC AGILIA | 2016-11-03 | 300
FRESENIUS KABI | INJECTOMAT MC AGILIA | 2016-11-03 | 300
FRESENIUS KABI | INJECTOMAT MC AGILIA | 2016-11-03 | 300
FRESENIUS KABI | INJECTOMAT MC AGILIA | 2016-11-03 | 300
FRESENIUS KABI | INJECTOMAT MC AGILIA | 2016-11-03 | 300
FRESENIUS KABI | INJECTOMAT MC AGILIA | 2016-11-03 | 300
FRESENIUS KABI | INJECTOMAT MC AGILIA | 2016-11-03 | 300
FRESENIUS KABI | INJECTOMAT MC AGILIA | 2016-11-03 | 300
FRESENIUS KABI | INJECTOMAT MC AGILIA | 2016-11-03 | 300
FRESENIUS KABI | INJECTOMAT MC AGILIA | 2016-11-03 | 300
FRESENIUS KABI | INJECTOMAT MC AGILIA | 2016-11-03 | 300
FRESENIUS KABI | INJECTOMAT MC AGILIA | 2016-11-03 | 300
FRESENIUS KABI | INJECTOMAT MC AGILIA | 2016-11-03 | 300
FRESENIUS KABI | INJECTOMAT MC AGILIA | 2016-11-03 | 300
FRESENIUS KABI | INJECTOMAT MC AGILIA | 2016-11-03 | 300
FRESENIUS KABI | INJECTOMAT MC AGILIA | 2016-11-03 | 300
FRESENIUS KABI | INJECTOMAT MC AGILIA | 2016-11-03 | 300
FRESENIUS KABI | INJECTOMAT MC AGILIA | 2016-11-03 | 300
FRESENIUS KABI | INJECTOMAT MC AGILIA | 2016-11-03 | 300
FRESENIUS KABI | INJECTOMAT MC AGILIA | 2016-11-03 | 300
FRESENIUS KABI | INJECTOMAT MC AGILIA | 2016-11-03 | 300
FRESENIUS KABI | INJECTOMAT MC AGILIA | 2016-11-03 | 300
FRESENIUS KABI | INJECTOMAT MC AGILIA | 2016-11-03 | 300
FRESENIUS KABI | INJECTOMAT MC AGILIA | 2016-11-03 | 300
FRESENIUS KABI | INJECTOMAT MC AGILIA | 2016-11-03 | 300
FRESENIUS KABI | INJECTOMAT MC AGILIA | 2016-11-03 | 300
FRESENIUS KABI | INJECTOMAT MC AGILIA | 2016-11-03 | 300
FRESENIUS KABI | INJECTOMAT MC AGILIA | 2016-11-03 | 300
FRESENIUS KABI | INJECTOMAT MC AGILIA | 2016-11-03 | 300
FRESENIUS KABI | INJECTOMAT MC AGILIA | 2016-11-03 | 300
FRESENIUS KABI | INJECTOMAT MC AGILIA | 2016-11-03 | 300
FRESENIUS KABI | INJECTOMAT MC AGILIA | 2016-11-03 | 300
FRESENIUS KABI | INJECTOMAT MC AGILIA | 2016-11-03 | 300
FRESENIUS KABI | INJECTOMAT MC AGILIA | 2016-11-03 | 300
FRESENIUS KABI | INJECTOMAT MC AGILIA | 2016-11-03 | 300
FRESENIUS KABI | INJECTOMAT MC AGILIA | 2016-11-03 | 300
FRESENIUS KABI | INJECTOMAT MC AGILIA | 2016-11-03 | 300
FRESENIUS KABI | INJECTOMAT MC AGILIA | 2016-11-03 | 300
FRESENIUS KABI | INJECTOMAT MC AGILIA | 2016-11-03 | 300
FRESENIUS KABI | INJECTOMAT MC AGILIA | 2016-11-03 | 300
FRESENIUS KABI | INJECTOMAT MC AGILIA | 2016-11-03 | 300
FRESENIUS KABI | INJECTOMAT MC AGILIA | 2016-11-03 | 300
FRESENIUS KABI | INJECTOMAT MC AGILIA | 2016-11-03 | 300
FRESENIUS KABI | INJECTOMAT MC AGILIA | 2016-11-03 | 300
FRESENIUS KABI | INJECTOMAT MC AGILIA | 2016-11-03 | 300
FRESENIUS KABI | INJECTOMAT MC AGILIA | 2016-11-03 | 300
FRESENIUS KABI | INJECTOMAT MC AGILIA | 2016-11-03 | 300
FRESENIUS KABI | INJECTOMAT MC AGILIA | 2016-11-03 | 300
FRESENIUS KABI | INJECTOMAT MC AGILIA | 2016-11-03 | 300
FRESENIUS KABI | INJECTOMAT MC AGILIA | 2016-11-03 | 300
FRESENIUS KABI | INJECTOMAT MC AGILIA | 2016-11-03 | 300
FRESENIUS KABI | INJECTOMAT MC AGILIA | 2016-11-03 | 300
FRESENIUS KABI | INJECTOMAT MC AGILIA | 2016-11-03 | 300
FRESENIUS KABI | INJECTOMAT MC AGILIA | 2016-11-03 | 300
FRESENIUS KABI | INJECTOMAT MC AGILIA | 2016-11-03 | 300
F & P | RD900 | 2016-10-31 | 660
FRESENIUS KABI | VOLUMAT MC AGILIA | 2016-10-27 | 300
FRESENIUS KABI | VOLUMAT MC AGILIA | 2016-10-27 | 300
FRESENIUS KABI | VOLUMAT MC AGILIA | 2016-10-27 | 300
FRESENIUS KABI | VOLUMAT MC AGILIA | 2016-10-27 | 300
FRESENIUS KABI | VOLUMAT MC AGILIA | 2016-10-27 | 300
FRESENIUS KABI | VOLUMAT MC AGILIA | 2016-10-27 | 300
FRESENIUS KABI | VOLUMAT MC AGILIA | 2016-10-27 | 300
FRESENIUS KABI | VOLUMAT MC AGILIA | 2016-10-27 | 300
FRESENIUS KABI | VOLUMAT MC AGILIA | 2016-10-27 | 300
FRESENIUS KABI | VOLUMAT MC AGILIA | 2016-10-27 | 300
FRESENIUS KABI | VOLUMAT MC AGILIA | 2016-10-27 | 300
FRESENIUS KABI | VOLUMAT MC AGILIA | 2016-10-27 | 300
FRESENIUS KABI | VOLUMAT MC AGILIA | 2016-10-27 | 300
FRESENIUS KABI | VOLUMAT MC AGILIA | 2016-10-27 | 300
FRESENIUS KABI | VOLUMAT MC AGILIA | 2016-10-27 | 300
FRESENIUS KABI | VOLUMAT MC AGILIA | 2016-10-27 | 300
FRESENIUS KABI | VOLUMAT MC AGILIA | 2016-10-27 | 300
FRESENIUS KABI | VOLUMAT MC AGILIA | 2016-10-27 | 300
FRESENIUS KABI | VOLUMAT MC AGILIA | 2016-10-27 | 300
FRESENIUS KABI | VOLUMAT MC AGILIA | 2016-10-27 | 300
FRESENIUS KABI | VOLUMAT MC AGILIA | 2016-10-27 | 300
FRESENIUS KABI | VOLUMAT MC AGILIA | 2016-10-27 | 300
FRESENIUS KABI | VOLUMAT MC AGILIA | 2016-10-27 | 300
FRESENIUS KABI | VOLUMAT MC AGILIA | 2016-10-27 | 300
FRESENIUS KABI | VOLUMAT MC AGILIA | 2016-10-27 | 300
FRESENIUS KABI | VOLUMAT MC AGILIA | 2016-10-27 | 300
FRESENIUS KABI | VOLUMAT MC AGILIA | 2016-10-27 | 300
FRESENIUS KABI | VOLUMAT MC AGILIA | 2016-10-27 | 300
PHILIPS LTD | TC30 | 2016-10-18 | 4000
WELCH ALLYN | SURETEMP PLUS 692 | 2016-10-12 | 236
DRAEGER | BABYLOG VN500 | 2016-08-25 | 25000
F & P | RD900 | 2016-08-12 | 660
MEDIX LTD | MEDILED | 2016-08-04 | 2000
MEDIX LTD | MEDILED | 2016-08-04 | 2000
NATUS LTD | 006254 | 2016-08-04 | 2500
NATUS LTD | 006254 | 2016-08-04 | 2500
F & P | MR850 | 2016-07-27 | 1000
THERAPY EQUIPMENT | 5047 | 2016-07-05 | 139
F & P | MR850 | 2016-06-17 | 1000
THERAPY EQUIPMENT | DIAMOND RANGE HIGH | 2016-06-02 | 72
PHYSIO CONTROL | LIFEPAK 20E PACED | 2016-06-01 | 7550
SHIMADZU | MUX-200-12-XC | 2016-03-30 | 26220
DRAEGER | BABYLOG VN500 | 2016-03-16 | 21167.81
WELCH ALLYN | SURETEMP PLUS 692 | 2016-03-03 | 200
WELCH ALLYN | SURETEMP PLUS 692 | 2016-03-03 | 200
WELCH ALLYN | SURETEMP PLUS 692 | 2016-03-03 | 200
WELCH ALLYN | SURETEMP PLUS 692 | 2016-03-03 | 200
WELCH ALLYN | SURETEMP PLUS 692 | 2016-03-03 | 200
WELCH ALLYN | SURETEMP PLUS 692 | 2016-03-03 | 200
PHILIPS LTD | PIIC IX | 2016-02-26 | 12500
PHILIPS LTD | PIIC IX | 2016-02-26 | 12500
ELO | ET2401L | 2016-02-26 | 1500
ELO | ET2401L | 2016-02-26 | 1500
F & P | RD900 | 2016-02-22 | 660
CAPSULE | DATACAPTOR 800 SERIES | 2016-02-16 | 2150
CAPSULE | DATACAPTOR 800 SERIES | 2016-02-16 | 2150
CAPSULE | DATACAPTOR 800 SERIES | 2016-02-16 | 2150
CAPSULE | DATACAPTOR 800 SERIES | 2016-02-16 | 2150
CAPSULE | DATACAPTOR 800 SERIES | 2016-02-16 | 2150
CAPSULE | DATACAPTOR 800 SERIES | 2016-02-16 | 2150
CAPSULE | DATACAPTOR 800 SERIES | 2016-02-16 | 2150
CAPSULE | DATACAPTOR 800 SERIES | 2016-02-16 | 2150
CAPSULE | DATACAPTOR 800 SERIES | 2016-02-16 | 2150
CAPSULE | DATACAPTOR 800 SERIES | 2016-02-16 | 2150
CAPSULE | DATACAPTOR 800 SERIES | 2016-02-16 | 2150
CAPSULE | DATACAPTOR 800 SERIES | 2016-02-16 | 2150
CAPSULE | DATACAPTOR 800 SERIES | 2016-02-16 | 2150
CAPSULE | DATACAPTOR 800 SERIES | 2016-02-16 | 2150
CAPSULE | DATACAPTOR 800 SERIES | 2016-02-16 | 2150
CAPSULE | DATACAPTOR 800 SERIES | 2016-02-16 | 2150
TELEDYNE | MX300-1 | 2016-01-26 | 365
WELCH ALLYN | SURETEMP PLUS 692 | 2015-12-21 | 200
DRAEGER | CALEO | 2015-12-21 | 18000
DRAEGER | CALEO | 2015-12-21 | 18000
F & P | RD900 | 2015-10-02 | 660
KARL STORZ | 20134001 | 2015-09-01 | 4500
F & P | MR850 | 2015-06-23 | 1000
ABBOTT LABS | FREESTYLE PRECISION PRO | 2015-06-16 | 1000
ABBOTT LABS | FREESTYLE PRECISION PRO | 2015-06-16 | 1000
ABBOTT LABS | FREESTYLE PRECISION PRO | 2015-06-16 | 1000
ABBOTT LABS | FREESTYLE PRECISION PRO | 2015-06-16 | 1000
ABBOTT LABS | FREESTYLE PRECISION PRO | 2015-06-16 | 1000
ABBOTT LABS | FREESTYLE PRECISION PRO | 2015-06-16 | 1000
ABBOTT LABS | FREESTYLE PRECISION PRO | 2015-06-16 | 1000
ABBOTT LABS | FREESTYLE PRECISION PRO | 2015-06-16 | 1000
THERAPY EQUIPMENT | 6561 | 2015-06-12 | 94
THERAPY EQUIPMENT | 6564 | 2015-06-12 | 111
THERAPY EQUIPMENT | 6564 | 2015-06-12 | 111
FUJIFILM SONOSITE | P11111-06 | 2015-06-05 | 10200
DRAEGER | BABYLOG VN500 | 2015-05-22 | 22018.37
WELCH ALLYN | SURETEMP PLUS 692 | 2015-03-23 | 200
WELCH ALLYN | SURETEMP PLUS 692 | 2015-03-23 | 200
WELCH ALLYN | SURETEMP PLUS 692 | 2015-03-23 | 200
WELCH ALLYN | SURETEMP PLUS 692 | 2015-03-23 | 200
AGFA-GEVAERT | NX8800 | 2014-10-21 | 1991.73
AGFA-GEVAERT | DX-G | 2014-10-21 | 44684.68
CAREFUSION | 3100A | 2014-09-11 | 19000
BIRD | 15625 | 2014-09-11 | 1500
TELEDYNE | MX300-1 | 2014-08-13 | 365
F & P | MR850 | 2014-08-01 | 1000
BIOMED DEVICES | 2003I | 2014-08-01 | 800
F & P | MR850 | 2014-08-01 | 1000
BIOMED DEVICES | 2003I | 2014-08-01 | 800
WELCH ALLYN | SURETEMP PLUS 692 | 2014-07-29 | 200
WELCH ALLYN | SURETEMP PLUS 692 | 2014-06-16 | 200
MARSDEN | M-300 | 2014-06-12 | 225
TELEDYNE | MX300-1 | 2014-06-02 | 365
F & P | RD900 | 2014-05-12 | 600
F & P | RD900 | 2014-04-15 | 600
F & P | MR850 | 2014-04-05 | 1000
CAREFUSION | 3100A | 2014-03-05 | 20000
BIRD | 10011A | 2014-02-10 | 650
BPR MEDICAL | 819-0034 | 2014-02-06 | 130
ACUTRONIC | FABIAN +NCPAP EVOLUTION | 2014-01-30 | 12000
ACUTRONIC | FABIAN +NCPAP EVOLUTION | 2014-01-30 | 12000
ATOM MEDICAL | V-808 | 2014-01-30 | 15000
BPR MEDICAL | 819-0010 | 2014-01-22 | 130
BPR MEDICAL | 819-0010 | 2014-01-22 | 130
BPR MEDICAL | 819-0010 | 2014-01-22 | 130
BPR MEDICAL | 819-0010 | 2014-01-22 | 130
BPR MEDICAL | 819-0010 | 2014-01-22 | 130
BPR MEDICAL | 819-0010 | 2014-01-22 | 130
BPR MEDICAL | 819-0034 | 2014-01-22 | 130
BPR MEDICAL | 819-0034 | 2014-01-22 | 130
BPR MEDICAL | 819-0034 | 2014-01-22 | 130
BPR MEDICAL | 819-0034 | 2014-01-22 | 130
BPR MEDICAL | 819-0034 | 2014-01-22 | 130
LEVEL 1 TECH | HL90 | 2014-01-03 | 3500
PAR AID MEDICAL | TRANSPORTER PLUS | 2013-12-18 | 19000
F & P | MR850 | 2013-12-17 | 1000
PHILIPS LTD | M8002A | 2013-12-17 | 6730.75
PHILIPS LTD | M8002A | 2013-12-17 | 6730.75
PHILIPS LTD | M3015A | 2013-12-17 | 2500
PHILIPS LTD | M3002A-X2 | 2013-12-17 | 2500
PHILIPS LTD | M3002A-X2 | 2013-12-17 | 2500
PHILIPS LTD | M3002A-X2 | 2013-12-17 | 2500
WEINMANN | ACCUVAC RESCUE | 2013-12-16 | 1000
DRAEGER | BABYLOG VN500 | 2013-11-21 | 20804.14
WELCH ALLYN | SURETEMP PLUS 692 | 2013-10-10 | 200
F & P | RD900 | 2013-09-30 | 600
F & P | MR850 | 2013-09-04 | 1100
THERAPY EQUIPMENT | 6564 | 2013-07-12 | 111
THERAPY EQUIPMENT | 6564 | 2013-07-12 | 111
F & P | RD900 | 2013-07-12 | 600
F & P | RD900 | 2013-07-12 | 600
WELCH ALLYN | SURETEMP PLUS 692 | 2013-07-12 | 236
WELCH ALLYN | SURETEMP PLUS 692 | 2013-07-12 | 236
WELCH ALLYN | SURETEMP PLUS 692 | 2013-07-12 | 236
TERAOKA | DS-502 | 2013-07-08 | 189
TERAOKA | DS-502 | 2013-07-08 | 189
F & P | MR850 | 2013-07-02 | 1000
PHILIPS LTD | M8048A | 2013-06-12 | 1000
PHILIPS LTD | M8048A | 2013-06-12 | 1000
PHILIPS LTD | M3002A-X2 | 2013-06-12 | 2500
PHILIPS LTD | M3002A-X2 | 2013-06-12 | 2500
PHILIPS LTD | MX800 | 2013-06-12 | 17879.88
PHILIPS LTD | M1020B | 2013-06-12 | 1455.83
PHILIPS LTD | M1020B | 2013-06-12 | 1455.83
PHILIPS LTD | MX800 | 2013-06-12 | 17879.88
SHIRE | AREA ALARM | 2013-06-12 | 350
SHIRE | AREA ALARM | 2013-06-12 | 350
SHIRE | AREA ALARM | 2013-06-12 | 350
SHIRE | AREA ALARM | 2013-06-12 | 350
SHIRE | AREA ALARM | 2013-06-12 | 350
SHIRE | AREA ALARM | 2013-06-12 | 350
SHIRE | AREA ALARM | 2013-06-12 | 350
PHILIPS LTD | M1020B | 2013-06-05 | 1455.83
PHILIPS LTD | M1020B | 2013-05-02 | 1621.9
FRESENIUS | PILOTE ENTERAL | 2013-04-02 | 2500
PHILIPS LTD | M1020B | 2013-03-25 | 1621.9
DRAEGER | BABYLOG VN500 | 2013-03-11 | 46604.33
F & P | MR850 | 2013-03-11 | 2000
VIASYS HEALT | 675 | 2012-11-09 | 5250
EMS | UNIQUE | 2012-09-26 | 1000
BPR MEDICAL | 816-0003 | 2012-09-07 | 184
BPR MEDICAL | 816-0003 | 2012-09-07 | 184
BPR MEDICAL | 816-0003 | 2012-09-07 | 184
BPR MEDICAL | 816-0003 | 2012-09-07 | 184
TEC COM GMBH | TECOTHERM NEO | 2012-08-29 | 15617.4
BIOMED DEVICES | 2003I | 2012-03-07 | 800
BIOMED DEVICES | 2003I | 2012-03-07 | 800
F & P | MR850 | 2012-03-06 | 1200
F & P | MR850 | 2012-03-06 | 1200
FLEXMORT | CUDDLECOT | 2012-02-15 | 1680
VERATHON MEDICAL INC | GLIDESCOPE COBALT AVL | 2012-02-06 | 6211.44
DRAEGER | BABYLOG VN500 | 2012-02-02 | 24606.46
TERAOKA | DS-502 | 2012-01-23 | 189
TERAOKA | DS-502 | 2012-01-23 | 189
PHILIPS LTD | MX800 | 2012-01-23 | 17037.16
PHILIPS LTD | MX800 | 2012-01-23 | 17037.18
PHILIPS LTD | MX800 | 2012-01-23 | 17037.18
PHILIPS LTD | MX800 | 2012-01-23 | 17037.18
PHILIPS LTD | MX800 | 2012-01-23 | 17037.18
PHILIPS LTD | MX800 | 2012-01-23 | 17037.18
PHILIPS LTD | MX800 | 2012-01-23 | 17037.18
PHILIPS LTD | MX800 | 2012-01-23 | 17037.18
DRAEGER | BABYLOG VN500 | 2012-01-06 | 24606.46
DRAEGER | BABYLOG VN500 | 2012-01-06 | 24606.46
DRAEGER | BABYLOG VN500 | 2012-01-06 | 24606.46
DRAEGER | BABYLOG VN500 | 2012-01-06 | 24606.46
F & P | RD900 | 2011-12-19 | 600
F & P | RD900 | 2011-12-19 | 600
F & P | RD900 | 2011-12-19 | 600
PHILIPS LTD | M1020A | 2011-12-19 | 2500
PHILIPS LTD | M1020A | 2011-12-19 | 2500
PHILIPS LTD | M1020A | 2011-12-19 | 2500
PHILIPS LTD | M1020A | 2011-12-19 | 2500
PHILIPS LTD | M1020A | 2011-12-19 | 2500
PHILIPS LTD | M1020A | 2011-12-19 | 2500
PHILIPS LTD | M1020A | 2011-12-19 | 2500
PHILIPS LTD | M1020A | 2011-12-19 | 2500
PHILIPS LTD | M1020A | 2011-12-19 | 2500
PHILIPS LTD | M8048A | 2011-12-16 | 4000
PHILIPS LTD | M8048A | 2011-12-16 | 4000
PHILIPS LTD | M8048A | 2011-12-16 | 4000
PHILIPS LTD | M8048A | 2011-12-16 | 4000
PHILIPS LTD | M8048A | 2011-12-16 | 4000
PHILIPS LTD | M8048A | 2011-12-16 | 4000
PHILIPS LTD | M8048A | 2011-12-16 | 4000
PHILIPS LTD | M8048A | 2011-12-16 | 4000
PHILIPS LTD | M3015A | 2011-12-16 | 2800
PHILIPS LTD | M3015A | 2011-12-16 | 2800
PHILIPS LTD | M3015A | 2011-12-16 | 2800
CISCO SYSTEMS | MS4671 | 2011-12-15 | 200
PHILIPS LTD | M3002A-X2 | 2011-12-15 | 1400
PHILIPS LTD | M3002A-X2 | 2011-12-15 | 1400
PHILIPS LTD | M3002A-X2 | 2011-12-15 | 1400
PHILIPS LTD | M3002A-X2 | 2011-12-15 | 1400
PHILIPS LTD | M3002A-X2 | 2011-12-15 | 1400
PHILIPS LTD | M3002A-X2 | 2011-12-15 | 1400
PHILIPS LTD | M3002A-X2 | 2011-12-15 | 1400
PHILIPS LTD | M3002A-X2 | 2011-12-15 | 1400
PHILIPS LTD | M3002A-X2 | 2011-12-15 | 1400
PHILIPS LTD | M3002A-X2 | 2011-12-15 | 1400
PHILIPS LTD | M3002A-X2 | 2011-12-15 | 1400
PHILIPS LTD | M3002A-X2 | 2011-12-15 | 1400
F & P | MR850 | 2011-12-13 | 1200
F & P | MR850 | 2011-12-13 | 1200
PHILIPS LTD | M8048A | 2011-11-16 | 2000
PHILIPS LTD | M8048A | 2011-11-16 | 2000
PHILIPS LTD | M8048A | 2011-11-16 | 2000
PHILIPS LTD | M8048A | 2011-11-16 | 2000
PHILIPS LTD | MX800 | 2011-11-16 | 12042.33
PHILIPS LTD | MX800 | 2011-11-16 | 12042.33
PHILIPS LTD | MX800 | 2011-11-16 | 12042.33
PHILIPS LTD | MX800 | 2011-11-16 | 12042.33
PHILIPS LTD | M3002A-X2 | 2011-11-16 | 1400
PHILIPS LTD | M3002A-X2 | 2011-11-16 | 1400
PHILIPS LTD | M3002A-X2 | 2011-11-16 | 1400
PHILIPS LTD | M3002A-X2 | 2011-11-16 | 1400
PHILIPS LTD | M1020A | 2011-11-16 | 750
PHILIPS LTD | M3002A-X2 | 2011-11-16 | 1400
PHILIPS LTD | M3002A-X2 | 2011-11-16 | 1400
PENLON | 9510-035 | 2011-11-15 | 80
PENLON | 9510-035 | 2011-11-15 | 80
PENLON | 9510-035 | 2011-11-15 | 80
PENLON | 9510-035 | 2011-11-15 | 80
DRAEGER | MOVITA | 2011-11-01 | 12000
DRAEGER | MOVITA | 2011-11-01 | 12000
DRAEGER | MOVITA | 2011-11-01 | 12000
DRAEGER | MOVITA | 2011-11-01 | 12000
DRAEGER | MOVITA | 2011-11-01 | 12000
DRAEGER | MOVITA | 2011-11-01 | 12000
DRAEGER | MOVITA | 2011-11-01 | 12000
DRAEGER | MOVITA | 2011-11-01 | 12000
DRAEGER | MOVITA | 2011-11-01 | 12000
DRAEGER | MOVITA | 2011-11-01 | 12000
DRAEGER | MOVITA | 2011-11-01 | 12000
DRAEGER | MOVITA | 2011-11-01 | 12000
PHILIPS LTD | M8048A | 2011-08-15 | 1400
PHILIPS LTD | M8048A | 2011-08-15 | 1400
PHILIPS LTD | M3002A-X2 | 2011-08-15 | 1400
PHILIPS LTD | M3002A-X2 | 2011-08-15 | 1400
PHILIPS LTD | MX800 | 2011-08-15 | 7047.64
PHILIPS LTD | MX800 | 2011-08-15 | 7047.63
MEDELA | SYMPHONY | 2011-02-17 | 1900
BPR MEDICAL | 819-0010 | 2010-12-10 | 130
BPR MEDICAL | 819-0010 | 2010-12-10 | 130
BPR MEDICAL | 819-0034 | 2010-12-10 | 130
PHILIPS LTD | M1020A | 2010-11-01 | 750
PHILIPS LTD | M1020A | 2010-11-01 | 750
PHILIPS LTD | M1020A | 2010-11-01 | 750
PHILIPS LTD | M3015A | 2010-10-04 | 2800
THERAPY EQUIPMENT | 6562 | 2010-08-06 | 40
THERAPY EQUIPMENT | 6562 | 2010-08-06 | 40
THERAPY EQUIPMENT | 6561 | 2010-08-06 | 40
MEDELA | SYMPHONY | 2010-07-22 | 1900
MEDELA | SYMPHONY | 2010-07-22 | 1900
MEDELA | SYMPHONY | 2010-07-22 | 1900
MEDELA | SYMPHONY | 2010-07-22 | 1900
THERAPY EQUIPMENT | 6561 | 2010-07-19 | 81.5
THERAPY EQUIPMENT | 6561 | 2010-07-19 | 81.5
THERAPY EQUIPMENT | 6564 | 2010-07-19 | 81.5
WELCH ALLYN | SURETEMP PLUS 692 | 2010-06-21 | 236
WELCH ALLYN | SURETEMP PLUS 692 | 2010-06-21 | 236
WELCH ALLYN | SURETEMP PLUS 692 | 2010-06-21 | 236
WELCH ALLYN | SURETEMP PLUS 692 | 2010-06-21 | 236
WELCH ALLYN | SURETEMP PLUS 692 | 2010-06-21 | 236
WELCH ALLYN | SURETEMP PLUS 692 | 2010-06-21 | 236
WELCH ALLYN | SURETEMP PLUS 692 | 2010-06-21 | 236
WELCH ALLYN | SURETEMP PLUS 692 | 2010-06-21 | 236
WELCH ALLYN | SURETEMP PLUS 692 | 2010-06-21 | 236
WELCH ALLYN | SURETEMP PLUS 692 | 2010-06-21 | 236
WELCH ALLYN | SURETEMP PLUS 692 | 2010-06-21 | 236
WELCH ALLYN | SURETEMP PLUS 692 | 2010-06-21 | 236
WELCH ALLYN | SURETEMP PLUS 692 | 2010-06-21 | 236
WELCH ALLYN | SURETEMP PLUS 692 | 2010-06-21 | 236
WELCH ALLYN | SURETEMP PLUS 692 | 2010-06-21 | 236
WELCH ALLYN | SURETEMP PLUS 692 | 2010-06-21 | 236
WELCH ALLYN | SURETEMP PLUS 692 | 2010-06-21 | 236
WELCH ALLYN | SURETEMP PLUS 692 | 2010-06-21 | 236
WELCH ALLYN | SURETEMP PLUS 692 | 2010-06-21 | 236
WELCH ALLYN | SURETEMP PLUS 692 | 2010-06-21 | 236
WELCH ALLYN | SURETEMP PLUS 692 | 2010-06-21 | 236
WELCH ALLYN | SURETEMP PLUS 692 | 2010-06-21 | 236
WELCH ALLYN | SURETEMP PLUS 692 | 2010-06-21 | 236
WELCH ALLYN | SURETEMP PLUS 692 | 2010-06-21 | 236
F & P | MR850 | 2010-02-04 | 1250
F & P | MR850 | 2010-02-04 | 1250
VIASYS HEALT | 675 | 2010-02-04 | 8002.93
VIASYS HEALT | 675 | 2010-02-04 | 13290.5
INDITHERM | CC5001 | 2009-09-07 | 4300
FRESENIUS | PILOTE ENTERAL | 2009-07-22 | 2500
FRESENIUS | PILOTE ENTERAL | 2009-07-22 | 2500
F & P | RD900 | 2009-06-22 | 600
F & P | RD900 | 2009-06-22 | 600
F & P | RD900 | 2009-06-22 | 600
THERAPY EQUIPMENT | 5047 | 2009-05-13 | 127
FERNO | ITU-SIX | 2009-02-13 | 9385
WEINMANN | ACCUVAC RESCUE | 2009-02-13 | 2000
ATOM MEDICAL | V-808 | 2009-02-01 | 14250
CHARTER KONTRON | CRITICOOL | 2009-01-19 | 20000
PNEUPAC LTD | BABYPAC | 2008-11-25 | 4000
INDITHERM | COSYTHERM CCU1 | 2008-10-10 | 1535
INDITHERM | COSYTHERM CCU1 | 2008-10-10 | 1535
THERAPY EQUIPMENT | 5047 | 2008-09-12 | 95.6
TELEDYNE | MX300-1 | 2008-07-11 | 365
TELEDYNE | MX300-1 | 2008-07-11 | 365
DRAEGER | BABYTHERM 8000 | 2008-06-23 | 9000
DRAEGER | BABYTHERM 8000 | 2008-06-23 | 6500
SEIKO INSTRU | SLP-440 | 2008-05-16 | 52.99
SHIRE | AREA ALARM | 2008-03-19 | 350
SHIRE | AREA ALARM | 2008-03-19 | 350
SHIRE | AREA ALARM | 2008-03-19 | 350
SHIRE | AREA ALARM | 2008-03-19 | 350
SHIRE | AREA ALARM | 2008-03-19 | 350
EAST HEALTH | HIGH-SUCTION | 2008-03-07 | 200
EAST HEALTH | HIGH-SUCTION | 2008-03-07 | 200
EAST HEALTH | HIGH-SUCTION | 2008-03-07 | 200
EAST HEALTH | HIGH-SUCTION | 2008-03-07 | 200
EAST HEALTH | HIGH-SUCTION | 2008-03-07 | 200
EAST HEALTH | HIGH-SUCTION | 2008-03-07 | 200
EAST HEALTH | HIGH-SUCTION | 2008-02-22 | 200
CHARTER KONTRON | CRITICOOL | 2008-02-08 | 20000
KEELER | VANTAGE + WIRELESS | 2008-01-25 | 1516
DRAEGER | GEMINA | 2008-01-04 | 4600
DRAEGER | GEMINA | 2008-01-04 | 4600
DRAEGER | GEMINA | 2008-01-04 | 4600
DRAEGER | GEMINA | 2008-01-04 | 4600
EAST HEALTH | HIGH-SUCTION | 2007-11-23 | 75
F & P | RD900 | 2007-10-18 | 600
F & P | RD900 | 2007-10-18 | 600
DARAY | X300 | 2007-07-27 | 550
VIASYS HEALT | 675 | 2007-06-01 | 5250
AMERICAN POWER CONVERSION (APC) | BK500EI | 2007-04-19 | 68
WELCH ALLYN | 11720 | 2007-03-06 | 100
WELCH ALLYN | 11720 | 2007-03-06 | 100
WELCH ALLYN | 11720 | 2007-03-06 | 100
WELCH ALLYN | 11720 | 2007-03-06 | 100
PHILIPS LTD | M1029A | 2007-02-13 | 500
VIASYS HEALT | 675 | 2006-09-25 | 5250
F & P | MR850 | 2006-09-25 | 1000
F & P | MR850 | 2006-09-25 | 1000
HILL-ROM | RW82 VHA-1C | 2006-08-23 | 5500
DRAEGER | BABYTHERM 8000 | 2006-03-03 | 9000
THERAPY EQUIPMENT | 5037 | 2005-10-04 | 95.6
DRAEGER | BABYTHERM 8004/8010 | 2005-09-01 | 7600
THERAPY EQUIPMENT | 6562 | 2005-07-18 | 101
THERAPY EQUIPMENT | 6561 | 2005-07-07 | 73.5
THERAPY EQUIPMENT | 6563 | 2005-06-23 | 87
BIRD | 3800 | 2005-02-18 | 900
BIRD | 3800 | 2005-02-18 | 900
PHILIPS LTD | M1020A | 2004-11-29 | 2500
F & P | MR850 | 2004-09-16 | 1000
F & P | MR850 | 2004-09-10 | 1000
TELEDYNE | MX300-1 | 2004-07-08 | 346.75
TELEDYNE | MX300-1 | 2004-07-08 | 346.75
F & P | MR850 | 2004-04-21 | 1000
F & P | MR850 | 2004-04-21 | 1000
F & P | RD900 | 2003-12-10 | 600
F & P | RD900 | 2003-12-10 | 600
F & P | RD900 | 2003-12-10 | 600
F & P | RD900 | 2003-12-10 | 600
F & P | RD900 | 2003-12-10 | 600
F & P | RD900 | 2003-12-10 | 600
F & P | RD900 | 2003-12-10 | 600
F & P | RD900 | 2003-12-10 | 600
F & P | RD900 | 2003-12-10 | 600
F & P | MR850 | 2003-08-13 | 1000
F & P | MR850 | 2003-08-13 | 1000
F & P | MR850 | 2003-08-13 | 1000
F & P | MR850 | 2003-07-29 | 1000
EAST HEALTH | HIGH-SUCTION | 2003-02-05 | 200
EAST HEALTH | HIGH-SUCTION | 2003-02-05 | 200
EAST HEALTH | HIGH-SUCTION | 2003-02-05 | 200
EAST HEALTH | HIGH-SUCTION | 2002-12-03 | 200
EAST HEALTH | HIGH-SUCTION | 2002-12-03 | 200
EAST HEALTH | HIGH-SUCTION | 2002-12-03 | 200
EAST HEALTH | HIGH-SUCTION | 2002-08-20 | 200
EAST HEALTH | HIGH-SUCTION | 2002-08-20 | 200
EAST HEALTH | HIGH-SUCTION | 2002-08-20 | 200
EAST HEALTH | HIGH-SUCTION | 2002-08-15 | 200
EAST HEALTH | HIGH-SUCTION | 2002-08-15 | 200
EAST HEALTH | HIGH-SUCTION | 2002-08-15 | 200
EAST HEALTH | HIGH-SUCTION | 2002-08-08 | 200
PHILIPS LTD | M1020A | 2001-06-19 | 2500
EAST HEALTH | HIGH-SUCTION | 2001-06-05 | 200
F & P | MR850 | 2001-04-03 | 1000
NA | MEMO/GENERAL SUNDRIES | 2001-01-01 | 0
MEDELA | 038.3021 | 2000-11-23 | 1795
F & P | MR850 | 1998-10-26 | 1200
DATEX-OHMEDA | BILI BLANKET | 1998-07-06 | 715
DRAEGER | GEMINA | 1996-04-10 | 4600
DRAEGER | GEMINA | 1996-04-10 | 4600
DRAEGER | GEMINA | 1996-04-10 | 4600
DRAEGER | GEMINA | 1996-04-10 | 4600
DRAEGER | GEMINA | 1996-04-10 | 4600
DRAEGER | GEMINA | 1996-04-10 | 4600
DRAEGER | PONTA | 1995-01-01 | 20000
DRAEGER | PONTA | 1995-01-01 | 20000
DRAEGER | PONTA | 1995-01-01 | 20000
DRAEGER | PONTA | 1995-01-01 | 20000
DRAEGER | PONTA | 1995-01-01 | 20000
DRAEGER | PONTA | 1995-01-01 | 20000
DRAEGER | PONTA | 1995-01-01 | 20000
DRAEGER | PONTA | 1995-01-01 | 20000
MEMO-INTERN | PMG-STM/D/SCBU | 1975-01-01 | 0
AMERICAN POWER CONVERSION (APC) | SMART-UPS SC450 |  | 0
AMERICAN POWER CONVERSION (APC) | SMART-UPS SC450 |  | 0
ABBOTT LABS | FREESTYLE PRECISION PRO | 2022-06-17 | 0
THERAPY EQUIPMENT | 6561 | 2022-04-27 | 203.16
WELCH ALLYN | SURETEMP PLUS 692 | 2021-12-15 | 148.5
F & P | MR850 | 2021-09-02 | 1100
B.BRAUN | SPACESTATION | 2021-06-23 | 600
B.BRAUN | SPACESTATION | 2021-06-23 | 600
B.BRAUN | SPACESTATION | 2021-06-23 | 600
B.BRAUN | SPACESTATION | 2021-06-23 | 600
B.BRAUN | SPACESTATION | 2021-06-23 | 600
B.BRAUN | PERFUSOR SPACE | 2021-06-23 | 1200
B.BRAUN | PERFUSOR SPACE | 2021-06-23 | 1200
B.BRAUN | PERFUSOR SPACE | 2021-06-23 | 1200
B.BRAUN | PERFUSOR SPACE | 2021-06-23 | 1200
B.BRAUN | PERFUSOR SPACE | 2021-06-23 | 1200
B.BRAUN | PERFUSOR SPACE | 2021-06-23 | 1200
B.BRAUN | PERFUSOR SPACE | 2021-06-23 | 1200
B.BRAUN | PERFUSOR SPACE | 2021-06-23 | 1200
B.BRAUN | PERFUSOR SPACE | 2021-06-23 | 1200
B.BRAUN | PERFUSOR SPACE | 2021-06-23 | 1200
B.BRAUN | PERFUSOR SPACE | 2021-06-23 | 1200
B.BRAUN | PERFUSOR SPACE | 2021-06-23 | 1200
B.BRAUN | PERFUSOR SPACE | 2021-06-23 | 1200
B.BRAUN | PERFUSOR SPACE | 2021-06-23 | 1200
B.BRAUN | PERFUSOR SPACE | 2021-06-23 | 1200
B.BRAUN | PERFUSOR SPACE | 2021-06-23 | 1200
B.BRAUN | PERFUSOR SPACE | 2021-06-23 | 1200
B.BRAUN | PERFUSOR SPACE | 2021-06-23 | 1200
B.BRAUN | PERFUSOR SPACE | 2021-06-23 | 1200
B.BRAUN | PERFUSOR SPACE | 2021-06-23 | 1200
B.BRAUN | PERFUSOR SPACE | 2021-06-23 | 1200
B.BRAUN | PERFUSOR SPACE | 2021-06-23 | 1200
B.BRAUN | PERFUSOR SPACE | 2021-06-23 | 1200
B.BRAUN | PERFUSOR SPACE | 2021-06-23 | 1200
B.O.C. | 505 | 2021-02-04 | 0
HAMILTON MEDICAL | T1 | 2020-09-15 | 17000
KARL STORZ | 8403XD | 2020-06-10 | 11696
KARL STORZ | 8403XSP | 2020-06-10 | 2754
BPR MEDICAL | 819-0010 | 2020-05-05 | 106.92
WEINMANN | ACCUVAC PRO | 2020-04-08 | 0
LAERDAL | LCSU4 | 2019-12-18 | 333
WESTMED | NEO-POD T | 2019-07-18 | 2085
HAMILTON MEDICAL | T1 | 2019-05-22 | 21451
ZOLL MEDICAL | SUREPOWER | 2018-04-12 | 1000
ZOLL MEDICAL | X SERIES | 2018-04-12 | 17590.5
ZOLL MEDICAL | X SERIES | 2018-04-12 | 17590.5
NA | MEMO/GENERAL SUNDRIES | 2017-08-21 | 0
PAR AID MEDICAL | TRANSPORTER PLUS | 2017-07-01 | 19000
ADVANCED H. | BABYPOD2 | 2017-01-19 | 3585
M.E.C MEDICAL | 1130700 | 2016-05-20 | 3000
M.E.C MEDICAL | 1130700 | 2016-05-20 | 3000
THERAPY EQUIPMENT | 6561 | 2015-06-12 | 94
BIRD | 10011A | 2014-02-10 | 650
BIRD | 10011A | 2014-02-10 | 650
ATOM MEDICAL | V-808 | 2014-01-30 | 15000
ATOM MEDICAL | V-808 | 2014-01-30 | 15000
ACUTRONIC | FABIAN HFO | 2014-01-29 | 20000
PAR AID MEDICAL | TRANSPORTER PLUS | 2013-12-18 | 19000
PAR AID MEDICAL | TRANSPORTER PLUS | 2013-12-18 | 19000
PHILIPS LTD | M8002A | 2013-12-17 | 6730.75
WEINMANN | ACCUVAC RESCUE | 2013-12-16 | 1000
WEINMANN | ACCUVAC RESCUE | 2013-12-16 | 1000
INDITHERM | COSYTHERM CCU201T | 2013-10-03 | 1700
ABBOTT LABS | I-STAT 1 | 2013-05-10 | 6234.35
BEDFONT SCIENTIFIC | NOXBOX O2 | 2013-04-11 | 4500
B.O.C. | 505 | 2012-07-24 | 550
CAREFUSION | ALARIS CC PLUS | 2011-11-28 | 1970
CAREFUSION | ALARIS CC PLUS | 2011-11-28 | 1970
CAREFUSION | ALARIS CC PLUS | 2011-11-28 | 1970
CAREFUSION | ALARIS CC PLUS | 2011-11-28 | 1970
CAREFUSION | ALARIS CC PLUS | 2011-11-28 | 1970
CAREFUSION | ALARIS CC PLUS | 2011-11-28 | 1970
CAREFUSION | ALARIS CC PLUS | 2011-11-28 | 1970
CAREFUSION | ALARIS CC PLUS | 2011-11-28 | 1970
CAREFUSION | ALARIS CC PLUS | 2011-11-28 | 1970
CAREFUSION | ALARIS CC PLUS | 2011-11-28 | 1970
CAREFUSION | ALARIS CC PLUS | 2011-11-28 | 1970
CAREFUSION | ALARIS CC PLUS | 2011-11-28 | 1970
CAREFUSION | ALARIS CC PLUS | 2011-11-28 | 1970
CAREFUSION | ALARIS CC PLUS | 2011-11-28 | 1970
CAREFUSION | ALARIS CC PLUS | 2011-11-28 | 1970
PHILIPS LTD | M8002A | 2011-09-14 | 6816.3
PHILIPS LTD | M8002A | 2010-10-04 | 6730.75
TEC COM GMBH | TECOTHERM NEO | 2010-06-03 | 14000
ADVANCED H. | BABYPOD2 | 2009-09-07 | 3585
CHARTER KONTRON | CRITICOOL | 2007-09-21 | 20000
NA | MEMO/GENERAL SUNDRIES | 2001-01-01 | 0
SECA | 384 | 2021-12-08 | 180
ARDO | CALYPSO PRO | 2020-10-05 | 119
MASIMO UK | RAD-97 | 2020-09-28 | 1000
MASIMO UK | RAD-97 | 2020-09-28 | 1000
THERAPY EQUIPMENT | DIAMOND RANGE HIGH | 2020-06-25 | 160
MEDELA | SYMPHONY | 2020-06-24 | 1900
MEDELA | SYMPHONY | 2020-06-23 | 1900
MEDELA | SYMPHONY | 2020-06-23 | 1900
MEDELA | SYMPHONY | 2020-06-23 | 1900
MEDELA | SYMPHONY | 2020-06-23 | 1900
MEDELA | SYMPHONY | 2020-06-23 | 1900
MEDELA | SYMPHONY | 2020-06-19 | 1900
MASIMO UK | RAD-97 | 2020-05-29 | 1000
MASIMO UK | RAD-97 | 2020-05-29 | 1000
MASIMO UK | RAD-97 | 2020-05-29 | 1000
BEDFONT SCIENTIFIC | PICO BABY SMOKERLYSER | 2020-03-25 | 154.8
BEDFONT SCIENTIFIC | PICO BABY SMOKERLYSER | 2020-03-25 | 154.8
LAERDAL | LCSU4 | 2019-12-18 | 333
THERAPY EQUIPMENT | DIAMOND RANGE HIGH | 2019-08-19 | 160
MEDELA | SYMPHONY | 2018-09-25 | 1900
LAERDAL | LCSU4 | 2018-04-13 | 1900
NELLCOR | PM100N | 2017-12-08 | 1000
LAERDAL | LCSU4 | 2017-11-30 | 1900
MEDELA | SYMPHONY | 2017-01-09 | 1900
MEDELA | SYMPHONY | 2017-01-09 | 1900
MEDELA | SYMPHONY | 2017-01-09 | 1900
MEDELA | SYMPHONY | 2017-01-09 | 1900
MEDELA | SYMPHONY | 2017-01-09 | 1900
MEDELA | SYMPHONY | 2017-01-09 | 1900
MEDELA | SYMPHONY | 2017-01-09 | 1900
MEDELA | SYMPHONY | 2017-01-09 | 1900
MEDELA | SYMPHONY | 2017-01-09 | 1900
MEDELA | SYMPHONY | 2017-01-09 | 1900
MEDELA | SYMPHONY | 2017-01-09 | 1900
SECA | 834 | 2014-10-17 | 200
SECA | 834 | 2014-10-17 | 200
SECA | 834 | 2014-10-17 | 200
SECA | 834 | 2014-10-17 | 200
SECA | 384 | 2013-12-19 | 175
MEDELA | SYMPHONY | 2013-11-04 | 1900
MEDELA | SYMPHONY | 2013-11-04 | 1900
MEDELA | SYMPHONY | 2013-11-04 | 1900
MEDELA | SYMPHONY | 2013-11-04 | 1900
SECA | 384 | 2013-10-08 | 175
MASIMO UK | DOCKING - RADICAL | 2010-11-30 | 200
MASIMO UK | RADICAL | 2010-11-30 | 500
MASIMO UK | RADICAL | 2010-11-30 | 500
MASIMO UK | DOCKING - RADICAL | 2010-11-30 | 200
MASIMO UK | DOCKING - RADICAL | 2008-07-16 | 200
DEVILBISS | 7305P-U | 2005-05-09 | 300
E AMEDA LTD | ELITE | 2000-07-24 | 517
NELLCOR | NPB40 | 2000-05-18 | 599
WELCH ALLYN | GS 300 | 2022-05-13 | 0
OHAUS SCALE | PR124 | 2022-05-13 | 1400
OSCIMED | OSC 20101-UK | 2019-04-09 | 0
MEDEZINE | MSYS 5000 | 2019-04-09 | 0
MARSDEN | M-410 | 2016-09-14 | 235
MEDEZINE | MEDEZINE 4000 | 2001-06-04 | 1800
HULME-MARTIN | HM3000 | 2001-05-25 | 278.18
METTLER | PE600 | 1998-01-01 | 650
LEICA | WILD-M8 | 1994-02-28 | 6000
OLYMPUS | HIGHLIGHT3000 | 1993-03-30 | 588
HP | FAXITRON | 1986-04-01 | 0
KLS MARTIN | 89-701-00-04 | 2022-06-08 | 784
THERAPY EQUIPMENT | 9501/8501 | 2022-03-09 | 42
THERAPY EQUIPMENT | 9501/8501 | 2022-03-09 | 42
THERAPY EQUIPMENT | 9501/8501 | 2022-03-09 | 42
THERAPY EQUIPMENT | 9501/8501 | 2022-03-09 | 42
THERAPY EQUIPMENT | 9501/8501 | 2022-03-09 | 42
THERAPY EQUIPMENT | 9501/8501 | 2022-03-09 | 42
THERAPY EQUIPMENT | 9501/8501 | 2022-03-09 | 42
BRAUN | PRO 6000 | 2021-12-07 | 149
BRAUN | PRO 6000 | 2021-12-07 | 149
BRAUN | PRO 6000 | 2021-11-02 | 149
THERAPY EQUIPMENT | ENTONOX | 2021-10-12 | 252
THERAPY EQUIPMENT | ENTONOX | 2021-10-12 | 252
THERAPY EQUIPMENT | ENTONOX | 2021-10-12 | 252
BRAUN | PRO 6000 | 2021-02-05 | 149
HUNTLEIGH | D920 | 2020-05-21 | 311.64
HUNTLEIGH | D920 | 2020-01-09 | 311.64
HUNTLEIGH | D920 | 2019-12-12 | 311.64
WELCH ALLYN | GS 300 | 2019-11-14 | 350
HUNTLEIGH | D920 | 2019-11-01 | 311.64
THERAPY EQUIPMENT | ENTONOX | 2018-11-01 | 350
THERAPY EQUIPMENT | ENTONOX | 2018-11-01 | 350
NA | MEMO/GENERAL SUNDRIES | 2016-07-25 | 0
WELCH ALLYN | 7670-16 | 2016-06-20 | 80
HUNTLEIGH | D920 | 2016-04-26 | 295
HUNTLEIGH | D920 | 2016-01-01 | 295
HUNTLEIGH | D920 | 2015-07-24 | 295
ABBOTT LABS | FREESTYLE PRECISION PRO | 2015-06-16 | 1000
WELCH ALLYN | SURETEMP PLUS 692 | 2013-08-09 | 236
WELCH ALLYN | SURETEMP PLUS 692 | 2013-08-09 | 236
WELCH ALLYN | SURETEMP PLUS 692 | 2013-08-09 | 236
WELCH ALLYN | SURETEMP PLUS 692 | 2013-08-09 | 236
WELCH ALLYN | SURETEMP PLUS 692 | 2013-08-09 | 236
WELCH ALLYN | SURETEMP PLUS 692 | 2013-08-09 | 236
WELCH ALLYN | SURETEMP PLUS 692 | 2013-08-08 | 236
THERAPY EQUIPMENT | DIAMOND RANGE HIGH | 2013-08-08 | 127.5
THERAPY EQUIPMENT | DIAMOND RANGE HIGH | 2013-08-08 | 127.5
THERAPY EQUIPMENT | DIAMOND RANGE HIGH | 2013-08-08 | 127.5
THERAPY EQUIPMENT | DIAMOND RANGE HIGH | 2013-08-08 | 127.5
WELCH ALLYN | SURETEMP PLUS 692 | 2013-08-08 | 236
THERAPY EQUIPMENT | DIAMOND RANGE HIGH | 2013-08-07 | 127
DR MACH | MACH LED 115 | 2013-07-04 | 595
SHIRE | AREA ALARM | 2013-06-17 | 350
SHIRE | AREA ALARM | 2013-06-17 | 350
MEDI-PLINTH | US03TE | 2013-06-14 | 1775.5
THERAPY EQUIPMENT | ENTONOX | 2013-06-10 | 350
THERAPY EQUIPMENT | ENTONOX | 2013-06-10 | 350
THERAPY EQUIPMENT | ENTONOX | 2013-06-10 | 350
THERAPY EQUIPMENT | ENTONOX | 2013-06-10 | 350
THERAPY EQUIPMENT | ENTONOX | 2013-06-10 | 350
HMS VILGO (FRANCE) | HF13120 | 2013-06-10 | 2080
HMS VILGO (FRANCE) | HF13120 | 2013-06-10 | 2080
WELCH ALLYN | 7670-16 | 2013-06-05 | 80
WELCH ALLYN | 7670-16 | 2013-06-05 | 80
WELCH ALLYN | 7670-16 | 2013-06-05 | 80
WELCH ALLYN | 7670-16 | 2013-06-05 | 80
HILL-ROM | RW82 VHA-1C | 2013-05-16 | 9402
PHYSIO CONTROL | LIFEPAK 1000 | 2013-03-27 | 2145
LAERDAL | LCSU4 | 2012-12-14 | 325
HUNTLEIGH | D930 EURO | 2012-10-29 | 286
HUNTLEIGH | D930 EURO | 2012-10-29 | 286
WELCH ALLYN | SURETEMP PLUS 692 | 2011-06-27 | 236
LIKO | VIKING M | 2008-10-06 | 1656
MEMO-INTERN | PMG-STM/E/WD72 | 1975-01-01 | 0
ADAM EQUIPMENT | PGW 2502I | 2022-07-04 | 420
D-LINK LTD | DWR-921 | 2022-06-06 | 0
RS | 841-2518 | 2022-04-07 | 44
CME MEDICAL | MCK40 | 2022-04-06 | 60
GCE LTD | MMR+ | 2022-01-07 | 299
GCE LTD | MMR+ | 2022-01-07 | 299
NA | MEMO/GENERAL SUNDRIES | 2021-10-13 | 0
B.BRAUN | 7705166 | 2021-05-07 | 64.02
B.BRAUN | 7705204 | 2021-05-07 | 373.02
NORBAR | 15003 | 2021-04-20 | 144
WERA | 7430 | 2021-03-18 | 72.47
AMPROBE | SM-10 | 2021-02-05 | 240
FLUKE | VT900A | 2021-01-15 | 7595
CAREFUSION | ALARIS ASENA/P SERIES | 2021-01-04 | 1588.1
CAREFUSION | 100ML | 2021-01-04 | 0
CAREFUSION | 50ML | 2021-01-04 | 0
CAREFUSION | P5000 | 2021-01-04 | 0
MECMESIN | FORCE GAUGE 100N | 2021-01-04 | 0
CAREFUSION | LINEAR(TEST GAUGE) | 2021-01-04 | 0
CAREFUSION | LINEAR(CALIBRATOR) | 2021-01-04 | 0
CAREFUSION | PLEASE ENTER MODEL! (1217) | 2021-01-04 | 0
FLUKE | ESA615 | 2020-12-24 | 3870
TENMA | 72-7270 | 2020-12-16 | 70.14
TENMA | 72-7270 | 2020-12-16 | 70.14
FRESENIUS KABI | INJECTOMAT SP MAINTENANCE KIT | 2020-12-15 | 1600
COVIDIEN UK | GENIUS 2 CALIBRATOR | 2020-12-09 | 1999.99
DOSTMANN ELECTRONIC GMBH | P755 | 2020-12-07 | 2011
RS | IM-740 ANEMOMETER | 2020-12-04 | 50
KERN & SOHN | PCB1000-2 | 2020-12-03 | 241
FLUKE | QA-ES MK III | 2020-11-30 | 5995
KERN & SOHN | 7911898 | 2020-11-30 | 1238
NA | MEMO/GENERAL SUNDRIES | 2020-11-26 | 0
FLUKE | QA-ES MK III | 2020-11-25 | 5995
FLUKE | 179 | 2020-11-25 | 298
FLUKE | 179 | 2020-11-25 | 298
FLUKE | 54IIB | 2020-11-25 | 465
FLUKE | PROSIM 8 | 2020-11-12 | 4702.5
FLUKE | IMPULSE 7000DP | 2020-11-12 | 4266
COMARK | C9555/SIL | 2020-11-12 | 357
COMARK | C9555/SIL | 2020-11-12 | 357
VIAMED | V1000 | 2020-10-21 | 635
WELCH ALLYN | 9600 PLUS CALIBRATION TESTER | 2020-10-15 | 892
FLUKE | PROSIM 8 | 2019-12-11 | 4702.5
NA | STOCK TRANSFER | 2019-04-30 | 0
LASCAR | EL-USB-1-PRO | 2019-04-26 | 100
LABELSTATION | ME240 (PRO240) | 2017-11-25 | 500
FLUKE | ESA620 | 2017-08-23 | 3790.5
LYTE LTD | GFBP8 | 2015-06-05 | 95.83
GPC INDUSTRIES | FJY03Z | 2014-08-01 | 115
CADEX ELECT. | UCC1 60W | 2013-02-01 | 262.65
WELCH ALLYN | SURETEMP PLUS 692 | 2011-06-27 | 236
MASCOT ELECT | 9740 | 2011-04-26 | 102
MASCOT ELECT | 9740 | 2011-04-26 | 102
RS | 233-468 | 2011-03-01 | 37.51
RS | 233-468 | 2011-03-01 | 37.51
RS | 233-468 | 2011-03-01 | 37.51
AD ELEKTRONIK GMBH | AD HIGHPAK-1000 | 2009-11-03 | 576.75
MY WEIGH | HD-150 | 2008-07-28 | 70
MCKINLEY MED | 545 | 2008-03-11 | 579.5
IMT MEDICAL | PF-300 | 2007-11-12 | 4250
GLEICHMANN | LG1480 | 2005-09-15 | 1200
COMARK | C9557 | 2004-08-18 | 313.73
FLUKE | 73 | 2003-01-07 | 125
ASTRATEC | CHECKMATE II | 2002-04-18 | 1000
ASTRATEC | CHECKMATE II-CPP | 2002-04-18 | 1000
LAERDAL | LSU-2 | 2001-11-01 | 680
WAVETEK | 25XT | 2001-07-17 | 85
NA | MEMO/GENERAL SUNDRIES | 2001-01-01 | 0
ASTRATEC | CHECKMATE II | 1999-03-17 | 1000
WELLER | PS-3D | 1998-02-11 | 45.83
WELLER | TCP | 1995-06-05 | 58.77
CAREFUSION | PLEASE ENTER MODEL! (1212) |  | 0
BRISTOL MAID (HOSP.M.CRAFT) | EC2215 | 2022-06-23 | 1278.2
OCURA HEALTHCARE FURNITURE LIMITED | OCURA +02E | 2022-05-12 | 900
OCURA HEALTHCARE FURNITURE LIMITED | OCURA +02E | 2022-05-12 | 900
HNE | 43000 | 2022-04-21 | 1876.8
PLINTH 2000 | 502E | 2022-04-21 | 800
PHILIPS LTD | M2734B | 2022-03-10 | 0
THERAPY EQUIPMENT | 9501/8501 | 2022-03-09 | 42
THERAPY EQUIPMENT | 9501/8501 | 2022-03-09 | 42
THERAPY EQUIPMENT | 9501/8501 | 2022-03-09 | 42
TOSHIBA MED | PVU-375BT | 2022-03-07 | 5000
PHILIPS LTD | M2736A | 2022-01-24 | 0
BRAUN | PRO 6000 | 2021-12-08 | 149
PHILIPS LTD | M2736A | 2021-11-05 | 687.5
PHILIPS LTD | M2734B | 2021-10-22 | 736
BRAUN | PRO 6000 | 2021-10-21 | 149
PHILIPS LTD | M2734B | 2021-06-28 | 0
PHILIPS LTD | M2736A | 2021-06-24 | 0
PHILIPS LTD | M2734B | 2021-03-30 | 0
PHILIPS LTD | M2736A | 2021-03-25 | 977
PHILIPS LTD | M2736A | 2021-03-04 | 977
PHILIPS LTD | M2736A | 2021-02-19 | 977
BRAUN | PRO 6000 | 2021-02-09 | 149
PHILIPS LTD | M2734B | 2020-12-04 | 878
PHILIPS LTD | M2734B | 2020-10-08 | 878
WELCH ALLYN | 7670-03 | 2020-04-21 | 150
PHILIPS LTD | M2734A | 2020-04-16 | 878
PLINTH 2000 | PLINTH COUCH | 2020-01-31 | 1000
WELCH ALLYN | 7670-10 | 2019-11-06 | 200
PHILIPS LTD | M2734A | 2019-05-16 | 878
PHILIPS LTD | M2734A | 2019-05-16 | 878
PHILIPS LTD | M2734A | 2019-05-16 | 878
PHILIPS LTD | M2736A | 2019-05-15 | 977
PHILIPS LTD | M2736A | 2019-05-15 | 977
TOSHIBA MED | TUS-X200 | 2016-04-12 | 29836.8
PHILIPS LTD | M2702A | 2011-10-28 | 5204.22
PHILIPS LTD | M2702A | 2009-03-19 | 5491.71
PHILIPS LTD | M2702A | 2009-03-19 | 5491.71
PHILIPS LTD | M2702A | 2009-03-19 | 5491.71
PHILIPS LTD | M2702A | 2009-03-19 | 5491.71
ACCOSON LTD | DESK | 2007-12-10 | 35
HNE | 43000 | 1991-08-16 | 1876.8
MILLENIUM | CALISTRA AUTO O2/N2O | 2016-06-08 | 2000
MILLENIUM | CALISTRA AUTO O2/N2O | 2015-06-09 | 2000
MEMO-INTERN | PMG-STM/MANIFOLD | 2005-12-02 | 0
NA | MAIN PANEL | 1997-09-04 | 1000
LINET UK | ELEGANZA 2 | 2020-12-16 | 1341
LINET UK | ELEGANZA 2 | 2020-12-16 | 1341
LINET UK | ELEGANZA 2 | 2020-12-16 | 1341
LINET UK | ELEGANZA 2 | 2020-12-16 | 1341
LINET UK | ELEGANZA 2 | 2020-12-16 | 1341
LINET UK | ELEGANZA 2 | 2020-12-16 | 1341
LINET UK | ELEGANZA 2 | 2020-12-16 | 1341
LINET UK | ELEGANZA 2 | 2020-12-16 | 1341
LINET UK | ELEGANZA 2 | 2020-12-16 | 1341
LINET UK | ELEGANZA 2 | 2020-12-16 | 1341
LINET UK | ELEGANZA 2 | 2020-12-16 | 1341
LINET UK | ELEGANZA 2 | 2020-12-16 | 1341
LINET UK | ELEGANZA 2 | 2020-12-16 | 1341
LINET UK | ELEGANZA 2 | 2020-12-16 | 1341
LINET UK | ELEGANZA 2 | 2020-12-16 | 1341
LINET UK | ELEGANZA 2 | 2020-12-16 | 1341
LINET UK | ELEGANZA 2 | 2020-12-16 | 1341
LINET UK | ELEGANZA 2 | 2020-12-16 | 1341
LINET UK | ELEGANZA 2 | 2020-12-16 | 1341
LINET UK | ELEGANZA 2 | 2020-12-16 | 1341
LINET UK | ELEGANZA 2 | 2020-12-16 | 1341
LINET UK | ELEGANZA 2 | 2020-12-16 | 1341
LINET UK | ELEGANZA 2 | 2020-12-16 | 1341
LINET UK | ELEGANZA 2 | 2020-12-16 | 1341
LINET UK | ELEGANZA 2 | 2020-12-16 | 1341
LINET UK | ELEGANZA 2 | 2017-10-11 | 1540
LINET UK | ELEGANZA 2 | 2016-12-22 | 1503.5
LINET UK | ELEGANZA 2 | 2016-12-22 | 1503.5
LINET UK | ELEGANZA 2 | 2016-12-22 | 1503.5
LINET UK | ELEGANZA 2 | 2016-12-22 | 1503.5
LINET UK | ELEGANZA 2 | 2016-12-22 | 1503.5
LINET UK | ELEGANZA 2 | 2016-12-22 | 1503.5
LINET UK | ELEGANZA 2 | 2016-12-22 | 1503.5
LINET UK | ELEGANZA 2 | 2016-12-22 | 1503.5
LINET UK | ELEGANZA 2 | 2016-12-16 | 1503.5
LINET UK | ELEGANZA 2 | 2016-12-16 | 1503.5
LINET UK | ELEGANZA 2 | 2016-12-16 | 1503.5
LINET UK | ELEGANZA 2 | 2016-12-16 | 1503.5
LINET UK | ELEGANZA 2 | 2016-12-16 | 1503.5
LINET UK | ELEGANZA 2 | 2016-12-16 | 1503.5
LINET UK | ELEGANZA 2 | 2016-12-16 | 1503.5
LINET UK | ELEGANZA 2 | 2016-12-16 | 1503.5
LINET UK | ELEGANZA 2 | 2016-12-16 | 1503.5
LINET UK | ELEGANZA 2 | 2016-12-16 | 1503.5
LINET UK | ELEGANZA 2 | 2016-12-16 | 1503.5
LINET UK | ELEGANZA 2 | 2016-12-16 | 1503.5
LINET UK | ELEGANZA 2 | 2016-12-16 | 1503.5
LINET UK | ELEGANZA 2 | 2016-12-16 | 1503.5
LINET UK | ELEGANZA 2 | 2016-09-27 | 1503.5
LINET UK | ELEGANZA 2 | 2016-09-27 | 1503.5
LINET UK | ELEGANZA 2 | 2016-09-27 | 1503.5
LINET UK | ELEGANZA 2 | 2016-09-27 | 1503.5
LINET UK | ELEGANZA 2 | 2016-09-27 | 1503.5
LINET UK | ELEGANZA 2 | 2016-03-24 | 1503.5
LINET UK | ELEGANZA 2 | 2016-03-24 | 1503.5
LINET UK | ELEGANZA 2 | 2016-03-24 | 1503.5
LINET UK | ELEGANZA 2 | 2016-03-24 | 1503.5
LINET UK | ELEGANZA 2 | 2016-03-24 | 1503.5
LINET UK | ELEGANZA 2 | 2016-03-24 | 1503.5
LINET UK | ELEGANZA 2 | 2016-03-24 | 1503.5
LINET UK | ELEGANZA 2 | 2016-03-24 | 1503.5
LINET UK | ELEGANZA 2 | 2016-03-24 | 1503.5
LINET UK | ELEGANZA 2 | 2016-03-24 | 1503.5
LINET UK | ELEGANZA 2 | 2016-03-24 | 1503.5
LINET UK | ELEGANZA 2 | 2016-03-24 | 1503.5
LINET UK | ELEGANZA 2 | 2016-03-24 | 1503.5
LINET UK | ELEGANZA 2 | 2016-03-24 | 1503.5
LINET UK | ELEGANZA 2 | 2016-03-24 | 1503.5
LINET UK | ELEGANZA 2 | 2016-03-24 | 1503.5
LINET UK | ELEGANZA 2 | 2016-03-24 | 1503.5
LINET UK | ELEGANZA 2 | 2016-03-24 | 1503.5
LINET UK | ELEGANZA 2 | 2016-03-24 | 1503.5
LINET UK | ELEGANZA 2 | 2016-03-24 | 1503.5
LINET UK | ELEGANZA 2 | 2016-03-24 | 1503.5
LINET UK | ELEGANZA 2 | 2016-03-24 | 1503.5
LINET UK | ELEGANZA 2 | 2016-03-24 | 1503.5
LINET UK | ELEGANZA 2 | 2016-03-24 | 1503.5
LINET UK | ELEGANZA 2 | 2016-03-24 | 1503.5
LINET UK | ELEGANZA 2 | 2016-03-24 | 1503.5
LINET UK | ELEGANZA 2 | 2016-03-24 | 1503.5
LINET UK | ELEGANZA SMART | 2014-09-05 | 1400
LINET UK | ELEGANZA SMART | 2013-11-05 | 1400
HNE | CONTOURA 1080 | 2010-12-02 | 9725.66
LINET UK | ELEGANZA SMART | 2008-10-23 | 900
LINET UK | ELEGANZA SMART | 2008-10-23 | 900
LINET UK | PRAKTIKA PLUS | 2008-05-29 | 1540
LINET UK | ELEGANZA SMART | 2008-03-11 | 900
LINET UK | ELEGANZA SMART | 2008-03-11 | 900
LINET UK | ELEGANZA SMART | 2008-03-11 | 900
LINET UK | ELEGANZA SMART | 2008-03-11 | 900
LINET UK | ELEGANZA SMART | 2008-03-11 | 900
LINET UK | ELEGANZA SMART | 2008-03-11 | 900
LINET UK | ELEGANZA SMART | 2008-03-11 | 900
LINET UK | ELEGANZA SMART | 2008-03-11 | 900
LINET UK | ELEGANZA SMART | 2008-02-12 | 900
LINET UK | ELEGANZA SMART | 2008-02-12 | 900
LINET UK | ELEGANZA SMART | 2008-02-12 | 900
LINET UK | ELEGANZA SMART | 2008-02-12 | 900
LINET UK | ELEGANZA SMART | 2008-02-12 | 900
LINET UK | ELEGANZA SMART | 2008-02-12 | 900
LINET UK | ELEGANZA SMART | 2008-02-12 | 900
LINET UK | ELEGANZA STANDARD(1) | 2006-03-02 | 1540
LINET UK | ELEGANZA 3000 | 2006-02-01 | 1800
LINET UK | ELEGANZA 3000 | 2006-02-01 | 1800
LINET UK | ELEGANZA STANDARD(1) | 2005-03-09 | 1540
LINET UK | ELEGANZA STANDARD(1) | 2003-04-24 | 1540
MEMO-INTERN | PMG-STM/GYN/TH5 | 2005-12-02 | 0
MEMO-INTERN | PMG-STM-GYNAE/TH2 | 1989-01-01 | 0
FRESENIUS KABI | 9005715 | 2022-02-24 | 11113.27
FUJIFILM SONOSITE | SII | 2020-04-17 | 13000
FUJIFILM SONOSITE | RC60XI/5-2 MHZ | 2020-04-17 | 1928.75
FUJIFILM SONOSITE | HFL38XI/13-6 MHZ | 2020-04-17 | 1928.75
F & P | AIRVO 2 | 2020-03-19 | 2475
FUJIFILM SONOSITE | HFL38XI/13-6 MHZ | 2017-04-19 | 5900
FUJIFILM SONOSITE | RC60XI/5-2 MHZ | 2017-04-19 | 5450
FUJIFILM SONOSITE | SII | 2017-04-19 | 19300
NA | REPEATER | 1997-09-04 | 350
NA | MEMO/GENERAL SUNDRIES | 1991-08-15 | 0
MEMO-INTERN | PMG-STM/GYNAE/TH1 | 1989-01-01 | 0
LAERDAL | 08003040 | 2021-01-15 | 885.5
LAERDAL | 08003040 | 2021-01-15 | 885.5
LAERDAL | 08003040 | 2021-01-15 | 885.5
LAERDAL | 08003040 | 2021-01-15 | 885.5
THERAPY EQUIPMENT | 9501/8501 | 2022-03-09 | 42
THERAPY EQUIPMENT | 9501/8501 | 2022-03-09 | 42
THERAPY EQUIPMENT | 9501/8501 | 2022-03-09 | 42
THERAPY EQUIPMENT | 9501/8501 | 2022-03-09 | 42
SPACELABS | CardioExpress SL18A | 2021-08-27 | 5994
GE LIMITED | RM6C | 2021-06-09 | 6000
GE LIMITED | C4-8-D | 2021-01-08 | 5000
GE LIMITED | C1-5-D | 2020-12-31 | 5000
GE LIMITED | RIC6-12-D | 2020-10-24 | 6000
GE LIMITED | RIC6-12-D | 2020-10-24 | 6000
GE LIMITED | VOLUSON E10 BT19 | 2020-10-22 | 80000
GE LIMITED | VOLUSON E10 BT19 | 2020-10-22 | 80000
GE LIMITED | C1-6-D | 2020-10-22 | 6000
GE LIMITED | C2-9-D | 2020-10-22 | 6000
GE LIMITED | C2-9-D | 2020-10-22 | 6000
GE LIMITED | RM6C | 2020-10-22 | 6000
THERAPY EQUIPMENT | DIAMOND RANGE HIGH | 2019-06-18 | 0
HNE | 43100 | 2019-03-11 | 0
TOSHIBA MED | TUS I800 | 2018-11-07 | 100000
TOSHIBA MED | TUS I800 | 2017-03-30 | 70128.34
GE LIMITED | VOLUSON E8 | 2011-12-14 | 89999.99
POWERVAR | ABCE420-22IEC | 2010-06-01 | 364
ANGIODYNAMIC | 60 | 2009-07-20 | 40000
TOSHIBA MED | SSA-530A | 2007-05-25 | 13512.51
MITSUBISHI | P93E | 2007-05-25 | 300
KARL STORZ | 20133120 | 2006-10-10 | 3000
BRISTOL MAID (HOSP.M.CRAFT) | CC/VH/E2 | 2004-07-09 | 850
NA | MEMO/GENERAL SUNDRIES | 1996-08-02 | 0
GE LIMITED | C1-6-D |  | 0
KARL STORZ | TP101 | 2022-05-11 | 11196
KARL STORZ | TP101 | 2022-05-11 | 11196
KARL STORZ | TH110 | 2022-05-11 | 6300
KARL STORZ | TH110 | 2022-05-11 | 6300
KARL STORZ | VC-2010MX | 2022-05-11 | 2012
KARL STORZ | VC-2010MX | 2022-05-11 | 2012
KARL KAPS OPTIK GMBH | SOM62 | 2022-05-05 | 6645
THERAPY EQUIPMENT | 9555 | 2022-03-23 | 77
THERAPY EQUIPMENT | 9501/8501 | 2022-03-09 | 42
OPTICLAR | 402.040 | 2021-11-30 | 1950
OPTICLAR | 402.040 | 2021-11-30 | 1950
OPTICLAR | 500-020-012/2 | 2021-11-30 | 0
OPTICLAR | 500-020-012/2 | 2021-11-30 | 0
WELCH ALLYN | MACROVIEW 23920 | 2021-07-28 | 754
RIESTER | RI-FOCUS LED | 2021-06-30 | 149
RIESTER | RI-FOCUS LED | 2021-06-30 | 149
RIESTER | RI-FOCUS LED | 2021-06-30 | 149
RIESTER | RI-FOCUS LED | 2021-06-30 | 149
WELCH ALLYN | MACROVIEW 23920 | 2021-06-30 | 754
WELCH ALLYN | MACROVIEW 23920 | 2021-06-30 | 754
WELCH ALLYN | MACROVIEW 23920 | 2021-06-30 | 754
WELCH ALLYN | MACROVIEW 23920 | 2021-06-30 | 754
WELCH ALLYN | MACROVIEW 23920 | 2021-06-29 | 754
RIESTER | RI-FOCUS LED | 2021-04-12 | 149
SECA | CT8000I | 2020-03-26 | 1799
ALBERT WAESCHLE | DERMATOSCOPE | 2019-10-08 | 2500
BRISTOL MAID (HOSP.M.CRAFT) | EC015 | 2018-03-28 | 700
ALBERT WAESCHLE | DERMATOSCOPE | 2018-03-22 | 2500
SARABEC | CRESCENDO 60 | 2017-12-20 | 100
WELCH ALLYN | 46074R | 2017-12-07 | 230
BRISTOL MAID (HOSP.M.CRAFT) | EC015 | 2017-11-27 | 700
KARL KAPS OPTIK GMBH | SOM62 | 2017-11-24 | 7788
FIREFLY GLOBAL | DE1250 | 2017-11-16 | 1000
JORG & SOHN | 5104/3 | 2017-10-12 | 5000
ALBERT WAESCHLE | DERMATOSCOPE | 2017-08-25 | 2500
THERAPY EQUIPMENT | DIAMOND RANGE HIGH | 2017-08-17 | 86.4
KARL KAPS OPTIK GMBH | SOM62 | 2016-10-17 | 7500
BRISTOL MAID (HOSP.M.CRAFT) | EC015 | 2016-08-24 | 700
THERAPY EQUIPMENT | DIAMOND RANGE HIGH | 2016-07-11 | 72
ALBERT WAESCHLE | DERMATOSCOPE | 2016-04-19 | 2500
BRISTOL MAID (HOSP.M.CRAFT) | EC1210 | 2015-11-04 | 1000
KARL KAPS OPTIK GMBH | SOM62 | 2015-08-06 | 7065
KARL KAPS OPTIK GMBH | SOM62 | 2015-08-06 | 7065
ABBOTT LABS | FREESTYLE PRECISION PRO | 2015-06-16 | 1000
PHYSIO CONTROL | LIFEPAK 1000 | 2015-06-01 | 2145
SURGITEL | 1-800-959-0153 | 2015-04-21 | 1600
THERAPY EQUIPMENT | DIAMOND RANGE HIGH | 2014-02-13 | 72
THERAPY EQUIPMENT | DIAMOND RANGE HIGH | 2014-02-13 | 72
THERAPY EQUIPMENT | DIAMOND RANGE HIGH | 2014-02-13 | 72
THERAPY EQUIPMENT | DIAMOND RANGE HIGH | 2014-02-13 | 72
LAERDAL | LSU-2 | 2014-02-04 | 680
WELCH ALLYN | 20504S LUMIVIEW | 2013-03-28 | 350
LEICA | M715 | 2013-03-28 | 1000
SONY | PVM-14N5MDE | 2013-03-28 | 1500
JORG & SOHN | 5104/3 | 2013-03-01 | 3890
JORG & SOHN | 5104/3 | 2013-03-01 | 3890
THERAPY EQUIPMENT | 7763 | 2012-08-31 | 313
PENTAX | LH-150PC | 2012-02-22 | 5000
JORG & SOHN | 5104/3 | 2010-04-13 | 3914
JORG & SOHN | 5104/3 | 2010-04-13 | 3914
JORG & SOHN | 5104/3 | 2010-04-13 | 3914
MEDITOP BP | SONNE | 2010-04-13 | 4800
DP MEDICAL | XE50-ECOX-TFT-USB | 2009-12-22 | 6896.24
DP MEDICAL | XE50-ECOX-TFT-USB | 2009-12-22 | 6896.24
SECA | 704 | 2008-06-05 | 439
XION MEDICAL | R150 | 2003-06-03 | 595
WELCH ALLYN | SPOT 420(NBP/SPO2/T) | 2003-02-21 | 2000
WELCH ALLYN | 20504S LUMIVIEW | 2002-04-10 | 545.74
SHIRE | AREA ALARM | 1997-09-04 | 350
ENTERMED UK | ERGONOMIC-500 | 1996-06-01 | 1200
ENTERMED UK | MICROSCOPIEMEUBEL | 1996-05-16 | 1200
NA | MEMO/GENERAL SUNDRIES | 1993-11-01 | 0
B.O.C. | PMG | 1972-01-01 | 0
MEMO-INTERN | PMG-STM/ENT/OPD | 1972-01-01 | 0
LYALL WILLIS | 28-919 |  | 0
RIESTER | RI-FOCUS LED |  | 149
COCHLEAR | OSSCORA | 2017-05-15 | 3143
NA | MEMO/GENERAL SUNDRIES | 2017-03-31 | 0
NA | MAIN PANEL | 1997-09-04 | 1000
DRAEGER | JM-105 | 2022-04-14 | 3927.94
DRAEGER | JM-105 | 2022-04-14 | 3927.94
DRAEGER | JM-105 | 2022-04-14 | 3927.94
HUNTLEIGH | D920 | 2022-04-12 | 311.64
HUNTLEIGH | D920 | 2022-04-12 | 311.64
HUNTLEIGH | D920 | 2022-04-12 | 311.64
HUNTLEIGH | D920 | 2022-04-12 | 311.64
HUNTLEIGH | D920 | 2022-04-12 | 311.64
HUNTLEIGH | D920 | 2022-04-12 | 311.64
HUNTLEIGH | D920 | 2022-04-12 | 311.64
HUNTLEIGH | D920 | 2022-04-12 | 311.64
HUNTLEIGH | D920 | 2022-04-12 | 311.64
HUNTLEIGH | D920 | 2022-04-12 | 311.64
HUNTLEIGH | D920 | 2022-04-12 | 311.64
HUNTLEIGH | D920 | 2022-04-12 | 311.64
HUNTLEIGH | D920 | 2022-04-12 | 311.64
HUNTLEIGH | D920 | 2022-04-12 | 311.64
HUNTLEIGH | D920 | 2022-04-12 | 311.64
WELCH ALLYN | DS55 | 2022-04-12 | 60
WELCH ALLYN | DS55 | 2022-04-12 | 60
WELCH ALLYN | DS55 | 2022-04-12 | 60
WELCH ALLYN | DS55 | 2022-04-12 | 60
WELCH ALLYN | DS55 | 2022-04-12 | 60
WELCH ALLYN | DS55 | 2022-04-12 | 60
WELCH ALLYN | DS55 | 2022-04-12 | 60
WELCH ALLYN | DS55 | 2022-04-12 | 60
WELCH ALLYN | DS55 | 2022-04-12 | 60
WELCH ALLYN | DS55 | 2022-04-12 | 60
WELCH ALLYN | DS55 | 2022-04-12 | 60
WELCH ALLYN | DS55 | 2022-04-12 | 60
WELCH ALLYN | DS55 | 2022-04-12 | 60
WELCH ALLYN | DS55 | 2022-04-12 | 60
WELCH ALLYN | DS55 | 2022-04-12 | 60
WELCH ALLYN | DS55 | 2022-04-12 | 60
WELCH ALLYN | DS55 | 2022-04-12 | 60
WELCH ALLYN | DS55 | 2022-04-12 | 60
WELCH ALLYN | DS55 | 2022-04-12 | 60
WELCH ALLYN | DS55 | 2022-04-12 | 60
WELCH ALLYN | DS55 | 2022-04-12 | 60
WELCH ALLYN | DS55 | 2022-04-12 | 60
WELCH ALLYN | DS55 | 2022-04-12 | 60
WELCH ALLYN | DS55 | 2022-04-12 | 60
WELCH ALLYN | DS55 | 2022-04-12 | 60
WELCH ALLYN | DS55 | 2022-04-12 | 60
WELCH ALLYN | DS55 | 2022-04-12 | 60
WELCH ALLYN | DS55 | 2022-04-12 | 60
WELCH ALLYN | DS55 | 2022-04-12 | 60
WELCH ALLYN | DS55 | 2022-04-12 | 60
WELCH ALLYN | DS55 | 2022-04-12 | 60
WELCH ALLYN | DS55 | 2022-04-12 | 60
WELCH ALLYN | DS55 | 2022-04-12 | 60
WELCH ALLYN | DS55 | 2022-04-12 | 60
WELCH ALLYN | DS55 | 2022-04-12 | 60
WELCH ALLYN | DS55 | 2022-04-12 | 60
WELCH ALLYN | DS55 | 2022-04-12 | 60
WELCH ALLYN | DS55 | 2022-04-12 | 60
WELCH ALLYN | DS55 | 2022-04-12 | 60
WELCH ALLYN | DS55 | 2022-04-12 | 60
WELCH ALLYN | DS55 | 2022-04-12 | 60
WELCH ALLYN | DS55 | 2022-04-12 | 60
WELCH ALLYN | DS55 | 2022-04-12 | 60
WELCH ALLYN | DS55 | 2022-04-12 | 60
WELCH ALLYN | DS55 | 2022-04-12 | 60
WELCH ALLYN | DS55 | 2022-04-12 | 60
WELCH ALLYN | DS55 | 2022-04-12 | 60
WELCH ALLYN | DS55 | 2022-04-12 | 60
BRAUN | PRO 6000 | 2022-01-18 | 149
HONSUN | HS-20A (W32529) | 2022-01-18 | 20
KEELER | STANDARD(OPTHALMO) | 2022-01-18 | 111.89
WELCH ALLYN | DS55 | 2021-12-09 | 60
HONSUN | HS-2000 | 2021-12-07 | 16.99
HUNTLEIGH | D920 | 2021-12-06 | 311.64
HONSUN | HS-2000 | 2021-12-02 | 16.99
HUNTLEIGH | D920 | 2021-12-02 | 311.64
HONSUN | HS-2000 | 2021-11-30 | 16.99
HONSUN | HS-2000 | 2021-11-30 | 16.99
HONSUN | HS-2000 | 2021-11-30 | 16.99
HONSUN | HS-2000 | 2021-11-30 | 16.99
HONSUN | HS-2000 | 2021-11-15 | 0
WELCH ALLYN | DS-5501-300 | 2021-11-15 | 124.86
WELCH ALLYN | DS-5501-300 | 2021-11-15 | 124.86
WELCH ALLYN | DS-5501-300 | 2021-11-15 | 124.86
WELCH ALLYN | DS-5501-300 | 2021-11-15 | 124.86
KEELER | STANDARD(OPTHALMO) | 2021-11-08 | 111.89
HUNTLEIGH | D920 | 2021-11-08 | 311.64
HUNTLEIGH | D920 | 2021-11-08 | 311.64
HUNTLEIGH | D920 | 2021-10-01 | 311.64
HUNTLEIGH | D920 | 2021-10-01 | 311.64
HUNTLEIGH | D920 | 2021-10-01 | 311.64
HUNTLEIGH | D920 | 2021-10-01 | 311.64
BRAUN | PRO 6000 | 2021-09-17 | 149
BRAUN | PRO 6000 | 2021-09-17 | 149
BRAUN | PRO 6000 | 2021-09-17 | 149
SECA | 336 | 2021-09-08 | 335.04
SECA | 336 | 2021-09-08 | 378
HUNTLEIGH | D920 | 2021-08-26 | 311.64
HUNTLEIGH | D920 | 2021-08-26 | 311.64
BRAUN | PRO 6000 | 2021-08-26 | 149
BEDFONT SCIENTIFIC | PICO BABY SMOKERLYSER | 2021-08-18 | 154.8
BEDFONT SCIENTIFIC | PICO BABY SMOKERLYSER | 2021-08-18 | 154.8
BEDFONT SCIENTIFIC | PICO BABY SMOKERLYSER | 2021-08-18 | 154.8
BEDFONT SCIENTIFIC | PICO BABY SMOKERLYSER | 2021-08-18 | 154.8
BEDFONT SCIENTIFIC | PICO BABY SMOKERLYSER | 2021-08-18 | 154.8
BEDFONT SCIENTIFIC | PICO BABY SMOKERLYSER | 2021-08-18 | 154.8
BEDFONT SCIENTIFIC | PICO BABY SMOKERLYSER | 2021-08-18 | 154.8
BEDFONT SCIENTIFIC | PICO BABY SMOKERLYSER | 2021-08-18 | 154.8
BEDFONT SCIENTIFIC | PICO BABY SMOKERLYSER | 2021-08-18 | 154.8
SECA | 384 | 2021-08-12 | 418.8
SECA | 384 | 2021-08-12 | 294
WELCH ALLYN | DS54 | 2021-08-11 | 60
SECA | 336 | 2021-08-11 | 294
WELCH ALLYN | 7670-16 | 2021-08-02 | 70
KEELER | STANDARD(OPTHALMO) | 2021-08-02 | 111.89
KEELER | STANDARD(OPTHALMO) | 2021-07-28 | 111.89
HUNTLEIGH | D920 | 2021-07-28 | 311.64
LAERDAL | LCSU4 | 2021-06-29 | 333
BEDFONT SCIENTIFIC | PICO BABY SMOKERLYSER | 2021-06-14 | 154.8
BEDFONT SCIENTIFIC | PICO BABY SMOKERLYSER | 2021-06-10 | 154.8
BEDFONT SCIENTIFIC | PICO BABY SMOKERLYSER | 2021-06-10 | 154.8
BEDFONT SCIENTIFIC | PICO BABY SMOKERLYSER | 2021-06-07 | 154.8
BEDFONT SCIENTIFIC | PICO BABY SMOKERLYSER | 2021-06-07 | 154.8
BEDFONT SCIENTIFIC | PICO BABY SMOKERLYSER | 2021-06-07 | 154.8
BEDFONT SCIENTIFIC | PICO BABY SMOKERLYSER | 2021-06-07 | 154.8
BEDFONT SCIENTIFIC | PICO BABY SMOKERLYSER | 2021-06-07 | 154.8
BEDFONT SCIENTIFIC | PICO BABY SMOKERLYSER | 2021-06-07 | 154.8
KEELER | STANDARD(OPTHALMO) | 2021-06-07 | 111.89
HUNTLEIGH | D920 | 2021-06-07 | 311.64
BEDFONT SCIENTIFIC | PICO BABY SMOKERLYSER | 2021-06-04 | 0
BEDFONT SCIENTIFIC | PICO BABY SMOKERLYSER | 2021-06-04 | 154.8
BEDFONT SCIENTIFIC | PICO BABY SMOKERLYSER | 2021-06-04 | 154.8
BEDFONT SCIENTIFIC | PICO BABY SMOKERLYSER | 2021-06-04 | 154.8
WELCH ALLYN | DS-5501-300 | 2021-05-07 | 124.86
WELCH ALLYN | DS-5501-300 | 2021-05-07 | 124.86
WELCH ALLYN | DS54 | 2021-05-04 | 60
HUNTLEIGH | D920 | 2021-05-04 | 311.64
WELCH ALLYN | DS-5501-300 | 2021-04-29 | 124.86
WELCH ALLYN | DS-5501-300 | 2021-04-29 | 124.86
WELCH ALLYN | DS-5501-300 | 2021-04-29 | 124.86
WELCH ALLYN | DS-5501-300 | 2021-04-29 | 124.86
BRAUN | PRO 6000 | 2021-04-29 | 149
BRAUN | PRO 6000 | 2021-04-29 | 149
HUNTLEIGH | D920 | 2021-04-13 | 311.64
WELCH ALLYN | DS-5501-300 | 2021-04-13 | 124.86
WELCH ALLYN | DS-5501-300 | 2021-04-13 | 124.86
WELCH ALLYN | 7670-16 | 2021-03-19 | 0
SECA | 376 | 2021-03-12 | 311.25
SECA | 376 | 2021-03-12 | 311.25
SECA | 376 | 2021-03-12 | 311.25
SECA | 376 | 2021-03-12 | 311.25
WELCH ALLYN | DS-5501-300 | 2021-03-01 | 124.86
WELCH ALLYN | DS-5501-300 | 2021-03-01 | 124.86
WELCH ALLYN | DS-5501-300 | 2021-03-01 | 124.86
WELCH ALLYN | DS-5501-300 | 2021-03-01 | 124.86
WELCH ALLYN | DS-5501-300 | 2021-03-01 | 124.86
WELCH ALLYN | DS-5501-300 | 2021-03-01 | 124.86
WELCH ALLYN | DS-5501-300 | 2021-03-01 | 124.86
WELCH ALLYN | DS-5501-300 | 2021-03-01 | 124.86
WELCH ALLYN | DS-5501-300 | 2021-03-01 | 124.86
LAERDAL | LCSU4 | 2021-02-19 | 333
WELCH ALLYN | 7670-16 | 2021-02-19 | 0
HUNTLEIGH | D920 | 2021-02-15 | 311.64
HUNTLEIGH | D920 | 2021-02-15 | 311.64
HUNTLEIGH | D920 | 2021-02-15 | 311.64
HUNTLEIGH | D920 | 2021-02-15 | 311.64
MARSDEN | M-420 | 2021-01-25 | 252
HUNTLEIGH | D920 | 2021-01-21 | 311.64
HUNTLEIGH | D920 | 2021-01-21 | 311.64
WELCH ALLYN | DS54 | 2021-01-19 | 0
WELCH ALLYN | DS54 | 2021-01-19 | 0
LAERDAL | LCSU4 | 2020-12-22 | 333
HUNTLEIGH | D920 | 2020-11-17 | 311.64
WELCH ALLYN | DS-5521-300 | 2020-11-17 | 0
WELCH ALLYN | DS-5521-300 | 2020-11-17 | 0
SECA | 376 | 2020-11-17 | 311.25
HUNTLEIGH | D920 | 2020-10-06 | 311.64
HUNTLEIGH | D920 | 2020-10-06 | 311.64
HUNTLEIGH | D920 | 2020-09-07 | 311.64
HUNTLEIGH | D920 | 2020-07-07 | 311.64
HUNTLEIGH | D920 | 2020-07-07 | 311.64
KEELER | STANDARD(OPTHALMO) | 2020-06-29 | 111.89
DRAEGER | JM-105 | 2020-06-29 | 3927.94
DRAEGER | JM-105 | 2020-06-29 | 3927.94
DRAEGER | JM-105 | 2020-06-29 | 3927.94
DRAEGER | JM-105 | 2020-06-29 | 3927.94
SECA | 384 | 2020-06-22 | 188
SECA | 384 | 2020-06-19 | 250
WELCH ALLYN | DS-5501-300 | 2020-06-03 | 124.86
WELCH ALLYN | DS-5501-300 | 2020-06-03 | 124.86
SECA | 877 | 2020-05-28 | 200
WELCH ALLYN | DS-5501-300 | 2020-05-27 | 124.86
SECA | 384 | 2020-05-20 | 180
SECA | 336 | 2020-05-12 | 267.21
WELCH ALLYN | 7670-16 | 2020-04-30 | 100
WELCH ALLYN | 7670-16 | 2020-04-30 | 100
WELCH ALLYN | DS-5501-300 | 2020-04-30 | 124.86
WELCH ALLYN | DS-5501-300 | 2020-04-30 | 124.86
MICROLIFE | BP A2 BASIC | 2020-04-17 | 34.95
MICROLIFE | BP A2 BASIC | 2020-04-17 | 34.95
MICROLIFE | BP A2 BASIC | 2020-04-17 | 34.95
MICROLIFE | BP A2 BASIC | 2020-04-17 | 34.95
MICROLIFE | BP A2 BASIC | 2020-04-17 | 34.95
MICROLIFE | BP A2 BASIC | 2020-04-17 | 34.95
MICROLIFE | BP A2 BASIC | 2020-04-17 | 34.95
MICROLIFE | BP A2 BASIC | 2020-04-17 | 34.95
MICROLIFE | BP A2 BASIC | 2020-04-17 | 34.95
MICROLIFE | BP A2 BASIC | 2020-04-17 | 34.95
MICROLIFE | BP A2 BASIC | 2020-04-17 | 34.95
MICROLIFE | BP A2 BASIC | 2020-04-17 | 34.95
MICROLIFE | BP A2 BASIC | 2020-04-17 | 34.95
MICROLIFE | BP A2 BASIC | 2020-04-17 | 34.95
MICROLIFE | BP A2 BASIC | 2020-04-17 | 34.95
MICROLIFE | BP A2 BASIC | 2020-04-17 | 34.95
MICROLIFE | BP A2 BASIC | 2020-04-17 | 34.95
MICROLIFE | BP A2 BASIC | 2020-04-17 | 34.95
MICROLIFE | BP A2 BASIC | 2020-04-17 | 34.95
MICROLIFE | BP A2 BASIC | 2020-04-17 | 34.95
MICROLIFE | BP A2 BASIC | 2020-04-17 | 34.95
MICROLIFE | BP A2 BASIC | 2020-04-17 | 34.95
MICROLIFE | BP A2 BASIC | 2020-04-17 | 34.95
MICROLIFE | BP A2 BASIC | 2020-04-17 | 34.95
MICROLIFE | BP A2 BASIC | 2020-04-17 | 34.95
MICROLIFE | BP A2 BASIC | 2020-04-17 | 34.95
MICROLIFE | BP A2 BASIC | 2020-04-17 | 34.95
MICROLIFE | BP A2 BASIC | 2020-04-17 | 34.95
MICROLIFE | BP A2 BASIC | 2020-04-17 | 34.95
MICROLIFE | BP A2 BASIC | 2020-04-17 | 34.95
MICROLIFE | BP A2 BASIC | 2020-04-17 | 34.95
MICROLIFE | BP A2 BASIC | 2020-04-17 | 34.95
MICROLIFE | BP A2 BASIC | 2020-04-17 | 34.95
MICROLIFE | BP A2 BASIC | 2020-04-17 | 34.95
MICROLIFE | BP A2 BASIC | 2020-04-17 | 34.95
MICROLIFE | BP A2 BASIC | 2020-04-17 | 34.95
MICROLIFE | BP A2 BASIC | 2020-04-17 | 34.95
MICROLIFE | BP A2 BASIC | 2020-04-17 | 34.95
MICROLIFE | BP A2 BASIC | 2020-04-17 | 34.95
MICROLIFE | BP A2 BASIC | 2020-04-17 | 34.95
MICROLIFE | BP A2 BASIC | 2020-04-17 | 34.95
MICROLIFE | BP A2 BASIC | 2020-04-17 | 34.95
MICROLIFE | BP A2 BASIC | 2020-04-17 | 34.95
MICROLIFE | BP A2 BASIC | 2020-04-17 | 34.95
MICROLIFE | BP A2 BASIC | 2020-04-17 | 34.95
MICROLIFE | BP A2 BASIC | 2020-04-17 | 34.95
MICROLIFE | BP A2 BASIC | 2020-04-17 | 34.95
MICROLIFE | BP A2 BASIC | 2020-04-17 | 34.95
MICROLIFE | BP A2 BASIC | 2020-04-17 | 34.95
MICROLIFE | BP A2 BASIC | 2020-04-17 | 34.95
MICROLIFE | BP A2 BASIC | 2020-04-17 | 34.95
MICROLIFE | BP A2 BASIC | 2020-04-17 | 34.95
MICROLIFE | BP A2 BASIC | 2020-04-17 | 34.95
MICROLIFE | BP A2 BASIC | 2020-04-17 | 34.95
MICROLIFE | BP A2 BASIC | 2020-04-17 | 34.95
MICROLIFE | BP A2 BASIC | 2020-04-17 | 34.95
MICROLIFE | BP A2 BASIC | 2020-04-17 | 34.95
MICROLIFE | BP A2 BASIC | 2020-04-17 | 34.95
MICROLIFE | BP A2 BASIC | 2020-04-17 | 34.95
MICROLIFE | BP A2 BASIC | 2020-04-17 | 34.95
MICROLIFE | BP A2 BASIC | 2020-04-17 | 34.95
MICROLIFE | BP A2 BASIC | 2020-04-17 | 34.95
MICROLIFE | BP A2 BASIC | 2020-04-17 | 34.95
MICROLIFE | BP A2 BASIC | 2020-04-17 | 34.95
MICROLIFE | BP A2 BASIC | 2020-04-17 | 34.95
MICROLIFE | BP A2 BASIC | 2020-04-17 | 34.95
MICROLIFE | BP A2 BASIC | 2020-04-17 | 34.95
MICROLIFE | BP A2 BASIC | 2020-04-17 | 34.95
MICROLIFE | BP A2 BASIC | 2020-04-17 | 34.95
MICROLIFE | BP A2 BASIC | 2020-04-17 | 34.95
MICROLIFE | BP A2 BASIC | 2020-04-17 | 34.95
MICROLIFE | BP A2 BASIC | 2020-04-17 | 34.95
MICROLIFE | BP A2 BASIC | 2020-04-17 | 34.95
MICROLIFE | BP A2 BASIC | 2020-04-17 | 34.95
MICROLIFE | BP A2 BASIC | 2020-04-17 | 34.95
MICROLIFE | BP A2 BASIC | 2020-04-17 | 34.95
MICROLIFE | BP A2 BASIC | 2020-04-17 | 34.95
MICROLIFE | BP A2 BASIC | 2020-04-17 | 34.95
MICROLIFE | BP A2 BASIC | 2020-04-17 | 34.95
MICROLIFE | BP A2 BASIC | 2020-04-17 | 34.95
MICROLIFE | BP A2 BASIC | 2020-04-17 | 34.95
MICROLIFE | BP A2 BASIC | 2020-04-17 | 34.95
MICROLIFE | BP A2 BASIC | 2020-04-17 | 34.95
MICROLIFE | BP A2 BASIC | 2020-04-17 | 34.95
MICROLIFE | BP A2 BASIC | 2020-04-17 | 34.95
MICROLIFE | BP A2 BASIC | 2020-04-17 | 34.95
MICROLIFE | BP A2 BASIC | 2020-04-17 | 34.95
MICROLIFE | BP A2 BASIC | 2020-04-17 | 34.95
MICROLIFE | BP A2 BASIC | 2020-04-17 | 34.95
MICROLIFE | BP A2 BASIC | 2020-04-17 | 34.95
MICROLIFE | BP A2 BASIC | 2020-04-17 | 34.95
MICROLIFE | BP A2 BASIC | 2020-04-17 | 34.95
MICROLIFE | BP A2 BASIC | 2020-04-17 | 34.95
MICROLIFE | BP A2 BASIC | 2020-04-17 | 34.95
MICROLIFE | BP A2 BASIC | 2020-04-17 | 34.95
MICROLIFE | BP A2 BASIC | 2020-04-17 | 34.95
MICROLIFE | BP A2 BASIC | 2020-04-17 | 34.95
MICROLIFE | BP A2 BASIC | 2020-04-17 | 34.95
MICROLIFE | BP A2 BASIC | 2020-04-17 | 34.95
MICROLIFE | BP A2 BASIC | 2020-04-17 | 34.95
MICROLIFE | BP A2 BASIC | 2020-04-17 | 34.95
MICROLIFE | BP A2 BASIC | 2020-04-17 | 34.95
MICROLIFE | BP A2 BASIC | 2020-04-17 | 34.95
MICROLIFE | BP A2 BASIC | 2020-04-17 | 34.95
MICROLIFE | BP A2 BASIC | 2020-04-17 | 34.95
MICROLIFE | BP A2 BASIC | 2020-04-17 | 34.95
MICROLIFE | BP A2 BASIC | 2020-04-17 | 34.95
MICROLIFE | BP A2 BASIC | 2020-04-17 | 34.95
MICROLIFE | BP A2 BASIC | 2020-04-17 | 34.95
MICROLIFE | BP A2 BASIC | 2020-04-17 | 34.95
MICROLIFE | BP A2 BASIC | 2020-04-17 | 34.95
MICROLIFE | BP A2 BASIC | 2020-04-17 | 34.95
MICROLIFE | BP A2 BASIC | 2020-04-17 | 34.95
MICROLIFE | BP A2 BASIC | 2020-04-17 | 34.95
MICROLIFE | BP A2 BASIC | 2020-04-17 | 34.95
MICROLIFE | BP A2 BASIC | 2020-04-17 | 34.95
MICROLIFE | BP A2 BASIC | 2020-04-17 | 34.95
MICROLIFE | BP A2 BASIC | 2020-04-17 | 34.95
MICROLIFE | BP A2 BASIC | 2020-04-17 | 34.95
MICROLIFE | BP A2 BASIC | 2020-04-17 | 34.95
MICROLIFE | BP A2 BASIC | 2020-04-17 | 34.95
MICROLIFE | BP A2 BASIC | 2020-04-17 | 34.95
MICROLIFE | BP A2 BASIC | 2020-04-17 | 34.95
MICROLIFE | BP A2 BASIC | 2020-04-17 | 34.95
MICROLIFE | BP A2 BASIC | 2020-04-17 | 34.95
MICROLIFE | BP A2 BASIC | 2020-04-17 | 34.95
MICROLIFE | BP A2 BASIC | 2020-04-17 | 34.95
MICROLIFE | BP A2 BASIC | 2020-04-16 | 34.95
LAERDAL | LCSU4 | 2020-04-16 | 333
SECA | 384 | 2020-02-14 | 180
MARSDEN | M-300 | 2020-01-14 | 219.95
SECA | 384 | 2019-10-21 | 180
SECA | 835 | 2019-10-17 | 246
MARSDEN | M-420 | 2019-08-30 | 250
DRAEGER | JM-105 | 2019-07-29 | 4378.45
DRAEGER | JM-105 | 2019-07-29 | 4378.45
DRAEGER | JM-105 | 2019-07-29 | 4378.45
DRAEGER | JM-105 | 2019-07-29 | 4378.45
ACCOSON LTD | DESK | 2019-07-23 | 100
MARSDEN | M-300 | 2019-05-29 | 300
SECA | 384 | 2019-05-22 | 175
SECA | 384 | 2019-05-22 | 175
SECA | 384 | 2019-05-22 | 175
SECA | 384 | 2019-05-22 | 175
SECA | 384 | 2019-05-22 | 175
SECA | 384 | 2019-05-22 | 175
WELCH ALLYN | DURASHOCK | 2019-04-24 | 30
SECA | 384 | 2019-03-05 | 175
SECA | 385 | 2019-01-23 | 225
HUNTLEIGH | D920 | 2019-01-15 | 295
HUNTLEIGH | D920 | 2018-12-20 | 295
HUNTLEIGH | D920 | 2018-12-20 | 295
SECA | 384 | 2018-12-13 | 175
SECA | 877 | 2018-10-08 | 180
SECA | 384 | 2018-10-08 | 170
SECA | 384 | 2018-08-13 | 175
HUNTLEIGH | D920 | 2018-08-08 | 295
SECA | 875 | 2018-07-20 | 398
SECA | 384 | 2018-06-26 | 175
WELCH ALLYN | 7670-16 | 2018-06-19 | 100
HUNTLEIGH | D920 | 2018-02-08 | 295
HUNTLEIGH | D920 | 2018-02-08 | 295
MARSDEN | M-420 | 2018-01-25 | 250
WELCH ALLYN | 11610 | 2017-12-18 | 258.62
MARSDEN | M-410 | 2017-11-27 | 0
MARSDEN | M-410 | 2017-11-27 | 0
MARSDEN | M-420 | 2017-11-27 | 250
MARSDEN | M-420 | 2017-11-27 | 250
MARSDEN | M-300 | 2017-09-29 | 250
LAERDAL | LCSU4 | 2017-05-02 | 300
WELCH ALLYN | DS-5401-300 | 2017-04-26 | 75
LAERDAL | LCSU4 | 2017-03-23 | 300
HUNTLEIGH | D920 | 2017-03-02 | 295
DRAEGER | JM-105 | 2017-01-10 | 3500
DRAEGER | JM-105 | 2017-01-10 | 3500
MARSDEN | M-410 | 2016-08-16 | 235
HUNTLEIGH | D920 | 2016-08-09 | 295
HUNTLEIGH | D920 | 2016-08-09 | 295
HUNTLEIGH | D920 | 2016-06-13 | 295
HUNTLEIGH | D920 | 2016-02-08 | 295
ACCOSON LTD | DESK | 2015-12-29 | 51.5
HUNTLEIGH | D920 | 2015-12-09 | 295
MARSDEN | M-420 | 2015-10-07 | 250
HUNTLEIGH | D920 | 2015-07-01 | 295
LAERDAL | LCSU4 | 2015-04-27 | 300
SECA | 877 | 2015-03-31 | 53
ACCOSON LTD | DESK | 2015-03-23 | 51.5
ACCOSON LTD | DESK | 2015-03-23 | 51.5
MARSDEN | M-420 | 2015-02-09 | 250
ACCOSON LTD | DESK | 2015-01-19 | 51.5
MARSDEN | M-420 | 2015-01-13 | 250
ACCOSON LTD | DESK | 2014-07-29 | 35
MARSDEN | M-300 | 2014-01-23 | 250
HEINE | GAMMA GP | 2014-01-16 | 75
SECA | 384 | 2013-12-19 | 175
SECA | 384 | 2013-12-09 | 175
SECA | 834 | 2013-11-14 | 153
HUNTLEIGH | D920 | 2013-06-01 | 295
LAERDAL | LCSU4 | 2013-01-09 | 300
DRAEGER | JM-103 | 2013-01-01 | 3500
DRAEGER | JM-103 | 2013-01-01 | 3500
SECA | 376 | 2012-12-19 | 399
SECA | 376 | 2012-12-19 | 399
LAERDAL | LCSU4 | 2012-12-06 | 325
MARSDEN | MS-4203 | 2012-10-04 | 180
ACCOSON LTD | DESK | 2012-09-18 | 51.5
ACCOSON LTD | DESK | 2012-08-20 | 35
ACCOSON LTD | DESK | 2011-11-24 | 50
SECA | 877 | 2011-07-15 | 200
THERAPY EQUIPMENT | ENTONOX | 2010-03-18 | 182.5
THERAPY EQUIPMENT | ENTONOX | 2010-03-18 | 182.5
ACCOSON LTD | DESK | 2010-01-01 | 51.5
MDF | MEDIFRIEND | 2009-11-03 | 110
THERAPY EQUIPMENT | ENTONOX | 2009-08-26 | 163
SECA | 877 | 2009-07-22 | 200
SECA | 877 | 2009-07-22 | 200
SECA | 835 | 2009-01-02 | 150
THERAPY EQUIPMENT | ENTONOX | 2008-03-07 | 182.5
THERAPY EQUIPMENT | ENTONOX | 2008-03-07 | 182.5
THERAPY EQUIPMENT | ENTONOX | 2008-03-07 | 182.5
THERAPY EQUIPMENT | ENTONOX | 2008-03-07 | 182.5
THERAPY EQUIPMENT | ENTONOX | 2008-03-07 | 182.5
HUNTLEIGH | D920 | 2006-05-04 | 295
THERAPY EQUIPMENT | ENTONOX | 2005-02-14 | 182.5
THERAPY EQUIPMENT | ENTONOX | 2005-02-14 | 182.5
THERAPY EQUIPMENT | ENTONOX | 2005-02-14 | 182.5
ACCOSON LTD | DESK | 2005-01-14 | 35
SECA | 834 | 2004-07-08 | 150
SECA | 834 | 2004-07-08 | 150
SECA | 834 | 2002-01-31 | 175
SECA | 834 | 2002-01-31 | 175
ACCOSON LTD | DESK | 2001-11-01 | 35
HUNTLEIGH | D920 | 2001-10-10 | 295
HUNTLEIGH | D920 | 2001-10-10 | 295
NA | MEMO/GENERAL SUNDRIES | 2001-01-01 | 0
SECA | 834 | 2000-09-14 | 250
THERAPY EQUIPMENT | ENTONOX | 2000-07-05 | 182.5
TANITA | 1580 | 1990-09-12 | 170
BEDFONT SCIENTIFIC | PICO BABY SMOKERLYSER |  | 154.8
MARSDEN | MS-4201 |  | 0
MARSDEN | HM-250P | 2022-06-24 | 68
SECA | 213 | 2022-06-22 | 0
SECA | 213 | 2022-06-22 | 0
MARSDEN | HM-250P | 2022-06-22 | 0
PHYSIO CONTROL | LIFEPAK 1000 | 2022-02-10 | 2145
PLINTH 2000 | 502E | 2021-11-11 | 800
PLINTH 2000 | 502E | 2021-11-11 | 800
WELCH ALLYN | PRO 6000 CONNEX | 2021-10-20 | 179
CROWCON | GASMASTER | 2021-09-30 | 2000
MARSDEN | M-420 | 2021-05-27 | 250
MARSDEN | M-420 | 2021-05-27 | 250
MARSDEN | M-420 | 2021-05-27 | 250
SECA | 213 | 2021-05-18 | 0
SECA | 213 | 2021-05-18 | 0
ARJO HUNTLEIGH | A2223/8/SHS | 2021-04-21 | 0
SECA | 213 | 2021-04-21 | 69
SECA | 880 | 2021-04-21 | 0
OMRON | 705IT | 2021-04-21 | 0
OMRON | 705IT | 2021-04-21 | 0
WELCH ALLYN | DURASHOCK | 2021-04-21 | 30
HANS RUDOLPH | 5530 | 2021-04-21 | 0
SECA | 213 | 2021-04-21 | 69
SECA | 213 | 2021-04-21 | 0
WELCH ALLYN | 7670-16 | 2021-04-21 | 0
FRESENIUS KABI | INJECTOMAT MC AGILIA | 2016-09-15 | 300
TANITA | MC-780MA | 2016-06-14 | 4700
MARSDEN | M-430 | 2015-05-07 | 137.49
MARSDEN | M-430 | 2015-05-07 | 137.49
MARSDEN | M-430 | 2015-05-07 | 137.49
MARSDEN | M-430 | 2015-05-07 | 137.49
ARJO HUNTLEIGH | A2223/8/SHS | 2014-09-05 | 1000
ARJO HUNTLEIGH | A2223/8/SHS | 2014-09-05 | 1000
MARSDEN | M-420 | 2014-09-05 | 250
NA | MEMO/GENERAL SUNDRIES | 2013-11-08 | 0
GE LIMITED | MAC1600 | 2013-09-10 | 3381.89
EPPENDORF | 5702 RH | 2012-10-15 | 3000
INVIVO | EXPRESSION | 2012-05-02 | 7000
WELCH ALLYN | 53N00 (VSM 300) | 2011-11-17 | 2250
LAERDAL | LSU-2 | 2011-11-17 | 680
SIEMENS LTD | SKYRA 3.0T | 2011-09-16 | 1000000
PHYSIO CONTROL | LIFEPAK 20E PACED | 2011-06-27 | 7550
SPEIDEL & KE | MAXI STABIL 3 | 2011-01-28 | 70
WELCH ALLYN | SPOT 420(NBP/SPO2) | 2009-03-19 | 2000
WELCH ALLYN | 46074R | 2021-10-18 | 0
SENTI | SID100433 | 2021-08-31 | 800
NATUS LTD | OTOCAM 300 | 2021-03-16 | 1360.53
NATUS LTD | OTOCAM 300 | 2021-03-16 | 1360.53
NATUS LTD | EP200 | 2020-11-20 | 13217.94
INTERACOUSTICS | ECLIPSE | 2019-08-30 | 18665.46
PLINTH 2000 | 502E | 2019-08-06 | 800
LEICA | M320 | 2019-07-11 | 12854.64
FSN MEDICAL TECHNOLOGIES | FS-L2403D | 2019-07-11 | 12800
INTERACOUSTICS | TITAN | 2019-05-22 | 4207
INTERACOUSTICS | TITAN | 2019-05-22 | 4207
GUARDIAN | PULSATILE | 2017-08-23 | 239
MIRAGE | PROPULSE GS | 2017-07-17 | 239
MIRAGE | PROPULSE GS | 2017-07-17 | 239
OSCILLA | TSM500 | 2017-04-04 | 9189.15
OSCILLA | TSM500 | 2017-04-04 | 9189.15
OSCILLA | TSM500 | 2017-04-04 | 9189.15
OSCILLA | TSM500 | 2017-04-04 | 9189.15
OSCILLA | TSM500 | 2017-04-04 | 9189.15
OSCILLA | TSM500 | 2017-04-04 | 9189.15
GN OTOMETRIC | ZODIAC | 2017-03-31 | 7416
GN OTOMETRIC | ZODIAC | 2017-03-31 | 7416
GN OTOMETRIC | ZODIAC | 2017-03-31 | 7416
GN OTOMETRIC | ZODIAC | 2017-03-31 | 7416
GN OTOMETRIC | ZODIAC | 2017-03-31 | 7416
GN OTOMETRIC | ZODIAC | 2017-03-31 | 7416
GN OTOMETRIC | ZODIAC | 2017-03-31 | 7416
GN OTOMETRIC | AURICAL + | 2016-09-09 | 4250
WELCH ALLYN | 71824 | 2016-08-03 | 561
WELCH ALLYN | 71824 | 2016-08-03 | 561
WELCH ALLYN | 71824 | 2016-08-03 | 561
GN OTOMETRIC | AURICAL FREEFIT - REM HEADSET | 2016-06-29 | 3633.17
GN OTOMETRIC | AURICAL FREEFIT - BASE UNIT | 2016-06-29 | 614.22
GN OTOMETRIC | AURICAL + | 2016-06-23 | 800
MADSEN | ASTERA | 2016-06-23 | 5044.17
GN OTOMETRIC | AURICAL + | 2016-06-23 | 800
MADSEN | 1106 ACP | 2016-06-23 | 0
GN OTOMETRIC | AURICAL + | 2016-06-23 | 4250
BIME | VRA | 2016-06-23 | 1800
GN OTOMETRIC | AURICAL + | 2016-06-23 | 4250
MADSEN | ASTERA | 2016-06-23 | 5044.17
GN OTOMETRIC | AURICAL + | 2016-06-23 | 800
GN OTOMETRIC | AURICAL + | 2016-06-23 | 800
GN OTOMETRIC | AURICAL + | 2016-06-23 | 3633
GN OTOMETRIC | AURICAL + | 2016-06-23 | 4250
GN OTOMETRIC | AURICAL + | 2016-06-23 | 3633
GN OTOMETRIC | AURICAL + | 2016-06-23 | 4250
MADSEN | ASTERA | 2016-06-23 | 5044.17
GN OTOMETRIC | AURICAL FREEFIT - REM HEADSET | 2016-02-24 | 3633.17
GN OTOMETRIC | AURICAL FREEFIT - BASE UNIT | 2016-02-24 | 4250
GN OTOMETRIC | AURICAL FREEFIT - REM HEADSET | 2016-02-24 | 3633
GN OTOMETRIC | AURICAL FREEFIT - BASE UNIT | 2016-02-24 | 4250
GN OTOMETRIC | AURICAL + | 2016-02-24 | 800
GN OTOMETRIC | AURICAL FREEFIT - REM HEADSET | 2016-02-24 | 3633
GN OTOMETRIC | AURICAL FREEFIT - BASE UNIT | 2016-02-24 | 800
NELLCOR | PM100N-W | 2014-08-06 | 1000
MEG | SS3 | 2014-04-24 | 795
MEG | SS3 | 2014-04-24 | 795
THERAPY EQUIPMENT | 8011V35 | 2014-02-14 | 418.5
THERAPY EQUIPMENT | 4262 | 2014-02-14 | 418.5
GN OTOMETRIC | ACCUSCREEN | 2013-07-03 | 5500
GN OTOMETRIC | ACCUSCREEN | 2013-07-03 | 5500
GN OTOMETRIC | ACCUSCREEN | 2012-06-13 | 6000
GN OTOMETRIC | ACCUSCREEN | 2012-02-09 | 6000
GN OTOMETRIC | ACCUSCREEN | 2012-02-09 | 6000
GN OTOMETRIC | ACCUSCREEN | 2012-02-09 | 6000
GN OTOMETRIC | ACCUSCREEN | 2012-02-09 | 6000
GN OTOMETRIC | ACCUSCREEN | 2012-02-09 | 6000
GN OTOMETRIC | ACCUSCREEN | 2012-02-09 | 6000
GN OTOMETRIC | ACCUSCREEN | 2012-02-09 | 6000
GN OTOMETRIC | ACCUSCREEN | 2012-02-09 | 6000
GN OTOMETRIC | ACCUSCREEN | 2012-02-09 | 6000
GN OTOMETRIC | ACCUSCREEN | 2012-02-09 | 6000
GN OTOMETRIC | ACCUSCREEN | 2012-02-09 | 6000
BRISTOL MAID (HOSP.M.CRAFT) | ECO35 | 2011-11-14 | 500
LAERDAL | LSU-2 | 2011-11-14 | 680
LAERDAL | LSU-2 | 2011-11-14 | 680
SECA | 877 | 2011-11-14 | 300
SECA | 336 | 2011-11-14 | 300
WELCH ALLYN | 20504S LUMIVIEW | 2011-11-14 | 700
BRISTOL MAID (HOSP.M.CRAFT) | ECO35 | 2011-11-14 | 0
NA | MEMO/GENERAL SUNDRIES | 2011-11-07 | 0
OTODYNAMICS | 1L0 288 | 2011-11-01 | 9358.8
GN OTOMETRIC | ACCUSCREEN | 2011-11-01 | 5500
ZEISS | OPMI PICO(OPERATING) | 2011-10-26 | 8671.18
PHYSIO CONTROL | LIFEPAK 1000 | 2011-10-24 | 2145
MADSEN | AURICAL | 2011-10-13 | 6108
KAMPLEX | PA5 | 2011-10-13 | 500
BIME | VRA | 2011-10-06 | 1800
SOUNDBYTE SOLUTIONS | PHOENIX | 2011-10-06 | 1000
MEG | SS3 | 2011-10-06 | 795
KAMPLEX | KM-6 | 2011-09-14 | 800
CASTLE | GA301 | 2011-04-08 | 200
COMO DRILLS | 400DHD | 2011-04-07 | 120
CHAC/IHR | P | 2011-03-17 | 1000
KAMPLEX | PA2 | 2009-09-08 | 240
BIME | VRA | 2009-07-23 | 1800
GRASON STADLER | GSI 38 | 2008-07-01 | 2800
GRASON STADLER | GSI 38 | 2008-07-01 | 2800
CASTLE | GA301 | 2007-11-28 | 200
CASTLE | GA301 | 2007-11-28 | 200
OTODYNAMICS | 1L0 288 | 2007-03-21 | 2399
MEG | SLI 2 | 2006-01-11 | 100
GN OTOMETRIC | ACCUSCREEN | 2004-12-01 | 25000
MEG | SS3 | 2004-04-01 | 795
MEG | SS3 | 2004-04-01 | 795
FRYER | FP35C | 2004-02-24 | 4000
FRYER | FP35C | 2004-02-24 | 4000
FRYER | FP35C | 2004-02-24 | 4000
FRYER | FP35C | 2004-02-24 | 4000
GN OTOMETRIC | ACCUSCREEN | 2004-01-22 | 5500
GN OTOMETRIC | ACCUSCREEN | 2004-01-22 | 5500
GN OTOMETRIC | ACCUSCREEN | 2004-01-22 | 5500
GN OTOMETRIC | ACCUSCREEN | 2004-01-22 | 5500
GN OTOMETRIC | ACCUSCREEN | 2004-01-22 | 5500
GN OTOMETRIC | ACCUSCREEN | 2004-01-22 | 5500
GN OTOMETRIC | ACCUSCREEN | 2004-01-22 | 5500
GN OTOMETRIC | ACCUSCREEN | 2004-01-22 | 5500
GN OTOMETRIC | ACCUSCREEN | 2004-01-22 | 5500
GN OTOMETRIC | ACCUSCREEN | 2004-01-22 | 5500
GN OTOMETRIC | ACCUSCREEN | 2004-01-22 | 5500
GN OTOMETRIC | ACCUSCREEN | 2004-01-22 | 5500
GN OTOMETRIC | ACCUSCREEN | 2004-01-22 | 5500
GN OTOMETRIC | ACCUSCREEN | 2004-01-22 | 5500
KAMPLEX | PA2 | 2003-11-21 | 240
KAMPLEX | PA2 | 2003-07-02 | 240
CHAC/IHR | P | 2003-05-23 | 1000
CHAC/IHR | P | 2003-05-23 | 1000
CHAC/IHR | P | 2003-05-23 | 1000
KAMPLEX | PA2 | 2002-06-24 | 500
LUCAS DAWE U | 1405D | 2002-03-11 | 500
KAMPLEX | KM4 | 2002-02-26 | 500
KAMPLEX | KM4 | 2002-02-26 | 500
KAMPLEX | KM4 | 2002-02-26 | 500
KAMPLEX | KM4 | 2002-02-26 | 500
BIME | VRA | 2002-01-31 | 1800
BIME | VRA | 2002-01-24 | 1800
KAMPLEX | PA5 | 2001-08-21 | 500
KARL STORZ | 20113320 | 2000-09-20 | 995
PANASONIC | AG-MD835 | 2000-09-18 | 1600
SONY | UP2800P | 2000-09-18 | 1670
SONY | PVM-20M2MDE | 2000-09-18 | 1995
KARL STORZ | 20212020 | 2000-09-18 | 6995
LUCAS DAWE U | 10405D | 1999-08-13 | 500
KAMPLEX | SLM | 1999-05-20 | 500
KAMPLEX | KC35 | 1998-03-23 | 500
KAMPLEX | PA2 | 1997-04-24 | 500
KAMPLEX | PA2 | 1997-02-26 | 500
KAMPLEX | PA2 | 1997-01-08 | 500
KAMPLEX | AD12 | 1996-10-15 | 500
LUCAS DAWE U | 3 | 1996-06-07 | 500
KAMPLEX | AT22 | 1992-01-10 | 500
KAMPLEX | AD12 | 1991-01-28 | 500
ZEISS | S21 | 1991-01-22 | 18000
LUCAS DAWE U | 1405D | 1989-10-04 | 500
LUCAS DAWE U | 1405D | 1989-10-04 | 500
KAMPLEX | PA2 | 1989-01-01 | 500
KAMPLEX | PA2 | 1989-01-01 | 500
KAMPLEX | AD12 | 1988-01-01 | 500
LUCAS DAWE U | 2-14050 | 1987-07-03 | 500
KAMPLEX | PA2 | 1984-08-01 | 500
KAMPLEX | PA2 | 1984-01-01 | 500
KAMPLEX | AD12 | 1982-01-01 | 500
KAMPLEX | PA2 | 1982-01-01 | 5232
KAMPLEX | AC4 | 1980-12-01 | 500
KAMPLEX | AP2 | 1980-01-01 | 500
KAMPLEX | AP2 | 1980-01-01 | 500
ABBOTT LABS | I-STAT 1 | 2013-12-04 | 6234.35
ABBOTT LABS | I-STAT 1 | 2013-12-04 | 6234.35
OLYMPUS | BHS | 2004-10-07 | 1000
NA | MEMO/GENERAL SUNDRIES | 2001-01-01 | 0
PHILIPS LTD | M2736A | 2021-12-03 | 0
EAST HEALTH | PLEASE ENTER MODEL! (1272) | 2011-05-10 | 1256
MEDCLAIR | DU2100-M21 | 2022-06-06 | 0
BPR MEDICAL | 828-0001 | 2022-05-30 | 120
PHILIPS LTD | M2736A | 2022-05-23 | 0
PHILIPS LTD | M2735A | 2022-04-19 | 885.98
BRAUN | PRO 6000 | 2022-03-17 | 149
BIOMED DEVICES | 2003AS | 2022-03-15 | 788
PHILIPS LTD | M2735A | 2022-03-08 | 0
PHILIPS LTD | M2735A | 2022-02-25 | 0
PHILIPS LTD | M2736A | 2022-02-25 | 0
OCURA HEALTHCARE FURNITURE LIMITED | OCURA +02E | 2022-02-25 | 900
RADIOMETER | ABL90 FLEX PLUS | 2022-02-24 | 13000
THERAPY EQUIPMENT | 9501/8501 | 2022-02-16 | 35
THERAPY EQUIPMENT | 9501/8501 | 2022-02-16 | 35
THERAPY EQUIPMENT | 9501/8501 | 2022-02-16 | 35
THERAPY EQUIPMENT | 9501/8501 | 2022-02-16 | 35
THERAPY EQUIPMENT | 9501/8501 | 2022-02-16 | 35
THERAPY EQUIPMENT | 9501/8501 | 2022-02-16 | 35
THERAPY EQUIPMENT | 9501/8501 | 2022-02-16 | 35
THERAPY EQUIPMENT | 9501/8501 | 2022-02-16 | 35
THERAPY EQUIPMENT | 9501/8501 | 2022-02-16 | 35
THERAPY EQUIPMENT | 9501/8501 | 2022-02-16 | 35
THERAPY EQUIPMENT | 9501/8501 | 2022-02-16 | 35
THERAPY EQUIPMENT | 9501/8501 | 2022-02-16 | 35
PHILIPS LTD | M2735A | 2022-02-10 | 738.32
TOSHIBA MED | PVU-375BT | 2022-01-19 | 4990
BRAUN | PRO 6000 | 2022-01-04 | 149
BRAUN | PRO 6000 | 2021-12-06 | 149
BRAUN | PRO 6000 | 2021-12-06 | 149
BRAUN | PRO 6000 | 2021-12-06 | 149
BRAUN | PRO 6000 | 2021-12-06 | 149
BRAUN | PRO 6000 | 2021-12-06 | 149
BRAUN | PRO 6000 | 2021-12-06 | 149
BRAUN | PRO 6000 | 2021-12-06 | 149
BRAUN | PRO 6000 | 2021-12-06 | 149
BRAUN | PRO 6000 | 2021-12-06 | 149
BRAUN | PRO 6000 | 2021-12-06 | 149
BRAUN | PRO 6000 | 2021-12-06 | 149
BRAUN | PRO 6000 | 2021-12-06 | 149
PHILIPS LTD | M2735A | 2021-11-05 | 851.66
PHILIPS LTD | M2736A | 2021-10-22 | 573
CME MEDICAL | BODYGUARD 575 CHARGER | 2021-10-14 | 0
OCURA HEALTHCARE FURNITURE LIMITED | OCURA +02E | 2021-10-13 | 900
OCURA HEALTHCARE FURNITURE LIMITED | OCURA +02E | 2021-10-13 | 900
THERAPY EQUIPMENT | ENTONOX | 2021-10-12 | 252
ALERE LTD | BTP-L560 | 2021-09-24 | 0
WELCH ALLYN | SURETEMP PLUS 692 | 2021-09-16 | 148.5
WELCH ALLYN | SURETEMP PLUS 692 | 2021-09-15 | 148.5
WELCH ALLYN | SURETEMP PLUS 692 | 2021-09-15 | 148.5
WELCH ALLYN | SURETEMP PLUS 692 | 2021-09-15 | 148.5
WELCH ALLYN | SURETEMP PLUS 692 | 2021-09-15 | 148.5
WELCH ALLYN | SURETEMP PLUS 692 | 2021-09-15 | 148.5
WELCH ALLYN | SURETEMP PLUS 692 | 2021-09-15 | 148.5
WELCH ALLYN | SURETEMP PLUS 692 | 2021-09-13 | 148.5
WELCH ALLYN | SURETEMP PLUS 692 | 2021-09-13 | 148.5
WELCH ALLYN | SURETEMP PLUS 692 | 2021-09-13 | 148.5
BRAUN | PRO 6000 | 2021-09-10 | 149
BRAUN | PRO 6000 | 2021-09-10 | 149
BRAUN | PRO 6000 | 2021-09-10 | 149
BRAUN | PRO 6000 | 2021-09-10 | 149
BRAUN | PRO 6000 | 2021-09-10 | 149
BRAUN | PRO 6000 | 2021-09-10 | 149
BRAUN | PRO 6000 | 2021-09-10 | 149
BRAUN | PRO 6000 | 2021-09-10 | 149
BRAUN | PRO 6000 | 2021-09-10 | 149
BRAUN | PRO 6000 | 2021-09-10 | 149
PHILIPS LTD | M2735A | 2021-09-09 | 709.92
PHILIPS LTD | M2735A | 2021-09-03 | 851.9
PHILIPS LTD | M2736A | 2021-09-02 | 977
PHILIPS LTD | M2736A | 2021-08-12 | 687
COVIDIEN UK | SCD 700 | 2021-07-06 | 800
COVIDIEN UK | SCD 700 | 2021-07-06 | 800
COVIDIEN UK | SCD 700 | 2021-07-06 | 800
PHILIPS LTD | M2735A | 2021-06-08 | 977
BRAUN | PRO 6000 | 2021-05-26 | 149
BRAUN | PRO 6000 | 2021-05-26 | 149
BRAUN | PRO 6000 | 2021-05-26 | 149
BRAUN | PRO 6000 | 2021-05-26 | 149
HUNTLEIGH | D920 | 2021-04-12 | 311.64
HUNTLEIGH | D920 | 2021-04-12 | 311.64
HUNTLEIGH | D920 | 2021-04-12 | 311.64
HUNTLEIGH | D920 | 2021-04-12 | 311.64
HUNTLEIGH | D920 | 2021-04-12 | 311.64
PHILIPS LTD | M2736A | 2021-04-12 | 0
GE LIMITED | MAC2000 | 2021-04-06 | 5088.2
PHILIPS LTD | M2736A | 2021-03-04 | 977
BRAUN | PRO 6000 | 2021-03-03 | 149
PHILIPS LTD | M2736A | 2021-02-19 | 977
PHILIPS LTD | M2735A | 2021-02-12 | 696
PHILIPS LTD | M2736A | 2021-01-18 | 977
PHILIPS LTD | MX450 | 2021-01-08 | 2552.88
PHILIPS LTD | INTELLIVUE MMX | 2021-01-08 | 1731.82
PHILIPS LTD | MX450 | 2021-01-06 | 2552.88
PHILIPS LTD | INTELLIVUE MMX | 2021-01-06 | 1731.82
PHILIPS LTD | 867041 | 2021-01-06 | 2948
PHILIPS LTD | 867041 | 2021-01-06 | 2948
PHILIPS LTD | M2735A | 2020-12-22 | 977
PHILIPS LTD | M2735A | 2020-11-30 | 977
BRAUN | PRO 6000 | 2020-11-27 | 149
PHILIPS LTD | M2736A | 2020-10-08 | 977
HUNTLEIGH | D920 | 2020-10-01 | 311.64
HUNTLEIGH | D920 | 2020-10-01 | 311.64
HUNTLEIGH | D920 | 2020-10-01 | 311.64
OXFORD HOIST | OXF-SCALE-LP | 2020-07-23 | 996
PHILIPS LTD | 866076 | 2020-07-01 | 1060
PHILIPS LTD | M2735A | 2020-06-25 | 977
HAEMONETICS | TEG 6S | 2020-06-24 | 19500
WELCH ALLYN | 7670-16 | 2020-06-19 | 0
PHILIPS LTD | M2703A | 2020-06-05 | 4478
PHILIPS LTD | M2703A | 2020-06-05 | 4478
PHILIPS LTD | M2703A | 2020-06-05 | 4478
PHILIPS LTD | AVALON CL | 2020-06-05 | 4999
PHILIPS LTD | AVALON CL | 2020-06-05 | 4999
PHILIPS LTD | AVALON CL | 2020-06-05 | 4999
PHILIPS LTD | AVALON CL | 2020-06-05 | 4999
PHILIPS LTD | AVALON CL | 2020-06-05 | 4999
PHILIPS LTD | AVALON CL | 2020-06-05 | 4999
PHILIPS LTD | 866075 | 2020-06-05 | 1125
PHILIPS LTD | 866075 | 2020-06-05 | 1125
PHILIPS LTD | 866075 | 2020-06-05 | 1125
PHILIPS LTD | 866075 | 2020-06-05 | 1125
PHILIPS LTD | 866075 | 2020-06-05 | 1125
PHILIPS LTD | 866075 | 2020-06-05 | 1125
PHILIPS LTD | 866076 | 2020-06-05 | 925
PHILIPS LTD | 866076 | 2020-06-05 | 925
PHILIPS LTD | 866076 | 2020-06-05 | 925
PHILIPS LTD | 866076 | 2020-06-05 | 925
PHILIPS LTD | 866076 | 2020-06-05 | 925
PHILIPS LTD | 866076 | 2020-06-05 | 925
PHILIPS LTD | 866076 | 2020-06-05 | 925
PHILIPS LTD | 866076 | 2020-06-05 | 925
PHILIPS LTD | 866076 | 2020-06-05 | 925
PHILIPS LTD | 866076 | 2020-06-05 | 925
PHILIPS LTD | 866076 | 2020-06-05 | 925
PHILIPS LTD | 866076 | 2020-06-05 | 925
VERATHON MEDICAL INC | 0570-0395 | 2020-05-29 | 2996
OXFORD HOIST | PRESENCE | 2020-05-18 | 1443
TERAOKA | DS-502 | 2020-05-11 | 170
TERAOKA | DS-502 | 2020-05-11 | 170
TERAOKA | DS-502 | 2020-05-11 | 170
TERAOKA | DS-502 | 2020-05-11 | 170
TERAOKA | DS-502 | 2020-05-11 | 170
TERAOKA | DS-502 | 2020-05-11 | 170
TERAOKA | DS-502 | 2020-05-11 | 170
TERAOKA | DS-502 | 2020-05-11 | 170
TERAOKA | DS-502 | 2020-05-11 | 170
TERAOKA | DS-502 | 2020-05-11 | 170
TERAOKA | DS-502 | 2020-05-11 | 170
TERAOKA | DS-502 | 2020-05-11 | 170
SECA | 384 | 2019-12-18 | 180
WELCH ALLYN | 7670-10 | 2019-11-07 | 200.15
WELCH ALLYN | 7670-10 | 2019-11-07 | 0
WELCH ALLYN | 7670-10 | 2019-11-07 | 200.15
THERAPY EQUIPMENT | DIAMOND RANGE HIGH | 2019-10-15 | 90
HUNTLEIGH | D920 | 2019-10-09 | 311.64
HUNTLEIGH | D920 | 2019-10-09 | 311.64
HUNTLEIGH | D920 | 2019-10-09 | 311.64
HUNTLEIGH | D920 | 2019-09-30 | 311.64
PHILIPS LTD | M2735A | 2019-05-15 | 878
PHILIPS LTD | M2735A | 2019-05-15 | 878
PHILIPS LTD | M2735A | 2019-05-15 | 878
PHILIPS LTD | M2735A | 2019-05-15 | 878
PHILIPS LTD | M2735A | 2019-05-15 | 878
PHILIPS LTD | M2735A | 2019-05-15 | 878
PHILIPS LTD | M2735A | 2019-05-15 | 878
PHILIPS LTD | M2736A | 2019-05-15 | 977
PHILIPS LTD | M2736A | 2019-05-15 | 977
PHILIPS LTD | M2736A | 2019-05-15 | 977
PHILIPS LTD | M2736A | 2019-05-15 | 977
PHILIPS LTD | M2736A | 2019-05-15 | 977
PHILIPS LTD | M2736A | 2019-05-15 | 977
PHILIPS LTD | M2736A | 2019-05-15 | 977
PHILIPS LTD | M2736A | 2019-05-15 | 977
PHILIPS LTD | M2736A | 2019-05-15 | 977
PHILIPS LTD | M2736A | 2019-05-15 | 977
PHILIPS LTD | M2735A | 2019-05-14 | 878
WELCH ALLYN | DS-5501-300 | 2019-04-08 | 180
WELCH ALLYN | DS-5501-300 | 2019-04-08 | 180
WELCH ALLYN | DS-5501-300 | 2019-04-08 | 180
WELCH ALLYN | DS-5501-300 | 2019-04-08 | 180
WELCH ALLYN | DS-5501-300 | 2019-04-08 | 180
WELCH ALLYN | DS-5501-300 | 2019-04-08 | 180
WELCH ALLYN | DS-5501-300 | 2019-04-08 | 180
WELCH ALLYN | 7670-03 | 2019-03-08 | 218
HUNTLEIGH | D920 | 2019-02-20 | 295
HUNTLEIGH | D920 | 2019-02-20 | 295
HUNTLEIGH | D920 | 2019-02-20 | 295
WELCH ALLYN | SURETEMP PLUS 692 | 2019-02-05 | 236
WELCH ALLYN | SURETEMP PLUS 692 | 2019-02-05 | 236
WELCH ALLYN | SURETEMP PLUS 692 | 2019-02-05 | 236
MARSDEN | M-300 | 2019-01-04 | 250
WELCH ALLYN | 7670-16 | 2018-09-12 | 181.24
MASIMO UK | DOCKING - RADICAL | 2018-08-28 | 200
PHILIPS LTD | AVALON CL | 2018-07-07 | 9499.88
PHILIPS LTD | AVALON CL | 2018-07-07 | 9499.88
PHILIPS LTD | AVALON CL | 2018-07-07 | 9499.88
PHILIPS LTD | AVALON CL | 2018-07-07 | 9499.88
PHILIPS LTD | AVALON CL | 2018-07-07 | 9499.88
PHILIPS LTD | AVALON CL | 2018-07-07 | 9499.88
PHILIPS LTD | 866076 | 2018-06-12 | 900
PHILIPS LTD | 866076 | 2018-06-12 | 900
PHILIPS LTD | 866076 | 2018-06-12 | 900
PHILIPS LTD | 866076 | 2018-06-12 | 900
PHILIPS LTD | 866076 | 2018-06-12 | 900
PHILIPS LTD | 866076 | 2018-06-12 | 900
PHILIPS LTD | 866076 | 2018-06-12 | 900
PHILIPS LTD | 866076 | 2018-06-12 | 900
PHILIPS LTD | 866076 | 2018-06-12 | 900
PHILIPS LTD | 866076 | 2018-06-12 | 900
PHILIPS LTD | 866076 | 2018-06-12 | 900
PHILIPS LTD | 866076 | 2018-06-12 | 900
PHILIPS LTD | 866075 | 2018-06-12 | 600
PHILIPS LTD | 866075 | 2018-06-12 | 600
PHILIPS LTD | 866075 | 2018-06-12 | 600
PHILIPS LTD | 866075 | 2018-06-12 | 600
PHILIPS LTD | 866075 | 2018-06-12 | 600
PHILIPS LTD | 866075 | 2018-06-12 | 600
SECA | 385 | 2018-05-25 | 171.25
WELCH ALLYN | 7670-10 | 2018-04-20 | 181.24
WELCH ALLYN | 7670-16 | 2018-02-26 | 181.24
WELCH ALLYN | 7670-16 | 2018-02-26 | 181.24
WELCH ALLYN | SURETEMP PLUS 692 | 2018-01-10 | 1181
WELCH ALLYN | SURETEMP PLUS 692 | 2018-01-10 | 1181
MARSDEN | M-300 | 2017-12-22 | 250
WELCH ALLYN | 7670-16 | 2017-11-14 | 181.24
HOLOGIC | ASY-03726 | 2017-01-05 | 3750
MARSDEN | M-300 | 2016-11-10 | 225
HILL-ROM | P3700D | 2016-09-29 | 7764
FRESENIUS KABI | INJECTOMAT MC AGILIA | 2016-09-15 | 300
FRESENIUS KABI | INJECTOMAT MC AGILIA | 2016-09-15 | 300
FRESENIUS KABI | INJECTOMAT MC AGILIA | 2016-09-15 | 300
FRESENIUS KABI | INJECTOMAT MC AGILIA | 2016-09-15 | 300
FRESENIUS KABI | INJECTOMAT MC AGILIA | 2016-09-15 | 300
FRESENIUS KABI | INJECTOMAT MC AGILIA | 2016-09-15 | 300
FRESENIUS KABI | INJECTOMAT MC AGILIA | 2016-09-15 | 300
FRESENIUS KABI | VOLUMAT MC AGILIA | 2016-09-14 | 300
FRESENIUS KABI | VOLUMAT MC AGILIA | 2016-09-14 | 300
FRESENIUS KABI | VOLUMAT MC AGILIA | 2016-09-14 | 300
FRESENIUS KABI | VOLUMAT MC AGILIA | 2016-09-14 | 300
FRESENIUS KABI | VOLUMAT MC AGILIA | 2016-09-14 | 300
FRESENIUS KABI | VOLUMAT MC AGILIA | 2016-09-14 | 300
FRESENIUS KABI | VOLUMAT MC AGILIA | 2016-09-14 | 300
FRESENIUS KABI | VOLUMAT MC AGILIA | 2016-09-14 | 300
FRESENIUS KABI | VOLUMAT MC AGILIA | 2016-09-14 | 300
FRESENIUS KABI | VOLUMAT MC AGILIA | 2016-09-14 | 300
FRESENIUS KABI | VOLUMAT MC AGILIA | 2016-09-14 | 300
FRESENIUS KABI | VOLUMAT MC AGILIA | 2016-09-14 | 300
FRESENIUS KABI | VOLUMAT MC AGILIA | 2016-09-14 | 300
MASIMO UK | DOCKING - RADICAL | 2016-08-31 | 200
MASIMO UK | RADICAL-7 | 2016-08-31 | 500
MASIMO UK | RADICAL-7 | 2016-08-31 | 500
HUDSON RCI | AQUATHERM III | 2016-06-27 | 294
PHYSIO CONTROL | LIFEPAK 20E PACED | 2016-06-01 | 7550
PHILIPS LTD | AVALON CL | 2016-05-28 | 6000
PHILIPS LTD | 866076 | 2016-05-11 | 900
PHILIPS LTD | 866076 | 2016-05-11 | 900
PHILIPS LTD | 866075 | 2016-05-11 | 600
WELCH ALLYN | 7670-10 | 2015-11-11 | 181.24
PHYSIO CONTROL | LIFEPAK 1000 | 2015-11-01 | 2145
WELCH ALLYN | SURETEMP PLUS 692 | 2015-10-08 | 1181
WELCH ALLYN | SURETEMP PLUS 692 | 2015-10-08 | 1181
WELCH ALLYN | SURETEMP PLUS 692 | 2015-10-08 | 1181
FLEXMORT | CUDDLECOT | 2015-10-05 | 1680
HILL-ROM | P3700D | 2015-08-25 | 8364
WELCH ALLYN | 7670-10 | 2015-08-13 | 181.24
SECA | 384 | 2015-06-22 | 153.3
ABBOTT LABS | FREESTYLE PRECISION PRO | 2015-06-16 | 1000
ABBOTT LABS | FREESTYLE PRECISION PRO | 2015-06-16 | 1000
ABBOTT LABS | FREESTYLE PRECISION PRO | 2015-06-16 | 1000
THERAPY EQUIPMENT | DIAMOND RANGE HIGH | 2015-06-04 | 72
WELCH ALLYN | 7670-10 | 2015-06-04 | 181.24
MARSDEN | M-300 | 2015-06-02 | 225
MARSDEN | M-300 | 2015-06-02 | 225
MARSDEN | M-300 | 2015-06-02 | 225
WELCH ALLYN | 7670-16 | 2015-05-05 | 181.24
WELCH ALLYN | 7670-10 | 2015-03-26 | 181.24
HILL-ROM | P3700D | 2014-10-21 | 8364
GE LIMITED | CARESCAPE V100 | 2014-09-25 | 236
GE LIMITED | CARESCAPE V100 | 2014-09-25 | 1181
TOSHIBA MED | TUS-X200 | 2014-04-07 | 26475.6
GE LIMITED | CARESCAPE V100 | 2013-08-16 | 1181
GE LIMITED | CARESCAPE V100 | 2013-08-16 | 1181
WELCH ALLYN | SURETEMP PLUS 692 | 2013-08-16 | 1181
LAERDAL | LCSU4 | 2013-06-14 | 325
SECA | 384 | 2013-02-06 | 153.3
HILL-ROM | RW82 VHA-1C | 2012-11-28 | 8473.44
HILL-ROM | RW82 VHA-1C | 2012-11-28 | 8473.44
HILL-ROM | RW82 VHA-1C | 2012-11-28 | 8473.44
HILL-ROM | RW82 VHA-1C | 2012-11-28 | 8473.44
HILL-ROM | RW82 VHA-1C | 2012-11-28 | 8473.44
HILL-ROM | RW82 VHA-1C | 2012-11-28 | 8473.44
HILL-ROM | RW82 VHA-1C | 2012-11-28 | 8473.44
HILL-ROM | RW82 VHA-1C | 2012-11-28 | 8473.44
HUNTLEIGH | D930 EURO | 2012-11-12 | 286
HUNTLEIGH | D930 EURO | 2012-11-12 | 286
HUNTLEIGH | D930 EURO | 2012-09-24 | 286
THERAPY EQUIPMENT | ENTONOX | 2012-08-31 | 182.5
HILL-ROM | P3700D | 2012-06-20 | 6666.66
HILL-ROM | P3700D | 2012-06-20 | 6666.66
HILL-ROM | P3700D | 2012-06-20 | 6666.66
HILL-ROM | P3700D | 2012-06-20 | 6666.66
HILL-ROM | P3700D | 2012-06-20 | 6666.66
HILL-ROM | P3700D | 2012-06-20 | 6666.66
HILL-ROM | P3700D | 2012-06-20 | 6666.66
HILL-ROM | P3700D | 2012-06-20 | 6666.66
HILL-ROM | P3700D | 2012-06-20 | 6666.66
HILL-ROM | P3700D | 2012-06-20 | 6666.66
HILL-ROM | P3700D | 2012-06-20 | 6666.66
HILL-ROM | P3700D | 2012-06-20 | 6666.66
PHILIPS LTD | M2703A | 2012-06-14 | 7405.16
PHILIPS LTD | M2703A | 2012-06-14 | 7405.15
FLEXMORT | CUDDLECOT | 2012-02-15 | 1680
PHILIPS LTD | M2703A | 2011-10-28 | 5204.21
PHILIPS LTD | M2703A | 2011-10-28 | 5204.21
PHILIPS LTD | M2703A | 2011-10-28 | 5204.21
PHILIPS LTD | M2703A | 2011-10-28 | 5204.21
PHILIPS LTD | M2703A | 2011-10-28 | 5204.21
PHILIPS LTD | M2703A | 2011-10-28 | 5204.21
PHILIPS LTD | M2703A | 2011-10-28 | 5204.21
PHILIPS LTD | M2703A | 2011-10-28 | 5204.21
WELCH ALLYN | SURETEMP PLUS 692 | 2011-06-27 | 236
WELCH ALLYN | SURETEMP PLUS 692 | 2011-06-27 | 236
WELCH ALLYN | SURETEMP PLUS 692 | 2011-06-27 | 236
WELCH ALLYN | SURETEMP PLUS 692 | 2011-06-27 | 236
WELCH ALLYN | SURETEMP PLUS 692 | 2011-06-27 | 236
WELCH ALLYN | SURETEMP PLUS 692 | 2011-06-27 | 236
WELCH ALLYN | SURETEMP PLUS 692 | 2011-06-27 | 236
WELCH ALLYN | SURETEMP PLUS 692 | 2011-06-27 | 236
WELCH ALLYN | SURETEMP PLUS 692 | 2011-06-27 | 236
WELCH ALLYN | SURETEMP PLUS 692 | 2011-06-27 | 236
WELCH ALLYN | SURETEMP PLUS 692 | 2011-06-27 | 236
WELCH ALLYN | SURETEMP PLUS 692 | 2011-06-27 | 236
WELCH ALLYN | SURETEMP PLUS 692 | 2011-06-27 | 236
HILL-ROM | RW82 VHA-1C | 2011-03-11 | 8510
MEDELA | SYMPHONY | 2011-02-17 | 1900
MEDELA | SYMPHONY | 2011-02-17 | 1900
THERAPY EQUIPMENT | ENTONOX | 2010-11-01 | 182.5
ARDO | SENATOR 30 | 2010-03-05 | 1540
WELCH ALLYN | 767 DIAGNOSTIC SYSTEM | 2010-03-04 | 500
CME MEDICAL | BODYGUARD 545 | 2008-04-02 | 1800
CME MEDICAL | BODYGUARD 545 | 2008-04-02 | 1800
CME MEDICAL | BODYGUARD 545 | 2008-04-02 | 1800
CME MEDICAL | BODYGUARD 545 CHARGER | 2008-04-02 | 579.5
CME MEDICAL | BODYGUARD 545 | 2008-04-02 | 1800
THERAPY EQUIPMENT | ENTONOX | 2008-02-14 | 182.5
WELCH ALLYN | SPOT 420(NBP/SPO2) | 2007-12-20 | 2000
HANAULUX | BLUE 80 MOBILE | 2007-09-14 | 2332
CME MEDICAL | BODYGUARD 545 CHARGER | 2007-01-05 | 579.5
CME MEDICAL | BODYGUARD 545 CHARGER | 2007-01-05 | 579.5
CME MEDICAL | BODYGUARD 545 CHARGER | 2007-01-05 | 579.5
CME MEDICAL | BODYGUARD 545 | 2007-01-05 | 1497.5
CME MEDICAL | BODYGUARD 545 CHARGER | 2007-01-05 | 579.5
CME MEDICAL | BODYGUARD 545 | 2007-01-05 | 1497.5
CME MEDICAL | BODYGUARD 545 CHARGER | 2007-01-05 | 579.5
CME MEDICAL | BODYGUARD 545 | 2007-01-05 | 1497.5
CME MEDICAL | BODYGUARD 545 CHARGER | 2007-01-05 | 579.5
CME MEDICAL | BODYGUARD 545 | 2007-01-05 | 1497.5
CME MEDICAL | BODYGUARD 545 CHARGER | 2007-01-05 | 579.5
CME MEDICAL | BODYGUARD 545 | 2007-01-05 | 1497.5
PHILIPS LTD | M2703A | 2006-10-26 | 6999.5
PHILIPS LTD | M2703A | 2006-10-26 | 6999.5
ARDO | SENATOR 30 | 2006-05-26 | 1540
CRITIKON | PROCARE 300 | 2006-02-03 | 2400
CRITIKON | PROCARE 300 | 2006-02-03 | 2400
SPEIDEL & KE | MAXI STABIL 3 | 2005-09-08 | 75
HUDSON RCI | AQUATHERM III | 2005-07-21 | 294
HILL-ROM | RW82 VHA-1C | 2005-02-15 | 10000
THERAPY EQUIPMENT | ENTONOX | 2005-01-24 | 144
HILL-ROM | RW82 VHA-1C | 2004-04-13 | 11665.4
LAERDAL | 08003040 | 2004-04-01 | 695
THERAPY EQUIPMENT | ENTONOX | 2003-03-18 | 182.5
THERAPY EQUIPMENT | ENTONOX | 2002-01-10 | 182.5
THERAPY EQUIPMENT | ENTONOX | 2001-12-17 | 182.5
THERAPY EQUIPMENT | ENTONOX | 2001-12-17 | 182.5
HILL-ROM | RW82 VHA-1C | 2001-11-02 | 9282.5
HILL-ROM | RW82 VHA-1C | 2001-11-02 | 9282.5
HILL-ROM | RW82 VHA-1C | 2001-11-02 | 9282.5
NA | MEMO/GENERAL SUNDRIES | 2001-01-01 | 0
THERAPY EQUIPMENT | ENTONOX | 2000-07-05 | 182.5
THERAPY EQUIPMENT | ENTONOX | 2000-07-05 | 182.5
THERAPY EQUIPMENT | ENTONOX | 2000-07-05 | 182.5
THERAPY EQUIPMENT | ENTONOX | 2000-07-05 | 182.5
THERAPY EQUIPMENT | ENTONOX | 2000-05-11 | 182.5
THERAPY EQUIPMENT | ENTONOX | 2000-02-09 | 182.5
HILL-ROM | RW82 VHA-1C | 1999-12-17 | 6000
SHIRE | AREA ALARM | 1998-06-24 | 350
SHIRE | AREA ALARM | 1998-06-24 | 350
MEMO-INTERN | PMG-STM/C/CDS | 1975-01-01 | 0
DRAEGER | PLEASE ENTER MODEL! (1228) | 1997-09-04 | 0
DATEX-OHMEDA | PLEASE ENTER MODEL! (464) | 1982-01-01 | 2000
WELCH ALLYN | 7670-16 | 2022-06-22 | 0
HETTICH | EBA 200 | 2022-05-19 | 1194.25
TOSHIBA MED | PVU-781VT | 2022-03-07 | 5000
GE LIMITED | MAC2000 | 2022-02-18 | 5156
PHILIPS LTD | M2736A | 2022-01-10 | 572
BRAUN | PRO 6000 | 2022-01-05 | 149
HUNTLEIGH | D920 | 2022-01-05 | 311.64
HUNTLEIGH | D920 | 2022-01-05 | 311.64
HUNTLEIGH | D920 | 2022-01-05 | 311.64
PHILIPS LTD | M2736A | 2021-07-29 | 687
HUNTLEIGH | D920 | 2021-04-15 | 311.64
PHILIPS LTD | M2736A | 2021-02-02 | 977
BRAUN | PRO 6000 | 2020-11-27 | 149
SECA | 336 | 2019-09-27 | 255.2
WELCH ALLYN | 7670-16 | 2016-07-07 | 80.52
WELCH ALLYN | 7670-16 | 2015-09-30 | 80.52
WELCH ALLYN | 7670-16 | 2015-09-30 | 80.52
WELCH ALLYN | 7670-16 | 2015-09-30 | 80.52
ABBOTT LABS | FREESTYLE PRECISION PRO | 2015-06-16 | 1000
WELCH ALLYN | 7670-16 | 2012-06-22 | 80.52
MARSDEN | MS-4202L | 2011-11-24 | 300
WEYLUX | WEYLUX BMI | 2010-10-19 | 150
MARSDEN | DP2400 | 2010-10-15 | 65
ACCOSON LTD | DESK | 2007-12-10 | 35
ACCOSON LTD | DESK | 2007-12-10 | 35
SECA | 880 | 2003-02-11 | 175
NA | MEMO/GENERAL SUNDRIES | 1993-06-01 | 0
MEMO-INTERN | PMG-STM/ANTI-NATAL | 1975-01-01 | 0
THERAPY EQUIPMENT | DIAMOND RANGE HIGH | 2022-06-21 | 81
THERAPY EQUIPMENT | DIAMOND RANGE HIGH | 2022-05-23 | 89.38
THERAPY EQUIPMENT | 9555 | 2022-03-30 | 81
THERAPY EQUIPMENT | 9555 | 2022-03-24 | 81
THERAPY EQUIPMENT | 9555 | 2022-03-24 | 81
THERAPY EQUIPMENT | 9555 | 2022-03-24 | 77
BRAUN | PRO 6000 | 2022-03-23 | 149
BRAUN | PRO 6000 | 2022-03-23 | 149
THERAPY EQUIPMENT | 9501/8501 | 2022-03-09 | 42
THERAPY EQUIPMENT | 9501/8501 | 2022-03-09 | 42
THERAPY EQUIPMENT | 9501/8501 | 2022-03-09 | 42
THERAPY EQUIPMENT | 9501/8501 | 2022-03-09 | 42
THERAPY EQUIPMENT | 9501/8501 | 2022-03-09 | 42
THERAPY EQUIPMENT | 9501/8501 | 2022-03-09 | 42
THERAPY EQUIPMENT | 9501/8501 | 2022-03-09 | 42
THERAPY EQUIPMENT | 9501/8501 | 2022-03-09 | 42
THERAPY EQUIPMENT | 9501/8501 | 2022-03-09 | 42
THERAPY EQUIPMENT | 9501/8501 | 2022-03-09 | 42
THERAPY EQUIPMENT | 9501/8501 | 2022-03-09 | 42
THERAPY EQUIPMENT | 9501/8501 | 2022-03-09 | 42
THERAPY EQUIPMENT | 9501/8501 | 2022-03-09 | 42
THERAPY EQUIPMENT | 9501/8501 | 2022-03-09 | 42
THERAPY EQUIPMENT | 9501/8501 | 2022-03-09 | 42
THERAPY EQUIPMENT | 9501/8501 | 2022-03-09 | 42
THERAPY EQUIPMENT | 9501/8501 | 2022-03-09 | 42
THERAPY EQUIPMENT | 9501/8501 | 2022-03-09 | 42
THERAPY EQUIPMENT | 9501/8501 | 2022-03-09 | 42
THERAPY EQUIPMENT | 9501/8501 | 2022-03-09 | 42
THERAPY EQUIPMENT | 9501/8501 | 2022-03-09 | 42
THERAPY EQUIPMENT | 9501/8501 | 2022-03-09 | 42
THERAPY EQUIPMENT | 9501/8501 | 2022-03-09 | 42
THERAPY EQUIPMENT | 9501/8501 | 2022-03-09 | 42
THERAPY EQUIPMENT | 9501/8501 | 2022-03-09 | 42
THERAPY EQUIPMENT | 9501/8501 | 2022-03-09 | 42
TOSHIBA MED | PVT-781VT | 2022-01-25 | 5990
TOSHIBA MED | PVT-375BT | 2022-01-25 | 5000
BRAUN | PRO 6000 | 2021-12-10 | 149
BRAUN | PRO 6000 | 2021-12-10 | 149
BRAUN | PRO 6000 | 2021-08-10 | 149
BRAUN | PRO 6000 | 2021-08-10 | 149
THERAPY EQUIPMENT | DIAMOND RANGE HIGH | 2021-08-03 | 69
THERAPY EQUIPMENT | DIAMOND RANGE HIGH | 2021-08-02 | 69
HILL-ROM | LIKOSCALE 350 | 2021-06-07 | 0
BRANDON MEDICAL | CLED30SVM | 2021-04-30 | 369
BRAUN | PRO 6000 | 2020-10-21 | 149
TOSHIBA MED | PVT-781VT | 2020-09-23 | 6000
VERATHON MEDICAL INC | PRIME PLUS | 2020-05-29 | 6247
THERAPY EQUIPMENT | DIAMOND RANGE HIGH | 2019-11-13 | 60
WELCH ALLYN | GS 300 | 2018-06-01 | 350
THERAPY EQUIPMENT | ENTONOX | 2018-05-15 | 170
PHYSIO CONTROL | LIFEPAK 20E | 2017-07-20 | 4741.2
FRESENIUS KABI | INJECTOMAT MC AGILIA | 2016-09-15 | 300
FRESENIUS KABI | INJECTOMAT MC AGILIA | 2016-09-15 | 300
FRESENIUS KABI | INJECTOMAT MC AGILIA | 2016-09-15 | 300
FRESENIUS KABI | INJECTOMAT MC AGILIA | 2016-09-15 | 300
FRESENIUS KABI | INJECTOMAT MC AGILIA | 2016-09-15 | 300
FRESENIUS KABI | VOLUMAT MC AGILIA | 2016-09-14 | 300
FRESENIUS KABI | VOLUMAT MC AGILIA | 2016-09-14 | 300
FRESENIUS KABI | VOLUMAT MC AGILIA | 2016-09-14 | 300
FRESENIUS KABI | VOLUMAT MC AGILIA | 2016-09-14 | 300
FRESENIUS KABI | VOLUMAT MC AGILIA | 2016-09-14 | 300
FRESENIUS KABI | VOLUMAT MC AGILIA | 2016-09-14 | 300
THERAPY EQUIPMENT | DIAMOND RANGE HIGH | 2016-01-18 | 127
THERAPY EQUIPMENT | DIAMOND RANGE HIGH | 2016-01-18 | 127
ABBOTT LABS | FREESTYLE PRECISION PRO | 2015-06-16 | 1000
LAERDAL | LSU-2 | 2015-04-02 | 680
NANOSONICS | N00020-EV4 | 2015-03-10 | 7000
WELCH ALLYN | 7670-10 | 2015-01-06 | 181.24
WELCH ALLYN | 7670-10 | 2015-01-06 | 181.24
WELCH ALLYN | 7670-10 | 2015-01-06 | 181.24
WELCH ALLYN | 7670-10 | 2015-01-06 | 181.24
MCUBE TECHNO | BIOCON-700 | 2014-10-07 | 5500
CME MEDICAL | T34 | 2013-12-02 | 1451
SECA | 959 | 2013-09-19 | 600
HOVERTECH | HTAIR2300-A | 2012-08-10 | 2000
TERAOKA | DS-502 | 2012-08-08 | 189
TOSHIBA MED | APLIO 400 | 2012-02-01 | 69600.03
PHILIPS LTD | M8105A | 2011-03-17 | 6816
PHILIPS LTD | M8105A | 2011-03-17 | 6816
PHILIPS LTD | M8105A | 2011-03-17 | 6816
PHILIPS LTD | M8105A | 2011-03-17 | 6815.51
LIKO | VIKING XL | 2010-12-06 | 5511.93
GE LIMITED | CARESCAPE V100 | 2010-11-17 | 1550
BRISTOL MAID (HOSP.M.CRAFT) | EC015 | 2010-04-01 | 700
GE LIMITED | CARESCAPE V100 | 2009-03-03 | 1800
CRITIKON | PROCARE 300 | 2008-01-25 | 2400
CRITIKON | PROCARE 300 | 2008-01-25 | 1250
CRITIKON | PROCARE 300 | 2008-01-25 | 2400
SECA | 677 | 2007-12-13 | 1395
EAST HEALTH | HIGH-SUCTION | 2006-09-04 | 200
CRITIKON | PROCARE 300 | 2006-03-29 | 2400
HUDSON RCI | AQUATHERM III | 2005-03-17 | 294
HUDSON RCI | AQUATHERM III | 2005-03-17 | 294
THERAPY EQUIPMENT | ENTONOX | 2005-02-01 | 170
EAST HEALTH | HIGH-SUCTION | 2004-08-20 | 200
PLINTH 2000 | PLINTH COUCH | 2004-04-28 | 1500
HNE | 3222 | 1999-11-12 | 560
PORTSMOUTH S | QA2 | 1994-12-13 | 1876.8
NA | MEMO/GENERAL SUNDRIES | 1991-12-01 | 0
MEMO-INTERN | PMG-STM/WD78 | 1975-01-01 | 0
SONY | UP-25MD | 2022-04-21 | 2298.7
CONMED | VIROVAC | 2022-03-29 | 2000
CONMED | SYSTEM 2450 | 2022-03-29 | 0
GE LIMITED | RIC5-9-RS | 2022-03-21 | 5500
GE LIMITED | VOLUSON S8 | 2022-03-17 | 50000
GE LIMITED | C1-5-RS | 2022-03-17 | 3980
GE LIMITED | IC9-RS | 2022-03-17 | 3980
THERAPY EQUIPMENT | 9501/8501 | 2022-03-09 | 42
MEDIFA | 400570 | 2022-02-07 | 9500
MEDIFA | 400570 | 2022-02-07 | 9500
SONY | MCC-500MD | 2021-10-21 | 3995
SONY | MCC-500MD | 2021-10-21 | 3995
OLYMPUS | VERSAPOINT II | 2021-10-01 | 12242
HOLOGIC | FLUENT | 2021-09-23 | 32880
OLYMPUS | VERSAPOINT II | 2021-09-17 | 12242
OLYMPUS | OTV-S7V | 2021-09-15 | 0
OLYMPUS | OTV-S200 | 2021-08-23 | 16453
OLYMPUS | CH-S200-XZ-EA | 2021-08-23 | 11323.16
OLYMPUS | TC-C4 | 2021-08-23 | 2460
OLYMPUS | OEV262H | 2021-08-20 | 6176.88
NORATEL | IMED 15003RD | 2021-04-07 | 1109
PLINTH 2000 | 502E | 2020-10-23 | 800
PLINTH 2000 | 502E | 2020-10-23 | 800
PLINTH 2000 | 502E | 2020-10-23 | 800
PLINTH 2000 | 502E | 2020-10-23 | 800
CONMED | AER DEFENSE | 2020-08-03 | 1500
OXFORD HOIST | OXF-SCALE-LP | 2020-07-23 | 996
TOSHIBA MED | PVU-781VT | 2020-05-29 | 5000
TOSHIBA MED | PVU-781VT | 2020-05-22 | 5000
TOSHIBA MED | PVU-781VT | 2020-05-22 | 5000
TOSHIBA MED | PVU-781VT | 2020-05-21 | 5000
OXFORD HOIST | PRESENCE | 2020-05-18 | 1443
TOSHIBA MED | PVU-375BT | 2020-05-18 | 5000
TOSHIBA MED | PVU-375BT | 2020-05-18 | 5000
CONMED | AER DEFENSE | 2020-05-11 | 1500
AR-EL TIBBI | 2087-4 | 2019-10-02 | 7200
PLINTH 2000 | 502E | 2019-08-13 | 800
PLINTH 2000 | 502E | 2019-08-13 | 800
PLINTH 2000 | 502E | 2019-08-13 | 800
PLINTH 2000 | 502E | 2019-08-13 | 800
Wallach Surgical Devices Inc | LL100 | 2019-06-27 | 1930
MEDI-PLINTH | BE3120 | 2019-02-15 | 2063.6
WELCH ALLYN | GS 300 | 2018-04-27 | 350
WELCH ALLYN | GS 300 | 2018-04-27 | 350
MEDITELLE | CHR4400 | 2016-07-18 | 1259
OLYMPUS | CV-170 | 2015-04-14 | 4000
SONY | UP-25MD | 2015-04-14 | 1600
ADVAN | AMM215WTD | 2015-04-09 | 900
TOSHIBA MED | TUS-X200 | 2015-03-01 | 27586.8
TOSHIBA MED | TUS-X200 | 2015-03-01 | 27586.8
TOSHIBA MED | TUS-X200 | 2015-03-01 | 27586.8
TOSHIBA MED | TUS-X200 | 2015-03-01 | 27586.8
ZEISS | 150-FC | 2015-02-16 | 9700.8
LAERDAL | LSU-2 | 2014-10-30 | 680
GE LIMITED | MAC1600 | 2011-11-07 | 4000
CONMED | SYSTEM 2450 | 2011-10-06 | 6000
CONMED | SYSTEM 2450 | 2011-10-06 | 6000
CONMED | SYSTEM 2450 | 2011-10-06 | 6000
AR-EL TIBBI | 2087-4 | 2011-07-06 | 7050
EAST HEALTH | HIGH-SUCTION | 2011-05-13 | 200
EAST HEALTH | HIGH-SUCTION | 2011-05-13 | 200
ZEISS | 150-FC | 2011-03-17 | 9379
CONMED | AER DEFENSE | 2010-11-29 | 1800
GE LIMITED | CARESCAPE V100 | 2010-11-17 | 1550
PHYSIO CONTROL | LIFEPAK 1000 | 2009-11-30 | 2145
SECA | 704 | 2008-11-12 | 439
SECA | 761 | 2006-12-22 | 65
CRITIKON | PROCARE 300 | 2006-03-29 | 2400
SONY | DXC-C33P | 2005-06-14 | 6500
SONY | DXC-C33P | 2005-06-14 | 6500
THERAPY EQUIPMENT | ENTONOX | 2005-01-24 | 182.5
ZEISS | 15 | 1995-05-03 | 3200
WEYLUX | 850BTMKIV | 1995-02-08 | 643
ZEISS | 15 | 1992-10-01 | 3200
NA | MEMO/GENERAL SUNDRIES | 1991-12-01 | 0
HNE | 43000 | 1991-08-16 | 1876.8
HNE | 43000 | 1991-08-16 | 1876.8
TOSHIBA MED | PVT-375BT | 2020-10-22 | 6000
TOSHIBA MED | TUS-A300/EI | 2014-04-07 | 35924.4
WELCH ALLYN | 53N00 (VSM 300) | 2013-04-05 | 2250
THERAPY EQUIPMENT | 9501/8501 | 2022-03-09 | 42
THERAPY EQUIPMENT | 9501/8501 | 2022-03-09 | 42
THERAPY EQUIPMENT | 9501/8501 | 2022-03-09 | 42
THERAPY EQUIPMENT | 9501/8501 | 2022-03-09 | 42
THERAPY EQUIPMENT | 9501/8501 | 2022-03-09 | 42
SECA | 959 | 2022-02-02 | 760
WELCH ALLYN | PRO 6000 CONNEX | 2021-10-11 | 179
HILL-ROM | 75CE CONNEX | 2021-09-06 | 1794
ABBOTT LABS | FREESTYLE PRECISION PRO | 2020-02-21 | 1000
HEMOCUE | HB201+ | 2018-03-26 | 500
XENOSYS CO LTD | L2S09 | 2016-07-21 | 1000
PHYSIO CONTROL | LIFEPAK 20E | 2016-06-01 | 4741.2
THERAPY EQUIPMENT | DIAMOND RANGE HIGH | 2016-01-18 | 127
TERAOKA | DS-502 | 2014-10-27 | 189
ROCHE LTD | COAGUCHEK XS PLUS | 2014-09-23 | 700
THERAPY EQUIPMENT | DIAMOND RANGE HIGH | 2013-09-02 | 127
ANETIC AID | QA4 | 2013-04-25 | 3500
ANETIC AID | QA4 | 2013-04-25 | 3500
ANETIC AID | QA4 | 2013-04-25 | 3500
ANETIC AID | QA4 | 2013-04-25 | 3500
ANETIC AID | QA4 | 2013-04-25 | 3500
ANETIC AID | QA4 | 2013-04-25 | 3500
ANETIC AID | QA4 | 2013-04-25 | 3500
ANETIC AID | QA4 | 2013-04-25 | 3500
ANETIC AID | QA4 | 2013-04-25 | 3500
ANETIC AID | QA4 | 2013-04-25 | 3500
NA | MEMO/GENERAL SUNDRIES | 2013-04-19 | 0
ROCHE LTD | COAGUCHEK XS PLUS | 2013-04-15 | 700
GE LIMITED | MAC1600 | 2013-04-05 | 4000
WELCH ALLYN | 53N00 (VSM 300) | 2013-04-05 | 2250
WELCH ALLYN | 53N00 (VSM 300) | 2013-04-05 | 2250
WELCH ALLYN | SURETEMP PLUS 692 | 2011-06-27 | 236
WELCH ALLYN | SURETEMP PLUS 692 | 2011-06-27 | 236
LAERDAL | LSU-2 | 2010-09-08 | 680
ANETIC AID | QA4 | 2008-08-01 | 3500
ANETIC AID | QA4 | 2008-08-01 | 3500
ANETIC AID | QA4 | 2008-08-01 | 3500
EAST HEALTH | HIGH-SUCTION | 2008-02-27 | 200
MINDRAY | VS800 | 2007-12-12 | 1200
MINDRAY | VS800 | 2007-04-16 | 1500
MINDRAY | VS800 | 2007-04-16 | 1500
DENTSPLY LTD | CAVITRON SELECT SPS | 2007-03-01 | 1633.25
GE LIMITED | DASH 3000 | 2004-02-04 | 5000
WELCH ALLYN | SPOT 420(NBP/SPO2) | 2002-11-12 | 2000
GN OTOMETRIC | AURICAL FREEFIT - BASE UNIT | 2022-04-06 | 8590
GN OTOMETRIC | AURICAL FREEFIT - BASE UNIT | 2022-02-15 | 4360
GN OTOMETRIC | ZODIAC | 2021-12-08 | 7354
GN OTOMETRIC | ZODIAC | 2021-05-19 | 7354.25
GN OTOMETRIC | ZODIAC | 2021-05-18 | 7354.25
INTERACOUSTICS | ECLIPSE | 2021-04-07 | 12000
ICS LTD | CHARTR 100 | 2021-03-01 | 29612.5
ICS LTD | NCI-480E | 2021-02-11 | 600
NATUS LTD | OTOCAM 300 | 2021-02-06 | 1360.53
NATUS LTD | OTOCAM 300 | 2021-02-06 | 1360.53
NATUS LTD | OTOCAM 300 | 2021-02-06 | 1360.53
NATUS LTD | OTOCAM 300 | 2021-02-06 | 1360.53
NATUS LTD | OTOCAM 300 | 2021-02-06 | 1360.53
GN OTOMETRIC | ZODIAC | 2020-12-27 | 7429.3
GN OTOMETRIC | ZODIAC | 2020-12-27 | 7429.3
GN OTOMETRIC | ZODIAC | 2020-12-27 | 7429.3
PHYSIO CONTROL | LIFEPAK 20E | 2020-04-06 | 4050
QUAYLE | A24003 | 2019-03-22 | 500
GRASON STADLER | TYMSTAR PRO | 2019-01-28 | 9300
AMPLIVOX | OTOWAVE 102 | 2018-07-05 | 2250
GN OTOMETRIC | AURICAL FREEFIT - BASE UNIT | 2018-04-18 | 800
AMPLIVOX | OTOWAVE 102 | 2017-09-05 | 2250
BRISTOL MAID (HOSP.M.CRAFT) | EC015 | 2016-12-22 | 700
GN OTOMETRIC | ZODIAC | 2016-11-23 | 7416
GN OTOMETRIC | AURICAL + | 2016-06-23 | 4250
GN OTOMETRIC | AURICAL + | 2016-06-23 | 3633
GN OTOMETRIC | AURICAL + | 2016-06-16 | 800
GN OTOMETRIC | AURICAL FREEFIT - BASE UNIT | 2016-02-24 | 4250
GN OTOMETRIC | AURICAL + | 2015-04-30 | 800
GN OTOMETRIC | AURICAL + | 2015-04-30 | 800
GN RESOUND | AIRMATIC 2 | 2012-09-04 | 7800
GN OTOMETRIC | AURICAL FREEFIT - BASE UNIT | 2012-05-28 | 3633.17
GN OTOMETRIC | AURICAL FREEFIT - BASE UNIT | 2012-05-28 | 3633.17
GN OTOMETRIC | AURICAL FREEFIT - BASE UNIT | 2012-05-28 | 3633.17
GN OTOMETRIC | AURICAL FREEFIT - BASE UNIT | 2012-05-28 | 3633.17
GN OTOMETRIC | AURICAL FREEFIT - BASE UNIT | 2012-05-28 | 3633.17
GN OTOMETRIC | AURICAL FREEFIT - BASE UNIT | 2012-05-28 | 3633.17
GN OTOMETRIC | AURICAL FREEFIT - REM HEADSET | 2012-05-28 | 4247.39
GN OTOMETRIC | AURICAL FREEFIT - REM HEADSET | 2012-05-28 | 4247.39
GN OTOMETRIC | AURICAL FREEFIT - BASE UNIT | 2012-05-28 | 3633.17
GN OTOMETRIC | AURICAL FREEFIT - REM HEADSET | 2012-05-28 | 4247.39
GN OTOMETRIC | AURICAL FREEFIT - REM HEADSET | 2012-05-28 | 4247.39
GN OTOMETRIC | AURICAL FREEFIT - REM HEADSET | 2012-05-28 | 4247.39
GN OTOMETRIC | AURICAL FREEFIT - REM HEADSET | 2012-05-28 | 4247.39
GN OTOMETRIC | AURICAL FREEFIT - REM HEADSET | 2012-05-28 | 4247.39
GN OTOMETRIC | AURICAL FREEFIT - REM HEADSET | 2012-05-28 | 4247.39
GN OTOMETRIC | AURICAL FREEFIT - REM HEADSET | 2012-05-28 | 4247.39
GN OTOMETRIC | AURICAL FREEFIT - BASE UNIT | 2012-05-28 | 3633.17
GN OTOMETRIC | AURICAL FREEFIT - REM HEADSET | 2012-05-28 | 4247.39
GN OTOMETRIC | AURICAL FREEFIT - BASE UNIT | 2012-05-28 | 3633.17
GN OTOMETRIC | AURICAL FREEFIT - REM HEADSET | 2012-05-28 | 4247.39
GN OTOMETRIC | AURICAL FREEFIT - BASE UNIT | 2012-05-28 | 3633.17
GN OTOMETRIC | AURICAL FREEFIT - REM HEADSET | 2012-05-28 | 4247.39
GN OTOMETRIC | AURICAL FREEFIT - BASE UNIT | 2012-05-28 | 3633.17
GN OTOMETRIC | AURICAL FREEFIT - REM HEADSET | 2012-05-28 | 4247.39
GN OTOMETRIC | AURICAL FREEFIT - BASE UNIT | 2012-05-28 | 3633.17
GN OTOMETRIC | AURICAL FREEFIT - REM HEADSET | 2012-05-28 | 4247.39
GN OTOMETRIC | AURICAL FREEFIT - BASE UNIT | 2012-05-28 | 3633.17
OTODYNAMICS | 1L0 288 | 2007-03-21 | 2700
GRASON STADLER | GSI 38 | 2006-01-11 | 2800
LAERDAL | LSU-2 | 2006-01-01 | 680
KAMPLEX | KM4 | 2002-02-26 | 500
KAMPLEX | KM4 | 2002-02-26 | 500
NA | MEMO/GENERAL SUNDRIES | 2001-01-01 | 0
KAMPLEX | AC30 | 2000-07-14 | 1200
ULTRAWAVE | U50 | 2000-05-31 | 185
KAMPLEX | AD12 | 1982-12-05 | 500
NA | AIR PLANT | 2022-04-26 | 0
NA | AIR PLANT | 1997-09-04 | 0
HAMILTON MEDICAL | T1 | 2022-05-26 | 16852.78
BUTTERFLY NETWORK INC. | IQ+ | 2021-04-29 | 1700
BUTTERFLY NETWORK INC. | IQ+ | 2021-04-29 | 1700
BUTTERFLY NETWORK INC. | IQ+ | 2021-04-29 | 1700
BUTTERFLY NETWORK INC. | IQ+ | 2021-04-29 | 1700
B.BRAUN | PERFUSOR SPACE | 2021-04-21 | 1200
B.BRAUN | PERFUSOR SPACE | 2021-04-21 | 1200
B.BRAUN | PERFUSOR SPACE | 2021-04-21 | 1200
B.BRAUN | PERFUSOR SPACE | 2021-04-21 | 1200
B.BRAUN | PERFUSOR SPACE | 2021-04-21 | 1200
B.BRAUN | PERFUSOR SPACE | 2021-04-21 | 1200
MASIMO UK | EMMA 605100 | 2021-04-20 | 1045
MASIMO UK | EMMA 605100 | 2021-04-20 | 1045
QinFLOW | QiF-03 | 2021-03-25 | 4124
QinFLOW | QiF-03 | 2021-03-25 | 4124
QinFLOW | QiF-03 | 2021-03-25 | 4124
QinFLOW | QiF-03 | 2021-03-25 | 4124
ABBOTT LABS | PR-500 | 2021-02-17 | 500
ABBOTT LABS | PR-500 | 2021-02-17 | 500
ABBOTT LABS | PR-500 | 2021-02-17 | 500
ABBOTT LABS | PR-500 | 2021-02-17 | 500
MEC CO. LTD | EXTENSION HOSE O2 - MEC | 2021-02-09 | 80.18
MEC CO. LTD | EXTENSION HOSE O2 - MEC | 2021-02-09 | 80.18
LAERDAL | LSU-2 | 2021-01-12 | 680
LAERDAL | LSU-2 | 2021-01-12 | 680
BRAUN | PRO 6000 | 2020-12-15 | 149
BRAUN | PRO 6000 | 2020-12-15 | 149
NA | MEMO/GENERAL SUNDRIES | 2020-12-15 | 0
BRAUN | PRO 6000 | 2020-12-15 | 149
BRAUN | PRO 6000 | 2020-12-15 | 149
BPR MEDICAL | 819-0010 | 2020-10-22 | 106.92
BPR MEDICAL | 819-0010 | 2020-10-22 | 106.92
BPR MEDICAL | 819-0010 | 2020-10-22 | 106.92
BPR MEDICAL | 819-0010 | 2020-10-22 | 106.92
MEC CO. LTD | EXTENSION HOSE O2 - MEC | 2020-10-22 | 78.61
MEC CO. LTD | EXTENSION HOSE O2 - MEC | 2020-10-22 | 78.61
MEC CO. LTD | EXTENSION HOSE O2 - MEC | 2020-10-22 | 78.61
MEC CO. LTD | EXTENSION HOSE O2 - MEC | 2020-10-22 | 78.61
B.BRAUN | SPACESTATION | 2020-10-02 | 800
B.BRAUN | SPACESTATION | 2020-10-02 | 800
B.BRAUN | SPACESTATION | 2020-10-02 | 800
B.BRAUN | SPACESTATION | 2020-10-02 | 800
B.BRAUN | PERFUSOR SPACE | 2020-10-02 | 1150
B.BRAUN | PERFUSOR SPACE | 2020-10-02 | 1150
B.BRAUN | PERFUSOR SPACE | 2020-10-02 | 1150
B.BRAUN | PERFUSOR SPACE | 2020-10-02 | 1150
B.BRAUN | PERFUSOR SPACE | 2020-10-02 | 1150
B.BRAUN | PERFUSOR SPACE | 2020-10-02 | 1150
B.BRAUN | PERFUSOR SPACE | 2020-10-02 | 1150
B.BRAUN | PERFUSOR SPACE | 2020-10-02 | 1150
B.BRAUN | PERFUSOR SPACE | 2020-10-02 | 1150
B.BRAUN | PERFUSOR SPACE | 2020-10-02 | 1150
B.BRAUN | PERFUSOR SPACE | 2020-10-02 | 1150
B.BRAUN | PERFUSOR SPACE | 2020-10-02 | 1150
B.BRAUN | PERFUSOR SPACE | 2020-10-02 | 1150
B.BRAUN | PERFUSOR SPACE | 2020-10-02 | 1150
B.BRAUN | PERFUSOR SPACE | 2020-10-02 | 1150
B.BRAUN | INFUSOMAT SPACE | 2020-10-02 | 1250
B.BRAUN | INFUSOMAT SPACE | 2020-10-02 | 1250
B.BRAUN | INFUSOMAT SPACE | 2020-10-02 | 1250
B.BRAUN | INFUSOMAT SPACE | 2020-10-02 | 1250
FERNO | CCT SIX-M | 2020-09-24 | 13480
FERNO | CCT SIX-M | 2020-09-24 | 13480
FERNO | CCT SIX-P | 2020-09-24 | 13480
FERNO | CCT SIX-P | 2020-09-24 | 13480
HAMILTON MEDICAL | T1 | 2020-09-24 | 16852.78
HAMILTON MEDICAL | T1 | 2020-09-24 | 16852.78
HAMILTON MEDICAL | T1 | 2020-09-24 | 16852.78
HAMILTON MEDICAL | T1 | 2020-09-24 | 16852.78
LAERDAL | LSU-2 | 2020-09-24 | 680
LAERDAL | LSU-2 | 2020-09-24 | 680
LAERDAL | LSU-2 | 2020-09-24 | 680
LAERDAL | LSU-2 | 2020-09-24 | 680
ZOLL MEDICAL | X SERIES | 2020-09-24 | 17590.5
ZOLL MEDICAL | X SERIES | 2020-09-24 | 17590.5
ZOLL MEDICAL | X SERIES | 2020-09-24 | 17590.5
ZOLL MEDICAL | X SERIES | 2020-09-24 | 17590.5
ABBOTT LABS | I-STAT ALINITY AN-500 | 2020-09-24 | 5500
ABBOTT LABS | I-STAT ALINITY AN-500 | 2020-09-24 | 5500
ABBOTT LABS | I-STAT ALINITY AN-500 | 2020-09-24 | 5500
ABBOTT LABS | I-STAT ALINITY AN-500 | 2020-09-24 | 5500
ABBOTT LABS | BST-500 | 2020-09-24 | 1000
ABBOTT LABS | BST-500 | 2020-09-24 | 1000
ABBOTT LABS | BST-500 | 2020-09-24 | 1000
ABBOTT LABS | BST-500 | 2020-09-24 | 1000
ZOLL MEDICAL | SUREPOWER | 2020-09-24 | 1000
MASIMO UK | EMMA 605100 | 2020-09-24 | 1045
MASIMO UK | EMMA 605100 | 2020-09-24 | 1045
ZOLL MEDICAL | SUREPOWER | 2020-09-24 | 1000
ZOLL MEDICAL | SUREPOWER | 2020-09-24 | 1000
ZOLL MEDICAL | SUREPOWER | 2020-09-24 | 1000
AIRCRAFT MEDICAL | MCGRATH MAC | 2020-09-24 | 1600
AIRCRAFT MEDICAL | MCGRATH MAC | 2020-09-24 | 1600
AIRCRAFT MEDICAL | MCGRATH MAC | 2020-09-24 | 1600
AIRCRAFT MEDICAL | MCGRATH MAC | 2020-09-24 | 1600
GN OTOMETRIC | AURICAL FREEFIT - BASE UNIT | 2014-06-09 | 614.22
GN OTOMETRIC | AURICAL FREEFIT - BASE UNIT | 2014-06-09 | 614.22
GN RESOUND | AIRMATIC 2 | 2021-04-20 | 4975
ICS LTD | CHARTR 100 | 2021-04-20 | 29612.5
ICS LTD | CHARTR 100 | 2020-07-20 | 9000
ICS LTD | CHARTR 100 | 2020-07-17 | 9000
GN OTOMETRIC | AURICAL + | 2019-07-18 | 0
AMPLIVOX | OTOWAVE 102 | 2019-03-19 | 2250
AMPLIVOX | OTOWAVE 102 | 2017-12-19 | 2250
GN OTOMETRIC | ZODIAC | 2016-11-23 | 7416
GN OTOMETRIC | AURICAL FREEFIT - BASE UNIT | 2016-02-18 | 614.22
DEMCO | E96-230 | 2014-07-11 | 702.25
GN OTOMETRIC | AURICAL FREEFIT - BASE UNIT | 2014-06-09 | 7648.31
GN OTOMETRIC | AURICAL FREEFIT - REM HEADSET | 2014-06-09 | 3633.17
GN OTOMETRIC | AURICAL FREEFIT - BASE UNIT | 2014-06-09 | 614.22
GN OTOMETRIC | AURICAL + | 2014-06-09 | 800
GN OTOMETRIC | AURICAL FREEFIT - BASE UNIT | 2014-06-09 | 7648.31
GN OTOMETRIC | AURICAL FREEFIT - REM HEADSET | 2014-06-09 | 7648.31
GN OTOMETRIC | AURICAL FREEFIT - BASE UNIT | 2014-06-09 | 7648.31
GN OTOMETRIC | AURICAL FREEFIT - REM HEADSET | 2014-06-09 | 3633.17
GN OTOMETRIC | AURICAL FREEFIT - BASE UNIT | 2014-06-09 | 7648.31
GN OTOMETRIC | AURICAL FREEFIT - REM HEADSET | 2014-06-09 | 3633.17
GN OTOMETRIC | AURICAL FREEFIT - BASE UNIT | 2014-06-09 | 7648.31
GN OTOMETRIC | AURICAL FREEFIT - REM HEADSET | 2014-06-09 | 3633.17
GN OTOMETRIC | AURICAL FREEFIT - BASE UNIT | 2014-06-09 | 7648.31
GN OTOMETRIC | AURICAL FREEFIT - REM HEADSET | 2014-06-09 | 3633.17
GN OTOMETRIC | AURICAL FREEFIT - BASE UNIT | 2014-06-09 | 7648.31
GN OTOMETRIC | AURICAL FREEFIT - REM HEADSET | 2014-06-09 | 3633.17
ICS LTD | NCI-480E | 2013-12-12 | 5227.58
GRASON STADLER | GSI 38 | 2003-01-29 | 2800
LUCAS DAWE U | 1405D | 2001-02-23 | 500
NA | MEMO/GENERAL SUNDRIES | 2001-01-01 | 0
KAMPLEX | AD25 | 1998-02-09 | 2545
KAMPLEX | AC30 | 1995-09-25 | 2545
CARBOLITE | SAFEAIR HEAT STREAM | 2022-04-29 | 400
WELCH ALLYN | 75CE CONNEX | 2022-01-27 | 1794
WELCH ALLYN | PRO 6000 CONNEX | 2022-01-27 | 179
BELMONT | 902C | 2021-07-23 | 2000
BELMONT | 902C | 2021-07-23 | 2000
BELMONT | CLAIR | 2021-07-22 | 9000
BELMONT | CLAIR | 2021-07-22 | 9000
BELMONT | CLESTA | 2021-07-22 | 4450
BELMONT | CLESTA | 2021-07-22 | 4450
DENTSPLY LTD | X-SMART | 2021-06-17 | 2000
VELOPEX | INTRA-X MK6 | 2020-12-10 | 1700
OPTIMA LTD | BA OPTIMA 10 | 2019-10-10 | 212
OPTIMA LTD | BA OPTIMA 10 | 2019-10-10 | 212
PHYSIO CONTROL | LIFEPAK 1000 | 2018-10-30 | 1584
BIEN-AIR UK | MC3 | 2018-07-13 | 404
W&H UK LTD | WA56LT SYNEA | 2018-03-23 | 400
RA MEDICAL | MINI SCAV | 2017-05-31 | 930
CARBOLITE | SAFEAIR HEAT STREAM | 2017-03-03 | 400
KAVO | 2010 | 2016-02-01 | 700
W&H UK LTD | TOPAIR 795 | 2015-12-10 | 450
W&H UK LTD | TOPAIR 795 | 2014-12-18 | 400
DENTSPLY LTD | CAVITRON SELECT | 2010-11-18 | 650
WELCH ALLYN | 53N00 (VSM 300) | 2007-04-20 | 2250
DE GOTZEN | SOFTLY 8 | 2006-07-14 | 350
DE GOTZEN | SOFTLY 8 | 2006-07-14 | 350
LAERDAL | LSU-2 | 2006-02-24 | 680
GULDMANN | GH2 | 2006-02-24 | 5500
MATRX MEDICA | QUANTIFLEX MDM | 2005-10-04 | 2500
DELDENT LTD | DUSTINN 2000 W/MINIB | 2005-06-21 | 300
R.A. MEDICAL | MEDI-SCAN | 2004-07-09 | 600
DURR DENTAL | US300 TYPE 7122-01 | 2004-03-09 | 500
DURR DENTAL | US300 TYPE 7122-01 | 2004-03-09 | 500
BIEN-AIR UK | MC3 | 2004-03-09 | 700
BIEN-AIR UK | MC3 | 2004-03-09 | 700
BIEN-AIR UK | TECHNOBOX 810 | 2002-10-15 | 800
SATELEC | X-MIND SYSTEM F03169 | 2002-06-27 | 1840
SATELEC | X-MIND SYSTEM F03169 | 2002-06-27 | 1840
DRM DENTAL | POLISHER | 1998-01-06 | 525
GE LIMITED | 4Vc-D | 2022-04-28 | 18000
GE LIMITED | P2D | 2022-04-28 | 3000
GE LIMITED | VIVID E95 | 2022-04-08 | 60000
ULRICH MEDICAL | CT MOTION XD 8000 | 2022-03-29 | 25000
GE LIMITED | M5SC-D | 2022-02-03 | 5000
SIEMENS LTD | SOMATOM GO.TOP | 2022-01-27 | 440700
SIEMENS LTD | MC9-4 | 2021-12-22 | 4500
PARKER | THERMASONIC | 2021-08-09 | 118
PARKER | THERMASONIC | 2021-08-09 | 118
SIEMENS LTD | 18L6-HD | 2021-01-11 | 5000
SIEMENS LTD | MAGNETOM LUMINA | 2020-03-04 | 1020721.6
SIEMENS LTD | 6C1 HD | 2019-10-09 | 5000
HANDICARE | RETURN 7500 | 2019-02-07 | 400
GE LIMITED | M5SC-D | 2018-10-25 | 8000
SIEMENS LTD | 6C1 HD | 2018-09-06 | 5000
SEERS MEDICAL | SM3590 | 2018-02-09 | 1500
SIEMENS LTD | 14L5 SP | 2017-03-10 | 5000
WOLVERSON | 2205/SSNM | 2017-02-23 | 2000
PHYSIO CONTROL | LIFEPAK 20E | 2016-06-13 | 4741.2
GE LIMITED | VIVID E9 | 2015-04-13 | 102054
GE LIMITED | M5SC-D | 2015-04-13 | 8000
GE LIMITED | 4V-D | 2015-04-13 | 12000
GE LIMITED | P2D | 2015-04-13 | 2000
SIEMENS LTD | ACUSON S2000 | 2014-12-18 | 66570
SIEMENS LTD | ACUSON S2000 | 2014-12-17 | 66570
SIEMENS LTD | 9L4 | 2014-12-17 | 5000
SIEMENS LTD | 6C2 | 2014-12-17 | 5000
SIEMENS LTD | 18L6-HD | 2014-12-17 | 5000
SIEMENS LTD | 6C2 | 2014-12-17 | 5000
SIEMENS LTD | 14L5 | 2014-12-17 | 5000
LAERDAL | LSU-2 | 2014-08-06 | 680
MEDI-PLINTH | BE3035 | 2014-02-11 | 889.1
MEDI-PLINTH | BE3015 | 2014-02-11 | 691.9
STRYKER | 1105 | 2013-04-23 | 3500
THERAPY EQUIPMENT | DIAMOND RANGE HIGH | 2013-04-04 | 80
THERAPY EQUIPMENT | DIAMOND RANGE HIGH | 2013-04-04 | 80
NA | MEMO/GENERAL SUNDRIES | 2012-03-02 | 0
PHILIPS LTD | DIGITAL DIAGNOST UM | 2011-01-20 | 227105.82
SIEMENS LTD | YSIO | 2010-07-26 | 186825
ABBOTT LABS | FREESTYLE PRECISION PRO | 2020-02-21 | 1000
OMRON | 705IT | 2016-11-08 | 115
INVACARE LTD | SPECTRA XTR2 | 2016-03-24 | 2907
PHYSIO CONTROL | LIFEPAK 1000 | 2015-11-10 | 1389
CAREFLEX | 0950P0002 | 2015-10-21 | 2500
LAERDAL | LSU-2 | 2015-03-16 | 680
LODE | VALIANT PLUS | 2013-06-05 | 2000
LODE | LODE BV | 2013-06-05 | 10000
ARJO HUNTLEIGH | SARA PLUS | 2012-05-15 | 3000
ARJO HUNTLEIGH | SPL3024 | 2012-05-15 | 100
ROMA MEDICAL AIDS LTD | 4740/FR | 2012-04-01 | 450
PLINTH 2000 | 50 - 2 SECTION | 2012-03-26 | 2100
PLINTH 2000 | 50 - 2 SECTION | 2012-03-26 | 2100
PLINTH 2000 | 50 - 2 SECTION | 2012-03-26 | 2100
PLINTH 2000 | 50 - 2 SECTION | 2012-03-26 | 2100
PLINTH 2000 | 50 - 2 SECTION | 2012-03-26 | 2100
PLINTH 2000 | 503E | 2012-03-26 | 800
SALISBURY DI | ODFS3 | 2010-08-11 | 200
SALISBURY DI | ODFS3 | 2010-03-25 | 200
SALISBURY DI | ODFS3 | 2010-03-25 | 200
SALISBURY DI | ODFS3 | 2010-03-25 | 200
CARDIO COMFO | RECUMBENT | 2009-07-20 | 1000
METCAL | STSS-002E | 2009-04-29 | 355
ITO CO. LTD | IC 1107 | 2009-04-29 | 100
SALISBURY DI | 04CH5 | 2009-04-28 | 50
SALISBURY DI | ODFS3 | 2009-03-20 | 200
SALISBURY DI | ODFS3 | 2009-03-20 | 200
SALISBURY DI | MICROSTIM | 2009-03-20 | 50
SALISBURY DI | ODFS3 | 2009-03-20 | 200
SALISBURY DI | MICROSTIM | 2009-03-20 | 50
WELCH ALLYN | 53N00 (VSM 300) | 2007-12-21 | 1200
SNR | M2154 | 2001-12-19 | 3000
NA | MEMO/GENERAL SUNDRIES | 2001-01-01 | 0
AKRON | PLEASE ENTER MODEL! (794) | 1997-06-05 | 600
REHAB | PLEASE ENTER MODEL! (753) | 1987-02-02 | 775
MEMO-INTERN | TELEDERMATOLOGY | 2021-06-25 | 0
AKRON | 9822/3/3HS | 2002-12-16 | 2200
BRISTOL MAID (HOSP.M.CRAFT) | EC5320 | 2022-06-29 | 1500
BRISTOL MAID (HOSP.M.CRAFT) | EC5320 | 2022-04-21 | 1500
WELCH ALLYN | PRO 6000 CONNEX | 2021-11-17 | 179
MEDI-PLINTH | E3 | 2021-04-23 | 750
MEDI-PLINTH | E3 | 2021-04-23 | 750
LABORIE MEDICAL TECHNOLOGIES | SOLAR BLUE | 2021-04-14 | 23000
ACCUVEIN | AV500 | 2021-02-16 | 4100
WELCH ALLYN | 74CE CONNEX | 2019-08-28 | 1999
WELCH ALLYN | 74CE CONNEX | 2019-08-28 | 1999
FRESENIUS KABI | VOLUMAT MC AGILIA | 2019-04-18 | 300
FRESENIUS KABI | VOLUMAT MC AGILIA | 2018-10-19 | 300
FRESENIUS KABI | VOLUMAT MC AGILIA | 2018-10-19 | 300
FRESENIUS KABI | VOLUMAT MC AGILIA | 2018-10-19 | 300
CAREFUSION | MICROLAB ML3500 MK8 | 2017-08-17 | 1700
SECA | 376 | 2016-08-01 | 400
FRESENIUS KABI | VOLUMAT MC AGILIA | 2016-07-26 | 300
SECA | 877 | 2016-01-28 | 250
WELCH ALLYN | SPOT 420(NBP) | 2016-01-27 | 804
WELCH ALLYN | 97200 BI | 2016-01-27 | 195
WELCH ALLYN | 97200 BI | 2016-01-27 | 195
WELCH ALLYN | 97200 BI | 2016-01-27 | 195
REICHERT-J | IPAC | 2015-11-26 | 1995
LAERDAL | LSU-2 | 2014-06-25 | 680
SKF SERVICES | HFA230 | 2014-06-12 | 2000
MEDI-PLINTH | BA03E | 2014-04-24 | 725
WELCH ALLYN | TYCOS | 2013-04-24 | 50
WELCH ALLYN | SPOT 420(NBP) | 2013-03-18 | 2000
GE LIMITED | MAC3500 | 2012-11-08 | 8120.38
TOPCON | 3DOCT-2000 | 2012-10-18 | 52950
LABORIE MEDICAL TECHNOLOGIES | UROCAP III | 2012-05-23 | 2150
ARJO HUNTLEIGH | MAXI-MOVE | 2012-05-15 | 6059.18
ARJO HUNTLEIGH | 700.24250 | 2012-05-15 | 150
ARJO HUNTLEIGH | NDA0200-20 | 2012-05-15 | 125
ARJO HUNTLEIGH | NDA0200-20 | 2012-05-15 | 125
MARSDEN | M-200 | 2012-05-08 | 500
CHARDER ELECTRONIC CO LTD | MS4200 | 2012-05-08 | 199
MARSDEN | M-100 | 2012-05-08 | 650
SIEMENS LTD | CLINITEK STATUS+ | 2012-05-03 | 1500
ST JUDE MEDICAL | 3650 | 2012-04-11 | 10000
WELCH ALLYN | 53N00 (VSM 300) | 2012-04-09 | 2250
PLINTH 2000 | 503E | 2012-04-01 | 800
PHYSIO CONTROL | LIFEPAK 1000 | 2012-04-01 | 2145
NOVACOR UK | R.TEST 4 EVOLUTION | 2012-03-29 | 825
NOVACOR UK | R.TEST 4 EVOLUTION | 2012-03-29 | 825
NOVACOR UK | R.TEST 4 EVOLUTION | 2012-03-29 | 825
NOVACOR UK | R.TEST 4 EVOLUTION | 2012-03-29 | 825
NOVACOR UK | R.TEST 4 EVOLUTION | 2012-03-29 | 825
NOVACOR UK | R.TEST 4 EVOLUTION | 2012-03-29 | 825
GE LIMITED | DASH 3000 | 2012-03-27 | 5652.39
PLINTH 2000 | 50 - 2 SECTION | 2012-03-26 | 2100
PLINTH 2000 | 503E | 2012-03-26 | 800
PLINTH 2000 | 503E | 2012-03-26 | 800
PLINTH 2000 | 503E | 2012-03-26 | 800
PLINTH 2000 | 503E | 2012-03-26 | 800
PLINTH 2000 | 503E | 2012-03-26 | 800
PLINTH 2000 | 503E | 2012-03-26 | 800
PLINTH 2000 | 503E | 2012-03-26 | 800
PLINTH 2000 | 503E | 2012-03-26 | 800
PLINTH 2000 | 503E | 2012-03-26 | 800
PLINTH 2000 | 503E | 2012-03-26 | 800
PLINTH 2000 | 503E | 2012-03-26 | 800
PLINTH 2000 | 503E | 2012-03-26 | 800
PLINTH 2000 | 503E | 2012-03-26 | 800
PHYSIO CONTROL | LIFEPAK 20E PACED | 2012-03-12 | 6120
NA | MEMO/GENERAL SUNDRIES | 2012-02-14 | 0
EADIECARE | 9L | 2010-08-08 | 150
MANGAR AIDS | AIRFLOW CUSHION | 2007-12-21 | 1000
PHILIPS LTD | M4529A | 2003-01-23 | 799
SECA | 959 | 2000-01-01 | 1000
KEELER | 1205-P-1020 | 2021-04-16 | 2995
SECA | 875 | 2021-03-24 | 149
ZEISS | 840 | 2020-12-10 | 21787.64
2020 MEDICAL SYSTEMS INC. | K2-230C | 2020-12-10 | 3000
2020 MEDICAL SYSTEMS INC. | K2-230C | 2020-12-10 | 3000
TOPCON | DRI OCT TRITON PLUS | 2020-12-10 | 65500
ZEISS | 840 | 2020-12-09 | 21787.64
TAKAGI | UN-21 | 2019-11-27 | 3800
HAAG STREIT | AT900 | 2019-09-26 | 5000
WELCH ALLYN | 12500 | 2017-06-23 | 480
HAAG STREIT | AT900 | 2016-10-28 | 1200
SUSSEX VISION | 392-B37 | 2014-06-25 | 250
HAAG STREIT | PS-LED HSH901 | 2014-06-25 | 2000
HAAG STREIT | BQ900 | 2014-06-25 | 20823
HANSON | T-K9L57E | 2014-06-25 | 2000
KOWA | NONMYD7 | 2014-06-25 | 31370.3
HAAG STREIT | PS-LED HSH901 | 2014-06-25 | 2000
HAAG STREIT | BQ900 | 2014-06-25 | 20823
SKF SERVICES | HFA230 | 2014-06-12 | 2000
MECCANOTTICA MAZZA | P100 | 2014-03-27 | 2016
MECCANOTTICA MAZZA | P100 | 2014-03-27 | 2016
TOPCON | 3DOCT-2000 | 2014-02-04 | 47467.2
TOPCON | ATE-800 | 2014-02-04 | 1292
WELCH ALLYN | 7670-10 | 2012-04-11 | 180
WELCH ALLYN | 7670-10 | 2012-04-11 | 180
WELCH ALLYN | 7670-10 | 2012-04-11 | 180
WELCH ALLYN | 7670-10 | 2012-04-11 | 180
WELCH ALLYN | 7670-10 | 2012-04-11 | 180
WELCH ALLYN | 7670-10 | 2012-04-11 | 180
WELCH ALLYN | 7670-10 | 2012-04-11 | 180
WELCH ALLYN | 7670-10 | 2012-04-11 | 180
WELCH ALLYN | 7670-10 | 2012-04-11 | 180
HAAG STREIT | BM900 | 2012-04-03 | 15313.25
HAAG STREIT | BM900 | 2012-04-03 | 15313.25
HAAG STREIT | PLEASE ENTER MODEL! (269) | 2012-04-03 | 2000
GATEHOUSE | LOGMAR ILLUMINATOR | 2012-04-03 | 400
NA | MEMO/GENERAL SUNDRIES | 2012-02-14 | 0
TAKAGI | UN-21 | 2011-05-16 | 3800
SUSSEX VISIO | SDT.392LSV | 2010-02-10 | 200
HUMPHREY INS | HPT 300 | 2001-05-29 | 2000
WELCH ALLYN | 9600 PLUS CALIBRATION TESTER | 2021-06-18 | 600
PHYSIO CONTROL | LIFEPAK 20 PACED | 2010-06-08 | 7550
MEMO-INTERN | MEMO-MI SUPPORT | 2021-06-25 | 0
ABBOTT LABS | FREESTYLE PRECISION PRO | 2015-06-16 | 1000
W&H UK LTD | IMPLANTMED MICROMOTOR | 2021-06-21 | 650
BIEN-AIR UK | BASCH | 2018-04-13 | 900
BIEN-AIR UK | BASCH | 2018-04-13 | 900
BIEN-AIR UK | BASCH | 2018-04-13 | 900
BIEN-AIR UK | BASCH | 2018-04-13 | 900
BIEN-AIR UK | BASCH | 2018-04-13 | 900
BIEN-AIR UK | BASCH | 2018-04-13 | 900
BIEN-AIR UK | BASCH | 2018-04-13 | 900
BIEN-AIR UK | BASCH | 2018-04-13 | 900
BIEN-AIR UK | BASCH | 2018-04-13 | 900
BIEN-AIR UK | BASCH | 2018-04-13 | 900
W&H UK LTD | S11 | 2018-04-13 | 600
W&H UK LTD | S11 | 2018-04-13 | 600
W&H UK LTD | S11 | 2018-04-13 | 600
W&H UK LTD | S11 | 2018-04-13 | 600
W&H UK LTD | S11 | 2018-04-13 | 600
W&H UK LTD | S11 | 2018-04-13 | 600
W&H UK LTD | S11 | 2018-04-13 | 600
W&H UK LTD | S11 | 2018-04-13 | 600
W&H UK LTD | S11 | 2018-04-13 | 600
W&H UK LTD | S11 | 2018-04-13 | 600
W&H UK LTD | IMPLANTMED MICROMOTOR | 2018-04-05 | 650
W&H UK LTD | IMPLANTMED MICROMOTOR | 2018-04-05 | 650
W&H UK LTD | S11 | 2018-03-22 | 600
W&H UK LTD | IMPLANTMED MICROMOTOR | 2017-11-29 | 650
W&H UK LTD | IMPLANTMED | 2017-11-27 | 3000
W&H UK LTD | IMPLANTMED | 2017-11-27 | 3000
W&H UK LTD | S11 | 2017-08-31 | 600
W&H UK LTD | S11 | 2016-09-27 | 515.4
W&H UK LTD | S11 | 2016-09-27 | 515.4
W&H UK LTD | S11 | 2016-09-27 | 515.4
W&H UK LTD | IMPLANTMED | 2016-06-22 | 650
W&H UK LTD | IMPLANTMED MICROMOTOR | 2016-04-25 | 646
W&H UK LTD | IMPLANTMED MICROMOTOR | 2016-03-10 | 646
W&H UK LTD | IMPLANTMED | 2016-03-10 | 646
W&H UK LTD | IMPLANTMED MICROMOTOR | 2016-03-04 | 650
W&H UK LTD | IMPLANTMED MICROMOTOR | 2016-03-04 | 650
W&H UK LTD | IMPLANTMED | 2015-12-04 | 650
W&H UK LTD | IMPLANTMED MICROMOTOR | 2015-12-04 | 650
W&H UK LTD | S11 | 2015-11-13 | 600
W&H UK LTD | IMPLANTMED MICROMOTOR | 2015-09-29 | 650
W&H UK LTD | MICROMOTOR | 2015-07-02 | 646
W&H UK LTD | IMPLANTMED MICROMOTOR | 2015-04-29 | 646
W&H UK LTD | S11 | 2015-04-29 | 550
ABBOTT LABS | FREESTYLE PRECISION PRO | 2015-06-16 | 1000
TOPCON | ATE-800 | 2014-06-12 | 1292
REICHERT-J | TONO-PEN AVIA | 2014-05-07 | 1995
REICHERT-J | TONO-PEN AVIA | 2014-03-26 | 1995
HAAG STREIT | PLEASE ENTER MODEL! (269) | 2012-04-03 | 2000
HAAG STREIT | AT900 | 2012-04-03 | 1200
OLYMPUS | CV-290 | 2022-06-06 | 0
OLYMPUS | CV-1500 | 2022-06-06 | 50000
OLYMPUS | WM-DP3 | 2022-06-06 | 2500
ROCHE LTD | COAGUCHEK PRO II | 2022-05-17 | 983.25
ROCHE LTD | COAGUCHEK PRO II | 2022-05-17 | 983.25
OCURA HEALTHCARE FURNITURE LIMITED | CA1907 | 2022-04-11 | 1626
OCURA HEALTHCARE FURNITURE LIMITED | CA1907 | 2022-04-11 | 1626
SONY | UP-25MD | 2021-09-13 | 600
BRAUN | PRO 6000 | 2021-08-31 | 149
BRAUN | PRO 6000 | 2021-08-31 | 149
BRAUN | PRO 6000 | 2021-08-31 | 149
BRAUN | PRO 6000 | 2021-08-31 | 149
BRAUN | PRO 6000 | 2021-08-31 | 149
BRAUN | PRO 6000 | 2021-07-15 | 149
COVIDIEN UK | SCD 700 | 2021-07-06 | 0
COVIDIEN UK | SCD 700 | 2021-07-06 | 0
DRAEGER | VAPOR 3000 SEVO | 2021-06-15 | 2588.15
DRAEGER | VAPOR 3000 SEVO | 2021-06-15 | 2588.15
THERAPY EQUIPMENT | DIAMOND RANGE HIGH | 2021-05-13 | 171.75
THERAPY EQUIPMENT | DIAMOND RANGE HIGH | 2021-05-13 | 171.75
DRAEGER | PERSEUS A500 | 2021-05-06 | 26000
DRAEGER | PERSEUS A500 | 2021-05-06 | 26000
OLYMPUS | OFP-2 | 2021-05-05 | 1980
DRAEGER | D-VAPOR 3000 | 2021-05-04 | 3000
DRAEGER | D-VAPOR 3000 | 2021-05-04 | 3000
OLYMPUS | CV-1500 | 2021-04-28 | 50000
OLYMPUS | UCR | 2021-04-28 | 10237
OLYMPUS | UPD-3 | 2021-04-28 | 36834
OLYMPUS | MAJ-1868 | 2021-04-28 | 2751
OLYMPUS | WM-NP3 | 2021-04-28 | 1989
OLYMPUS | OEV321UH | 2021-04-28 | 6519
OLYMPUS | OEV321UH | 2021-04-27 | 6519
OLYMPUS | WM-DP3 | 2021-04-27 | 3912
OLYMPUS | CV-290 | 2021-04-27 | 0
ERBE ELECT. | APC 2 | 2021-03-15 | 10391.07
VERATHON MEDICAL INC | PRIME PLUS | 2020-05-07 | 6247
VERATHON MEDICAL INC | 0570-0395 | 2020-05-07 | 1000
VERATHON MEDICAL INC | 0400-0130 | 2020-05-07 | 250
MEDLINE | DYND70802UK | 2020-02-19 | 100
MEDLINE | DYND70802UK | 2020-02-18 | 100
OLYMPUS | UPD-3 | 2019-11-27 | 45356.85
ERBE ELECT. | VIO 200D | 2019-10-01 | 11000
ROCHE LTD | COAGUCHEK PRO II | 2019-08-28 | 2000
MEDIVATORS | EGP-100E | 2019-06-12 | 900
GE LIMITED | E-ENTROPY-00 | 2018-09-05 | 3000
SAFETY MEDIC | MOB8T | 2018-07-13 | 504
SAFETY MEDIC | MOB8T | 2018-07-13 | 504
CME MEDICAL | BODYGUARD 575 COLOURVISION | 2018-04-27 | 1000
CME MEDICAL | BODYGUARD 575 CHARGER | 2018-04-27 | 550
OLYMPUS | UCR | 2018-04-18 | 1700
BRISTOL MAID (HOSP.M.CRAFT) | EC1210 | 2018-03-16 | 714
GE LIMITED | LOGIQ E | 2018-02-23 | 20015.84
OLYMPUS | GIF-HQ290 | 2018-02-15 | 40457.98
OLYMPUS | GIF-HQ290 | 2018-02-15 | 40457.98
OLYMPUS | CF-HW290L | 2018-02-15 | 45345.6
OLYMPUS | CF-HW290L | 2018-02-15 | 45345.6
OLYMPUS | CF-HW290L | 2018-02-15 | 45345.6
OLYMPUS | CF-HW290L | 2018-02-15 | 45345.6
OLYMPUS | CF-HW290L | 2018-02-15 | 45345.6
CELSIUS MEDICAL | CALIMA | 2017-12-20 | 1700
CELSIUS MEDICAL | CALIMA | 2017-12-20 | 1700
CELSIUS MEDICAL | CALIMA | 2017-12-19 | 1700
CELSIUS MEDICAL | CALIMA | 2017-12-19 | 1700
CELSIUS MEDICAL | CALIMA | 2017-09-12 | 1700
CELSIUS MEDICAL | CALIMA | 2017-09-12 | 1700
PHYSIO CONTROL | LIFEPAK 20E | 2017-07-20 | 4741.2
BYRNE MEDICAL | EGP-100 | 2017-05-04 | 979
THERAPY EQUIPMENT | 4760 | 2017-04-12 | 500
NA | MEMO/GENERAL SUNDRIES | 2017-04-11 | 0
THERAPY EQUIPMENT | 6114P | 2017-02-21 | 80
ARTHREX INC | AR-300/600 | 2017-02-01 | 969
ARTHREX INC | AR-300/600 | 2017-02-01 | 969
MEDIVATORS | EGP-100E | 2017-01-13 | 900
ERBE ELECT. | VIO 200S | 2016-12-07 | 20000
THD | REVOLUTION | 2016-11-08 | 0
FRESENIUS KABI | VOLUMAT MC AGILIA | 2016-09-22 | 300
FRESENIUS KABI | INJECTOMAT MC AGILIA | 2016-09-22 | 300
FRESENIUS KABI | INJECTOMAT MC AGILIA | 2016-09-22 | 300
KARL STORZ | VC-2010MC | 2016-09-12 | 3000
MEDLINE | DYND70800UK | 2016-06-09 | 0
THD | 700017 | 2016-06-03 | 3500
SIEMENS LTD | ARCADIS VARIC | 2016-06-01 | 71400
CONMED | SYSTEM 5000 | 2016-05-18 | 7554
MEC CO. LTD | GASS4 - AIR BULLNOSE | 2016-04-25 | 100
AMBU LTD | AMBU ASCOPE 3 SYSTEM | 2016-03-10 | 1699
OLYMPUS | CYF-5 | 2015-12-09 | 17364.1
OLYMPUS | CYF-5 | 2015-12-09 | 17364.1
OLYMPUS | CYF-5 | 2015-12-09 | 17364.1
OLYMPUS | CYF-5 | 2015-12-09 | 15000
OLYMPUS | CYF-5 | 2015-12-09 | 12027.44
OLYMPUS | CYF-5 | 2015-12-09 | 12027.44
OLYMPUS | CYF-5 | 2015-12-09 | 15000
OLYMPUS | CYF-5 | 2015-12-09 | 15000
OLYMPUS | PCF-Q260JL | 2015-12-09 | 29000
3M HEALTH C | 775 BAIR HUGGER | 2015-10-27 | 1000
OLYMPUS | OEV262H | 2015-09-28 | 6582
OLYMPUS | WMNP2 | 2015-09-28 | 2345
OLYMPUS | OEV262H | 2015-09-28 | 6582
OLYMPUS | UCR | 2015-09-28 | 9500
OLYMPUS | WMNP2 | 2015-09-28 | 2345
OLYMPUS | CV-290 | 2015-09-28 | 24725
OLYMPUS | CLV-290SL | 2015-09-28 | 16075
OLYMPUS | UPD-3 | 2015-09-28 | 32970
SONY | UP-25MD | 2015-09-28 | 1800
MEDLINE | DYND7080*UK | 2015-07-27 | 200
INVACARE LTD | 1420234 BEN 9+ | 2015-07-23 | 100
ABBOTT LABS | FREESTYLE PRECISION PRO | 2015-06-16 | 1000
SAFETY MEDIC | SSEX4 | 2015-05-07 | 139
MEDIVATORS | ECA-100G | 2015-03-03 | 1752
KARL STORZ | C-MAC | 2015-02-17 | 10200
FUJIFILM SONOSITE | NANOMAXX P11111-60 | 2014-12-04 | 16800
TRANSTEC COM | M0800WING-A | 2014-02-04 | 600
ERBE ELECT. | VIO 200S | 2013-08-01 | 11177
DELFI MEDICAL | PTS II | 2013-06-18 | 2000
HEMOCUE | HB201+ | 2013-06-12 | 100
SONY | UP-25MD | 2013-06-07 | 1600
OLYMPUS | UCR | 2013-06-07 | 14774.12
THERAPY EQUIPMENT | DIAMOND RANGE HIGH | 2013-04-23 | 321.8
THERAPY EQUIPMENT | DIAMOND RANGE HIGH | 2013-04-23 | 321.8
THERAPY EQUIPMENT | DIAMOND RANGE HIGH | 2013-04-23 | 321.8
THERAPY EQUIPMENT | DIAMOND RANGE HIGH | 2013-04-23 | 321.8
WELCH ALLYN | 73211 | 2013-04-10 | 161
OLYMPUS | WM-DP1 | 2013-03-28 | 2000
OLYMPUS | CV-260SL | 2013-03-28 | 2000
OLYMPUS | CLV-260SL | 2013-03-28 | 2000
OLYMPUS | UPD-3 | 2013-03-28 | 40000
OLYMPUS | OEV261H | 2013-03-28 | 6000
KARL STORZ | 22201020 | 2013-03-25 | 27000
KARL STORZ | STACK SYSTEM TROLLEY | 2013-03-20 | 2000
KARL STORZ | 20046120 | 2013-03-20 | 11200
KARL STORZ | 20133120 | 2013-03-20 | 6885
SONY | UP-DR80MD | 2013-03-20 | 2000
GE LIMITED | B650 TOUCH | 2013-03-01 | 7000
KEYMED | WM-NP1 | 2013-03-01 | 1800
ANETIC AID | QA4 | 2013-02-07 | 9000
SMITH & NEPHEW | DYONICS POWER 11 | 2013-01-08 | 8200
INVACARE LTD | 1420234 BEN 9+ | 2013-01-07 | 130
INVACARE LTD | 1420234 BEN 9+ | 2013-01-07 | 130
ZEISS | ZEISS 150C | 2012-10-05 | 30688.8
MEMO-INTERN | EXT BLOCK 4-WAY WP | 2012-07-10 | 216
PRO ELEC | HT-8093 | 2012-07-06 | 25
SECA | 877 | 2012-05-30 | 250
GE LIMITED | B650 TOUCH | 2012-05-21 | 7000
GE LIMITED | B40 | 2012-05-21 | 6794.47
GE LIMITED | B40 | 2012-05-21 | 6794.47
GE LIMITED | B40 | 2012-05-21 | 6794.47
GE LIMITED | B40 | 2012-05-21 | 6794.47
GE LIMITED | B40 | 2012-05-21 | 6000
ARJO HUNTLEIGH | MAXI-MOVE | 2012-05-15 | 6059.18
ARJO HUNTLEIGH | 700.24250 | 2012-05-15 | 150
ARJO HUNTLEIGH | NDA0200-20 | 2012-05-15 | 125
ARJO HUNTLEIGH | NDA0200-20 | 2012-05-15 | 125
KANMED | GE-2380L | 2012-05-08 | 6545.45
GE LIMITED | MAC3500 | 2012-04-24 | 8120.38
TERAOKA | DS-673SS-3KG | 2012-04-23 | 265
TERAOKA | DS-673SS-3KG | 2012-04-23 | 265
LAB-MED LTD | OPMASTER 508 | 2012-04-13 | 7518.68
LAB-MED LTD | OPMASTER 508 | 2012-04-13 | 7518.69
MOLLER-WEDEL | CU3-21 | 2012-04-10 | 50000
CONMED | AER DEFENSE | 2012-04-03 | 1800
CONMED | AER DEFENSE | 2012-04-03 | 1800
LEVEL 1 TECH | HL90 | 2012-04-03 | 3500
CONMED | SYSTEM 2450 | 2012-04-02 | 7373.2
CONMED | SYSTEM 5000 | 2012-04-02 | 7373.2
CONMED | SABRE GENESIS | 2012-04-02 | 7373.2
GE LIMITED | B20 | 2012-04-02 | 6794.47
GE LIMITED | B20 | 2012-04-02 | 6794.47
GE LIMITED | B20 | 2012-04-02 | 6794.47
GE LIMITED | B20 | 2012-04-02 | 6794.47
GE LIMITED | B20 | 2012-04-02 | 6794.47
GE LIMITED | B20 | 2012-04-02 | 6794.47
GE LIMITED | B20 | 2012-04-02 | 6794.47
GE LIMITED | B20 | 2012-04-02 | 6794.37
GE LIMITED | B20 | 2012-04-02 | 6794.47
GE LIMITED | B20 | 2012-04-02 | 6794.47
GE LIMITED | B20 | 2012-04-02 | 6794.47
GE LIMITED | B20 | 2012-04-02 | 6794.47
GE LIMITED | B20 | 2012-04-02 | 6794.47
GE LIMITED | B20 | 2012-04-02 | 6794.47
GE LIMITED | B20 | 2012-04-02 | 6794.47
GE LIMITED | B20 | 2012-04-02 | 6794.47
GE LIMITED | E-MINIC-00 | 2012-04-01 | 1000
GE LIMITED | E-MINIC-00 | 2012-04-01 | 1000
GE LIMITED | E-MINIC-00 | 2012-04-01 | 1000
GE LIMITED | E-MINIC-00 | 2012-04-01 | 1000
GE LIMITED | E-MINIC-00 | 2012-04-01 | 1000
GE LIMITED | E-CAIO | 2012-03-30 | 7356
GE LIMITED | E-PSMP-00 | 2012-03-30 | 2000
GE LIMITED | E-PSMP-00 | 2012-03-30 | 2000
DATEX-OHMEDA | OHIO | 2012-03-30 | 200
GE LIMITED | E-CAIO | 2012-03-30 | 7356
GE LIMITED | E-CAIO | 2012-03-30 | 7356
THERAPY EQUIPMENT | 4760 | 2012-03-27 | 545
THERAPY EQUIPMENT | 4760 | 2012-03-27 | 545
ANETIC AID | APT.MK3 | 2012-03-26 | 1250
VISION MEDIC | MEDI-MATIC-115715 | 2012-03-26 | 8874
ANETIC AID | QA4 | 2012-03-21 | 3500
CAREFUSION | ALARIS PK | 2012-03-21 | 3000
CAREFUSION | ALARIS PK | 2012-03-21 | 3000
ANETIC AID | QA4 | 2012-03-21 | 3500
ANETIC AID | QA4 | 2012-03-21 | 3500
ANETIC AID | QA4 | 2012-03-21 | 3500
ANETIC AID | QA4 | 2012-03-21 | 3500
ANETIC AID | QA4 | 2012-03-21 | 3500
ANETIC AID | QA4 | 2012-03-21 | 3500
ANETIC AID | QA4 | 2012-03-21 | 3500
ANETIC AID | QA4 | 2012-03-21 | 3500
ANETIC AID | QA4 | 2012-03-21 | 3500
ANETIC AID | QA4 | 2012-03-21 | 3500
ANETIC AID | QA4 | 2012-03-21 | 3500
ANETIC AID | QA4 | 2012-03-21 | 3500
ANETIC AID | QA4 | 2012-03-21 | 3500
ANETIC AID | QA4 | 2012-03-21 | 3500
ANETIC AID | QA4 | 2012-03-21 | 3500
ANETIC AID | QA4 | 2012-03-21 | 3500
PENLON | NUFFIELD 200 | 2012-03-21 | 2500
PENLON | IDP | 2012-03-20 | 800
THERAPY EQUIPMENT | DIAMOND RANGE HIGH | 2012-03-19 | 80
THERAPY EQUIPMENT | DIAMOND RANGE HIGH | 2012-03-19 | 80
THERAPY EQUIPMENT | DIAMOND RANGE HIGH | 2012-03-19 | 80
THERAPY EQUIPMENT | DIAMOND RANGE HIGH | 2012-03-19 | 80
THERAPY EQUIPMENT | DIAMOND RANGE HIGH | 2012-03-19 | 80
THERAPY EQUIPMENT | DIAMOND RANGE HIGH | 2012-03-19 | 80
THERAPY EQUIPMENT | DIAMOND RANGE HIGH | 2012-03-19 | 80
THERAPY EQUIPMENT | DIAMOND RANGE HIGH | 2012-03-19 | 80
THERAPY EQUIPMENT | DIAMOND RANGE HIGH | 2012-03-19 | 80
THERAPY EQUIPMENT | DIAMOND RANGE HIGH | 2012-03-19 | 80
THERAPY EQUIPMENT | DIAMOND RANGE HIGH | 2012-03-19 | 80
DRAEGER | OXYLOG 3000 PLUS | 2012-03-13 | 11905
DRAEGER | OXYLOG AC/DC | 2012-03-13 | 241
PHYSIO CONTROL | LIFEPAK 20E PACED | 2012-03-12 | 6120
LAERDAL | LSU-2 | 2012-03-12 | 680
LAERDAL | LSU-2 | 2012-03-12 | 680
DATEX-OHMEDA | AESTIVA INDUCTION | 2012-03-12 | 15093.02
DATEX-OHMEDA | TEC7 ISO | 2012-03-08 | 3000
NA | MEMO/GENERAL SUNDRIES | 2012-02-14 | 0
STRYKER | 5400-050-000 | 2012-01-18 | 11500
AR-EL TIBBI | 2087-4 | 2011-01-21 | 7050
ARTHROCARE C | QUANTUM/19062 | 2010-03-24 | 6000
ORGANON LTD | TOF WATCH | 2009-07-24 | 600
ANETIC AID | QA4 | 2009-06-02 | 4000
ANETIC AID | QA4 | 2009-06-02 | 4000
MEMO-INTERN | EXT BLOCK 4-WAY WP | 2008-03-20 | 150
BIEN-AIR UK | OSSEODOC | 2007-05-29 | 2582
BIEN-AIR UK | OSSEODOC | 2007-05-29 | 2582
JOVIDENT INT | CU-80 | 2007-04-27 | 200
OLYMPUS | WM-D60 | 2005-07-11 | 47406.72
MEDICART LTD | ATLANTECH | 2004-09-22 | 200
ATLANTECH | REVOLUTION SHAVER | 2004-09-16 | 6000
ERBE ELECT. | ICC200 | 2004-06-28 | 5528.08
OLYMPUS | CLK-4 | 2002-12-13 | 500
OLYMPUS | CLK-4 | 1995-06-12 | 500
PORTSMOUTH S | QA2 | 1993-09-30 | 1876.8
PORTSMOUTH S | QA2 | 1993-09-30 | 1876.8
SECA | 875 | 2021-09-17 | 149
NA | MEMO/GENERAL SUNDRIES | 2021-08-24 | 0
BRAUN | PRO 6000 | 2021-06-17 | 149
BRAUN | PRO 6000 | 2021-06-10 | 149
BRAUN | PRO 6000 | 2021-06-10 | 149
OMRON | 705IT | 2016-11-08 | 115
SALTER | 1015 WHDR | 2013-09-17 | 100
BRAUN | PRO 4000 | 2012-04-25 | 30
WELCH ALLYN | DURASHOCK | 2012-04-25 | 30
MARSDEN | MS-4203 | 2011-12-28 | 180
MINOLTA | PULSOX2 | 2008-01-01 | 220
WELCH ALLYN | DURASHOCK | 2008-01-01 | 30
MEMO-INTERN | MEMO-MI SUPPORT | 2021-06-25 | 0
CATTANI ESAM | C.TAND.3C+PR.+CONTAORE | 2012-09-21 | 3000
CATTANI ESAM | C.TAND.3C+PR.+CONTAORE | 2012-09-21 | 3000
CATTANI ESAM | C.TAND.3C+PR.+CONTAORE | 2012-09-21 | 3000
CATTANI ESAM | TURBO SMART + 1NV + 1P | 2012-09-21 | 2000
CATTANI ESAM | TURBO SMART + 1NV + 1P | 2012-09-21 | 2000
CATTANI ESAM | TURBO SMART + 1NV + 1P | 2012-09-21 | 2000
CATTANI ESAM | TURBO SMART + 1NV + 1P | 2012-09-21 | 2000
CATTANI ESAM | TURBO SMART + 1NV + 1P | 2012-09-21 | 2000
CATTANI ESAM | TURBO SMART + 1NV + 1P | 2012-09-21 | 2000
MARSDEN | M-420 | 2021-12-17 | 250
DURR DENTAL | VARIOSUC | 2021-06-21 | 3700
DURR DENTAL | VARIOSUC | 2021-06-21 | 3700
DURR DENTAL | VARIOSUC | 2021-06-04 | 3700
DURR DENTAL | VARIOSUC | 2021-06-04 | 3700
THERAPY EQUIPMENT | 4260 | 2020-10-08 | 612.75
THERAPY EQUIPMENT | 4260 | 2020-10-08 | 612.75
NSK | EX-6BM | 2019-02-21 | 210
W&H UK LTD | EA-52 LED | 2019-02-15 | 602
VELOPEX | INTRA-X MKV | 2019-02-13 | 1700
NSK | FX25M | 2018-09-11 | 234
NSK | NAC-EC | 2018-09-11 | 138
W&H UK LTD | EB-79 | 2018-04-17 | 279.5
W&H UK LTD | EB-79 | 2018-04-17 | 279.5
W&H UK LTD | EB-79 | 2018-04-17 | 279.5
W&H UK LTD | EB-79 | 2018-04-17 | 279.5
NSK | EX-6BM | 2017-11-13 | 210
DENTSPLY LTD | THERMAPREP 2 | 2017-10-11 | 600
W&H UK LTD | SYNEA FUSION TG-98LM | 2016-11-17 | 431
W&H UK LTD | SYNEA FUSION TG-98LM | 2016-11-17 | 431
W&H UK LTD | SYNEA FUSION TG-98LM | 2016-11-17 | 431
W&H UK LTD | SYNEA FUSION TG-98LM | 2016-11-17 | 431
W&H UK LTD | SYNEA FUSION TG-98LM | 2016-11-17 | 431
W&H UK LTD | SYNEA FUSION TG-98LM | 2016-11-17 | 431
W&H UK LTD | SYNEA FUSION TG-98LM | 2016-11-17 | 431
W&H UK LTD | SYNEA FUSION TG-98LM | 2016-11-17 | 431
W&H UK LTD | SYNEA FUSION TG-98LM | 2016-11-17 | 431
W&H UK LTD | SYNEA FUSION TG-98LM | 2016-11-17 | 431
NA | MEMO/GENERAL SUNDRIES | 2016-08-31 | 0
W&H UK LTD | WE-56 | 2016-03-31 | 130
W&H UK LTD | WE-56 | 2016-03-31 | 130
W&H UK LTD | WE-56 | 2016-03-31 | 130
W&H UK LTD | WE-56 | 2016-03-31 | 130
W&H UK LTD | WE-56 | 2016-03-31 | 130
W&H UK LTD | WE-56 | 2016-03-31 | 130
W&H UK LTD | WE-56 | 2016-03-31 | 130
W&H UK LTD | WE-56 | 2016-03-31 | 130
W&H UK LTD | WE-56 | 2016-03-31 | 130
W&H UK LTD | WE-56 | 2016-03-31 | 130
NSK | EX-6BM | 2016-03-30 | 210
NSK | EX-6BM | 2016-03-30 | 210
NSK | EX-6BM | 2016-03-30 | 210
NSK | EX-6BM | 2016-03-30 | 210
NSK | EX-6BM | 2016-03-30 | 210
NSK | EX-6BM | 2016-03-30 | 210
NSK | EX-6BM | 2016-03-30 | 210
NSK | EX-6BM | 2016-03-30 | 210
NSK | EX-6BM | 2016-03-30 | 210
NSK | EX-6BM | 2016-03-30 | 210
NSK | EX-6BM | 2016-03-30 | 210
NSK | EX-6BM | 2016-03-30 | 210
NSK | EX-6BM | 2016-03-30 | 210
NSK | EX-6BM | 2016-03-30 | 210
NSK | EX-6BM | 2016-03-30 | 210
NSK | EX-6BM | 2016-03-30 | 210
NSK | EX-6BM | 2016-03-30 | 210
NSK | EX-6BM | 2016-03-30 | 210
W&H UK LTD | EA-52 LED | 2015-09-18 | 531
DENTSPLY LTD | WAVE.ONE | 2015-08-27 | 2000
DENTSPLY LTD | WAVE.ONE | 2015-08-27 | 2000
NSK | T1-MAX OPTIC X600KL | 2015-06-22 | 470
ABBOTT LABS | FREESTYLE PRECISION PRO | 2015-06-16 | 1000
NSK | T1-MAX OPTIC X600KL | 2014-11-06 | 470
DENTSPLY LTD | RAY-PEX 5 | 2014-08-15 | 500
DENTSPLY LTD | RAY-PEX 5 | 2014-08-15 | 500
NSK | T1-MAX OPTIC X600KL | 2014-07-03 | 469.9
NSK | NAC-EC | 2014-06-26 | 231
NSK | T1-MAX OPTIC X600KL | 2014-06-24 | 469
NSK | T1-MAX OPTIC X600KL | 2014-06-05 | 470
WELCH ALLYN | 53N00 (VSM 300) | 2014-05-07 | 2600
WELCH ALLYN | 53N00 (VSM 300) | 2014-05-07 | 2600
WELCH ALLYN | 53N00 (VSM 300) | 2014-05-07 | 2600
NSK | T1-MAX OPTIC X600KL | 2013-07-26 | 470
NSK | T1-MAX OPTIC X600KL | 2013-07-02 | 469.9
MCKESSON | MC1RA | 2013-03-21 | 2500
MCKESSON | MC1RA | 2013-03-21 | 2500
MCKESSON | MC1RA | 2013-03-21 | 2500
MCKESSON | MC1RA | 2013-03-21 | 2500
SATELEC | PS NEWTRON | 2012-06-26 | 700
PARKELL | 600SE | 2012-06-26 | 500
PHYSIO CONTROL | LIFEPAK 1000 | 2012-04-01 | 2145
MANFREDI | DEWAX5X445A4 | 2012-03-29 | 500
MANFREDI | DEWAX5X445A4 | 2012-03-29 | 500
CARBOLITE | SAFEAIR HEAT STREAM | 2012-03-27 | 400
CARBOLITE | SAFEAIR HEAT STREAM | 2012-03-27 | 400
CARBOLITE | SAFEAIR HEAT STREAM | 2012-03-27 | 400
CARBOLITE | SAFEAIR HEAT STREAM | 2012-03-27 | 400
CARBOLITE | SAFEAIR HEAT STREAM | 2012-03-27 | 400
CARBOLITE | SAFEAIR HEAT STREAM | 2012-03-27 | 400
CARBOLITE | SAFEAIR HEAT STREAM | 2012-03-27 | 400
CARBOLITE | SAFEAIR HEAT STREAM | 2012-03-27 | 400
CARBOLITE | SAFEAIR HEAT STREAM | 2012-03-27 | 400
CARBOLITE | SAFEAIR HEAT STREAM | 2012-03-27 | 400
ADEC DENTAL | 500 SERIES | 2012-03-22 | 30600.25
ADEC DENTAL | 500 SERIES | 2012-03-22 | 30600.22
ADEC DENTAL | 500 SERIES | 2012-03-22 | 30600.22
ADEC DENTAL | 500 SERIES | 2012-03-22 | 30600.22
ADEC DENTAL | 500 SERIES | 2012-03-22 | 30600.22
ADEC DENTAL | 500 SERIES | 2012-03-22 | 30600.22
ADEC DENTAL | 500 SERIES | 2012-03-22 | 30600.22
ADEC DENTAL | 500 SERIES | 2012-03-22 | 30600.22
ADEC DENTAL | 500 SERIES | 2012-03-22 | 30600.22
ADEC DENTAL | 500 SERIES | 2012-03-22 | 30600.22
ADEC DENTAL | 500 SERIES | 2012-03-22 | 30600.22
ADEC DENTAL | 500 SERIES | 2012-03-22 | 30600.22
ADEC DENTAL | 500 SERIES | 2012-03-22 | 30600.22
ADEC DENTAL | 500 SERIES | 2012-03-22 | 30600.22
ADEC DENTAL | 500 SERIES | 2012-03-22 | 30600.22
ADEC DENTAL | 500 SERIES | 2012-03-22 | 30600.22
ADEC DENTAL | 500 SERIES | 2012-03-22 | 30600.22
ADEC DENTAL | 500 SERIES | 2012-03-22 | 30600.22
ADEC DENTAL | 500 SERIES | 2012-03-22 | 30600.22
ADEC DENTAL | 500 SERIES | 2012-03-22 | 30600.22
W&H UK LTD | EA-52 LED | 2012-03-22 | 700
W&H UK LTD | EA-52 LED | 2012-03-22 | 700
W&H UK LTD | EA-52 LED | 2012-03-22 | 700
W&H UK LTD | EA-52 LED | 2012-03-22 | 700
W&H UK LTD | EA-52 LED | 2012-03-22 | 700
W&H UK LTD | EA-52 LED | 2012-03-22 | 700
W&H UK LTD | EA-52 LED | 2012-03-22 | 700
W&H UK LTD | EA-52 LED | 2012-03-22 | 700
W&H UK LTD | EA-52 LED | 2012-03-22 | 700
W&H UK LTD | EA-52 LED | 2012-03-22 | 700
W&H UK LTD | EA-52 LED | 2012-03-22 | 700
W&H UK LTD | EA-52 LED | 2012-03-22 | 700
W&H UK LTD | EA-52 LED | 2012-03-22 | 700
W&H UK LTD | EA-52 LED | 2012-03-22 | 700
W&H UK LTD | EA-52 LED | 2012-03-22 | 700
W&H UK LTD | EA-52 LED | 2012-03-22 | 700
W&H UK LTD | EA-52 LED | 2012-03-22 | 700
W&H UK LTD | EA-52 LED | 2012-03-22 | 700
SATELEC | X-MIND SYSTEM F03169 | 2012-03-20 | 1840
SATELEC | X-MIND SYSTEM F03169 | 2012-03-20 | 1840
SATELEC | X-MIND SYSTEM F03169 | 2012-03-20 | 1840
SATELEC | X-MIND SYSTEM F03169 | 2012-03-20 | 1840
SATELEC | X-MIND SYSTEM F03169 | 2012-03-20 | 1840
NSK | T1-MAX OPTIC X600KL | 2012-02-29 | 469.9
NSK | T1-MAX OPTIC X600KL | 2012-02-29 | 469.9
NSK | T1-MAX OPTIC X600KL | 2012-02-29 | 469.9
NSK | T1-MAX OPTIC X600KL | 2012-02-29 | 469.9
NSK | T1-MAX OPTIC X600KL | 2012-02-29 | 469.9
NSK | T1-MAX OPTIC X600KL | 2012-02-29 | 469.9
NSK | T1-MAX OPTIC X600KL | 2012-02-29 | 469.9
NSK | T1-MAX OPTIC X600KL | 2012-02-29 | 469.9
NSK | T1-MAX OPTIC X600KL | 2012-02-29 | 469.9
NSK | T1-MAX OPTIC X600KL | 2012-02-29 | 469.9
NSK | T1-MAX OPTIC X600KL | 2012-02-29 | 469.9
NSK | T1-MAX OPTIC X600KL | 2012-02-29 | 469.9
NSK | T1-MAX OPTIC X600KL | 2012-02-29 | 469.9
NSK | T1-MAX OPTIC X600KL | 2012-02-29 | 469.9
NSK | T1-MAX OPTIC X600KL | 2012-02-29 | 469.9
NSK | T1-MAX OPTIC X600KL | 2012-02-29 | 469.9
NSK | T1-MAX OPTIC X600KL | 2012-02-29 | 469.9
NSK | T1-MAX OPTIC X600KL | 2012-02-29 | 469.9
NSK | T1-MAX OPTIC X600KL | 2012-02-29 | 469.9
NSK | T1-MAX OPTIC X600KL | 2012-02-29 | 469.9
NSK | T1-MAX OPTIC X600KL | 2012-02-29 | 469.9
NSK | T1-MAX OPTIC X600KL | 2012-02-29 | 469.9
NSK | T1-MAX OPTIC X600KL | 2012-02-29 | 469.9
NSK | T1-MAX OPTIC X600KL | 2012-02-29 | 469.9
NSK | T1-MAX OPTIC X600KL | 2012-02-29 | 469.9
NSK | T1-MAX OPTIC X600KL | 2012-02-29 | 469.9
NSK | T1-MAX OPTIC X600KL | 2012-02-29 | 469.9
NSK | T1-MAX OPTIC X600KL | 2012-02-29 | 469.9
NSK | T1-MAX OPTIC X600KL | 2012-02-29 | 469.9
NSK | T1-MAX OPTIC X600KL | 2012-02-29 | 469.9
NSK | T1-MAX OPTIC X600KL | 2012-02-29 | 469.9
NSK | T1-MAX OPTIC X600KL | 2012-02-29 | 469.9
NSK | T1-MAX OPTIC X600KL | 2012-02-29 | 469.9
NSK | T1-MAX OPTIC X600KL | 2012-02-29 | 469.9
NSK | T1-MAX OPTIC X600KL | 2012-02-29 | 469.9
NSK | T1-MAX OPTIC X600KL | 2012-02-29 | 469.9
NSK | T1-MAX OPTIC X600KL | 2012-02-29 | 469.9
NSK | T1-MAX OPTIC X600KL | 2012-02-29 | 469.9
NSK | T1-MAX OPTIC X600KL | 2012-02-29 | 469.9
NSK | T1-MAX OPTIC X600KL | 2012-02-29 | 469.9
NSK | T1-MAX OPTIC X600KL | 2012-02-29 | 469.9
NSK | T1-MAX OPTIC X600KL | 2012-02-29 | 469.9
NSK | T1-MAX OPTIC X600KL | 2012-02-29 | 469.9
NSK | T1-MAX OPTIC X600KL | 2012-02-29 | 469.9
NSK | T1-MAX OPTIC X600KL | 2012-02-29 | 469.9
NSK | T1-MAX OPTIC X600KL | 2012-02-29 | 469.9
NSK | SURGIC PRO | 2012-02-24 | 1225
NSK | SURGIC PRO | 2012-02-24 | 1225
NSK | TI-MAX X25L | 2012-02-23 | 460.5
NSK | TI-MAX X25L | 2012-02-23 | 460.5
NSK | TI-MAX X25L | 2012-02-23 | 460.5
NSK | TI-MAX X25L | 2012-02-23 | 460.5
NSK | TI-MAX X25L | 2012-02-23 | 460.5
NSK | TI-MAX X25L | 2012-02-23 | 460.5
NSK | TI-MAX X25L | 2012-02-23 | 460.5
NSK | TI-MAX X25L | 2012-02-23 | 460.5
NSK | TI-MAX X25L | 2012-02-23 | 460.5
NSK | TI-MAX X25L | 2012-02-23 | 460.5
NSK | TI-MAX X25L | 2012-02-23 | 460.5
NSK | TI-MAX X25L | 2012-02-23 | 460.5
NSK | TI-MAX X25L | 2012-02-23 | 460.5
NSK | TI-MAX X25L | 2012-02-23 | 460.5
NSK | TI-MAX X25L | 2012-02-23 | 460.5
NSK | TI-MAX X25L | 2012-02-23 | 460.5
NSK | TI-MAX X25L | 2012-02-23 | 460.5
NSK | TI-MAX X25L | 2012-02-23 | 460.5
NSK | TI-MAX X25L | 2012-02-23 | 460.5
NSK | TI-MAX X25L | 2012-02-23 | 460.5
NSK | TI-MAX X25L | 2012-02-23 | 460.5
NSK | TI-MAX X25L | 2012-02-23 | 460.5
NSK | TI-MAX X25L | 2012-02-23 | 460.5
NSK | TI-MAX X25L | 2012-02-23 | 460.5
NSK | TI-MAX X25L | 2012-02-23 | 460.5
NSK | TI-MAX X25L | 2012-02-23 | 460.5
NSK | TI-MAX X25L | 2012-02-23 | 460.5
NSK | TI-MAX X25L | 2012-02-23 | 460.5
NSK | TI-MAX X25L | 2012-02-23 | 460.5
NSK | TI-MAX X25L | 2012-02-23 | 460.5
NSK | TI-MAX X25L | 2012-02-23 | 460.5
NSK | TI-MAX X25L | 2012-02-23 | 460.5
NSK | TI-MAX X25L | 2012-02-23 | 460.5
NSK | TI-MAX X25L | 2012-02-23 | 460.5
NSK | TI-MAX X25L | 2012-02-23 | 460.5
NSK | TI-MAX X25L | 2012-02-23 | 460.5
NSK | TI-MAX X25L | 2012-02-23 | 460.5
NSK | TI-MAX X25L | 2012-02-23 | 460.5
NSK | TI-MAX X25L | 2012-02-23 | 460.5
NSK | TI-MAX X25L | 2012-02-23 | 460.5
NSK | TI-MAX X25L | 2012-02-23 | 460.5
NSK | TI-MAX X25L | 2012-02-23 | 460.5
NSK | TI-MAX X25L | 2012-02-23 | 460.5
NSK | TI-MAX X25L | 2012-02-23 | 460.5
NSK | TI-MAX X25L | 2012-02-23 | 460.5
NSK | TI-MAX X25L | 2012-02-23 | 460.5
NSK | TI-MAX X25L | 2012-02-23 | 460.5
NSK | TI-MAX X25L | 2012-02-23 | 460.5
NSK | TI-MAX X25L | 2012-02-23 | 460.5
NSK | TI-MAX X25L | 2012-02-23 | 460.5
HENRY SCHEIN | CAP II | 2012-02-15 | 300
HENRY SCHEIN | CAP II | 2012-02-15 | 300
HENRY SCHEIN | CAP II | 2012-02-15 | 300
HENRY SCHEIN | CAP II | 2012-02-15 | 300
HENRY SCHEIN | CAP II | 2012-02-15 | 300
HENRY SCHEIN | CAP II | 2012-02-15 | 300
HENRY SCHEIN | CAP II | 2012-02-15 | 300
HENRY SCHEIN | CAP II | 2012-02-15 | 300
HENRY SCHEIN | CAP II | 2012-02-15 | 300
HENRY SCHEIN | CAP II | 2012-02-15 | 300
HENRY SCHEIN | CAP II | 2012-02-15 | 300
HENRY SCHEIN | CAP II | 2012-02-15 | 300
HENRY SCHEIN | CAP II | 2012-02-15 | 300
HENRY SCHEIN | CAP II | 2012-02-15 | 300
HENRY SCHEIN | CAP II | 2012-02-15 | 300
HENRY SCHEIN | CAP II | 2012-02-15 | 300
HENRY SCHEIN | CAP II | 2012-02-15 | 300
HENRY SCHEIN | CAP II | 2012-02-15 | 300
HENRY SCHEIN | CAP II | 2012-02-15 | 300
HENRY SCHEIN | CAP II | 2012-02-15 | 300
LAERDAL | LSU-2 | 2012-02-15 | 680
OPTIMA LTD | BA OPTIMA 10 | 2012-02-15 | 119.95
OPTIMA LTD | BA OPTIMA 10 | 2012-02-15 | 119.95
OPTIMA LTD | BA OPTIMA 10 | 2012-02-15 | 119.95
OPTIMA LTD | BA OPTIMA 10 | 2012-02-15 | 119.95
OPTIMA LTD | BA OPTIMA 10 | 2012-02-15 | 119.95
OPTIMA LTD | BA OPTIMA 10 | 2012-02-15 | 119.95
OPTIMA LTD | BA OPTIMA 10 | 2012-02-15 | 119.95
OPTIMA LTD | BA OPTIMA 10 | 2012-02-15 | 119.95
OPTIMA LTD | BA OPTIMA 10 | 2012-02-15 | 119.95
OPTIMA LTD | BA OPTIMA 10 | 2012-02-15 | 119.95
OPTIMA LTD | BA OPTIMA 10 | 2012-02-15 | 119.95
OPTIMA LTD | BA OPTIMA 10 | 2012-02-15 | 119.95
OPTIMA LTD | BA OPTIMA 10 | 2012-02-15 | 119.95
OPTIMA LTD | BA OPTIMA 10 | 2012-02-15 | 119.95
OPTIMA LTD | BA OPTIMA 10 | 2012-02-15 | 119.95
OPTIMA LTD | BA OPTIMA 10 | 2012-02-15 | 119.95
OPTIMA LTD | BA OPTIMA 10 | 2012-02-15 | 119.95
OPTIMA LTD | BA OPTIMA 10 | 2012-02-15 | 119.95
OPTIMA LTD | BA OPTIMA 10 | 2012-02-15 | 119.95
OPTIMA LTD | BA OPTIMA 10 | 2012-02-15 | 119.95
NA | MEMO/GENERAL SUNDRIES | 2012-02-14 | 0
DELDENT LTD | DUSTINN 2000 W/MINIB | 2005-06-21 | 300
RINN PRODUCT | 67-0420 | 2000-02-16 | 75
RINN PRODUCT | 67-0420 | 2000-02-16 | 75
RINN PRODUCT | 67-0420 | 2000-02-16 | 75
DRM DENTAL | POLISHER | 1999-07-21 | 525
FRESENIUS KABI | VOLUMAT MC AGILIA | 2021-04-08 | 300
TERAOKA | DS-502 | 2019-03-12 | 4035
FRESENIUS KABI | VOLUMAT MC AGILIA | 2016-05-18 | 300
FRESENIUS KABI | VOLUMAT MC AGILIA | 2016-05-18 | 300
FRESENIUS KABI | VOLUMAT MC AGILIA | 2016-05-18 | 300
FRESENIUS KABI | VOLUMAT MC AGILIA | 2016-05-18 | 300
FRESENIUS KABI | VOLUMAT MC AGILIA | 2016-05-18 | 300
FRESENIUS KABI | VOLUMAT MC AGILIA | 2016-05-18 | 300
FRESENIUS KABI | VOLUMAT MC AGILIA | 2016-05-18 | 300
FRESENIUS KABI | VOLUMAT MC AGILIA | 2016-05-18 | 300
FRESENIUS KABI | VOLUMAT MC AGILIA | 2016-05-18 | 300
FRESENIUS KABI | VOLUMAT MC AGILIA | 2016-05-18 | 300
FRESENIUS KABI | VOLUMAT MC AGILIA | 2016-05-18 | 300
FRESENIUS KABI | VOLUMAT MC AGILIA | 2016-05-18 | 300
FRESENIUS KABI | VOLUMAT MC AGILIA | 2016-05-18 | 300
FRESENIUS KABI | VOLUMAT MC AGILIA | 2016-05-18 | 300
FRESENIUS KABI | VOLUMAT MC AGILIA | 2016-05-18 | 300
ABBOTT LABS | FREESTYLE PRECISION PRO | 2015-06-16 | 1000
NELLCOR | OXIMAX N-65 | 2015-03-23 | 600
HEINE | HL5000 | 2014-05-12 | 150
BRAUN | THERMOSCAN 6014 | 2014-05-12 | 45
TECHMASTER | ES-5000 H | 2014-02-13 | 450
SECA | 799 | 2013-08-29 | 350
NA | MEMO/GENERAL SUNDRIES | 2012-02-14 | 0
MEDIC AID | PORTANEB | 2008-03-20 | 105
WELCH ALLYN | LIFESIGN(NBP/SPO2/T) | 2004-07-26 | 2000
MEDIX LTD | AC2000HF | 1999-12-30 | 105
NUTRICIA | FLOCARE INFINITY | 2018-01-11 | 800
NUTRICIA | FLOCARE INFINITY | 2018-01-11 | 800
NUTRICIA | FLOCARE INFINITY | 2018-01-11 | 800
NUTRICIA | FLOCARE INFINITY | 2018-01-11 | 800
NUTRICIA | FLOCARE INFINITY | 2018-01-11 | 800
NUTRICIA | FLOCARE INFINITY | 2018-01-11 | 800
DRIVEMEDICAL | BLUE STREAK 24 INCH | 2016-07-27 | 120
DRIVEMEDICAL | BLUE STREAK 24 INCH | 2016-07-27 | 120
DRIVEMEDICAL | BLUE STREAK 24 INCH | 2016-07-27 | 120
DRIVEMEDICAL | BLUE STREAK 24 INCH | 2016-07-27 | 120
DRIVEMEDICAL | BLUE STREAK 24 INCH | 2016-07-27 | 120
DRIVEMEDICAL | BLUE STREAK 24 INCH | 2016-07-27 | 120
DRIVEMEDICAL | BLUE STREAK 24 INCH | 2016-07-27 | 120
DRIVEMEDICAL | BLUE STREAK 24 INCH | 2016-07-27 | 120
DRIVEMEDICAL | BLUE STREAK 24 INCH | 2016-07-27 | 120
DRIVEMEDICAL | BLUE STREAK 24 INCH | 2016-07-27 | 120
NRS HEALTHCARE | N29210 | 2016-07-19 | 120
NRS HEALTHCARE | N29210 | 2016-07-19 | 120
NRS HEALTHCARE | N29210 | 2016-07-19 | 120
DAYS HEALTHCARE | DAYS HEALTHCARE | 2015-07-23 | 565
INVACARE LTD | 1420234 BEN 9+ | 2015-07-23 | 100
INVACARE LTD | TOPAZ 9000 NO. 1 | 2013-03-20 | 150
INVACARE LTD | 1420234 BEN 9+ | 2013-01-07 | 130
INVACARE LTD | 1420234 BEN 9+ | 2013-01-07 | 130
INVACARE LTD | 1420234 BEN 9+ | 2013-01-07 | 130
INVACARE LTD | 1420234 BEN 9+ | 2013-01-07 | 130
INVACARE LTD | 1420234 BEN 9+ | 2013-01-07 | 130
INVACARE LTD | 1420234 BEN 9+ | 2013-01-07 | 130
THERAPY EQUIPMENT | DIAMOND RANGE HIGH | 2012-03-19 | 80
THERAPY EQUIPMENT | DIAMOND RANGE HIGH | 2012-03-19 | 80
THERAPY EQUIPMENT | DIAMOND RANGE HIGH | 2012-03-19 | 80
THERAPY EQUIPMENT | DIAMOND RANGE HIGH | 2012-03-19 | 80
THERAPY EQUIPMENT | DIAMOND RANGE HIGH | 2012-03-19 | 80
THERAPY EQUIPMENT | DIAMOND RANGE HIGH | 2012-03-19 | 80
THERAPY EQUIPMENT | DIAMOND RANGE HIGH | 2012-03-19 | 80
THERAPY EQUIPMENT | DIAMOND RANGE HIGH | 2012-03-19 | 80
THERAPY EQUIPMENT | DIAMOND RANGE HIGH | 2012-03-19 | 80
THERAPY EQUIPMENT | DIAMOND RANGE HIGH | 2012-03-19 | 80
THERAPY EQUIPMENT | DIAMOND RANGE HIGH | 2012-03-19 | 80
THERAPY EQUIPMENT | DIAMOND RANGE HIGH | 2012-03-19 | 80
THERAPY EQUIPMENT | DIAMOND RANGE HIGH | 2012-03-19 | 80
THERAPY EQUIPMENT | DIAMOND RANGE HIGH | 2012-03-19 | 80
THERAPY EQUIPMENT | DIAMOND RANGE HIGH | 2012-03-19 | 80
THERAPY EQUIPMENT | DIAMOND RANGE HIGH | 2012-03-19 | 80
NA | MEMO/GENERAL SUNDRIES | 2012-03-02 | 0
INVACARE LTD | 8L | 2010-08-08 | 250
NA | PLEASE ENTER MODEL! (276) | 2010-08-08 | 300
Z-TEC | ZT-600-604 | 2010-08-08 | 150
ENIGMA | ENIGMA | 2009-05-15 | 250
EADIECARE | 9L | 2009-05-15 | 150
EADIECARE | 9L | 2009-05-15 | 150
INVACARE LTD | 8L | 2009-05-15 | 250
ENIGMA | ENIGMA | 2009-05-15 | 250
EADIECARE | 9L | 2009-05-15 | 150
EADIECARE | 9L | 2009-05-15 | 150
EADIECARE | 9L | 2009-05-15 | 150
ENIGMA | ENIGMA | 2009-05-15 | 250
ENIGMA | ENIGMA | 2009-05-15 | 250
EADIECARE | 9L | 2009-05-15 | 150
EADIECARE | 9L | 2009-05-15 | 150
EADIECARE | 9L | 2009-05-15 | 150
EADIECARE | 9L | 2009-05-15 | 150
EADIECARE | 9L | 2009-05-15 | 150
EADIECARE | 9L | 2009-05-15 | 150
EADIECARE | 9L | 2009-05-15 | 150
EADIECARE | 9L | 2009-05-15 | 150
EADIECARE | 9L | 2009-05-15 | 150
ENIGMA | ENIGMA | 2009-05-15 | 250
ENIGMA | ENIGMA | 2009-05-15 | 250
ENIGMA | ENIGMA | 2009-05-15 | 250
EADIECARE | 9L | 2009-05-15 | 150
EADIECARE | 9L | 2009-05-15 | 150
EADIECARE | 9L | 2009-05-15 | 150
EADIECARE | 9L | 2009-05-15 | 150
ARJO HUNTLEIGH | TENOR WITH SCALES | 2012-04-15 | 5000
BILSOM | CA850 | 2011-12-07 | 4500
INTERACOUSTICS | KS8 | 2003-12-19 | 711
BIEN-AIR UK | MC3 | 2022-01-04 | 650
MEDIVANCE IN | VELOPEX | 2021-06-14 | 1450
OPTIMA LTD | BA OPTIMA 10 | 2021-06-03 | 0
OPTIMA LTD | BA OPTIMA 10 | 2021-06-03 | 0
RA MEDICAL | MINI SCAV | 2021-03-08 | 995
PHYSIO CONTROL | LIFEPAK 1000 | 2018-10-30 | 1584
ADEC DENTAL | 2562 | 2016-12-12 | 2814
BELMONT | CLAIR | 2016-09-27 | 5500
KAVO | 2010 | 2016-02-01 | 700
W&H UK LTD | SYNEA TA-96L | 2014-06-09 | 450
MILESTONE | WANDPLUS | 2011-01-19 | 2500
LAERDAL | LSU-2 | 2010-11-18 | 680
DE GOTZEN | SOFTLY 8 | 2009-07-13 | 350
DURR DENTAL | VS300 TYPE 7125-01 | 2008-02-26 | 1000
SATELEC | X-MIND SYSTEM F03169 | 2007-02-01 | 1840
DENTSPLY LTD | THERMAPREP PLUS | 2006-10-23 | 200
BELMONT | 502T | 2006-10-23 | 1500
GULDMANN | GH2 | 2006-10-23 | 5500
W&H UK LTD | S11 | 2006-10-04 | 550
W&H UK LTD | S11 | 2006-10-04 | 550
DE GOTZEN | SOFTLY 8 | 2006-08-23 | 350
WELCH ALLYN | 53N00 (VSM 300) | 2005-08-02 | 1800
ATR | TECHNIC | 2005-06-13 | 1000
DENTSPLY LTD | THERMAPREP PLUS | 2005-06-09 | 200
DENTSPLY LTD | CAVITRON SPS | 2003-11-06 | 1000
DENTSPLY LTD | THERMAPREP PLUS | 2003-07-10 | 200
DARAY | MKII/IIE | 2003-05-15 | 1100
W&H UK LTD | SYNEA TA98L | 2003-05-15 | 433
W&H UK LTD | SYNEA TA98L | 2003-05-15 | 433
W&H UK LTD | TREND WD56 | 2003-05-15 | 200
W&H UK LTD | TREND WD56 | 2003-05-15 | 200
W&H UK LTD | TREND WD56 | 2003-05-15 | 200
W&H UK LTD | TREND HD43 | 2003-05-15 | 200
RINN PRODUCT | 67-0420 | 2003-05-12 | 75
W&H UK LTD | E25 EXCO | 2003-05-12 | 250
SATELEC | X-MIND SYSTEM F03169 | 2003-05-01 | 2100
CARBOLITE | SAFE-AIR | 2003-03-25 | 90
DENTSPLY LTD | 67-0445 | 2003-03-24 | 100
DURR DENTAL | VS300 TYPE 7123-01 | 2001-10-04 | 800
ADEC DENTAL | 6300 | 2001-08-16 | 1199
RINN PRODUCT | 67-0420 | 2001-08-16 | 75
ADEC DENTAL | 1040 | 2001-08-15 | 4473
ADEC DENTAL | RADIUS | 2001-08-01 | 7030
DRM DENTAL | POLISHER | 1998-01-06 | 525
W&H UK LTD | TOP LIGHT 898 | 1996-01-01 | 600
NA | MEMO/GENERAL SUNDRIES | 2003-05-13 | 0
ZEISS | 840 | 2020-03-04 | 27380.4
AOC | 27E1H | 2021-01-08 | 1795
ICARE | TA031 | 2020-12-22 | 3895
ICARE | TA031 | 2020-12-22 | 3895
GE LIMITED | 3SC-RS | 2020-04-24 | 6000
GE LIMITED | C1-5-RS | 2020-04-24 | 6000
GE LIMITED | L4-12T-RS | 2020-04-24 | 7000
GE LIMITED | VENUE R2.5 | 2020-04-23 | 38000
GE LIMITED | 3SC-RS | 2020-04-23 | 6000
GE LIMITED | C1-5-RS | 2020-04-23 | 6000
GE LIMITED | L4-12T-RS | 2020-04-23 | 7000
GE LIMITED | VENUE R2.5 | 2020-04-23 | 38000
DRGEM | TOPAZ-32D | 2020-04-20 | 90000
DRGEM | TOPAZ-32D | 2020-04-20 | 90000
NA | CAPITAL SUNDRY NUMBER | 2019-11-27 | 0
DELL COMPUTERS | LATITUDE E5470 | 2016-12-14 | 500
DELL COMPUTERS | LATITUDE E5470 | 2016-12-14 | 500
NA | MEMO/GENERAL SUNDRIES | 2014-08-27 | 0
VENT AXIA | VENT AXIA | 2013-04-23 | 375
VENT AXIA | 2.5A | 2013-04-23 | 375
VENT AXIA | T SERIES | 2013-04-23 | 375
VENT AXIA | VENT AXIA | 2013-04-23 | 375
NA | MEMO/GENERAL SUNDRIES | 2007-12-14 | 0
NA | MEMO/GENERAL SUNDRIES | 2010-10-25 | 0
NA | MEMO/GENERAL SUNDRIES | 2006-07-11 | 0
NA | MEMO/GENERAL SUNDRIES | 2010-05-17 | 0
NA | MEMO/GENERAL SUNDRIES | 2010-05-17 | 0
NA | MEMO/GENERAL SUNDRIES | 2006-07-11 | 0
NA | MEMO/GENERAL SUNDRIES | 2007-09-14 | 0
NA | MEMO/GENERAL SUNDRIES | 2021-06-07 | 0
OLSA TEKNIK | BTVSQL | 2019-12-20 | 800
SOFTPRO MEDICAL | MEDUSA | 2019-11-29 | 28292
NA | MEMO/GENERAL SUNDRIES | 2010-04-01 | 0
NA | MEMO/GENERAL SUNDRIES | 2010-04-01 | 0
NA | MEMO/GENERAL SUNDRIES | 2010-04-01 | 0
NA | MEMO/GENERAL SUNDRIES | 2010-03-05 | 0
NA | MEMO/GENERAL SUNDRIES | 2010-03-03 | 0
NA | MEMO/GENERAL SUNDRIES | 2009-11-18 | 0
NA | MEMO/GENERAL SUNDRIES | 2015-09-22 | 0
NA | MEMO/GENERAL SUNDRIES | 1992-04-01 | 0
F & P | MR850 | 2022-06-23 | 1100
RESMED LTD | STELLAR 100 | 2022-06-23 | 3000
RESMED LTD | STELLAR 100 | 2022-06-23 | 3000
BREAS MEDICAL | NIPPY 4+ | 2022-06-15 | 3800
RESMED LTD | STELLAR 100 | 2022-06-06 | 3000
RESMED LTD | STELLAR 100 | 2022-06-06 | 3000
BREAS MEDICAL | 2 BANK 007573 | 2022-06-01 | 378
BREAS MEDICAL | 2 BANK 007573 | 2022-06-01 | 378
BREAS MEDICAL | NIPPY 4+ | 2022-05-27 | 3800
BREAS MEDICAL | NIPPY 4+ | 2022-05-27 | 3800
BREAS MEDICAL | NIPPY 4+ | 2022-05-27 | 3800
BREAS MEDICAL | NIPPY 4+ | 2022-05-27 | 3800
BREAS MEDICAL | NIPPY 4+ | 2022-05-27 | 3800
BREAS MEDICAL | 2 BANK 007573 | 2022-05-27 | 378
BREAS MEDICAL | 2 BANK 007573 | 2022-05-27 | 378
BREAS MEDICAL | 2 BANK 007573 | 2022-05-27 | 378
RESMED LTD | STELLAR 100 | 2022-05-27 | 3000
RESMED LTD | STELLAR 100 | 2022-05-27 | 3000
PHILIPS LTD | DREAMSTATION | 2022-05-10 | 449
PHILIPS LTD | DREAMSTATION | 2022-05-10 | 449
PHILIPS LTD | DREAMSTATION | 2022-05-10 | 449
PHILIPS LTD | DREAMSTATION | 2022-05-10 | 449
PHILIPS LTD | DREAMSTATION | 2022-05-10 | 449
PHILIPS LTD | DREAMSTATION | 2022-05-10 | 449
RESMED LTD | AIRSENSE 10 AUTOSET | 2022-05-09 | 3000
RESMED LTD | AIRSENSE 10 AUTOSET | 2022-05-09 | 3000
BREAS MEDICAL | 2 BANK 007573 | 2022-05-03 | 378
BREAS MEDICAL | 2 BANK 007573 | 2022-05-03 | 378
RESMED LTD | STELLAR 100 | 2022-04-28 | 3000
RESMED LTD | STELLAR 100 | 2022-04-28 | 3000
BREAS MEDICAL | 2 BANK 007573 | 2022-04-22 | 378
RESMED LTD | STELLAR 150 | 2022-04-21 | 3000
RESMED LTD | STELLAR 150 | 2022-04-21 | 3000
RESMED LTD | STELLAR 150 | 2022-04-21 | 3000
RESMED LTD | STELLAR 150 | 2022-04-13 | 3000
RESMED LTD | STELLAR 150 | 2022-04-13 | 3000
RESMED LTD | STELLAR 150 | 2022-04-13 | 3000
BREAS MEDICAL | NIPPY 4+ | 2022-01-31 | 3800
BREAS MEDICAL | NIPPY 4+ | 2022-01-31 | 3800
BREAS MEDICAL | NIPPY 4+ | 2022-01-18 | 3800
BREAS MEDICAL | NIPPY 4+ | 2022-01-18 | 3800
RESMED LTD | STELLAR 100 | 2022-01-17 | 3000
RESMED LTD | AIRSENSE 10 AUTOSET | 2022-01-13 | 3000
RESMED LTD | AIRSENSE 10 AUTOSET | 2022-01-13 | 3000
RESMED LTD | AIRSENSE 10 AUTOSET | 2021-12-30 | 3000
RESMED LTD | AIRSENSE 10 AUTOSET | 2021-12-30 | 3000
RESMED LTD | AIRSENSE 10 AUTOSET | 2021-12-30 | 3000
RESMED LTD | AIRSENSE 10 AUTOSET | 2021-12-30 | 3000
RESMED LTD | STELLAR 150 | 2021-12-21 | 3000
RESMED LTD | STELLAR 150 | 2021-12-21 | 3000
RESMED LTD | STELLAR 150 | 2021-12-21 | 3000
RESMED LTD | STELLAR 150 | 2021-12-21 | 3000
BREAS MEDICAL | NIPPY 4+ | 2021-12-20 | 3800
BREAS MEDICAL | NIPPY 4+ | 2021-12-20 | 3800
BREAS MEDICAL | NIPPY 4+ | 2021-12-13 | 3800
BREAS MEDICAL | NIPPY 4+ | 2021-12-13 | 3800
BREAS MEDICAL | NIPPY 4+ | 2021-11-29 | 3800
BREAS MEDICAL | NIPPY 4+ | 2021-11-29 | 3800
F & P | MR850 | 2021-11-24 | 1100
F & P | MR850 | 2021-11-24 | 1100
F & P | MR850 | 2021-11-24 | 1100
F & P | MR850 | 2021-11-24 | 1100
BREAS MEDICAL | NIPPY 4+ | 2021-11-24 | 3800
BREAS MEDICAL | NIPPY 4+ | 2021-11-24 | 3800
F & P | MR850 | 2021-11-19 | 1100
F & P | MR850 | 2021-11-19 | 1100
RESMED LTD | ASTRAL | 2021-11-11 | 6000
BREAS MEDICAL | NIPPY 4+ | 2021-11-08 | 3800
BREAS MEDICAL | NIPPY 4+ | 2021-11-08 | 3800
RESMED LTD | STELLAR 100 | 2021-11-08 | 3000
RESMED LTD | STELLAR 100 | 2021-11-08 | 3000
RESMED LTD | STELLAR 100 | 2021-11-08 | 3000
RESMED LTD | STELLAR 100 | 2021-11-08 | 3000
F & P | MR850 | 2021-11-05 | 1100
F & P | MR850 | 2021-11-05 | 1100
F & P | MR850 | 2021-11-05 | 1100
F & P | MR850 | 2021-11-05 | 1100
BREAS MEDICAL | NIPPY 4+ | 2021-11-04 | 3800
BREAS MEDICAL | NIPPY 4+ | 2021-11-04 | 3800
BREAS MEDICAL | NIPPY 4+ | 2021-10-22 | 3800
BREAS MEDICAL | NIPPY 4+ | 2021-10-22 | 3800
BREAS MEDICAL | NIPPY 4+ | 2021-10-20 | 3800
BREAS MEDICAL | NIPPY 4+ | 2021-10-20 | 3800
RESMED LTD | STELLAR 100 | 2021-10-19 | 3000
RESMED LTD | STELLAR 100 | 2021-10-19 | 3000
RESMED LTD | STELLAR 100 | 2021-10-19 | 3000
RESMED LTD | STELLAR 100 | 2021-10-19 | 3000
F & P | MR850 | 2021-09-22 | 1100
F & P | MR850 | 2021-09-22 | 1100
F & P | MR850 | 2021-09-22 | 1100
F & P | MR850 | 2021-09-21 | 1100
F & P | MR850 | 2021-09-21 | 1100
F & P | MR850 | 2021-09-21 | 1100
RESMED LTD | ASTRAL | 2021-09-13 | 6000
RESMED LTD | ASTRAL | 2021-09-13 | 6000
RESMED LTD | ASTRAL | 2021-09-13 | 6000
RESMED LTD | ASTRAL | 2021-09-13 | 6000
RESMED LTD | ASTRAL | 2021-08-17 | 6000
RESMED LTD | ASTRAL | 2021-08-17 | 6000
RESMED LTD | ASTRAL | 2021-08-17 | 6000
RESMED LTD | ASTRAL | 2021-08-17 | 6000
RESMED LTD | ASTRAL | 2021-08-09 | 6000
RESMED LTD | ASTRAL | 2021-08-09 | 6000
RESMED LTD | AIRSENSE 10 ELITE | 2021-07-13 | 3000
RESMED LTD | AIRSENSE 10 ELITE | 2021-07-13 | 3000
RESMED LTD | AIRSENSE 10 ELITE | 2021-07-13 | 3000
RESMED LTD | AIRSENSE 10 ELITE | 2021-07-13 | 3000
RESMED LTD | AIRSENSE 10 AUTOSET | 2021-07-13 | 3000
RESMED LTD | AIRSENSE 10 AUTOSET | 2021-07-13 | 3000
RESMED LTD | AIRSENSE 10 AUTOSET | 2021-07-13 | 3000
RESMED LTD | AIRSENSE 10 AUTOSET | 2021-07-13 | 3000
RESMED LTD | AIRSENSE 10 ELITE | 2021-07-08 | 3000
RESMED LTD | AIRSENSE 10 ELITE | 2021-07-08 | 3000
RESMED LTD | AIRSENSE 10 ELITE | 2021-07-08 | 3000
RESMED LTD | AIRSENSE 10 ELITE | 2021-07-08 | 3000
RESMED LTD | AIRSENSE 10 ELITE | 2021-06-22 | 3000
RESMED LTD | AIRSENSE 10 ELITE | 2021-06-22 | 3000
RESMED LTD | ASTRAL | 2021-06-18 | 6000
RESMED LTD | ASTRAL | 2021-06-18 | 6000
RESMED LTD | ASTRAL | 2021-06-18 | 6000
F & P | MR850 | 2021-06-01 | 1100
RESMED LTD | AIRSENSE 10 ELITE | 2021-05-25 | 3000
RESMED LTD | AIRSENSE 10 ELITE | 2021-05-25 | 3000
RESMED LTD | ASTRAL | 2021-05-19 | 6000
RESMED LTD | ASTRAL | 2021-05-19 | 6000
RESMED LTD | ASTRAL | 2021-05-19 | 6000
RESMED LTD | ASTRAL | 2021-05-19 | 6000
RESMED LTD | STELLAR 100 | 2021-04-27 | 3000
RESMED LTD | STELLAR 100 | 2021-04-27 | 3000
RESMED LTD | STELLAR 100 | 2021-04-27 | 3000
RESMED LTD | STELLAR 100 | 2021-04-27 | 3000
RESMED LTD | STELLAR 100 | 2021-04-27 | 3000
RESMED LTD | STELLAR 100 | 2021-04-27 | 3000
RESMED LTD | AIRSENSE 10 ELITE | 2021-04-20 | 3000
PHILIPS LTD | DREAMSTATION | 2021-04-14 | 449
PHILIPS LTD | DREAMSTATION | 2021-04-14 | 449
F & P | MR850 | 2021-04-08 | 1100
F & P | MR850 | 2021-04-08 | 1100
F & P | MR850 | 2021-04-08 | 1100
F & P | MR850 | 2021-04-08 | 1100
RESMED LTD | STELLAR 100 | 2021-03-18 | 3000
RESMED LTD | STELLAR 100 | 2021-03-04 | 3000
RESMED LTD | STELLAR 100 | 2021-03-04 | 3000
RESMED LTD | STELLAR 100 | 2021-03-04 | 3000
RESMED LTD | STELLAR 100 | 2021-03-04 | 3000
RESMED LTD | STELLAR 100 | 2021-03-04 | 3000
RESMED LTD | ASTRAL | 2021-03-01 | 6000
RESMED LTD | ASTRAL | 2021-03-01 | 6000
RESMED LTD | STELLAR 100 | 2021-02-18 | 3000
BREAS MEDICAL | NIPPY JUNIOR+ | 2021-01-27 | 3500
RESMED LTD | ASTRAL | 2021-01-26 | 6000
RESMED LTD | ASTRAL | 2021-01-26 | 6000
RESMED LTD | AIRSENSE 10 ELITE | 2021-01-26 | 3000
RESMED LTD | STELLAR 100 | 2021-01-21 | 3000
RESMED LTD | AIRSENSE 10 ELITE | 2021-01-20 | 3000
RESMED LTD | ASTRAL | 2021-01-20 | 6000
RESMED LTD | ASTRAL | 2021-01-15 | 6000
RESMED LTD | AIRSENSE 10 ELITE | 2021-01-14 | 3000
RESMED LTD | STELLAR 100 | 2021-01-14 | 3000
RESMED LTD | STELLAR 100 | 2021-01-14 | 3000
F & P | MR850 | 2020-11-04 | 1000
MASIMO UK | RAD-97 | 2019-07-09 | 905.87
MASIMO UK | RAD-97 | 2019-07-09 | 905.87
MASIMO UK | RAD-97 | 2019-07-09 | 905.87
NA | MEMO/GENERAL SUNDRIES | 2019-06-26 | 0
MEMO-INTERN | MEMO-MI SUNDRIES | 2018-11-06 | 0
SECA | 888 | 2010-04-09 | 150
SECA | 834-2 | 2010-04-09 | 150
ABBOTT LABS | PATROL | 2009-07-02 | 720
NA | MEMO/GENERAL SUNDRIES | 2001-01-01 | 0
BRI/IT DEPT | VIRTUAL SERVER | 2014-03-13 | 12000
WELCH ALLYN | LIFESIGN(NBP/SPO2) | 2002-07-29 | 3125
MARSDEN | MPDS-300-DP3800 | 2016-03-30 | 0
MARSDEN | MPMS-250 | 2013-10-14 | 300
MARSDEN | MPMS-250 | 2013-10-14 | 300
MARSDEN | MPMS-250 | 2013-10-14 | 290
MARSDEN | MPMS-250 | 2011-01-24 | 300
MARSDEN | MPMS-250 | 2011-01-24 | 300
MARSDEN | MPMS-250 | 2011-01-24 | 300
MARSDEN | MPMS-250 | 2011-01-24 | 300
LAERDAL | LCSU4 | 2022-06-09 | 333
ZOLL MEDICAL | X SERIES | 2022-05-18 | 17590.5
ZOLL MEDICAL | SUREPOWER | 2022-05-18 | 1000
INOTHERAPEUTICS | INOMAX DSIR | 2022-04-28 | 850
FERNO | CCT-PX | 2022-03-31 | 14000
B.BRAUN | INFUSOMAT SPACE | 2022-03-16 | 1250
HAMILTON MEDICAL | T1 | 2022-03-08 | 14365.65
B.BRAUN | PERFUSOR SPACE | 2022-02-02 | 1200
B.BRAUN | PERFUSOR SPACE | 2022-02-02 | 1200
B.BRAUN | PERFUSOR SPACE | 2022-02-02 | 1200
B.BRAUN | PERFUSOR SPACE | 2022-02-02 | 1200
B.BRAUN | PERFUSOR SPACE | 2022-02-02 | 1200
THERAPY EQUIPMENT | 6561 | 2021-10-25 | 130
THERAPY EQUIPMENT | 6561 | 2021-10-25 | 130
THERAPY EQUIPMENT | 6180/P/5M | 2021-10-25 | 80.18
THERAPY EQUIPMENT | 5285/AIR | 2021-10-25 | 210
THERAPY EQUIPMENT | 5285/AIR | 2021-10-25 | 210
B.BRAUN | PERFUSOR SPACE | 2021-08-26 | 834
MEMO-INTERN | EXTENSION HOSE O2 | 2021-08-17 | 80.18
MEMO-INTERN | EXTENSION HOSE O2 | 2021-08-17 | 80.18
MEMO-INTERN | EXTENSION HOSE O2 | 2021-08-17 | 80.18
THERAPY EQUIPMENT | 6111P | 2021-08-17 | 116
INSPIRATION | IHC-NCM3 | 2021-08-17 | 912
F & P | MR850 | 2021-08-11 | 1100
INSPIRATION | IHC-NCM3 | 2021-08-11 | 912
INSPIRATION | ALPHACORE 5 | 2021-08-10 | 2340
LAERDAL | LSU-2 | 2021-08-10 | 680
B.BRAUN | INFUSOMAT SPACE | 2021-07-23 | 1250
MEMO-INTERN | EXTENSION HOSE O2 | 2021-06-14 | 96.22
THERAPY EQUIPMENT | 6111P | 2021-06-14 | 116
ZOLL MEDICAL | X SERIES | 2021-06-10 | 17590.5
HAMILTON MEDICAL | T1 | 2021-04-19 | 14365.65
INSPIRATION | ALPHACORE 5 | 2021-04-08 | 2340
INSPIRATION | ALPHACORE 5 | 2021-04-08 | 2340
ZOLL MEDICAL | X SERIES | 2021-03-23 | 15210
ZOLL MEDICAL | SUREPOWER | 2021-03-23 | 1000
B.BRAUN | INFUSOMAT SPACE | 2021-03-12 | 1250
B.BRAUN | PERFUSOR SPACE | 2020-12-07 | 2200
B.BRAUN | PERFUSOR SPACE | 2020-12-07 | 2200
B.BRAUN | PERFUSOR SPACE | 2020-12-07 | 2200
B.BRAUN | PERFUSOR SPACE | 2020-12-07 | 2200
B.BRAUN | PERFUSOR SPACE | 2020-12-07 | 2200
B.BRAUN | PERFUSOR SPACE | 2020-12-07 | 2200
B.BRAUN | PERFUSOR SPACE | 2020-12-07 | 2200
B.BRAUN | PERFUSOR SPACE | 2020-12-07 | 2200
B.BRAUN | PERFUSOR SPACE | 2020-12-07 | 2200
B.BRAUN | PERFUSOR SPACE | 2020-12-02 | 2200
B.BRAUN | INFUSOMAT SPACE | 2020-11-09 | 1250
B.BRAUN | INFUSOMAT SPACE | 2020-11-09 | 1250
ABBOTT LABS | BST-500 | 2020-10-15 | 1000
ABBOTT LABS | I-STAT ALINITY AN-500 | 2020-10-13 | 6500
INDITHERM | COSYTHERM NCM4 | 2020-09-30 | 770
THERAPY EQUIPMENT | 5270 | 2020-07-20 | 138.55
LAERDAL | LSU-2 | 2020-07-07 | 680
FERNO | CCT-P/BP | 2020-06-04 | 11686.04
ABBOTT LABS | FREESTYLE PRECISION PRO | 2020-02-21 | 1000
ZOLL MEDICAL | SUREPOWER | 2019-12-31 | 1000
ZOLL MEDICAL | X SERIES | 2019-12-30 | 16714.02
LAERDAL | LCSU4 | 2019-11-14 | 0
ABBOTT LABS | I-STAT 1 | 2019-08-22 | 7526.5
INSPIRATION | ALPHACORE 5 | 2019-06-28 | 2340
HAMILTON MEDICAL | T1 | 2018-11-30 | 13000
THERAPY EQUIPMENT | 6561 | 2017-12-04 | 73.5
THERAPY EQUIPMENT | 6561 | 2017-12-04 | 73.5
NA | MEMO/GENERAL SUNDRIES | 2017-03-24 | 0
INDITHERM | COSYTHERM NCM4 | 2016-09-07 | 1280
THERAPY EQUIPMENT | 6111P | 2016-04-07 | 85
THERAPY EQUIPMENT | 6112 | 2016-04-07 | 85
ZOLL MEDICAL | X SERIES | 2016-03-18 | 16713.9
ZOLL MEDICAL | SUREPOWER | 2016-03-18 | 1000
PHILIPS LTD | M8105A | 2016-03-16 | 6300
ADVANCED H. | BABYPOD2 | 2016-03-16 | 3585
F & P | MR850 | 2016-03-14 | 1000
HAMILTON MEDICAL | T1 | 2016-02-18 | 15000
B.BRAUN | INFUSOMAT SPACE | 2016-02-05 | 1200
LAERDAL | LSU-2 | 2016-02-04 | 680
ABBOTT LABS | I-STAT 1 | 2016-02-04 | 7526.5
B.BRAUN | PERFUSOR SPACE | 2016-02-04 | 1100
B.BRAUN | PERFUSOR SPACE | 2016-02-04 | 1100
B.BRAUN | PERFUSOR SPACE | 2016-02-04 | 1100
B.BRAUN | INFUSOMAT SPACE | 2016-02-04 | 1200
B.BRAUN | PERFUSOR SPACE | 2016-02-04 | 1100
B.BRAUN | PERFUSOR SPACE | 2016-02-04 | 1100
B.BRAUN | PERFUSOR SPACE | 2016-02-04 | 1100
B.BRAUN | PERFUSOR SPACE | 2016-02-04 | 1100
B.BRAUN | PERFUSOR SPACE | 2016-02-04 | 1100
FERNO | CCT-P/BP | 2016-02-04 | 12545.4
PHILIPS LTD | M8105A | 2015-11-16 | 6196.68
INDITHERM | COSYTHERM CCU200 | 2015-11-16 | 3585
HAMILTON MEDICAL | T1 | 2015-07-29 | 15000
B.BRAUN | INFUSOMAT SPACE | 2015-05-22 | 1250
ZOLL MEDICAL | X SERIES | 2015-03-17 | 16583
ZOLL MEDICAL | SUREPOWER | 2015-03-17 | 1000
FUJIFILM SONOSITE | NANOMAXX P11111-45 | 2014-01-03 | 16797.78
FUJIFILM SONOSITE | L25N/13-6 MHZ | 2014-01-03 | 4760
FUJIFILM SONOSITE | P21N/5-1 MHZ | 2014-01-03 | 4760
F & P | MR850 | 2013-08-21 | 1500
F & P | MR850 | 2013-07-02 | 1000
ADVANCED H. | BABYPOD2 | 2009-11-11 | 3585
B.BRAUN | PERFUSOR SPACE | 2007-11-05 | 2200
B.BRAUN | PERFUSOR SPACE | 2007-11-05 | 2200
B.BRAUN | PERFUSOR SPACE | 2007-11-05 | 2200
B.BRAUN | PERFUSOR SPACE | 2007-11-05 | 2200
B.BRAUN | PERFUSOR SPACE | 2007-11-05 | 2200
LAERDAL | LSU-2 | 2006-09-11 | 680
FERNO | CCT SIX-P | 2005-04-01 | 12545.4
PROTOCOL | PROPAQ 206EL | 1999-12-20 | 17127
PROTOCOL | PROPAQ 206EL | 1996-10-14 | 13663
WELCH ALLYN | SURETEMP PLUS 692 | 2021-09-28 | 148.5
WELCH ALLYN | SURETEMP PLUS 692 | 2021-09-28 | 148.5
SECA | 875 | 2021-09-28 | 149
WELCH ALLYN | PRO 6000 CONNEX | 2021-09-28 | 179
WELCH ALLYN | CONNEX SPOT MONITOR | 2021-09-28 | 1999
WELCH ALLYN | 75CE CONNEX | 2020-11-23 | 1794
WELCH ALLYN | 75CE CONNEX | 2020-11-23 | 1794
OXFORD HOIST | PRESENCE | 2022-06-23 | 1443
SECA | 899 | 2022-02-10 | 0
OXFORD HOIST | PRESENCE | 2022-02-03 | 1443
ARJO HUNTLEIGH | MAXI-MOVE | 2016-09-29 | 5278.8
HILL-ROM | AIR PAL | 2016-03-04 | 2800
WELCH ALLYN | 7670-16 | 2015-03-09 | 100
WELCH ALLYN | 7670-16 | 2015-03-09 | 100
WELCH ALLYN | 7670-16 | 2015-03-09 | 100
WELCH ALLYN | 7670-16 | 2015-03-09 | 100
ARJO HUNTLEIGH | STEDY | 2014-07-08 | 615
SWIFTAIR | SWIFTAIR ST2000 | 2012-08-22 | 750
ARJO HUNTLEIGH | SARA PLUS | 2011-06-16 | 5978.55
LIKO | 2835 | 2011-05-23 | 495
LIKO | 2835 | 2010-03-10 | 495
LIKO | GOLVO7007ES | 2010-03-09 | 5323.95
LIKO | VIKING XL | 2010-02-26 | 5964.3
GULDMANN | SR801 | 2007-09-26 | 500
LIKO | LIKORALL 242 S | 2005-01-02 | 4800
HOSKINS | 540/577 | 2002-09-23 | 1797
NA | MEMO/GENERAL SUNDRIES | 2001-01-01 | 0
NA | MEMO/GENERAL SUNDRIES | 1994-01-01 | 0
BEIJING AEONMED CO. LTD | VG70 | 2021-02-01 | 12000
DELL COMPUTERS | INSPIRON 17" 3793 | 2020-03-05 | 9985
FRESENIUS KABI | INJECTOMAT MC AGILIA | 2016-09-22 | 300
FRESENIUS KABI | INJECTOMAT MC AGILIA | 2016-09-22 | 300
FRESENIUS KABI | INJECTOMAT MC AGILIA | 2016-09-22 | 300
FRESENIUS KABI | INJECTOMAT MC AGILIA | 2016-09-22 | 300
FRESENIUS KABI | VOLUMAT MC AGILIA | 2016-08-24 | 300
INVENTIVE MEDICAL LTD | HEARTWORKS DUAL SIMULATOR | 2016-06-16 | 59915
PHILIPS LTD | HEARTSTART- M4735A | 2011-12-21 | 5000
LAERDAL | SIMBABY | 2011-12-08 | 8000
PHYSIO CONTROL | LIFEPAK 20E PACED | 2011-12-02 | 7550
DATEX-OHMEDA | AESTIVA 7900 | 2011-07-05 | 27224.24
LAERDAL | SIMMAN | 2011-03-15 | 27000
AMBU LTD | ASCOPE MONITOR | 2011-01-11 | 500
DATEX-OHMEDA | FLUOTEC-5 | 2010-11-29 | 600
FUJIFILM SONOSITE | MICROMAXX | 2010-11-17 | 11000
LINET UK | ELEGANZA SMART | 2010-02-16 | 900
LINET UK | ELEGANZA SMART | 2010-02-16 | 900
LAERDAL | D55230 | 2009-11-18 | 500
NA | MEMO/GENERAL SUNDRIES | 2009-09-16 | 0
BAXTER HEALTHCARE | TECH6 | 2009-07-20 | 5400
DATEX-OHMEDA | AESTIVA 7900 | 2008-07-23 | 27224.24
LINET UK | ELEGANZA SMART | 2008-03-11 | 900
LINET UK | ELEGANZA SMART | 2008-03-10 | 900
GE LIMITED | DASH 3000 | 2006-02-08 | 6082.98
ANETIC AID | QA3 | 2003-09-01 | 2600
OLYMPUS | CLV-U40 | 2003-01-31 | 4000
SONY | DKR-700P | 2003-01-31 | 2000
OLYMPUS | GIF-XQ240 | 2002-06-26 | 1500
EAST HEALTH | PLEASE ENTER MODEL! (1275) | 2002-06-11 | 5000
GASARC | PLEASE ENTER MODEL! (10) | 2002-06-11 | 5000
GASARC | PLEASE ENTER MODEL! (14) | 2002-06-11 | 5000
GASARC | PLEASE ENTER MODEL! (12) | 2002-06-11 | 5000
GASARC | PLEASE ENTER MODEL! (16) | 2002-06-11 | 5000
GASARC | PLEASE ENTER MODEL! (18) | 2002-06-11 | 5000
CLARKE AIR | PLEASE ENTER MODEL! (154) | 2002-06-11 | 5000
NA | VACUUM PLANT | 2002-06-11 | 1000
SNR | DYOSITE II | 2001-09-25 | 1500
HNE | 31300E/LX | 2001-04-19 | 1175
HNE | 31300E/LX | 2001-04-19 | 1175
B.O.C. | PMG | 1998-08-26 | 0
SONY | OEV-202 | 1998-04-09 | 1500
OLYMPUS | CV230 | 1998-04-09 | 3300
LAERDAL | LSU-2 | 2020-04-09 | 680
LAERDAL | LSU-2 | 2020-04-09 | 680
PHYSIO CONTROL | LIFEPAK 20E PACED | 2020-03-30 | 5285
PHYSIO CONTROL | LIFEPAK 20E PACED | 2015-10-30 | 7550
LAERDAL | LSU-2 | 2009-07-22 | 680
PHYSIO CONTROL | LIFEPAK 20 PACED | 2005-04-22 | 7500
LAERDAL | LSU-2 | 2020-06-08 | 680
LAERDAL | LSU-2 | 2020-05-29 | 680
LAERDAL | LSU-2 | 2020-05-29 | 680
LAERDAL | LSU-2 | 2020-05-29 | 680
LAERDAL | LSU-2 | 2020-05-11 | 680
LAERDAL | LSU-2 | 2020-04-21 | 680
LAERDAL | LSU-2 | 2020-04-21 | 680
PHYSIO CONTROL | LIFEPAK 20E | 2020-04-06 | 4050
PHYSIO CONTROL | LIFEPAK 20E | 2020-04-06 | 4050
CADEX ELECT. | UCC1 60W | 2018-07-05 | 271
PHYSIO CONTROL | LIFEPAK 1000 | 2016-06-07 | 1389
PLINTH 2000 | PLINTH 2000 | 2016-02-25 | 2000
PLINTH 2000 | PLINTH 2000 | 2016-02-25 | 2000
PLINTH 2000 | PLINTH 2000 | 2016-02-25 | 2000
PLINTH 2000 | PLINTH 2000 | 2016-02-25 | 2000
PLINTH 2000 | PLINTH 2000 | 2016-02-25 | 2000
PLINTH 2000 | PLINTH 2000 | 2016-02-25 | 2000
PHYSIO CONTROL | LIFEPAK 1000 | 2011-04-01 | 2145
PHYSIO CONTROL | LIFEPAK 20 PACED | 2009-10-05 | 7550
PHYSIO CONTROL | LIFEPAK 20 PACED | 2006-10-06 | 7500
PHYSIO CONTROL | LIFEPAK 20 PACED | 2006-05-03 | 7500
PHYSIO CONTROL | LIFEPAK 20 PACED | 2004-06-22 | 7500
PHYSIO CONTROL | LIFEPAK 20 PACED | 2004-02-27 | 7500
LAERDAL | LSU-2 | 2003-05-07 | 680
PHYSIO CONTROL | LIFEPAK 20 PACED | 2002-10-30 | 7500
NA | MEMO/GENERAL SUNDRIES | 1997-10-03 | 0
AKRON | 8622 | 1997-04-01 | 1876.8
AKRON | 8901 | 1996-02-16 | 1876.8
BREATHDX | AMBER UCD | 2018-10-10 | 500
BREATHDX | AMBER UCD | 2018-10-10 | 500
ACTIGRAPH LLC | GT3X+ | 2018-08-23 | 160
ACTIGRAPH LLC | GT3X+ | 2018-08-23 | 160
ACTIGRAPH LLC | GT3X+ | 2018-08-23 | 160
ACTIGRAPH LLC | GT3X+ | 2018-08-23 | 160
ACTIGRAPH LLC | GT3X+ | 2018-08-23 | 160
ACTIGRAPH LLC | GT3X+ | 2018-08-23 | 160
ACTIGRAPH LLC | GT3X+ | 2018-08-23 | 160
ACTIGRAPH LLC | GT3X+ | 2018-08-23 | 160
ACTIGRAPH LLC | GT3X+ | 2018-08-23 | 160
ACTIGRAPH LLC | GT3X+ | 2018-08-23 | 160
PAL TECHNOLOGIES LTD | ACTIVPAL | 2018-08-23 | 160
PAL TECHNOLOGIES LTD | ACTIVPAL | 2018-08-23 | 160
PAL TECHNOLOGIES LTD | ACTIVPAL | 2018-08-23 | 160
PAL TECHNOLOGIES LTD | ACTIVPAL | 2018-08-23 | 160
PAL TECHNOLOGIES LTD | ACTIVPAL | 2018-08-23 | 160
PAL TECHNOLOGIES LTD | ACTIVPAL | 2018-08-23 | 160
PAL TECHNOLOGIES LTD | ACTIVPAL | 2018-08-23 | 160
PAL TECHNOLOGIES LTD | ACTIVPAL | 2018-08-23 | 160
PAL TECHNOLOGIES LTD | ACTIVPAL | 2018-08-23 | 160
PAL TECHNOLOGIES LTD | ACTIVPAL | 2018-08-23 | 160
MEMO-INTERN | MEMO-MI SUNDRIES | 2018-03-29 | 0
FRESENIUS KABI | AGILIA VP MC WIFI GB | 2021-01-08 | 300
FRESENIUS KABI | VOLUMAT MC AGILIA | 2016-07-26 | 300
WELCH ALLYN | SPOT 420(NBP/SPO2) | 2014-10-16 | 2000
AOC | 27E1H | 2021-01-09 | 1795
AOC | 27E1H | 2021-01-09 | 1295
THOMPSON SOFTWARE SOLUTIONS | PC_BOX | 2021-01-09 | 1295
AOC | 27E1H | 2021-01-09 | 1295
THOMPSON SOFTWARE SOLUTIONS | PC_BOX | 2021-01-08 | 2181
AOC | 27E1H | 2021-01-08 | 1795
THOMPSON SOFTWARE SOLUTIONS | PC_BOX | 2021-01-08 | 1295
THOMPSON SOFTWARE SOLUTIONS | PC_BOX | 2021-01-02 | 2181
ZEISS | 840 | 2020-12-22 | 21787.63
ZEISS | 840 | 2020-12-22 | 21787.63
ZEISS | 840 | 2020-12-22 | 21787.63
ZEISS | 840 | 2020-12-22 | 21787.63
ZEISS | 840 | 2020-12-22 | 21787.63
ZEISS | 840 | 2020-12-22 | 21787.63
ICARE | TA031 | 2020-12-22 | 3895
ICARE | TA031 | 2020-12-22 | 3895
OPTOS PLC | A10741005 | 2020-12-15 | 2000
OPTOS PLC | A10741005 | 2020-12-15 | 2000
OPTOS PLC | A10741005 | 2020-12-15 | 2000
OPTOS PLC | P200DTX CALIFORNIA | 2020-12-14 | 75155
TOPCON | ECO OCT "L" SHAPED TABLE TOP | 2020-12-11 | 1500
TOPCON | ECO OCT "L" SHAPED TABLE TOP | 2020-12-11 | 1500
TOPCON | ECO OCT "L" SHAPED TABLE TOP | 2020-12-11 | 1500
TOPCON | ECO OCT "L" SHAPED TABLE TOP | 2020-12-11 | 1500
TOPCON | DRI OCT TRITON PLUS | 2020-12-11 | 65500
TOPCON | 3D OCT-1 MAESTRO2 | 2020-12-10 | 24000
TOPCON | DRI OCT TRITON PLUS | 2020-12-10 | 65500
TOPCON | ECO OCT "L" SHAPED TABLE TOP | 2020-12-10 | 1500
TOPCON | ECO OCT "L" SHAPED TABLE TOP | 2020-12-10 | 1500
TOPCON | 3D OCT-1 MAESTRO2 | 2020-12-09 | 24000
TOPCON | 3D OCT-1 MAESTRO2 | 2020-12-09 | 24000
ESSILOR LTD | CLE60 | 2020-06-24 | 1900
ELITECHGROUP | 3710 | 2022-02-24 | 0
ELITECHGROUP | 3710 | 2022-02-24 | 0
FUJITSU | ME14B | 2022-02-24 | 0
BLUEBIRD INC. | ST102-W4LAL | 2022-02-24 | 0
WELCH ALLYN | PRO 6000 CONNEX | 2021-03-29 | 179
WELCH ALLYN | 75CE CONNEX | 2021-03-01 | 1794
MORTARA INST | ELI 150C | 2021-02-11 | 3000
CANE | CRONO SUPER PID | 2020-10-15 | 1500
CANE | CRONO SUPER PID | 2020-10-15 | 1500
CANE | CRONO SUPER PID | 2020-10-15 | 1500
CANE | CRONO SUPER PID | 2020-10-15 | 1500
CANE | CRONO S-PID 50 | 2020-10-15 | 1500
CANE | CRONO S-PID 50 | 2020-10-15 | 1500
CANE | CRONO SUPER PID | 2020-10-14 | 1500
CANE | CRONO SUPER PID | 2020-10-14 | 1500
CANE | CRONO SUPER PID | 2020-10-13 | 1500
FUJITSU | LIFEBOOK E756 | 2019-12-03 | 4318
SPAULDING MEDICAL | 2100iQ | 2019-10-25 | 1090
CANON | LEGRIA HFR806 | 2019-10-23 | 120
FUJITSU | LIFEBOOK E756 | 2019-10-10 | 4318
CME MEDICAL | BODYGUARD 323 | 2019-07-24 | 1469
MORTARA INST | ELI 150C | 2019-03-18 | 3000
CAREFUSION | MICROLAB ML3500 MK8 | 2019-02-25 | 1700
MORTARA INST | ELI 150C | 2019-01-23 | 3000
MORTARA INST | ELI 150C | 2018-06-26 | 3000
MORTARA INST | ELI 150C | 2018-05-15 | 3000
MARSDEN | M-300 | 2018-04-03 | 300
CANE | CRONO SUPER PID | 2017-08-10 | 1500
CANE | CRONO | 2017-08-08 | 1000
CANE | CRONO SUPER PID | 2017-08-07 | 1500
CANE | CRONO SUPER PID | 2017-08-07 | 1500
CANE | CRONO SUPER PID | 2017-08-07 | 1500
CANE | CRONO SUPER PID | 2017-08-07 | 1500
CANE | CRONO SUPER PID | 2017-08-07 | 1500
CANE | CRONO SUPER PID | 2017-08-07 | 1500
CANE | CRONO S-PID 50 | 2017-08-07 | 1500
CANE | CRONO S-PID 50 | 2017-08-07 | 1500
CME MEDICAL | BODYGUARD 323 | 2017-06-23 | 1469
ALVERIX INC. | BD VERITOR M/N A04-1 | 2016-10-14 | 0
ALVERIX INC. | BD VERITOR M/N A04-1 | 2016-10-14 | 0
CANE | CRONO | 2014-10-15 | 1000
SALTER | 1015 WHDR | 2013-09-17 | 100
SECA | 835 | 2010-02-09 | 246
CANE | CRONO | 2010-01-01 | 1000
OMRON | M6 (HEM-7001-E) | 2009-11-17 | 180
CANE | CRONO | 2008-06-08 | 1000
CANE | CRONO | 2008-06-08 | 1000
CANE | CRONO | 2008-01-01 | 1000
CANE | CRONO | 2005-09-28 | 1000
CANE | CRONO | 2004-11-11 | 1000
CANE | CRONO | 2004-11-11 | 1000
CANE | CRONO | 2004-11-11 | 1000
CANE | CRONO | 2004-11-11 | 1000
CANE | CRONO | 2004-11-10 | 1000
NA | MEMO/GENERAL SUNDRIES | 2001-01-01 | 0
MASIMO UK | RAD-8 |  | 0
NA | MEMO/GENERAL SUNDRIES | 1992-04-01 | 0
NA | MEMO/GENERAL SUNDRIES | 1997-06-17 | 0
NA | MEMO/GENERAL SUNDRIES | 2009-05-13 | 0
NA | MEMO/GENERAL SUNDRIES | 1992-04-01 | 0
NA | MEMO/GENERAL SUNDRIES | 2003-09-03 | 0
NA | MEMO/GENERAL SUNDRIES | 1992-04-01 | 0
NA | MEMO/GENERAL SUNDRIES | 2001-01-01 | 0
MEMO-INTERN | MEMO-MI SUNDRIES | 2022-04-13 | 0
NA | MEMO/GENERAL SUNDRIES | 1992-04-01 | 0
NA | MEMO/GENERAL SUNDRIES | 1992-04-01 | 0
NA | MEMO/GENERAL SUNDRIES | 1999-04-01 | 0
NA | MEMO/GENERAL SUNDRIES | 2009-05-13 | 0
NA | MEMO/GENERAL SUNDRIES | 2009-05-13 | 0
NA | MEMO/GENERAL SUNDRIES | 2009-05-13 | 0
NA | MEMO/GENERAL SUNDRIES | 2009-05-13 | 0
NA | MEMO/GENERAL SUNDRIES | 2009-05-13 | 0
HAWKSLEY | PLEASE ENTER MODEL! (140) | 2005-01-24 | 35
HAWKSLEY | PLEASE ENTER MODEL! (140) | 2005-01-24 | 35
MEMO-INTERN | MEMO-MI SUNDRIES | 2004-03-24 | 0
NA | MEMO/GENERAL SUNDRIES | 2002-08-28 | 0
NA | MEMO/GENERAL SUNDRIES | 1996-01-10 | 0
MEMO-INTERN | BHOC/SUP/CON/CHRG D | 1992-04-01 | 0
NA | MEMO/GENERAL SUNDRIES | 1992-04-01 | 0
OMRON | M6 AC ME | 2016-04-12 | 52
HAAG STREIT | BQ900 | 2015-12-17 | 21021
HAAG STREIT | AT900 | 2015-12-17 | 1750
TAKAGI | CR-650 | 2015-12-17 | 1700
TAKAGI | ST40 | 2015-12-17 | 4500
TAKAGI | ST40 | 2015-12-17 | 4500
TAKAGI | CR-650 | 2015-12-17 | 1700
HAAG STREIT | BQ900 | 2015-12-17 | 21021
HAAG STREIT | AT900 | 2015-12-17 | 1750
LENOVO | M73Z | 2015-12-17 | 1250
LENOVO | M73Z | 2015-12-17 | 1250
RINI | RINI EYE1 | 2015-12-17 | 14394
LINAK | RIEYE MK1 | 2015-12-17 | 400
PHYSIO CONTROL | LIFEPAK 1000 BASIC | 2015-11-12 | 1303
LAERDAL | LSU-2 | 2015-11-01 | 680
GN OTOMETRIC | AURICAL FREEFIT - BASE UNIT | 2014-06-09 | 7648.31
GN OTOMETRIC | AURICAL FREEFIT - REM HEADSET | 2014-06-09 | 3633.17
GN OTOMETRIC | AURICAL FREEFIT - REM HEADSET | 2014-06-09 | 3633.17
GN OTOMETRIC | AURICAL + | 2014-06-09 | 800
GN OTOMETRIC | AURICAL FREEFIT - BASE UNIT | 2014-06-09 | 7648.31
GN OTOMETRIC | AURICAL FREEFIT - REM HEADSET | 2014-06-09 | 3633.17
GN OTOMETRIC | AURICAL FREEFIT - BASE UNIT | 2014-06-09 | 7648.31
GN OTOMETRIC | AURICAL FREEFIT - REM HEADSET | 2014-06-09 | 3633.17
GN OTOMETRIC | AURICAL FREEFIT - BASE UNIT | 2014-06-09 | 614.22
GN OTOMETRIC | AURICAL FREEFIT - REM HEADSET | 2014-06-09 | 3633.17
GRASON STADLER | GSI 38 | 2010-02-12 | 2800
FRESENIUS KABI | VOLUMAT MC AGILIA | 2020-02-21 | 300
FRESENIUS KABI | VOLUMAT MC AGILIA | 2016-05-18 | 300
FRESENIUS KABI | VOLUMAT MC AGILIA | 2016-05-18 | 300
FRESENIUS KABI | VOLUMAT MC AGILIA | 2016-05-18 | 300
FRESENIUS KABI | VOLUMAT MC AGILIA | 2016-05-18 | 300
FRESENIUS KABI | VOLUMAT MC AGILIA | 2016-05-18 | 300
FRESENIUS KABI | VOLUMAT MC AGILIA | 2016-05-18 | 300
FRESENIUS KABI | VOLUMAT MC AGILIA | 2016-05-18 | 300
FRESENIUS KABI | VOLUMAT MC AGILIA | 2016-05-18 | 300
NA | MEMO/GENERAL SUNDRIES | 2001-01-01 | 0
MEMO-INTERN | MEMO-MI SUNDRIES | 2007-12-12 | 0
DELDENT LTD | DUSTINN 2000 W/MINIB | 2005-06-21 | 300
DELDENT LTD | DUSTINN 2000 W/MINIB | 2005-06-21 | 300
DELDENT LTD | DUSTINN 2000 W/MINIB | 2005-06-21 | 300
DELDENT LTD | DUSTINN 2000 W/MINIB | 2005-06-21 | 300
NA | MEMO/GENERAL SUNDRIES | 2001-01-01 | 0
MEMO-INTERN | MEMO-PROJECTS | 1994-11-01 | 0
GN OTOMETRIC | AURICAL FREEFIT - BASE UNIT | 2014-06-09 | 7648.31
GN OTOMETRIC | AURICAL FREEFIT - REM HEADSET | 2014-06-09 | 3633.17
GN OTOMETRIC | AURICAL FREEFIT - BASE UNIT | 2014-06-09 | 7648.31
GN OTOMETRIC | AURICAL FREEFIT - REM HEADSET | 2014-06-09 | 3633.17
ADEC DENTAL | 4810 SIMULATOR | 2006-08-25 | 5000
DENTSPLY LTD | CAVITRON SELECT SPS | 2005-09-23 | 1633.25
ADEC DENTAL | 4810 SIMULATOR | 2005-08-08 | 10745.31
ADEC DENTAL | 4810 SIMULATOR | 2005-08-08 | 10745.31
ADEC DENTAL | 4810 SIMULATOR | 2005-08-08 | 10745.31
ADEC DENTAL | 4810 SIMULATOR | 2005-08-08 | 10745.31
ADEC DENTAL | 6300 | 2005-08-08 | 1271
ADEC DENTAL | 6300 | 2005-08-08 | 1271
ADEC DENTAL | 6300 | 2005-08-08 | 1271
ADEC DENTAL | 6300 | 2005-08-08 | 1271
ADEC DENTAL | 6300 | 2005-08-08 | 1271
ADEC DENTAL | 6300 | 2005-08-08 | 1271
ADEC DENTAL | 4810 SIMULATOR | 2005-08-08 | 10745.31
ADEC DENTAL | 4810 SIMULATOR | 2005-08-08 | 10745.31
ADEC DENTAL | 4810 SIMULATOR | 2005-08-08 | 10745.31
ADEC DENTAL | 6300 | 2005-08-08 | 1271
ADEC DENTAL | 6300 | 2005-08-08 | 1271
ADEC DENTAL | 6300 | 2005-08-08 | 1271
ADEC DENTAL | 4810 SIMULATOR | 2005-08-08 | 10745.31
ADEC DENTAL | 4810 SIMULATOR | 2005-08-08 | 10745.31
ADEC DENTAL | 4810 SIMULATOR | 2005-08-08 | 10745.31
ADEC DENTAL | 4810 SIMULATOR | 2005-08-08 | 10745.31
ADEC DENTAL | 6300 | 2005-08-08 | 1271
ADEC DENTAL | 6300 | 2005-08-08 | 1271
ADEC DENTAL | 4810 SIMULATOR | 2005-08-08 | 10745.31
ADEC DENTAL | 6300 | 2005-08-08 | 1271
KAVO | 625 | 2005-06-17 | 400
KAVO | 625 | 2005-06-17 | 400
KAVO | 625 | 2005-06-17 | 400
KAVO | 625 | 2005-06-17 | 400
KAVO | 625 | 2005-06-17 | 400
KAVO | 625 | 2005-06-17 | 400
KAVO | 650C | 2005-06-17 | 550
KAVO | 625 | 2005-06-17 | 400
KAVO | 640C | 2005-06-17 | 540
KAVO | 625 | 2002-12-09 | 400
W&H UK LTD | SYNEA WA56A | 2018-11-02 | 300
W&H UK LTD | SYNEA WA56A | 2018-10-24 | 300
W&H UK LTD | SYNEA WA56A | 2018-10-24 | 300
W&H UK LTD | SYNEA WA56A | 2018-10-24 | 300
W&H UK LTD | SYNEA WA56A | 2018-10-24 | 300
W&H UK LTD | SYNEA WA56A | 2018-10-24 | 300
W&H UK LTD | SYNEA TA-98 | 2018-10-17 | 400
W&H UK LTD | SYNEA TA-98 | 2018-10-17 | 400
W&H UK LTD | SYNEA TA-98 | 2018-10-17 | 400
W&H UK LTD | SYNEA TA-98 | 2018-10-17 | 400
W&H UK LTD | SYNEA TA-98 | 2018-10-17 | 400
W&H UK LTD | A25/RM INCO | 2018-10-15 | 350
W&H UK LTD | A25/RM INCO | 2018-10-15 | 350
W&H UK LTD | A25/RM INCO | 2018-10-15 | 350
W&H UK LTD | A25/RM INCO | 2018-10-15 | 350
W&H UK LTD | A25/RM INCO | 2018-10-15 | 350
W&H UK LTD | A25/RM INCO | 2018-10-15 | 350
KERR DENTAL | DEMI ULTRA | 2017-02-03 | 844.74
KERR DENTAL | DEMI ULTRA | 2017-02-03 | 844.74
KERR DENTAL | DEMI ULTRA | 2017-02-03 | 844.74
KERR DENTAL | DEMI ULTRA | 2017-02-03 | 844.74
DENTSPLY LTD | 67-0445 | 2008-10-15 | 100
DENTSPLY LTD | 67-0445 | 2008-10-15 | 100
DENTSPLY LTD | CAVITRON SELECT SPS | 2008-10-15 | 1633.25
DENTSPLY LTD | CAVITRON SELECT SPS | 2008-10-15 | 1633.25
DENTSPLY LTD | CAVITRON SELECT SPS | 2008-10-15 | 1633.25
DENTSPLY LTD | CAVITRON SELECT SPS | 2008-10-15 | 1633.25
DENTSPLY LTD | CAVITRON SELECT SPS | 2008-10-15 | 1633.25
DENTSPLY LTD | CAVITRON SELECT SPS | 2008-10-15 | 1633.25
DENTSPLY LTD | CAVITRON SELECT SPS | 2008-09-15 | 1600
DE GOTZEN | SOFTLY 8 | 2008-06-20 | 350
DE GOTZEN | SOFTLY 8 | 2008-06-20 | 350
MECTRON MEDI | EASYJET PRO | 2008-05-22 | 450
MECTRON MEDI | PIEZO SMART | 2008-03-27 | 885
MECTRON MEDI | PIEZO HANDPIECE | 2008-03-27 | 285
MECTRON MEDI | PIEZO HANDPIECE | 2008-03-27 | 285
W&H UK LTD | ASSISTINA PLUS | 2006-01-17 | 500
W&H UK LTD | A25/RM INCO | 2006-01-17 | 350
W&H UK LTD | A25/RM INCO | 2006-01-17 | 350
W&H UK LTD | SYNEA TA-98 | 2006-01-17 | 400
W&H UK LTD | SYNEA TA-98 | 2006-01-17 | 400
W&H UK LTD | SYNEA TA-98 | 2006-01-17 | 400
W&H UK LTD | SYNEA TA-98 | 2006-01-17 | 400
W&H UK LTD | SYNEA TA-98 | 2006-01-17 | 400
W&H UK LTD | SYNEA TA-98 | 2006-01-17 | 400
W&H UK LTD | SYNEA TA-98 | 2006-01-17 | 400
W&H UK LTD | SYNEA WA56A | 2006-01-17 | 300
W&H UK LTD | SYNEA WA56A | 2006-01-17 | 300
W&H UK LTD | SYNEA WA56A | 2006-01-17 | 300
W&H UK LTD | SYNEA WA56A | 2006-01-17 | 300
W&H UK LTD | SYNEA WA56A | 2006-01-17 | 300
W&H UK LTD | SYNEA WA56A | 2006-01-17 | 300
W&H UK LTD | SYNEA WA56A | 2006-01-17 | 300
W&H UK LTD | A25/RM INCO | 2006-01-17 | 350
W&H UK LTD | A25/RM INCO | 2006-01-17 | 350
W&H UK LTD | A25/RM INCO | 2006-01-17 | 350
W&H UK LTD | A25/RM INCO | 2006-01-17 | 350
W&H UK LTD | A25/RM INCO | 2006-01-17 | 350
NA | MEMO/GENERAL SUNDRIES | 2005-08-09 | 0
RINN PRODUCT | 67-0420 | 2000-02-16 | 75
RINN PRODUCT | 67-0420 | 2000-02-16 | 75
LAERDAL | LCSU4 | 2021-04-09 | 333
LAERDAL | LCSU4 | 2021-04-09 | 333
LAERDAL | LCSU4 | 2021-04-09 | 333
LAERDAL | LCSU4 | 2021-04-08 | 333
LAERDAL | LCSU4 | 2021-04-08 | 333
LAERDAL | LCSU4 | 2021-04-08 | 333
LAERDAL | LCSU4 | 2017-09-25 | 349
LAERDAL | LCSU4 | 2017-09-25 | 349
LAERDAL | LCSU4 | 2017-09-25 | 349
LAERDAL | LCSU4 | 2017-09-25 | 349
LAERDAL | LCSU4 | 2017-09-25 | 349
LAERDAL | LCSU4 | 2017-09-25 | 349
LAERDAL | LSU-2 | 2016-09-23 | 680
NA | MEMO/GENERAL SUNDRIES | 2013-12-02 | 0
LAERDAL | LSU-2 | 2013-11-26 | 680
DEVILBISS | 7305P-U | 2013-11-26 | 300
DRAEGER | MEDICAL AIR PLANT | 2022-04-26 | 40000
DRAEGER | MEDICAL AIR PLANT | 2007-07-23 | 40000
DRAEGER | MEDICAL AIR PLANT | 2022-04-26 | 32882.38
DRAEGER | MEDICAL AIR PLANT | 2007-07-23 | 32882.38
LLOYDS | LBPK1 | 2014-04-22 | 30
DEVILBISS | 7305P-U | 2010-09-07 | 300
DARAY | MOBILE FLEX | 2005-05-04 | 769
OMRON | M6 (HEM-7001-E) | 2013-09-09 | 80
KARL KAPS OPTIK GMBH | VICO S | 2013-09-09 | 1000
OMRON | M6 (HEM-7001-E) | 2013-09-09 | 80
SECA | 875 | 2022-02-10 | 149
LUXO UK LTD | LHG026528 | 2022-01-10 | 469
LUXO UK LTD | LHG026528 | 2022-01-10 | 469
WELCH ALLYN | PRESSOSTABIL | 2021-02-11 | 100
WELCH ALLYN | PRESSOSTABIL | 2021-02-11 | 100
WELCH ALLYN | PRESSOSTABIL | 2021-02-11 | 100
WELCH ALLYN | PRESSOSTABIL | 2021-02-11 | 100
SEERS MEDICAL | SM8583D | 2020-09-28 | 1200
SEERS MEDICAL | SM8583D | 2020-09-28 | 1200
CANON | CUS-X200G (XARIO) | 2020-01-13 | 27235
LUXO UK LTD | LHH | 2020-01-07 | 300
ACCOSON LTD | DESK | 2018-05-25 | 40
LUXO UK LTD | LHH | 2018-05-25 | 300
LID-LAMPS | HEPTA LED | 2018-02-20 | 160
LID-LAMPS | HEPTA LED | 2018-02-20 | 160
AKRON | A3221 | 2017-03-31 | 700
WELCH ALLYN | GS 300 | 2017-03-31 | 350
HEINE | HL5000 | 2017-03-31 | 500
OMRON | M6 (HEM-7321-E) | 2016-03-01 | 50
KEITO | KEITO K8 | 2016-03-01 | 4000
OMRON | M6 (HEM-7221-E8 V) | 2015-02-18 | 125
SECA | 799 | 2015-01-28 | 300
ACCOSON LTD | DESK | 2014-01-15 | 40
SECA | 761 | 2013-09-07 | 65
AKRON | 9822 | 2013-03-28 | 800
LEICA | DM2000 | 2013-03-27 | 2500
SPEIDEL & KE | MAXI STABIL 3 | 2013-03-27 | 75
AKRON | POPULAR | 2013-03-25 | 1800
ACCOSON LTD | DESK | 2013-03-20 | 35
BRAUN | PRO 4000 | 2012-07-24 | 50
BRAUN | PRO 4000 | 2011-08-08 | 50
LEICA | DM2000 | 2011-06-14 | 2500
AKRON | 9822/3/3HS | 2011-02-07 | 1850
AKRON | 9822/3/3HS | 2010-12-06 | 1850
LUXO UK LTD | LHH | 2010-03-18 | 300
NIKON | ECLIPSE CI-L | 2010-03-18 | 5999.4
OMRON | M6 (HEM-7001-E) | 2010-03-11 | 180
LUXO UK LTD | LHH | 2010-01-29 | 300
LUXO UK LTD | LHH | 2010-01-29 | 300
MEDI-PLINTH | BA02E | 2010-01-29 | 300
AKRON | 9822/3/3HS | 2010-01-29 | 1850
LUXO UK LTD | LHH | 2010-01-29 | 300
LUXO UK LTD | LHH | 2010-01-29 | 300
LUXO UK LTD | LHH | 2010-01-29 | 300
Wallach Surgical Devices Inc | LL100 | 2005-05-24 | 1145
AKRON | 9822/3/3HS | 2005-05-11 | 1850
NIKON | ELCIPSE E400 | 2005-05-04 | 6300
AKRON | 9822/3/3HS | 2002-08-14 | 870
Wallach Surgical Devices Inc | LL100 | 2002-06-19 | 1145
NA | MEMO/GENERAL SUNDRIES | 2001-01-01 | 0
OMRON | M6 COMFORT (HEM-7321-E) | 2021-02-11 | 107
PARKER | 82-01-20 | 2020-09-28 | 500
PLINTH 2000 | 502HBL | 2017-03-31 | 500
WELCH ALLYN | SPOT 420(NBP/SPO2) | 2017-03-31 | 1116.25
PHYSIO CONTROL | LIFEPAK 1000 | 2016-01-20 | 2150
PLINTH 2000 | 502H | 2015-12-03 | 535
PLINTH 2000 | 502H | 2015-12-03 | 535
HEINE | HL1200 | 2015-12-03 | 465
HEINE | HL1200 | 2015-12-03 | 465
HEINE | HL1200 | 2015-12-03 | 465
HEINE | HL1200 | 2015-12-03 | 465
HEINE | HL1200 | 2015-12-03 | 465
HEINE | HL1200 | 2015-12-03 | 465
BRAUN | THERMOSCAN 6021 | 2015-02-27 | 45
NESBIT EVANS | KINGS FUND | 2014-10-09 | 500
LAERDAL | LSU-2 | 2013-01-10 | 680
LAERDAL | LSU-2 | 2003-11-13 | 680
SECA | 875 | 2022-02-23 | 149
SECA | 875 | 2022-02-23 | 149
SECA | 384 | 2022-02-23 | 200
SECA | 875 | 2022-02-23 | 149
MARSDEN | M-600 | 2021-08-31 | 600
MARSDEN | M-600 | 2021-02-02 | 0
SECA | 875 | 2021-01-29 | 149
SECA | 875 | 2021-01-29 | 149
MARSDEN | M-420 | 2019-08-21 | 200
SECA | 384 | 2019-07-26 | 175
SECA | 384 | 2019-07-26 | 200
MARSDEN | M-600 | 2018-07-16 | 600
MARSDEN | M-600 | 2018-03-06 | 675
MARSDEN | M-410 | 2017-01-09 | 235
MARSDEN | M-420 | 2017-01-09 | 300
MARSDEN | M-420 | 2016-11-18 | 200
MARSDEN | M-610 | 2016-04-08 | 675
MARSDEN | M-420 | 2016-03-23 | 200
MARSDEN | M-410 | 2016-03-23 | 235
MARSDEN | M-420 | 2014-03-13 | 200
MARSDEN | MPWS-300 | 2013-04-12 | 810
MARSDEN | MS-4202L | 2013-02-21 | 200
MARSDEN | MS-4202L | 2013-02-21 | 200
SECA | 385 | 2012-04-27 | 200
MARSDEN | HOISTWEIGHER | 2012-03-27 | 500
MARSDEN | HOISTWEIGHER | 2012-03-27 | 500
MARSDEN | MS-4202L | 2012-03-15 | 222.86
MARSDEN | MS-4202L | 2012-03-15 | 222.86
MARSDEN | MS-4202L | 2012-03-15 | 222.86
SECA | 385 | 2011-04-28 | 200
SECA | 384 | 2011-03-07 | 200
SECA | 761 | 2010-10-14 | 65
SECA | 385 | 2010-10-14 | 200
SECA | 835 | 2008-06-18 | 246
SECA | 835 | 2008-06-18 | 246
SECA | DP2400 BMI INDICATOR | 2007-10-04 | 520
SECA | DP2400 BMI INDICATOR | 2007-02-01 | 520
NA | MEMO/GENERAL SUNDRIES | 2001-01-01 | 0
SECA | 944 | 1993-11-10 | 703
GE LIMITED | VOLUSON E8 | 2013-05-14 | 19334.4
PRO-PROJECT | 02-114 | 2014-11-28 | 300
RAYSAFE | 1302026 | 2014-11-27 | 1500
DRAEGER | D-VAPOR | 2021-04-29 | 2000
DRAEGER | PERSEUS A500 | 2021-04-27 | 26000
OXFORD HOIST | PRESENCE | 2021-04-12 | 1443
NA | CAPITAL SUNDRY NUMBER | 2020-04-30 | 0
THERAPY EQUIPMENT | DIAMOND RANGE HIGH | 2016-07-29 | 80
THERAPY EQUIPMENT | DIAMOND RANGE HIGH | 2015-12-16 | 80
THERAPY EQUIPMENT | DIAMOND RANGE HIGH | 2015-12-16 | 80
THERAPY EQUIPMENT | DIAMOND RANGE HIGH | 2015-12-16 | 80
THERAPY EQUIPMENT | DIAMOND RANGE HIGH | 2015-12-07 | 80
THERAPY EQUIPMENT | DIAMOND RANGE HIGH | 2015-12-07 | 80
LAERDAL | LSU-2 | 2015-12-01 | 680
B.ROZENBERG | 425/12 | 2015-07-02 | 200
AGFA-GEVAERT | NX8800 | 2014-10-22 | 1991.73
AKRON | A2222/2/SHS | 2016-01-13 | 750
FREEWAY | TRANSACTIVE MANUAL | 2014-11-03 | 575
PHYSIO CONTROL | LIFEPAK 1000 | 2014-07-23 | 2145
LAERDAL | LSU-2 | 2008-07-09 | 680
SHIRE | AREA ALARM | 1997-09-04 | 350
MEMO-INTERN | PMG-BRI/WD16 | 1996-08-02 | 0
LIKO | VIKING XL | 2017-01-16 | 5130
LIKO | 102 | 2003-03-18 | 3500
LIKO | GOLVO7007ES | 2001-08-10 | 5323.95
MILLENIUM | MMA2296STC | 2022-04-26 | 35000
MILLENIUM | MMA2296STC | 2014-06-05 | 35000
MEMO-INTERN | TELEDERMATOLOGY | 2021-06-25 | 0
MEMO-INTERN | PMG-BRI/7/T.ROOM | 1972-01-01 | 0
COVIDIEN UK | SCD EXPRESS | 2011-04-18 | 800
COVIDIEN UK | SCD EXPRESS | 2011-04-18 | 800
MEMO-INTERN | MEMO-MI SUPPORT | 2003-01-16 | 0
SAMSUNG | GM85 | 2021-01-06 | 93000
DRGEM | TOPAZ-32D | 2020-04-20 | 90000
AGFA-GEVAERT | DX-G | 2016-10-28 | 44684.68
SHIMADZU | MUX-200-12-XC | 2016-02-26 | 26220
AGFA-GEVAERT | DX-G | 2014-10-22 | 44684.68
PHYSIO CONTROL | LIFEPAK 1000 | 2010-04-30 | 2145
DELL COMPUTERS | PRECISION 670 | 2005-06-07 | 7000
DELL COMPUTERS | PRECISION 670 | 2005-06-07 | 7000
KENEX (ELECTRO MEDICAL) LIMITED | 1330/4 | 2020-11-19 | 1000
ARCOMA | T3 PRECISION | 2017-11-01 | 320569.9
AGFA-GEVAERT | PLEASE ENTER MODEL! (701) | 2007-04-04 | 30000
SIEMENS LTD | POLYDOROS IT/ITS | 2007-04-04 | 100000
SIRONA LTD | ORTHOPOS XG3 | 2014-10-15 | 20944.8
PHILIPS LTD | DIGITAL DIAGNOST HP | 2014-03-24 | 269974.8
PTW-FREIBURG | DIAMENTOR M2 | 2002-05-23 | 2400
THERAPY EQUIPMENT | 6180/P/5M | 2021-09-14 | 80.18
THERAPY EQUIPMENT | 6180/P/5M | 2021-09-14 | 80.18
MEMO-INTERN | MED AIR 4 BAR HOSE | 2018-10-16 | 150
LAERDAL | LSU-2 | 2018-06-13 | 680
ESP | MON15 | 2015-06-25 | 125
SECA | 959 | 2013-09-19 | 600
ULRICH MEDICAL | XD2001 | 2012-07-12 | 24021.54
WELCH ALLYN | 53N00 (VSM 300) | 2011-11-24 | 791
SIEMENS LTD | SOMATOM DEFINITION | 2010-09-01 | 543712.35
GE LIMITED | 4C-RS | 2015-04-13 | 6000
GE LIMITED | L6-12 | 2015-04-13 | 6000
GE LIMITED | 3SC-RS | 2015-04-13 | 6000
W.S.ROTHBAND | VARIHEIGHT | 2004-10-28 | 1500
HP | OFFICE JET PRO 8210 | 2017-09-21 | 120
HOLOGIC | DISCOVERY A | 2010-04-29 | 98112.5
SIEMENS LTD | AXIOM ARISTOS UX | 2009-04-27 | 143750
AMERICAN POWER CONVERSION (APC) | SUI1000 INET (SMART-UPS 1000) | 2005-05-20 | 300
X-OGRAPH LTD | CX0Z-11 | 1999-06-09 | 230000
SIEMENS LTD | 12L3 | 2020-10-21 | 5000
SIEMENS LTD | JUNIPER | 2019-09-14 | 24500
SIEMENS LTD | 5C1 | 2019-09-14 | 6000
SIEMENS LTD | 16L4 | 2019-09-14 | 5000
BORRI | B300-06L | 2018-10-31 | 5000
STARKSTROM | 4KVA | 2018-10-31 | 5000
MEDRAD | MARK 7 ARTERION | 2014-01-06 | 20647.76
SIEMENS LTD | ARTIS ZEE DFC | 2010-09-03 | 500000
SIEMENS LTD | LEONARDO - SYNGO | 2010-09-03 | 22259.89
BRACCO | PROTOCOL TOUCH | 2022-03-16 | 12285.71
MEMO-INTERN | PHANTOM TROLLEY | 2021-05-25 | 2758
ULRICH MEDICAL | CT MOTION XD 8000 | 2020-06-18 | 4150
CANON | AQUILION ONE GENESIS | 2020-01-07 | 824830
ULRICH MEDICAL | CT MOTION XD 8000 | 2019-12-27 | 30000
SAMSUNG | AS12LED-2 | 2019-03-11 | 165.5
SAMSUNG | SCB-5003PH/EX | 2019-03-11 | 160.5
SIEMENS LTD | SYMBIA INTEVO BOLD | 2019-01-17 | 757423.37
TOTOKU | CDL2106A | 2005-06-06 | 7000
TOTOKU | CDL2106A | 2005-06-06 | 7000
AMERICAN POWER CONVERSION (APC) | SUI1000 INET (SMART-UPS 1000) | 2002-09-30 | 300
CROWCON | GASMASTER | 2021-09-30 | 2000
SIEMENS LTD | MAGNETOM SOLA | 2021-03-05 | 866000
PENLON | NUFFIELD 200 | 2018-01-09 | 9000
PENLON | PRIMA 451 | 2017-12-28 | 19854
BLEASE | DATUM SEVO | 2017-12-05 | 2000
DATEX-OHMEDA | F-LBAT | 2003-04-01 | 2000
BLEASE | DATUM ISO | 2003-03-13 | 2000
DATEX-OHMEDA | 5120 | 1997-02-04 | 1000
PENLON | IDP | 1997-02-04 | 1000
CROWCON | GASMASTER | 2021-09-25 | 1646
KENEX (ELECTRO MEDICAL) LIMITED | PLEASE ENTER MODEL! (1301) | 2011-07-11 | 2500
SIEMENS LTD | AXIOM ICONOS R200 | 2003-08-20 | 267034.91
ARCOMA | T3 PRECISION | 2017-12-21 | 323951.74
SIEMENS LTD | AVANTO FIT | 2017-12-20 | 770000
AGFA-GEVAERT | 5SC750I | 2014-10-22 | 205
AGFA-GEVAERT | DX-G | 2014-10-22 | 44684.68
AGFA-GEVAERT | NX8800 | 2014-10-22 | 1991.73
DIAG. SONAR | SONARWARM | 2004-11-01 | 150
ACCUVEIN | AV400 | 2018-02-16 | 6000
KENEX (ELECTRO MEDICAL) LIMITED | ACROBAT 2000 | 2017-02-03 | 4525
ULRICH MEDICAL | XD2001 | 2016-11-29 | 28200
LIKO | LIKORALL 250 ES | 2016-10-28 | 6500
SIEMENS LTD | SOMATOM DEFINITION | 2016-10-27 | 478189.12
BRISTOL MAID (HOSP.M.CRAFT) | DPWS/1/4H | 2011-07-12 | 163
SIEMENS LTD | AXIOM LUMINOS TF | 2007-03-02 | 300000
BK MEDICAL | 20R3 | 2022-05-31 | 19000
BK MEDICAL | 20R3 | 2021-06-10 | 0
BK MEDICAL | 9C2 | 2020-10-22 | 6000
WELCH ALLYN | CE 0297 | 2020-10-20 | 300
BK MEDICAL | BK3000 | 2020-10-08 | 66000
BK MEDICAL | X14L4 | 2020-10-08 | 6000
SIEMENS LTD | 11M3 | 2020-04-01 | 6000
SIEMENS LTD | 12L3 | 2020-03-30 | 5000
SIEMENS LTD | 16L4 | 2020-03-27 | 5000
PARKER | 82-01-20 | 2019-01-29 | 500
MEDI-PLINTH | BA03E | 2018-09-11 | 725
MEDI-PLINTH | BA03E | 2018-09-11 | 725
TOSHIBA MED | PVT-375ST | 2018-08-03 | 5000
PHILIPS LTD | EPIQ 5G | 2018-07-20 | 92994
PHILIPS LTD | C5-1 | 2018-07-20 | 5000
PHILIPS LTD | C10-3V | 2018-07-20 | 5000
PHILIPS LTD | EL18-4 | 2018-07-20 | 5000
BRACCO | PROTOCOL TOUCH | 2017-09-06 | 12285.71
THERAPY EQUIPMENT | DIAMOND RANGE HIGH | 2017-08-29 | 80
BK MEDICAL | 8811 | 2017-02-01 | 5000
BK MEDICAL | 8820E | 2017-02-01 | 5000
TOSHIBA MED | PLT-1204BT | 2017-01-17 | 5000
MEDI-PLINTH | BE3015 | 2015-05-13 | 700
GERMITEC | ANTIGERMIX E1 | 2014-11-04 | 37200
MEDI-PLINTH | BE3015 | 2014-02-11 | 691.9
HANNS G | HH191DPB | 2010-10-21 | 110
TOSHIBA MED | VIAMO | 2010-01-19 | 40149.76
TOSHIBA MED | 6C1 | 2009-01-01 | 5000
TOSHIBA MED | PVT-661VT | 2009-01-01 | 5000
ESAOTE BIOME | TECHNOS MPX | 2005-02-08 | 180000
ESAOTE BIOME | NAVIGATOR | 2005-02-08 | 180000
BRANDON MEDICAL | BME50 | 2002-09-26 | 500
DIAG. SONAR | SONARWARM | 2000-02-29 | 250
SIEMENS LTD | 18L6-HD | 2022-05-10 | 5000
SIEMENS LTD | 6C1 HD | 2020-03-19 | 1675
SIEMENS LTD | 4C1 | 2014-12-18 | 5000
SIEMENS LTD | 10MC3 | 2022-02-03 | 3800
SIEMENS LTD | 10MC3 | 2021-10-25 | 3800
SIEMENS LTD | JUNIPER | 2020-03-27 | 37260
SIEMENS LTD | 5C1 | 2020-03-27 | 6000
SIEMENS LTD | JUNIPER | 2019-09-14 | 24500
SIEMENS LTD | 5C1 | 2019-09-14 | 6000
SIEMENS LTD | 12L3 | 2019-09-14 | 5000
TOSHIBA MED | PLT-805AT | 2019-06-11 | 5000
BK MEDICAL | 2052 | 2018-09-20 | 8000
TOSHIBA MED | PVT-375BT | 2018-06-08 | 5000
TOSHIBA MED | PLT-604AT | 2018-06-08 | 8000
TOSHIBA MED | PVT-375BT | 2018-06-08 | 5000
TOSHIBA MED | PVT-375BT | 2018-06-08 | 5000
TOSHIBA MED | 10C3 | 2018-06-08 | 5000
TOSHIBA MED | PVT-375ST | 2018-01-04 | 5000
TOSHIBA MED | PLT-805AT | 2017-12-21 | 5000
TOSHIBA MED | PVT-375BT | 2017-09-22 | 5000
TOSHIBA MED | PLT-1202S | 2017-04-19 | 5000
BK MEDICAL | 2052 | 2017-03-06 | 8000
TOSHIBA MED | PVT-375ST | 2017-02-23 | 5000
PARKER | 82-01-20 | 2017-02-21 | 100
TOSHIBA MED | PVT-375BT | 2017-01-09 | 5000
SIEMENS LTD | ACUSON S2000 | 2014-12-18 | 61704
SIEMENS LTD | 9L4 | 2014-12-18 | 5000
SIEMENS LTD | 14L5 | 2014-12-18 | 5000
NANOSONICS | N00020-EV4 | 2014-12-11 | 7000
NANOSONICS | N00020-EV4 | 2014-12-11 | 7000
TOSHIBA MED | TV5-A500 | 2014-12-10 | 75960
TOSHIBA MED | PVT-375BT | 2014-12-10 | 5000
TOSHIBA MED | PLT-1204BT | 2014-12-10 | 5000
TOSHIBA MED | PLT-1202S | 2014-12-10 | 5000
TOSHIBA MED | PLT-1005BT | 2014-12-10 | 5000
TOSHIBA MED | PVT-781VT | 2014-12-10 | 6000
AGFA-GEVAERT | 5SC750I | 2014-11-27 | 205
TOSHIBA MED | VIAMO | 2013-03-28 | 38210.41
TOSHIBA MED | PLT-805AT | 2013-03-28 | 8000
TOSHIBA MED | VIAMO | 2013-03-28 | 39206.42
TOSHIBA MED | PVT-375ST | 2013-03-28 | 8000
TOSHIBA MED | TV5-A500 | 2013-03-25 | 78583.22
TOSHIBA MED | PVT-375BT | 2009-01-01 | 5000
POWERWARE | PW9120 1000I | 2005-07-11 | 300
BRI/IT DEPT | VIRTUAL SERVER | 2011-08-03 | 15000
BRI/IT DEPT | VIRTUAL SERVER | 2011-07-18 | 12000
BRI/IT DEPT | VIRTUAL SERVER | 2011-07-18 | 12000
BRI/IT DEPT | VIRTUAL SERVER | 2010-08-04 | 12000
DELL COMPUTERS | POWEREDGE 2950 | 2008-09-16 | 5000
DELL COMPUTERS | POWEREDGE 2950 | 2008-09-16 | 5000
DELL COMPUTERS | PRECISION 490 | 2007-12-12 | 2500
DELL COMPUTERS | POWEREDGE 2850 | 2006-10-10 | 2000
EAST HEALTH | DUPLEX | 1997-09-04 | 1256
LAERDAL | LSU-2 | 2014-05-19 | 680
NORGREN MART | 20AG/4G | 2004-01-21 | 440
CAPINTEC | CRC-55TR | 2020-06-18 | 7700
CAPINTEC | CRC-55TR | 2020-06-08 | 7700
LMS | 80 | 2020-05-15 | 1393.55
LMS | 80 | 2016-11-07 | 1393.55
BATIK STUDIO | MAG 3 | 2014-04-24 | 50
THERMO SCIENTIFIC | MINI 900 | 2012-04-23 | 450
MACHIDA | BESPOKE | 2010-09-17 | 1000
BATIK STUDIO | MAG 3 | 2008-11-20 | 50
WALLAC | 1480 | 2001-12-21 | 20000
NA | MEMO/GENERAL SUNDRIES | 2001-01-01 | 0
CAPINTEC | CRC-15R | 2000-06-30 | 5000
I.E.C. | CENTRA-3C | 1994-03-07 | 1775.55
STRYKER | ST1-X (6300-000-200) | 2022-04-26 | 2248.46
STRYKER | ST1-X (6300-000-200) | 2022-04-26 | 2248.46
STRYKER | ST1-X (6300-000-200) | 2022-04-26 | 2248.46
STRYKER | ST1-X (6300-000-200) | 2022-04-26 | 2248.46
STRYKER | ST1-X (6300-000-200) | 2022-04-26 | 2248.46
STRYKER | ST1-X (6300-000-200) | 2022-04-26 | 2248.46
STRYKER | ST1-X (6300-000-200) | 2022-04-26 | 2248.46
STRYKER | ST1-X (6300-000-200) | 2022-03-21 | 2248.46
STRYKER | ST1-X (6300-000-200) | 2022-03-21 | 2248.46
STRYKER | ST1-X (6300-000-200) | 2022-03-21 | 2248.46
STRYKER | ST1-X (6300-000-200) | 2022-03-21 | 2248.46
STRYKER | ST1-X (6300-000-200) | 2022-03-21 | 2248.46
STRYKER | ST1-X (6300-000-200) | 2022-03-21 | 2248.46
STRYKER | ST1-X (6300-000-200) | 2022-03-21 | 2248.46
STRYKER | ST1-X (6300-000-200) | 2022-03-21 | 2248.46
STRYKER | ST1-X (6300-000-200) | 2022-03-21 | 2248.46
STRYKER | ST1-X (6300-000-200) | 2022-03-21 | 2248.46
STRYKER | ST1-X (6300-000-200) | 2022-03-21 | 2248.46
STRYKER | ST1-X (6300-000-200) | 2022-03-17 | 2248.46
STRYKER | ST1-X (6300-000-200) | 2021-02-15 | 2353.15
STRYKER | ST1-X (6300-000-200) | 2021-02-15 | 2353.15
STRYKER | ST1-X (6300-000-200) | 2021-02-15 | 2353.15
STRYKER | ST1-X (6300-000-200) | 2021-02-15 | 2353.15
STRYKER | ST1-X (6300-000-200) | 2021-02-15 | 2353.15
STRYKER | ST1-X (6300-000-200) | 2021-02-15 | 2353.15
STRYKER | ST1-X (6300-000-200) | 2020-11-19 | 2246.75
STRYKER | ST1-X (6300-000-200) | 2020-11-19 | 2246.75
STRYKER | ST1-X (6300-000-200) | 2020-11-19 | 2246.75
STRYKER | ST1-X (6300-000-200) | 2020-11-19 | 2246.75
STRYKER | ST1-X (6300-000-200) | 2020-11-19 | 2246.75
STRYKER | ST1-X (6300-000-200) | 2020-11-19 | 2246.75
STRYKER | ST1-X (6300-000-200) | 2020-11-19 | 2246.75
STRYKER | ST1-X (6300-000-200) | 2020-11-19 | 2246.75
STRYKER | ST1-X (6300-000-200) | 2020-11-19 | 2246.75
STRYKER | ST1-X (6300-000-200) | 2020-03-17 | 2246.75
STRYKER | ST1-X (6300-000-200) | 2020-03-17 | 2246.75
STRYKER | ST1-X (6300-000-200) | 2020-03-17 | 2246.75
STRYKER | ST1-X (6300-000-200) | 2020-03-17 | 2246.75
STRYKER | ST1-X (6300-000-200) | 2020-03-17 | 2246.75
STRYKER | ST1-X (6300-000-200) | 2020-03-17 | 2246.75
STRYKER | ST1-X (6300-000-200) | 2020-03-17 | 2246.75
STRYKER | ST1-X (6300-000-200) | 2020-03-17 | 2246.75
STRYKER | ST1-X (6300-000-200) | 2020-03-17 | 2246.75
STRYKER | ST1-X (6300-000-200) | 2020-03-17 | 2246.75
SHIRE | SDX-15 | 2014-05-23 | 1267
NA | MEMO/GENERAL SUNDRIES | 2001-01-01 | 0
MEMO-INTERN | PMG-TSWB-7-PMG-WEST-STREET-ISOLATION | 2014-06-10 | 0
MEMO-INTERN | PMG-TSWB-8-PMG-WEST-STREET | 2014-06-10 | 0
MEMO-INTERN | PMG-TSWB-7-PMG-WEST-STREET | 2014-06-10 | 0
SHIRE | SA-6 | 2014-05-27 | 350
SHIRE | SA-6 | 2014-05-27 | 350
SHIRE | SA-6 | 2014-05-27 | 350
SHIRE | SA-6 | 2014-05-27 | 350
NORGREN MART | 20AG/4G | 2014-12-04 | 440
NORGREN MART | 20AG/4G | 2014-12-04 | 440
NORGREN MART | 20AG/4G | 2014-12-04 | 440
NORGREN MART | 20AG/4G | 2014-12-04 | 440
NORGREN MART | 20AG/4G | 2014-05-27 | 900
NORGREN MART | 20AG/4G | 2014-05-27 | 900
NORGREN MART | 20AG/4G | 2014-05-27 | 900
NORGREN MART | 20AG/4G | 2014-03-15 | 420
SHIRE | REPEATER | 2014-12-04 | 350
MEMO-INTERN | PMG-TSWB-3-PMG-WEST-ISOLATION | 2014-08-03 | 0
SHIRE | SA-6 | 2014-08-03 | 350
MEMO-INTERN | PMG-TSWB-8-PMG-WEST-ISOLATION | 2014-06-10 | 0
SHIRE | SA-6 | 2014-05-27 | 350
SHIRE | SA-6 | 2014-05-27 | 350
SHIRE | SA-6 | 2014-05-27 | 350
SHIRE | SA-6 | 2014-05-27 | 350
SHIRE | SA-6 | 2014-05-27 | 350
MEMO-INTERN | PMG-TSWB-6-PMG-WEST-CIRCUITB-ISOLATION20 | 2014-06-10 | 0
SHIRE | SA-6 | 2014-05-27 | 350
MEMO-INTERN | PMG-TSWB-6-PMG-WEST-CIRCUITB-ISOLATION17 | 2014-06-10 | 0
SHIRE | SA-6 | 2014-05-27 | 350
MEMO-INTERN | PMG-TSWB-6-PMG-WEST-CIRCUITB-ISOLATION14 | 2014-06-10 | 0
SHIRE | SA-6 | 2014-05-27 | 350
MEMO-INTERN | PMG-TSWB-6-PMG-WEST-CIRCUITB | 2014-06-10 | 0
SHIRE | SA-6 | 2014-05-27 | 350
MEMO-INTERN | PMG-TSWB-6-PMG-WEST-CIRCUITA-ISOLATION20 | 2014-06-10 | 0
SHIRE | SA-6 | 2014-05-27 | 350
MEMO-INTERN | PMG-TSWB-6-PMG-WEST-CIRCUITA-ISOLATION17 | 2014-06-10 | 0
SHIRE | SA-6 | 2014-05-27 | 350
MEMO-INTERN | PMG-TSWB-6-PMG-WEST-CIRCUITA-ISOLATION14 | 2014-06-10 | 0
SHIRE | SA-6 | 2014-05-27 | 350
SHIRE | SA-6 | 2014-05-27 | 350
MEMO-INTERN | PMG-TSWB-6-PMG-WEST-CIRCUITA | 2014-06-10 | 0
SHIRE | SA-6 | 2014-05-27 | 350
MEMO-INTERN | PMG-TSWB-9-PMG-WEST | 2014-12-04 | 0
SHIRE | REPEATER | 2014-12-04 | 350
SHIRE | SA-6 | 2014-12-04 | 350
MEMO-INTERN | PMG-TSWB-4-PMG-SOUTHWEST | 2014-08-03 | 0
SHIRE | SA-6 | 2014-08-03 | 350
MEMO-INTERN | PMG-TSWB-4-PMG-SOUTHEAST | 2014-08-03 | 0
MEMO-INTERN | PMG-TSWB-3-PMG-SOUTHEAST | 2014-08-03 | 0
SHIRE | SA-6 | 2014-08-03 | 350
SHIRE | REPEATER | 2014-08-03 | 350
SHIRE | SA-6 | 2014-08-03 | 350
MILLENIUM | SIMPLEX | 2014-04-18 | 1044
MILLENIUM | SIMPLEX | 2014-04-18 | 1044
MILLENIUM | SIMPLEX | 2014-04-18 | 1044
MILLENIUM | MMVT167TX | 2014-04-16 | 15400
MILLENIUM | MMVT167TX | 2014-04-16 | 15400
SHIRE | SDX-15 | 2014-08-03 | 1267
SHIRE | SDX-15 | 2014-08-03 | 1267
MEMO-INTERN | PMG-TSWB-4-PMG-NORTHWEST | 2014-08-03 | 0
SHIRE | SA-6 | 2014-08-03 | 350
SHIRE | REPEATER | 2014-08-03 | 350
MEMO-INTERN | PMG-TSWB-3-PMG-NORTHEAST | 2014-08-03 | 0
SHIRE | SA-6 | 2014-08-03 | 350
SHIRE | REPEATER | 2014-08-03 | 350
MEMO-INTERN | PMG-TSWB-3-PMG-NORTHWEST-DEPARTMENTAL | 2014-08-03 | 0
SHIRE | SA-6 | 2014-08-03 | 350
SHIRE | REPEATER | 2014-08-03 | 350
SHIRE | SA-6 | 2021-09-29 | 350
MEMO-INTERN | PMG-TSWB-3-PMG-NORTHWEST | 2014-08-03 | 0
SHIRE | SA-6 | 2014-08-03 | 350
SHIRE | REPEATER | 2014-08-03 | 350
MEMO-INTERN | PMG-TSWB-4-PMG-NORTHEAST | 2014-08-03 | 0
SHIRE | SA-6 | 2014-08-03 | 350
SHIRE | REPEATER | 2014-08-03 | 350
SHIRE | SA-6 | 2014-03-15 | 350
MILLENIUM | CALISTRA O2 | 2014-05-10 | 2200
MILLENIUM | CALISTRA MA7 | 2014-05-10 | 2200
MILLENIUM | CALISTRA N20 | 2014-05-10 | 2020
MILLENIUM | CALISTRA N20 | 2014-05-10 | 2020
SHIRE | SDX-15 | 2014-05-10 | 1267
MEMO-INTERN | PMG-TSWB-8-PMG-EAST-STREET | 2014-06-10 | 0
MEMO-INTERN | PMG-TSWB-7-PMG-EAST-STREET | 2014-06-10 | 0
SHIRE | SA-6 | 2014-05-27 | 350
SHIRE | SA-6 | 2014-05-27 | 350
SHIRE | SA-6 | 2014-05-27 | 350
SHIRE | SA-6 | 2014-03-15 | 350
NORGREN MART | 20AG/4G | 2014-12-04 | 440
NORGREN MART | 20AG/4G | 2014-12-04 | 440
NORGREN MART | 20AG/4G | 2014-12-04 | 440
NORGREN MART | 20AG/4G | 2014-05-27 | 900
NORGREN MART | 20AG/4G | 2014-05-27 | 900
NORGREN MART | 20AG/4G | 2014-03-15 | 420
SHIRE | REPEATER | 2014-12-04 | 350
MEMO-INTERN | PMG-TSWB-6-PMG-EAST-CIRCUITB | 2014-06-10 | 0
SHIRE | SA-6 | 2014-05-27 | 350
SHIRE | SA-6 | 2014-05-27 | 350
MEMO-INTERN | PMG-TSWB-6-PMG-EAST-CIRCUITA | 2014-06-10 | 0
SHIRE | SA-6 | 2014-05-27 | 350
MEMO-INTERN | PMG-TSWB-9-PMG-EAST | 2014-12-04 | 0
SHIRE | REPEATER | 2014-12-04 | 350
SHIRE | SA-6 | 2014-12-04 | 350
MEMO-INTERN | PMG-TSWB-8-PMG-EAST | 2014-06-10 | 0
MEMO-INTERN | PMG-TSWB-7-PMG-EAST | 2014-06-10 | 0
SHIRE | SA-6 | 2014-05-27 | 350
NA | MEMO/GENERAL SUNDRIES | 2001-01-01 | 0
MEMO-INTERN | PMG-TSWB-3-PMG | 2014-08-03 | 0
MILLENIUM | AIRI PLANT | 2022-04-26 | 40000
SHIRE | SDX-15 | 2014-06-05 | 1267
MILLENIUM | AIRI PLANT | 2010-12-06 | 40000
MILLENIUM | VACUUM PLANT | 2010-12-06 | 40000
MILLENIUM | VACUUM PLANT | 2010-12-06 | 40000
NA | MEMO/GENERAL SUNDRIES | 2001-01-01 | 0
CAP LTD | CAPEX L2X | 1998-11-05 | 200
MEMO-INTERN | MEMO-MI SUPPORT | 2003-01-16 | 0
MINI INST | 5-10EB | 2015-08-13 | 500
THERMO SCIENTIFIC | ELECTRA GM1A | 2015-08-13 | 100
EPSON LTD | M665A | 2015-08-13 | 100
CAPINTEC | CRC-15R | 2015-08-13 | 1000
MARSDEN | MPMS-300 | 2011-10-17 | 445
MEDRAD | STELLANT D | 2010-11-17 | 18000
BARTEC LTD | BARTEC WORKSTATION | 2008-07-02 | 5000
SIEMENS LTD | SYMDIA T16 | 2008-07-02 | 845902.29
SIEMENS LTD | ESOFTP | 2008-07-02 | 50000
SECA | 835 | 2003-02-27 | 246
MINI INST | 510 | 1971-01-01 | 100
MINI INST | 540 | 1971-01-01 | 100
MEDRAD | XPERION | 2021-07-02 | 20396
MEDRAD | XPERION | 2021-04-20 | 20396
GALLOPS | 221055-NM | 2017-08-23 | 6669
MEMO-INTERN | PMG-BRI/X-RAY/MRI | 2005-12-02 | 0
SHIRE | SAX-6 | 2005-05-20 | 350
SUN NUCLEAR | SONO404 | 2022-04-11 | 3515.4
NA | MEMO/GENERAL SUNDRIES | 2021-08-24 | 0
FLUKE | ESA615 | 2021-04-07 | 3685.5
KEWTECH | KEWPROVE 3 | 2021-01-18 | 57
RYOBI | R18PDBL | 2021-01-18 | 80
RYOBI | RC18120 | 2021-01-18 | 38
RYOBI | RB18L50 | 2021-01-18 | 65
FLUKE | 115 | 2020-12-29 | 234
CONVAC LTD | 3000 | 2020-12-18 | 248.78
NA | MEMO/GENERAL SUNDRIES | 2020-12-06 | 0
RS | 145-2123 | 2020-10-20 | 63
FLUKE | 115 | 2020-01-30 | 176
FLUKE | 115 | 2020-01-30 | 176
FLUKE | 115 | 2020-01-30 | 176
DELL COMPUTERS | 5300 | 2019-12-19 | 683
DELL COMPUTERS | 5300 | 2019-12-18 | 683
DELL COMPUTERS | 5300 | 2019-12-18 | 683
LABELSTATION | ME240 (PRO240) | 2019-10-12 | 500
MEMO-INTERN | MEMO-PROJECTS | 2019-09-11 | 0
DELL COMPUTERS | LATITUDE 7390 | 2019-06-07 | 1380
NA | STOCK TRANSFER | 2019-05-02 | 0
RS | 7001 B | 2018-10-18 | 218.95
RS | RS PRO DIAL | 2018-10-18 | 239.21
FLUKE | ESA615 | 2018-09-11 | 4300
UNFORS RAYSAFE AB | 8221012-A SOLO LIGHT | 2017-10-16 | 1800
MEMO-INTERN | MEMO-PROJECTS | 2017-01-18 | 0
NA | FIXED | 2016-11-07 | 35
CONVAC LTD | 3000 | 2014-08-08 | 150
BEKO | RAGIOW | 2008-06-23 | 120
RS | 488-674 | 2007-01-23 | 20
ARGOS | BSD5616 CHALLENGE | 2004-09-09 | 14.99
FLUKE | 80T-150U | 2003-02-24 | 119
RS | 193-972 | 2002-07-02 | 60.9
DYMO | 5500 | 2002-06-28 | 160
NA | MEMO/GENERAL SUNDRIES | 2001-01-01 | 0
NUCLEAR ENT. | 07-662 | 2000-01-10 | 174
KEITHLY | 3503S | 1997-09-30 | 740
UNFORS INSTR | 9002 | 1996-01-02 | 685
FLUKE | SCOPEMETER-99 | 1995-03-27 | 2000
FLUKE | FLUKEVIEW | 1995-03-27 | 150
RS | 545-137 | 1993-09-06 | 90
FAXITRON | LEEDS TEST OBJECTS | 1992-03-24 | 3090
SEAWARD | PP24A | 1992-02-07 | 33.75
MARTINDALE | V1-13700 | 1992-02-07 | 23.44
MEMO-INTERN | MEMO-CABLE TEST | 1992-01-01 | 0
WELLER | TCP | 1989-04-26 | 58.77
NUCLEAR ENT. | 07 472 | 1988-12-15 | 390
FLUKE | 23 | 1987-06-01 | 100
KEITHLY | 35080 | 1984-04-01 | 3400
WOLF | 2156SAPPHIRE | 1982-01-01 | 280
STADIUM | PLEASE ENTER MODEL! (933) | 1982-01-01 | 0
RS | PLEASE ENTER MODEL! (800) | 1980-06-01 | 200
NUCLEAR ENT. | 07-662 | 1980-01-01 | 200
WEIR ELECT | 4000 | 1978-03-13 | 700
GCE LTD | 2S2G | 2021-12-17 | 1000
GCE LTD | 1S2G | 2021-12-17 | 1000
GASARC | 2 STAGE | 2021-12-17 | 0
GASARC | 2 STAGE | 2021-12-17 | 0
NA | MEMO/GENERAL SUNDRIES | 2021-08-05 | 0
NA | MEMO/GENERAL SUNDRIES | 2020-12-06 | 0
MEGGER | MPU690 | 2019-07-31 | 90
MEGGER | MPU690 | 2019-07-31 | 90
CEMBRE LTD | B450ND-BVE | 2019-05-23 | 1950
NA | STOCK TRANSFER | 2019-05-02 | 0
VARGA | VA 10 | 2019-02-07 | 1659
FLUKE | T110 | 2018-12-31 | 50
FLUKE | T110 | 2018-12-31 | 50
NA | MEMO/GENERAL SUNDRIES | 2018-09-10 | 0
RS | MIT320 | 2018-07-24 | 510
AXMINSTER PO | SB-16 | 2018-07-20 | 1123
BOSCH | GAL 1880 CV | 2018-01-08 | 54.16
BOSCH | GBH36V-LICP | 2017-09-25 | 258.33
MEC CO. LTD | 2014 | 2017-04-20 | 2000
BOSCH | GSB 18-2-L1 PLUS SOLO | 2017-02-22 | 80
STEINEL | 3551 | 2016-12-21 | 44.37
MEMO-INTERN | EMERGENCY BACKFEED KIT O2/N20 | 2016-08-05 | 731
MEMO-INTERN | EMERGENCY BACKFEED KIT - N20 | 2016-08-05 | 731
MEMO-INTERN | EMERGENCY BACKFEED KIT - SA7 | 2016-08-05 | 731
DRAPER TOOLS | 28829 | 2016-05-19 | 54.34
LYTE LTD | GFBB10 | 2015-06-05 | 95.83
CLAX | RS157-474 | 2014-12-18 | 227
BOSCH | GDR 18 V-L1 | 2014-08-10 | 120
MEC CO. LTD | 27675 | 2014-07-14 | 1500
MEC CO. LTD | 27675 | 2014-07-14 | 445
MEC CO. LTD | 2002 | 2014-05-07 | 765
THERAPY EQUIPMENT | 4262 | 2014-04-10 | 418.5
THERAPY EQUIPMENT | 4262 | 2014-04-10 | 418.5
THERAPY EQUIPMENT | 4262 | 2014-04-10 | 418.5
THERAPY EQUIPMENT | 4262 | 2014-04-10 | 418.5
NA | 27077 | 2014-04-09 | 2300
MY WEIGH | CTS 6000 | 2014-02-19 | 139
THERAPY EQUIPMENT | 4262 | 2014-02-14 | 418.5
THERAPY EQUIPMENT | 4262 | 2014-02-14 | 418.5
MEC CO. LTD | EKS2A | 2012-05-07 | 1000
MEC CO. LTD | EKS2 | 2012-05-07 | 1000
MEC CO. LTD | EKS2 | 2012-05-07 | 1000
MEC CO. LTD | EKS2 | 2012-05-07 | 1000
MEC CO. LTD | EKS2A | 2012-05-07 | 1000
MEC CO. LTD | EKS2A | 2012-05-07 | 1000
MEC CO. LTD | EKS2A | 2012-05-07 | 1000
NA | PLEASE ENTER MODEL! (99) | 2011-07-01 | 100
MEC CO. LTD | PLEASE ENTER MODEL! (639) | 2011-03-02 | 500
NA | MEMO/GENERAL SUNDRIES | 2010-08-11 | 0
KELLER | LEO 2 | 2010-02-01 | 300
DRUCK LTD | DPI 104 | 2010-02-01 | 180
NA | PLEASE ENTER MODEL! (99) | 2009-09-22 | 100
NA | PLEASE ENTER MODEL! (99) | 2009-09-22 | 100
NA | PLEASE ENTER MODEL! (99) | 2009-09-22 | 100
NA | PLEASE ENTER MODEL! (99) | 2009-03-01 | 100
NA | PLEASE ENTER MODEL! (99) | 2009-03-01 | 100
YOUNGMAN | SI15596 | 2009-02-01 | 100
MEC CO. LTD | PLEASE ENTER MODEL! (639) | 2005-12-08 | 500
MEC CO. LTD | PLEASE ENTER MODEL! (639) | 2005-12-08 | 500
BOSCH | GSB24VE-2 | 2005-08-01 | 280
XYZ MACHINE | 10318 | 2005-08-01 | 22936
XYZ MACHINE | 1340 CENTRE LATHE | 2005-02-17 | 9546
FEIN UK LTD | WPO 12-27E | 2005-01-13 | 280
VICTOR | V9 | 2005-01-04 | 74.99
C.R.CLARKE | 1000 | 2004-05-27 | 519
MITUTOYO LTD | 103-148-10 | 2004-02-03 | 120
MITUTOYO LTD | 103-141-10 | 2003-02-14 | 64.14
MITUTOYO LTD | 103-145-10H | 2003-02-14 | 95.29
MITUTOYO LTD | 103-147-10H | 2003-02-14 | 105.18
MITUTOYO LTD | 103-146-10 | 2003-02-14 | 99.14
MITUTOYO LTD | 160-103 | 2003-02-14 | 263.99
MITUTOYO LTD | 103-143-10 | 2003-02-13 | 78.67
MOORE & WRIG | 891M | 2003-02-13 | 94
MITUTOYO LTD | 103-144-10 | 2003-02-13 | 87.77
MITUTOYO LTD | 514-103 | 2003-02-13 | 224.62
MITUTOYO LTD | 103-140-10 | 2003-02-05 | 58.5
MITUTOYO LTD | 241308 | 2003-02-05 | 35
MITUTOYO LTD | 141-206 | 2003-02-05 | 135.45
MITUTOYO LTD | 103-142-10 | 2003-02-05 | 71.75
MITUTOYO LTD | 141-101 | 2003-02-05 | 62.3
MITUTOYO LTD | PLEASE ENTER MODEL! (626) | 2003-02-05 | 123
VERDICT | c | 2003-02-05 | 50
MITUTOYO LTD | 241308 | 2002-12-20 | 60
YOUNGMAN | SI15596 | 2002-01-01 | 100
MEC CO. LTD | 20160 | 2001-10-26 | 150
SHAW MOISTUR | AUTOMATIC DEWPOINT M | 2001-10-26 | 2000
NA | MEMO/GENERAL SUNDRIES | 2001-01-01 | 0
MITUTOYO LTD | PLEASE ENTER MODEL! (560) | 2000-11-27 | 30
MITUTOYO LTD | PLEASE ENTER MODEL! (560) | 2000-11-27 | 30
DAVICO | A | 2000-04-10 | 1286.63
PACKAGING AI | SMS1000 | 2000-01-12 | 1251.32
MOORE & WRIG | 200 | 1999-05-25 | 20
VERDICT | c | 1999-05-25 | 50
WELLER | PS-3D | 1998-08-27 | 64.95
POWER ADHESI | PLEASE ENTER MODEL! (679) | 1998-02-05 | 55
MOORE & WRIG | 207 | 1997-12-18 | 30
NEDERMAN | 522135 | 1997-07-14 | 375
NETWORKER | TS790 | 1997-06-26 | 1156.2
RS | 458-926 | 1997-05-28 | 20
VERDICT | LEVEL TYPE | 1997-01-29 | 100
RABONE | 24 | 1997-01-29 | 15
MEC CO. LTD | PLEASE ENTER MODEL! (71) | 1996-12-17 | 150
MITUTOYO LTD | PLEASE ENTER MODEL! (626) | 1996-12-10 | 123
BOSCH | 0601347042 | 1996-11-19 | 100
MITUTOYO LTD | DIGITAL | 1996-11-11 | 343
NUMATIC INTE | WVD902 | 1996-09-06 | 354.85
MEC CO. LTD | 20160 | 1996-03-05 | 160
WOLF | 8614 | 1996-01-07 | 210
RS | PLEASE ENTER MODEL! (813) | 1996-01-01 | 50
I.V.A. | PLEASE ENTER MODEL! (347) | 1995-12-21 | 320
OK INDUST | SA1000 SERIES | 1995-10-23 | 180
MITUTOYO LTD | PLEASE ENTER MODEL! (626) | 1994-04-04 | 120
MEC CO. LTD | PLEASE ENTER MODEL! (639) | 1994-01-01 | 500
PACKER | 300/CP | 1993-07-19 | 134
CEMBRE LTD | HT45 | 1992-09-24 | 787
MITUTOYO LTD | CD6 | 1992-01-01 | 80
JET | 49 | 1990-05-23 | 30
MOORE & WRIG | PROTRACTOR BEVEL | 1990-02-23 | 140
CEMBRE LTD | HT45E | 1990-01-01 | 400
FISCO | 51-6 | 1989-07-10 | 1876.8
FISCO | PLEASE ENTER MODEL! (1076) | 1989-07-04 | 6
STARRETT LTD | HARWI | 1988-06-06 | 4300
TASKMASTER | PLEASE ENTER MODEL! (972) | 1985-01-01 | 475
MGI | PLEASE ENTER MODEL! (71) | 1984-01-01 | 300
VERNIER | PLEASE ENTER MODEL! (1058) | 1983-01-01 | 550
VACU-BLAST | PLEASE ENTER MODEL! (1056) | 1982-01-01 | 2000
WOLF | 8356 | 1982-01-01 | 200
WOLF | 8372 | 1982-01-01 | 175
STARTRITE | PLEASE ENTER MODEL! (945) | 1980-01-01 | 1500
ECLIPSE | 312 | 1979-10-01 | 60
NA | PLEASE ENTER MODEL! (161) | 1979-10-01 | 0
STAT | S.154 | 1979-09-01 | 105
MITUTOYO LTD | 500115 | 1978-01-01 | 87
BILTON | NO.2-142 | 1978-01-01 | 113
VERDICT | A | 1978-01-01 | 32
CAPSTAN | PLEASE ENTER MODEL! (1227) | 1978-01-01 | 18
MOORE & WRIG | 400 | 1978-01-01 | 30
MITUTOYO LTD | BM188C | 1978-01-01 | 900.4
MOORE & WRIG | CS-PRO | 1978-01-01 | 100
MOORE & WRIG | 206 | 1978-01-01 | 20
MOORE & WRIG | 801 | 1978-01-01 | 12
MOORE & WRIG | 800 | 1978-01-01 | 13
ECLIPSE | PLEASE ENTER MODEL! (1255) | 1978-01-01 | 0
NA | PLEASE ENTER MODEL! (161) | 1978-01-01 | 0
DORMER TOOLS | PLEASE ENTER MODEL! (1104) | 1978-01-01 | 50
DORMER TOOLS | PLEASE ENTER MODEL! (1104) | 1978-01-01 | 50
MOORE & WRIG | 801 | 1978-01-01 | 12
MOORE & WRIG | 206M | 1978-01-01 | 9.27
MOORE & WRIG | 198A | 1978-01-01 | 15
MOORE & WRIG | 798 | 1978-01-01 | 15
DRAPER TOOLS | PLEASE ENTER MODEL! (1236) | 1978-01-01 | 17.5
MOORE & WRIG | 208 | 1978-01-01 | 9
VERDICT | PLEASE ENTER MODEL! (1061) | 1978-01-01 | 70
ECLIPSE | PLEASE ENTER MODEL! (1261) | 1978-01-01 | 47.82
CE JOHANSSON | M47 | 1978-01-01 | 326
ECLIPSE | 231 | 1978-01-01 | 110
MERCER | TYPE-10 | 1978-01-01 | 22
MOORE & WRIG | 966 | 1978-01-01 | 0
BRITOOL LTD | EVTR-1200 | 1978-01-01 | 57
VERNIER | PLEASE ENTER MODEL! (1066) | 1978-01-01 | 0
UNICORN | PLEASE ENTER MODEL! (1036) | 1976-01-01 | 400
STARRETT LTD | PLEASE ENTER MODEL! (934) | 1975-09-10 | 80
STARRETT LTD | PLEASE ENTER MODEL! (934) | 1975-09-10 | 80
STARRETT LTD | PLEASE ENTER MODEL! (934) | 1975-09-10 | 80
STARRETT LTD | PLEASE ENTER MODEL! (934) | 1975-09-10 | 80
STARRETT LTD | PLEASE ENTER MODEL! (934) | 1975-09-10 | 80
STARRETT LTD | PLEASE ENTER MODEL! (934) | 1975-09-10 | 80
STARRETT LTD | PLEASE ENTER MODEL! (934) | 1975-09-10 | 80
STARRETT LTD | PLEASE ENTER MODEL! (934) | 1975-09-10 | 80
STARRETT LTD | PLEASE ENTER MODEL! (934) | 1975-09-10 | 80
STARRETT LTD | PLEASE ENTER MODEL! (934) | 1975-09-10 | 80
NORVIC | PLEASE ENTER MODEL! (376) | 1975-09-01 | 205
ECLIPSE | 304 | 1975-09-01 | 105
NA | PLEASE ENTER MODEL! (201) | 1975-09-01 | 0
MOORE & WRIG | 1052 | 1975-04-01 | 6
MOORE & WRIG | 825C | 1975-04-01 | 7
BILTON | C394 | 1970-01-01 | 67
ECLIPSE | 214 | 1970-01-01 | 89
MOORE & WRIG | 400 | 1970-01-01 | 30
VERDICT | A | 1970-01-01 | 32
MOORE & WRIG | 804 | 1970-01-01 | 12
MOORE & WRIG | 800 | 1970-01-01 | 13
MOORE & WRIG | 801 | 1970-01-01 | 12
WELLER | 8200DPK | 1970-01-01 | 30
STARRETT LTD | 384 | 1970-01-01 | 36
STARRETT LTD | 384 | 1970-01-01 | 36
WARDRAY | P13 | 1970-01-01 | 40
WARDRAY | K836 | 1970-01-01 | 50
TESA REF STA | PLEASE ENTER MODEL! (987) | 1970-01-01 | 240
TESA REF STA | PLEASE ENTER MODEL! (987) | 1970-01-01 | 240
W.J. BILTON | PLEASE ENTER MODEL! (1129) | 1970-01-01 | 60
WARDRAY | PLEASE ENTER MODEL! (1097) | 1970-01-01 | 40
WARDRAY | PLEASE ENTER MODEL! (1097) | 1970-01-01 | 40
WARDRAY | PLEASE ENTER MODEL! (1097) | 1970-01-01 | 40
DELL COMPUTERS | LATITUDE 7390 | 2019-04-29 | 1380
MEMO-INTERN | MEMO-MI SUNDRIES | 2022-03-22 | 0
NA | MEMO/GENERAL SUNDRIES | 2021-08-24 | 0
NA | MEMO/GENERAL SUNDRIES | 2020-11-26 | 0
MEMO-INTERN | MEMO-MI SUNDRIES | 2020-05-06 | 0
APPLE | IPAD PRO | 2020-01-23 | 1445
DELL COMPUTERS | LATITUDE 7390 | 2019-06-20 | 1380
NIKON | D810 | 2018-03-29 | 2176.3
NIKON | D810 | 2018-03-29 | 2176.3
NIKON | D810 | 2018-03-29 | 2176.3
NIKON | D810 | 2018-03-29 | 2176.3
NIKON | D810 | 2018-03-29 | 1782.5
MURO | ALBYCO A3HE | 2017-07-31 | 130
HEINE | DELTA 20 | 2014-11-21 | 655
NIKON | D800 | 2014-02-11 | 1640
X-RITE | COLOR MUNKI | 2012-11-22 | 280.8
NIKON | NIKON D700 | 2010-02-05 | 2118
NIKON | MB-D10 | 2010-02-05 | 276.26
NIKON | SB-900 | 2010-02-05 | 329
KINO FLO | DIVA-LITE 400 | 2009-02-24 | 899
SUPERFAX INT | PF215 | 2005-09-22 | 1575
REXEL | P215 DURASTEEL | 2005-08-25 | 189.4
SAMSUNG | SF.S100 | 2003-01-17 | 150
NA | MEMO/GENERAL SUNDRIES | 2001-01-01 | 0
KODAK | 1000/2000 | 1996-01-08 | 950
ILFORD | MARK IV | 1990-01-02 | 100
MEMO-INTERN | MEMO-A/S MAT TEST | 1997-01-01 | 100
VAUXHALL | VIVARO | 2021-04-07 | 0
NISSAN | NV200 | 2021-03-05 | 0
KIA | CEED | 2021-01-29 | 0
NISSAN | NV200 | 2020-12-28 | 0
NA | MEMO/GENERAL SUNDRIES | 2020-12-06 | 0
ISO TECH | LUX-1335 | 2009-07-14 | 81
NA | MEMO/GENERAL SUNDRIES | 2009-06-10 | 0
NORGREN MART | 20AG/4G | 2015-08-12 | 350
SHIRE | SA-6 | 2015-07-24 | 350
MEMO-INTERN | PMG-QB-9-MEMO | 2015-07-20 | 0
MEMO-INTERN | MEMO-MI SUPPORT | 2022-02-01 | 0
MEMO-INTERN | MEMO-MI SUPPORT | 2021-06-25 | 0
NA | MEMO/GENERAL SUNDRIES | 2018-05-09 | 0
NA | MEMO/GENERAL SUNDRIES | 2018-04-04 | 0
NA | MEMO/GENERAL SUNDRIES | 2017-07-11 | 0
NA | MEMO/GENERAL SUNDRIES | 2001-01-01 | 0
NUTRICIA | FLOCARE INFINITY | 2022-06-28 | 800
NUTRICIA | FLOCARE INFINITY | 2022-06-13 | 800
LINET UK | ELEGANZA 2 | 2022-05-30 | 1650
LINET UK | ELEGANZA 2 | 2022-05-30 | 1650
LINET UK | ELEGANZA 2 | 2022-05-30 | 1650
LINET UK | ELEGANZA 2 | 2022-05-30 | 1650
LINET UK | ELEGANZA 2 | 2022-05-30 | 1650
LINET UK | ELEGANZA 2 | 2022-05-30 | 1650
LINET UK | ELEGANZA 2 | 2022-05-30 | 1650
LINET UK | ELEGANZA 2 | 2022-05-30 | 1650
NUTRICIA | FLOCARE INFINITY | 2022-05-11 | 800
NUTRICIA | FLOCARE INFINITY | 2022-05-11 | 800
NUTRICIA | FLOCARE INFINITY | 2022-05-11 | 800
NUTRICIA | FLOCARE INFINITY | 2022-04-13 | 800
NUTRICIA | FLOCARE INFINITY | 2022-04-13 | 800
NUTRICIA | FLOCARE INFINITY | 2022-01-19 | 800
LINET UK | ELEGANZA 2 | 2021-12-31 | 1341
LINET UK | ELEGANZA 2 | 2021-12-31 | 1341
LINET UK | ELEGANZA 2 | 2021-12-31 | 1341
LINET UK | ELEGANZA 2 | 2021-12-31 | 1341
LINET UK | ELEGANZA 2 | 2021-12-31 | 1341
LINET UK | ELEGANZA 2 | 2021-12-31 | 1341
LINET UK | ELEGANZA 2 | 2021-12-31 | 1341
LINET UK | ELEGANZA 2 | 2021-12-31 | 1341
LINET UK | ELEGANZA 2 | 2021-12-31 | 1341
LINET UK | ELEGANZA 2 | 2021-12-31 | 1341
LINET UK | ELEGANZA 2 | 2021-12-31 | 1341
LINET UK | ELEGANZA 2 | 2021-12-31 | 1341
LINET UK | ELEGANZA 2 | 2021-12-31 | 1341
LINET UK | ELEGANZA 2 | 2021-12-31 | 1341
LINET UK | ELEGANZA 2 | 2021-12-31 | 1341
LINET UK | ELEGANZA 2 | 2021-12-31 | 1341
LINET UK | ELEGANZA 2 | 2021-12-31 | 1341
LINET UK | ELEGANZA 2 | 2021-12-31 | 1341
LINET UK | ELEGANZA 2 | 2021-12-31 | 1341
LINET UK | ELEGANZA 2 | 2021-12-31 | 1341
NUTRICIA | FLOCARE INFINITY | 2021-05-21 | 800
LINET UK | ELEGANZA 2 | 2021-04-26 | 1475
LINET UK | ELEGANZA 2 | 2021-04-26 | 1475
LINET UK | ELEGANZA 2 | 2021-04-26 | 1475
LINET UK | ELEGANZA 2 | 2021-04-26 | 1475
LINET UK | ELEGANZA 2 | 2021-04-26 | 1475
LINET UK | ELEGANZA 2 | 2021-04-26 | 1475
LINET UK | ELEGANZA 2 | 2021-04-26 | 1475
LINET UK | ELEGANZA 2 | 2021-04-26 | 1475
LINET UK | ELEGANZA 2 | 2021-04-26 | 1475
LINET UK | ELEGANZA 2 | 2021-04-26 | 1475
LINET UK | ELEGANZA 2 | 2021-04-26 | 1475
LINET UK | ELEGANZA 2 | 2021-04-26 | 1475
LINET UK | ELEGANZA 2 | 2021-04-26 | 1475
LINET UK | ELEGANZA 2 | 2021-04-26 | 1475
LINET UK | ELEGANZA 2 | 2021-04-21 | 1475
LINET UK | ELEGANZA 2 | 2021-04-21 | 1475
LINET UK | ELEGANZA 2 | 2021-04-21 | 1475
LINET UK | ELEGANZA 2 | 2021-04-21 | 1475
LINET UK | ELEGANZA 2 | 2021-04-21 | 1475
LINET UK | ELEGANZA 2 | 2021-04-21 | 1475
LINET UK | ELEGANZA 2 | 2021-04-21 | 1475
LINET UK | ELEGANZA 2 | 2021-04-21 | 1475
LINET UK | ELEGANZA 2 | 2021-04-21 | 1475
LINET UK | ELEGANZA 2 | 2021-04-21 | 1475
LINET UK | ELEGANZA 2 | 2021-04-21 | 1475
LINET UK | ELEGANZA 2 | 2021-04-21 | 1475
LINET UK | ELEGANZA 2 | 2021-04-21 | 1475
LINET UK | ELEGANZA 2 | 2021-04-21 | 1475
LINET UK | ELEGANZA 2 | 2021-04-16 | 1475
LINET UK | ELEGANZA 2 | 2021-04-16 | 1475
LINET UK | ELEGANZA 2 | 2021-04-16 | 1475
LINET UK | ELEGANZA 2 | 2021-04-16 | 1475
LINET UK | ELEGANZA 2 | 2021-04-16 | 1475
LINET UK | ELEGANZA 2 | 2021-04-16 | 1475
LINET UK | ELEGANZA 2 | 2021-04-16 | 1475
LINET UK | ELEGANZA 2 | 2021-04-16 | 1475
LINET UK | ELEGANZA 2 | 2021-04-16 | 1475
NUTRICIA | FLOCARE INFINITY | 2020-11-16 | 800
NUTRICIA | FLOCARE INFINITY | 2020-11-16 | 800
NUTRICIA | FLOCARE INFINITY | 2020-11-16 | 800
NUTRICIA | FLOCARE INFINITY | 2020-11-16 | 800
NUTRICIA | FLOCARE INFINITY | 2020-11-16 | 800
NUTRICIA | FLOCARE INFINITY | 2020-11-16 | 800
NUTRICIA | FLOCARE INFINITY | 2020-11-16 | 800
NUTRICIA | FLOCARE INFINITY | 2020-11-16 | 800
NUTRICIA | FLOCARE INFINITY | 2020-11-16 | 800
NUTRICIA | FLOCARE INFINITY | 2020-11-16 | 800
LINET UK | ELEGANZA 2 | 2020-07-10 | 1341
LINET UK | ELEGANZA 2 | 2020-07-10 | 1341
LINET UK | ELEGANZA 2 | 2020-07-10 | 1341
LINET UK | ELEGANZA 2 | 2020-07-10 | 1341
LINET UK | ELEGANZA 2 | 2020-07-10 | 1341
LINET UK | ELEGANZA 2 | 2020-07-10 | 1341
LINET UK | ELEGANZA 2 | 2020-07-10 | 1341
LINET UK | ELEGANZA 2 | 2020-07-10 | 1341
LINET UK | ELEGANZA 2 | 2020-07-10 | 1341
LINET UK | ELEGANZA 2 | 2020-07-10 | 1341
LINET UK | ELEGANZA 2 | 2020-07-10 | 1341
LINET UK | ELEGANZA 2 | 2020-07-10 | 1341
LINET UK | ELEGANZA 2 | 2020-07-10 | 1341
LINET UK | ELEGANZA 2 | 2020-07-10 | 1341
LINET UK | ELEGANZA 2 | 2020-07-10 | 1341
LINET UK | ELEGANZA 2 | 2020-07-10 | 1341
LINET UK | ELEGANZA 2 | 2020-07-10 | 1341
LINET UK | ELEGANZA 2 | 2020-07-10 | 1341
LINET UK | ELEGANZA 2 | 2020-07-10 | 1341
LINET UK | ELEGANZA 2 | 2020-07-10 | 1341
LINET UK | ELEGANZA 2 | 2020-07-10 | 1341
LINET UK | ELEGANZA 2 | 2020-07-10 | 1341
LINET UK | ELEGANZA 2 | 2020-07-10 | 1341
LINET UK | ELEGANZA 2 | 2020-07-10 | 1341
LINET UK | ELEGANZA 2 | 2020-07-10 | 1341
LINET UK | ELEGANZA 2 | 2020-07-10 | 1341
LINET UK | ELEGANZA 2 | 2020-07-10 | 1341
LINET UK | ELEGANZA 2 | 2020-07-10 | 1341
LINET UK | ELEGANZA 2 | 2020-01-30 | 1298
LINET UK | ELEGANZA 2 | 2020-01-30 | 1298
LINET UK | ELEGANZA 2 | 2020-01-30 | 1298
LINET UK | ELEGANZA 2 | 2020-01-30 | 1298
LINET UK | ELEGANZA 2 | 2020-01-30 | 1298
LINET UK | ELEGANZA 2 | 2020-01-30 | 1298
LINET UK | ELEGANZA 2 | 2020-01-30 | 1298
LINET UK | ELEGANZA 2 | 2020-01-30 | 1298
LINET UK | ELEGANZA 2 | 2020-01-30 | 1298
LINET UK | ELEGANZA 2 | 2020-01-30 | 1298
LINET UK | ELEGANZA 2 | 2020-01-30 | 1298
LINET UK | ELEGANZA 2 | 2020-01-30 | 1298
LINET UK | ELEGANZA 2 | 2020-01-30 | 1298
LINET UK | ELEGANZA 2 | 2020-01-30 | 1298
LINET UK | ELEGANZA 2 | 2020-01-30 | 1298
LINET UK | ELEGANZA 2 | 2020-01-30 | 1298
LINET UK | ELEGANZA 2 | 2020-01-30 | 1298
LINET UK | ELEGANZA 2 | 2020-01-30 | 1298
LINET UK | ELEGANZA 2 | 2020-01-30 | 1298
LINET UK | ELEGANZA 2 | 2020-01-30 | 1298
LINET UK | ELEGANZA 2 | 2020-01-30 | 1298
LINET UK | ELEGANZA 2 | 2020-01-30 | 1298
NUTRICIA | FLOCARE INFINITY | 2019-11-04 | 800
NUTRICIA | FLOCARE INFINITY | 2019-11-04 | 800
NUTRICIA | FLOCARE INFINITY | 2019-11-04 | 800
NUTRICIA | FLOCARE INFINITY | 2019-11-04 | 800
NUTRICIA | FLOCARE INFINITY | 2019-11-04 | 800
NUTRICIA | FLOCARE INFINITY | 2019-11-04 | 800
NUTRICIA | FLOCARE INFINITY | 2019-11-04 | 800
NUTRICIA | FLOCARE INFINITY | 2019-11-04 | 800
NUTRICIA | FLOCARE INFINITY | 2019-11-04 | 800
NUTRICIA | FLOCARE INFINITY | 2019-11-04 | 800
NUTRICIA | FLOCARE INFINITY | 2019-11-04 | 800
NUTRICIA | FLOCARE INFINITY | 2019-11-04 | 800
NUTRICIA | FLOCARE INFINITY | 2019-11-04 | 800
NUTRICIA | FLOCARE INFINITY | 2019-11-04 | 800
NUTRICIA | FLOCARE INFINITY | 2019-11-04 | 800
NUTRICIA | FLOCARE INFINITY | 2019-11-04 | 800
NUTRICIA | FLOCARE INFINITY | 2019-11-04 | 800
NUTRICIA | FLOCARE INFINITY | 2019-11-04 | 800
NUTRICIA | FLOCARE INFINITY | 2019-11-04 | 800
NUTRICIA | FLOCARE INFINITY | 2019-11-04 | 800
NUTRICIA | FLOCARE INFINITY | 2019-11-04 | 800
NUTRICIA | FLOCARE INFINITY | 2019-11-04 | 800
NUTRICIA | FLOCARE INFINITY | 2019-11-04 | 800
NUTRICIA | FLOCARE INFINITY | 2019-11-04 | 800
NUTRICIA | FLOCARE INFINITY | 2019-11-04 | 800
NUTRICIA | FLOCARE INFINITY | 2019-11-04 | 800
NUTRICIA | FLOCARE INFINITY | 2019-11-04 | 800
NUTRICIA | FLOCARE INFINITY | 2019-11-04 | 800
NUTRICIA | FLOCARE INFINITY | 2019-11-04 | 800
NUTRICIA | FLOCARE INFINITY | 2019-11-04 | 800
NUTRICIA | FLOCARE INFINITY | 2019-11-04 | 800
NUTRICIA | FLOCARE INFINITY | 2019-11-04 | 800
NUTRICIA | FLOCARE INFINITY | 2019-11-04 | 800
NUTRICIA | FLOCARE INFINITY | 2019-11-04 | 800
NUTRICIA | FLOCARE INFINITY | 2019-11-04 | 800
NUTRICIA | FLOCARE INFINITY | 2019-11-04 | 800
NUTRICIA | FLOCARE INFINITY | 2019-11-04 | 800
NUTRICIA | FLOCARE INFINITY | 2019-11-04 | 800
NUTRICIA | FLOCARE INFINITY | 2019-11-04 | 800
NUTRICIA | FLOCARE INFINITY | 2019-11-04 | 800
NUTRICIA | FLOCARE INFINITY | 2019-11-04 | 800
NUTRICIA | FLOCARE INFINITY | 2019-11-04 | 800
NUTRICIA | FLOCARE INFINITY | 2019-11-04 | 800
NUTRICIA | FLOCARE INFINITY | 2019-11-04 | 800
NUTRICIA | FLOCARE INFINITY | 2019-11-04 | 800
NUTRICIA | FLOCARE INFINITY | 2019-11-04 | 800
NUTRICIA | FLOCARE INFINITY | 2019-11-04 | 800
NUTRICIA | FLOCARE INFINITY | 2019-11-04 | 800
NUTRICIA | FLOCARE INFINITY | 2019-11-04 | 800
NUTRICIA | FLOCARE INFINITY | 2019-11-04 | 800
NUTRICIA | FLOCARE INFINITY | 2019-11-04 | 800
NUTRICIA | FLOCARE INFINITY | 2019-11-04 | 800
NUTRICIA | FLOCARE INFINITY | 2019-11-04 | 800
NUTRICIA | FLOCARE INFINITY | 2019-11-04 | 800
NUTRICIA | FLOCARE INFINITY | 2019-11-04 | 800
NUTRICIA | FLOCARE INFINITY | 2019-11-04 | 800
NUTRICIA | FLOCARE INFINITY | 2019-11-04 | 800
NUTRICIA | FLOCARE INFINITY | 2019-11-04 | 800
NUTRICIA | FLOCARE INFINITY | 2019-11-04 | 800
NUTRICIA | FLOCARE INFINITY | 2019-11-04 | 800
NUTRICIA | FLOCARE INFINITY | 2019-11-04 | 800
NUTRICIA | FLOCARE INFINITY | 2019-11-04 | 800
NUTRICIA | FLOCARE INFINITY | 2019-11-04 | 800
NUTRICIA | FLOCARE INFINITY | 2019-11-04 | 800
NUTRICIA | FLOCARE INFINITY | 2019-11-04 | 800
NUTRICIA | FLOCARE INFINITY | 2019-11-04 | 800
NUTRICIA | FLOCARE INFINITY | 2019-11-04 | 800
NUTRICIA | FLOCARE INFINITY | 2019-11-04 | 800
NUTRICIA | FLOCARE INFINITY | 2019-11-04 | 800
NUTRICIA | FLOCARE INFINITY | 2019-11-04 | 800
NUTRICIA | FLOCARE INFINITY | 2019-11-04 | 800
NUTRICIA | FLOCARE INFINITY | 2019-11-04 | 800
NUTRICIA | FLOCARE INFINITY | 2019-11-04 | 800
NUTRICIA | FLOCARE INFINITY | 2019-11-04 | 800
NUTRICIA | FLOCARE INFINITY | 2019-11-04 | 800
NUTRICIA | FLOCARE INFINITY | 2019-11-04 | 800
NUTRICIA | FLOCARE INFINITY | 2019-11-04 | 800
NUTRICIA | FLOCARE INFINITY | 2019-11-04 | 800
NUTRICIA | FLOCARE INFINITY | 2019-11-04 | 800
NUTRICIA | FLOCARE INFINITY | 2019-11-04 | 800
NUTRICIA | FLOCARE INFINITY | 2019-11-04 | 800
NUTRICIA | FLOCARE INFINITY | 2019-11-04 | 800
NUTRICIA | FLOCARE INFINITY | 2019-11-04 | 800
NUTRICIA | FLOCARE INFINITY | 2019-11-04 | 800
NUTRICIA | FLOCARE INFINITY | 2019-11-04 | 800
NUTRICIA | FLOCARE INFINITY | 2019-11-04 | 800
NUTRICIA | FLOCARE INFINITY | 2019-11-04 | 800
NUTRICIA | FLOCARE INFINITY | 2019-11-04 | 800
LINET UK | ELEGANZA 2 | 2019-04-04 | 1341
LINET UK | ELEGANZA 2 | 2019-04-04 | 1341
LINET UK | ELEGANZA 2 | 2019-04-04 | 1341
LINET UK | ELEGANZA 2 | 2019-04-04 | 1341
LINET UK | ELEGANZA 2 | 2019-04-04 | 1341
LINET UK | ELEGANZA 2 | 2019-04-04 | 1341
LINET UK | ELEGANZA 2 | 2019-04-04 | 1341
LINET UK | ELEGANZA 2 | 2019-04-04 | 1341
LINET UK | ELEGANZA 2 | 2019-04-04 | 1341
LINET UK | ELEGANZA 2 | 2019-04-04 | 1341
LINET UK | ELEGANZA 2 | 2019-04-04 | 1341
LINET UK | ELEGANZA 2 | 2019-04-04 | 1341
LINET UK | ELEGANZA 2 | 2019-04-04 | 1341
LINET UK | ELEGANZA 2 | 2019-04-04 | 1341
LINET UK | ELEGANZA 2 | 2019-02-04 | 1341
LINET UK | ELEGANZA 2 | 2019-02-04 | 1341
LINET UK | ELEGANZA 2 | 2019-02-01 | 1341
LINET UK | ELEGANZA 2 | 2019-02-01 | 1341
LINET UK | ELEGANZA 2 | 2019-02-01 | 1341
LINET UK | ELEGANZA 2 | 2019-02-01 | 1341
LINET UK | ELEGANZA 2 | 2019-02-01 | 1341
LINET UK | ELEGANZA 2 | 2019-02-01 | 1341
LINET UK | ELEGANZA 2 | 2019-02-01 | 1341
LINET UK | ELEGANZA 2 | 2019-02-01 | 1341
LINET UK | ELEGANZA 2 | 2019-02-01 | 1341
LINET UK | ELEGANZA 2 | 2019-02-01 | 1341
LINET UK | ELEGANZA 2 | 2019-02-01 | 1341
LINET UK | ELEGANZA 2 | 2019-02-01 | 1341
LINET UK | ELEGANZA 2 | 2019-02-01 | 1341
LINET UK | ELEGANZA 2 | 2019-02-01 | 1341
LINET UK | ELEGANZA 2 | 2019-01-25 | 1341
LINET UK | ELEGANZA 2 | 2019-01-25 | 1341
LINET UK | ELEGANZA 2 | 2019-01-25 | 1341
LINET UK | ELEGANZA 2 | 2019-01-25 | 1341
LINET UK | ELEGANZA 2 | 2019-01-25 | 1341
LINET UK | ELEGANZA 2 | 2019-01-25 | 1341
LINET UK | ELEGANZA 2 | 2019-01-25 | 1341
LINET UK | ELEGANZA 2 | 2019-01-25 | 1341
LINET UK | ELEGANZA 2 | 2019-01-25 | 1341
LINET UK | ELEGANZA 2 | 2019-01-25 | 1341
LINET UK | ELEGANZA 2 | 2019-01-25 | 1341
LINET UK | ELEGANZA 2 | 2019-01-25 | 1341
LINET UK | ELEGANZA 2 | 2019-01-25 | 1341
LINET UK | ELEGANZA 2 | 2019-01-25 | 1341
LINET UK | ELEGANZA 2 | 2018-03-16 | 1341
LINET UK | ELEGANZA 2 | 2018-03-16 | 1341
LINET UK | ELEGANZA 2 | 2018-03-16 | 1341
LINET UK | ELEGANZA 2 | 2018-03-16 | 1341
LINET UK | ELEGANZA 2 | 2018-03-16 | 1341
LINET UK | ELEGANZA 2 | 2018-03-16 | 1341
LINET UK | ELEGANZA 2 | 2018-03-16 | 1341
LINET UK | ELEGANZA 2 | 2018-03-16 | 1341
LINET UK | ELEGANZA 2 | 2018-03-16 | 1341
LINET UK | ELEGANZA 2 | 2018-03-16 | 1341
LINET UK | ELEGANZA 2 | 2018-03-16 | 1341
LINET UK | ELEGANZA 2 | 2018-03-16 | 1341
LINET UK | ELEGANZA 2 | 2018-03-16 | 1341
LINET UK | ELEGANZA 2 | 2018-03-16 | 1341
LINET UK | ELEGANZA 2 | 2018-03-16 | 1341
LINET UK | ELEGANZA 2 | 2018-03-16 | 1341
LINET UK | ELEGANZA 2 | 2018-03-16 | 1341
LINET UK | ELEGANZA 2 | 2018-03-16 | 1341
LINET UK | ELEGANZA 2 | 2018-03-16 | 1341
LINET UK | ELEGANZA 2 | 2018-03-16 | 1341
NUTRICIA | FLOCARE INFINITY | 2018-01-11 | 800
NUTRICIA | FLOCARE INFINITY | 2018-01-11 | 800
NUTRICIA | FLOCARE INFINITY | 2018-01-11 | 800
NUTRICIA | FLOCARE INFINITY | 2018-01-11 | 800
NUTRICIA | FLOCARE INFINITY | 2018-01-11 | 800
NUTRICIA | FLOCARE INFINITY | 2018-01-11 | 800
NUTRICIA | FLOCARE INFINITY | 2018-01-11 | 800
NUTRICIA | FLOCARE INFINITY | 2018-01-11 | 800
NUTRICIA | FLOCARE INFINITY | 2018-01-11 | 800
NUTRICIA | FLOCARE INFINITY | 2018-01-11 | 800
NUTRICIA | FLOCARE INFINITY | 2018-01-11 | 800
LINET UK | ELEGANZA 2 | 2017-10-17 | 1341
LINET UK | ELEGANZA 2 | 2017-10-17 | 1341
LINET UK | ELEGANZA 2 | 2017-10-17 | 1341
LINET UK | ELEGANZA 2 | 2017-10-17 | 1341
LINET UK | ELEGANZA 2 | 2017-10-17 | 1341
LINET UK | ELEGANZA 2 | 2017-10-17 | 1341
LINET UK | ELEGANZA 2 | 2017-10-17 | 1341
LINET UK | ELEGANZA 2 | 2017-10-17 | 1341
LINET UK | ELEGANZA 2 | 2017-10-17 | 1341
LINET UK | ELEGANZA 2 | 2017-10-17 | 1341
LINET UK | ELEGANZA 2 | 2017-10-17 | 1341
LINET UK | ELEGANZA 2 | 2017-10-17 | 1341
LINET UK | ELEGANZA 2 | 2017-10-17 | 1341
LINET UK | ELEGANZA 2 | 2017-10-17 | 1341
LINET UK | ELEGANZA 2 | 2017-10-17 | 1341
LINET UK | ELEGANZA 2 | 2017-10-17 | 1341
LINET UK | ELEGANZA 2 | 2017-10-17 | 1341
LINET UK | ELEGANZA 2 | 2017-10-17 | 1341
LINET UK | ELEGANZA 2 | 2017-10-17 | 1341
LINET UK | ELEGANZA 2 | 2017-10-17 | 1341
LINET UK | ELEGANZA 2 | 2017-10-17 | 1341
LINET UK | ELEGANZA 2 | 2017-10-17 | 1341
LINET UK | ELEGANZA 2 | 2017-10-17 | 1341
LINET UK | ELEGANZA 2 | 2017-10-17 | 1341
LINET UK | ELEGANZA 2 | 2017-10-17 | 1341
LINET UK | ELEGANZA 2 | 2017-10-17 | 1341
LINET UK | ELEGANZA 2 | 2017-10-17 | 1341
LINET UK | ELEGANZA 2 | 2017-10-17 | 1341
LINET UK | ELEGANZA 2 | 2017-10-17 | 1341
LINET UK | ELEGANZA 2 | 2017-10-17 | 1341
LINET UK | ELEGANZA 2 | 2017-10-17 | 1341
LINET UK | ELEGANZA 2 | 2017-10-17 | 1341
NUTRICIA | FLOCARE INFINITY | 2017-06-15 | 800
NUTRICIA | FLOCARE INFINITY | 2017-06-15 | 800
NUTRICIA | FLOCARE INFINITY | 2017-06-15 | 800
LINET UK | ELEGANZA 2 | 2017-05-04 | 1341
LINET UK | ELEGANZA 2 | 2017-05-04 | 1341
LINET UK | ELEGANZA 2 | 2017-05-04 | 1341
LINET UK | ELEGANZA 2 | 2017-05-04 | 1341
LINET UK | ELEGANZA 2 | 2017-05-04 | 1341
LINET UK | ELEGANZA 2 | 2017-05-04 | 1341
LINET UK | ELEGANZA 2 | 2017-05-04 | 1341
LINET UK | ELEGANZA 2 | 2017-05-04 | 1341
LINET UK | ELEGANZA 2 | 2017-05-04 | 1341
LINET UK | ELEGANZA 2 | 2017-05-04 | 1341
LINET UK | ELEGANZA 2 | 2017-05-04 | 1341
LINET UK | ELEGANZA 2 | 2017-05-04 | 1341
LINET UK | ELEGANZA 2 | 2017-05-04 | 1341
LINET UK | ELEGANZA 2 | 2017-05-04 | 1341
LINET UK | ELEGANZA 2 | 2017-05-04 | 1341
LINET UK | ELEGANZA 2 | 2017-05-04 | 1341
LINET UK | ELEGANZA 2 | 2017-05-04 | 1341
LINET UK | ELEGANZA 2 | 2017-05-04 | 1341
LINET UK | ELEGANZA 2 | 2017-05-04 | 1341
LINET UK | ELEGANZA 2 | 2017-05-04 | 1341
LINET UK | ELEGANZA 2 | 2017-05-04 | 1341
LINET UK | ELEGANZA 2 | 2017-05-04 | 1341
LINET UK | ELEGANZA 2 | 2017-05-04 | 1341
LINET UK | ELEGANZA 2 | 2017-05-04 | 1341
LINET UK | ELEGANZA 2 | 2017-05-04 | 1341
LINET UK | ELEGANZA 2 | 2017-05-04 | 1341
LINET UK | ELEGANZA 2 | 2017-05-04 | 1341
LINET UK | ELEGANZA 2 | 2017-05-04 | 1341
LINET UK | ELEGANZA 2 | 2017-05-04 | 1341
LINET UK | ELEGANZA 2 | 2017-05-04 | 1341
LINET UK | ELEGANZA 2 | 2017-05-04 | 1341
LINET UK | ELEGANZA 2 | 2017-05-04 | 1341
NEXUS DMS LTD | LEGACY COMPLEX TURNING BED | 2017-02-21 | 34488
LINET UK | ELEGANZA 2 | 2016-12-22 | 1503.5
LINET UK | ELEGANZA 2 | 2016-12-22 | 1503.5
LINET UK | ELEGANZA 2 | 2016-12-22 | 1503.5
LINET UK | ELEGANZA 2 | 2016-12-22 | 1503.5
LINET UK | ELEGANZA 2 | 2016-12-22 | 1503.5
LINET UK | ELEGANZA 2 | 2016-12-22 | 1503.5
LINET UK | ELEGANZA 2 | 2016-12-22 | 1503.5
LINET UK | ELEGANZA 2 | 2016-12-22 | 1503.5
LINET UK | IMAGE 3 | 2016-05-03 | 4200
LINET UK | IMAGE 3 | 2016-05-03 | 4200
LINET UK | IMAGE 3 | 2016-05-03 | 4200
LINET UK | ELEGANZA SMART | 2013-05-31 | 1300
SIDHIL LTD | INNOV8 LOW | 2013-02-21 | 2000
LINET UK | ELEGANZA SMART PAED | 2012-05-14 | 1400
LINET UK | ELEGANZA SMART PAED | 2012-05-14 | 1400
LINET UK | ELEGANZA SMART PAED | 2012-05-14 | 1400
SIEMENS LTD | SYNGO VIA | 2010-12-17 | 50000
HNE | CONTOURA 1080 | 2010-04-26 | 7995
LINET UK | ELEGANZA SMART | 2010-02-17 | 900
LINET UK | ELEGANZA SMART | 2010-02-17 | 900
LINET UK | ELEGANZA SMART | 2010-02-17 | 900
LINET UK | ELEGANZA SMART | 2010-02-16 | 900
LINET UK | ELEGANZA SMART | 2010-02-16 | 900
LINET UK | ELEGANZA SMART | 2010-02-16 | 900
LINET UK | ELEGANZA SMART | 2010-02-16 | 900
LINET UK | ELEGANZA SMART | 2010-02-16 | 900
LINET UK | ELEGANZA SMART | 2010-02-16 | 900
LINET UK | ELEGANZA SMART | 2010-02-16 | 900
LINET UK | ELEGANZA SMART | 2010-02-16 | 900
NEXUS DMS LTD | PRO-COMM-IOW | 2010-02-05 | 2000
HNE | CONTOURA 1080 | 2009-09-21 | 7995
LINET UK | ELEGANZA 3000 | 2009-06-11 | 1540
LINET UK | ELEGANZA SMART | 2009-04-02 | 900
LINET UK | ELEGANZA SMART | 2009-03-26 | 900
LINET UK | ELEGANZA SMART | 2009-03-26 | 900
LINET UK | ELEGANZA SMART | 2009-03-26 | 900
LINET UK | ELEGANZA SMART | 2009-03-26 | 900
LINET UK | ELEGANZA SMART | 2009-03-26 | 900
LINET UK | ELEGANZA SMART | 2009-03-26 | 900
LINET UK | ELEGANZA SMART | 2009-03-26 | 900
LINET UK | ELEGANZA SMART | 2009-03-26 | 900
LINET UK | ELEGANZA SMART | 2009-03-26 | 900
LINET UK | ELEGANZA SMART | 2008-04-15 | 900
LINET UK | ELEGANZA SMART | 2008-04-15 | 900
LINET UK | ELEGANZA SMART | 2008-04-15 | 900
LINET UK | ELEGANZA SMART | 2008-04-15 | 900
LINET UK | ELEGANZA SMART | 2008-04-14 | 900
LINET UK | ELEGANZA SMART | 2008-04-14 | 900
LINET UK | ELEGANZA SMART | 2008-04-14 | 900
LINET UK | ELEGANZA SMART | 2008-04-14 | 900
LINET UK | ELEGANZA SMART | 2008-04-14 | 900
LINET UK | ELEGANZA SMART | 2008-04-14 | 900
LINET UK | ELEGANZA SMART | 2008-04-14 | 900
LINET UK | ELEGANZA SMART | 2008-04-14 | 900
LINET UK | ELEGANZA SMART | 2008-04-14 | 900
LINET UK | ELEGANZA SMART | 2008-03-31 | 900
LINET UK | ELEGANZA SMART | 2008-03-31 | 900
LINET UK | ELEGANZA SMART | 2008-03-31 | 900
LINET UK | ELEGANZA SMART | 2008-03-13 | 900
LINET UK | ELEGANZA SMART | 2008-03-11 | 900
LINET UK | ELEGANZA SMART | 2008-03-11 | 900
LINET UK | ELEGANZA SMART | 2008-03-11 | 900
LINET UK | ELEGANZA SMART | 2008-03-11 | 900
LINET UK | ELEGANZA SMART | 2008-03-11 | 900
LINET UK | ELEGANZA SMART | 2008-03-11 | 900
LINET UK | ELEGANZA SMART | 2008-03-11 | 900
LINET UK | ELEGANZA SMART | 2008-03-11 | 900
LINET UK | ELEGANZA SMART | 2008-03-11 | 900
LINET UK | ELEGANZA SMART | 2008-03-11 | 900
LINET UK | ELEGANZA SMART | 2008-03-11 | 900
LINET UK | ELEGANZA SMART | 2008-03-11 | 900
LINET UK | ELEGANZA SMART | 2008-03-11 | 900
LINET UK | ELEGANZA SMART | 2008-03-10 | 900
LINET UK | ELEGANZA SMART | 2008-03-10 | 900
LINET UK | ELEGANZA SMART | 2008-03-10 | 900
LINET UK | ELEGANZA SMART | 2008-03-10 | 900
LINET UK | ELEGANZA SMART | 2008-03-10 | 900
LINET UK | ELEGANZA SMART | 2008-03-10 | 900
LINET UK | ELEGANZA SMART | 2008-03-10 | 900
LINET UK | ELEGANZA SMART | 2008-03-10 | 900
LINET UK | ELEGANZA SMART | 2008-03-10 | 900
LINET UK | ELEGANZA SMART | 2008-03-10 | 900
LINET UK | ELEGANZA SMART | 2008-03-10 | 900
LINET UK | ELEGANZA SMART | 2008-03-10 | 900
LINET UK | ELEGANZA SMART | 2008-03-10 | 900
LINET UK | ELEGANZA SMART | 2008-03-10 | 900
LINET UK | ELEGANZA SMART | 2008-03-10 | 900
LINET UK | ELEGANZA SMART | 2008-03-10 | 900
LINET UK | ELEGANZA SMART | 2008-03-10 | 900
LINET UK | ELEGANZA SMART | 2008-03-10 | 900
LINET UK | ELEGANZA SMART | 2008-03-10 | 900
LINET UK | ELEGANZA SMART | 2008-02-22 | 900
LINET UK | ELEGANZA SMART | 2008-02-22 | 900
LINET UK | ELEGANZA SMART | 2008-02-22 | 900
LINET UK | ELEGANZA SMART | 2008-02-12 | 900
LINET UK | ELEGANZA SMART | 2008-02-12 | 900
HNE | 25000E/L PD 75X | 2007-06-15 | 1222
LINET UK | ELEGANZA 3000 | 2006-02-01 | 1800
LINET UK | ELEGANZA 3000 | 2006-02-01 | 1800
LINET UK | ELEGANZA 3000 | 2006-02-01 | 1800
LINET UK | ELEGANZA 3000 | 2006-02-01 | 1800
LINET UK | ELEGANZA 3000 | 2006-02-01 | 1800
LINET UK | ELEGANZA 3000 | 2006-02-01 | 1800
LINET UK | ELEGANZA 3000 | 2006-02-01 | 1800
LINET UK | ELEGANZA 3000 | 2006-02-01 | 1800
LINET UK | ELEGANZA 3000 | 2006-02-01 | 1800
LINET UK | ELEGANZA 3000 | 2006-02-01 | 1800
LINET UK | ELEGANZA 3000 | 2006-02-01 | 1800
LINET UK | ELEGANZA 3000 | 2006-01-30 | 2000
LINET UK | ELEGANZA 3000 | 2006-01-30 | 2000
LINET UK | ELEGANZA 3000 | 2006-01-30 | 2000
LINET UK | ELEGANZA 3000 | 2006-01-30 | 2000
LINET UK | ELEGANZA 3000 | 2006-01-30 | 2000
LINET UK | ELEGANZA 3000 | 2006-01-30 | 2000
LINET UK | ELEGANZA 3000 | 2006-01-30 | 2000
LINET UK | ELEGANZA 3000 | 2006-01-30 | 2000
LINET UK | ELEGANZA 3000 | 2006-01-30 | 1800
LINET UK | ELEGANZA 3000 | 2006-01-30 | 1800
LINET UK | ELEGANZA 3000 | 2006-01-30 | 2000
LINET UK | ELEGANZA 3000 | 2006-01-30 | 2000
LINET UK | ELEGANZA 3000 | 2006-01-30 | 2000
LINET UK | ELEGANZA 3000 | 2006-01-30 | 2000
LINET UK | ELEGANZA 3000 | 2006-01-30 | 2000
LINET UK | ELEGANZA 3000 | 2006-01-30 | 2000
LINET UK | ELEGANZA 3000 | 2006-01-30 | 2000
LINET UK | ULTRA-LO | 2006-01-30 | 3500
LINET UK | ELEGANZA 3000 | 2005-03-09 | 1800
LINET UK | ELEGANZA 3000 | 2005-03-09 | 1540
LINET UK | ELEGANZA 3000 | 2005-03-09 | 1540
LINET UK | ELEGANZA 3000 | 2005-03-09 | 1500
LINET UK | ELEGANZA 3000 | 2005-03-09 | 1500
LINET UK | ELEGANZA 3000 | 2005-03-09 | 1500
LINET UK | ELEGANZA 3000 | 2005-03-09 | 1500
LINET UK | ELEGANZA 3000 | 2005-03-09 | 1800
LINET UK | ELEGANZA 3000 | 2005-03-09 | 1800
LINET UK | ELEGANZA 3000 | 2005-03-09 | 1800
LINET UK | ELEGANZA 3000 | 2005-03-09 | 1800
LINET UK | ELEGANZA STANDARD(1) | 2005-03-08 | 1540
LINET UK | ELEGANZA STANDARD(1) | 2005-03-08 | 1540
LINET UK | ELEGANZA 3000 | 2005-03-08 | 1540
LINET UK | ELEGANZA 3000 | 2005-03-08 | 1540
LINET UK | ELEGANZA STANDARD(1) | 2005-03-08 | 1540
LINET UK | ELEGANZA 3000 | 2005-03-08 | 1800
LINET UK | ELEGANZA 3000 | 2005-03-08 | 1800
HNE | C880L/R/2P.CONTOURA | 2005-02-28 | 1900
LINET UK | ELEGANZA SMART | 2005-01-01 | 900
LINET UK | ELEGANZA STANDARD(1) | 2004-02-25 | 1540
LINET UK | ELEGANZA STANDARD(1) | 2004-02-25 | 1540
LINET UK | ELEGANZA STANDARD(1) | 2004-02-25 | 1540
LINET UK | ELEGANZA STANDARD(1) | 2004-02-25 | 1540
LINET UK | ELEGANZA COMPACT | 2004-02-25 | 1540
LINET UK | ELEGANZA STANDARD(1) | 2004-02-25 | 1540
LINET UK | ELEGANZA COMPACT | 2004-02-25 | 1540
LINET UK | ELEGANZA STANDARD(1) | 2004-02-25 | 1540
LINET UK | ELEGANZA STANDARD(1) | 2004-02-25 | 1540
LINET UK | ELEGANZA COMPACT | 2004-02-24 | 313.73
LINET UK | ELEGANZA STANDARD(1) | 2004-01-28 | 1540
LINET UK | ELEGANZA STANDARD(1) | 2004-01-28 | 1540
LINET UK | ELEGANZA STANDARD(1) | 2004-01-28 | 1540
LINET UK | ELEGANZA STANDARD(1) | 2004-01-28 | 1540
LINET UK | ELEGANZA STANDARD(1) | 2004-01-28 | 1540
LINET UK | ELEGANZA STANDARD(1) | 2004-01-28 | 1540
LINET UK | ELEGANZA STANDARD(1) | 2004-01-19 | 1540
LINET UK | ELEGANZA STANDARD(1) | 2004-01-15 | 1540
LINET UK | ELEGANZA STANDARD(1) | 2003-12-05 | 1540
MEMO-INTERN | MEMO-MI SUNDRIES | 2003-08-19 | 0
LINET UK | ELEGANZA STANDARD(1) | 2003-06-16 | 1540
LINET UK | ELEGANZA STANDARD(1) | 2003-05-09 | 1540
LINET UK | ELEGANZA STANDARD(1) | 2003-05-09 | 1540
LINET UK | ELEGANZA STANDARD(1) | 2003-05-09 | 1540
LINET UK | ELEGANZA STANDARD(1) | 2003-04-28 | 1540
LINET UK | ELEGANZA STANDARD(1) | 2003-04-28 | 1540
LINET UK | ELEGANZA STANDARD(1) | 2003-04-28 | 1540
LINET UK | ELEGANZA STANDARD(1) | 2003-04-11 | 1540
LINET UK | ELEGANZA STANDARD(1) | 2003-04-11 | 1540
LINET UK | ELEGANZA STANDARD(1) | 2003-04-11 | 1540
LINET UK | ELEGANZA STANDARD(1) | 2003-04-11 | 1540
LINET UK | ELEGANZA STANDARD(1) | 2003-04-11 | 1540
LINET UK | ELEGANZA STANDARD(1) | 2003-04-11 | 1540
LINET UK | ELEGANZA STANDARD(1) | 2003-04-11 | 1540
LINET UK | ELEGANZA COMPACT | 2003-02-12 | 1500
LINET UK | ELEGANZA STANDARD(1) | 2002-11-07 | 1540
LINET UK | ELEGANZA STANDARD(1) | 2002-11-07 | 1540
LINET UK | ELEGANZA STANDARD(1) | 2002-06-24 | 1540
SHIRE | SA-6 | 2001-09-01 | 350
NA | MEMO/GENERAL SUNDRIES | 2001-01-01 | 0
NA | MEMO/GENERAL SUNDRIES | 2001-01-01 | 0
MEMO-INTERN | PMG-BRI/X-RAY/L3 | 1972-01-01 | 0
GE LIMITED | LOGIQ E | 2012-08-21 | 65000
MILLENIUM | SIMPLEX | 2008-03-26 | 1000
SHIRE | SDX-15 | 2007-07-18 | 1267
MEMO-INTERN | PMG-BRI/X-RAY/L2 | 1972-01-01 | 0
EAST HEALTH | DUPLEX | 1997-09-04 | 1256
MEMMERT | PLEASE ENTER MODEL! (226) | 1991-12-01 | 575
NA | MEMO/GENERAL SUNDRIES | 2009-09-22 | 0
EAST HEALTH | DUPLEX | 2004-01-21 | 1256
NORGREN MART | 20AG/4G | 1997-09-04 | 440
NORGREN MART | 20AG/4G | 2014-05-10 | 440
NORGREN MART | 20AG/4G | 2014-05-10 | 440
NORGREN MART | 20AG/4G | 1997-09-04 | 440
NORGREN MART | 20AG/4G | 2014-07-10 | 440
EAST HEALTH | HIGH-SUCTION | 2010-02-04 | 200
MEMO-INTERN | MEMO-MI SUPPORT | 2003-01-16 | 0
DELL COMPUTERS | PRECISION 670 | 2005-06-07 | 7000
BIBBY LTD | HTI | 1997-06-13 | 3000
I.E.C. | CENTRA-3C | 1994-04-06 | 3000
SHANDON | VARISTAIN-24-4 | 1993-09-17 | 3000
R. LAMB | E18/1 | 1993-07-05 | 175
ASTECAIR | 3000 | 1980-01-01 | 3000
THERAPY EQUIPMENT | DIAMOND RANGE HIGH | 2021-05-11 | 69
THERAPY EQUIPMENT | DIAMOND RANGE HIGH | 2021-05-11 | 69
THERAPY EQUIPMENT | DIAMOND RANGE HIGH | 2021-05-11 | 69
THERAPY EQUIPMENT | DIAMOND RANGE HIGH | 2021-05-11 | 69
SECA | 875 | 2021-05-10 | 132
SHIRE | SAX-6 | 2018-11-11 | 350
SHIRE | SAX-6 | 2018-10-14 | 350
PRECISION | CPX-A | 2018-10-14 | 350
MEMO-INTERN | EXTENSION HOSE O2 | 2017-08-11 | 72
EAST HEALTH | HIGH-SUCTION | 2006-06-09 | 200
EAST HEALTH | HIGH-SUCTION | 2002-08-27 | 200
HEINE | DELTA 20T | 2022-02-23 | 655
HEINE | DELTA 20T | 2022-02-23 | 655
HEINE | DELTA 20T | 2022-02-23 | 655
HEINE | DELTA 20T | 2022-02-23 | 655
HEINE | DELTA 20T | 2022-02-23 | 655
BRAUN | PRO 6000 | 2022-02-22 | 149
BRAUN | PRO 6000 | 2022-01-05 | 149
ROCHE LTD | COAGUCHEK PRO II | 2021-08-09 | 983.25
OPTICLAR | DERMATOSCOPE | 2021-07-12 | 500
MEDLINE | DYND7080*UK | 2021-05-18 | 50
OXFORD HOIST | PRESENCE | 2021-04-12 | 1443
SECA | 899 (NEW TYPE) | 2020-11-08 | 239
CONMED | AER DEFENSE | 2020-10-06 | 1800
CONMED | AER DEFENSE | 2020-10-06 | 1800
CONMED | AER DEFENSE | 2020-10-06 | 1800
MESI | ABPIMD | 2020-09-03 | 2125
OPTICLAR | DERMATOSCOPE | 2020-08-06 | 500
BEIJING CHOICE ELECTRONIC TECHNOLOGY CO., LTD. | MD300C19 | 2020-07-20 | 29.99
BEIJING CHOICE ELECTRONIC TECHNOLOGY CO., LTD. | MD300C19 | 2020-07-16 | 45
MEDLINE | DYND7080*UK | 2020-03-02 | 50
LAERDAL | LSU-2 | 2020-01-16 | 680
LAERDAL | LSU-2 | 2020-01-08 | 680
MEDLIGHT GMBH | KN-4003 | 2019-12-06 | 600
BRANDON MEDICAL | MT6008M | 2019-08-09 | 445
BRANDON MEDICAL | MT6008M | 2019-08-09 | 445
DARAY | MAGW150 | 2019-07-15 | 140
ANETIC AID | QA4 | 2019-07-08 | 5155
ANETIC AID | QA4 | 2019-07-08 | 5155
MEDLINE | DYND7080*UK | 2019-06-24 | 50
DARAY | MAGW150 | 2019-06-10 | 126
MEDLINE | DYND7080*UK | 2018-09-27 | 50
ALBERT WAESCHLE | VISIONMED D-SCOPE | 2018-08-23 | 655
ALBERT WAESCHLE | VISIONMED D-SCOPE | 2018-08-23 | 655
ALBERT WAESCHLE | VISIONMED D-SCOPE | 2018-08-23 | 655
OPTICLAR | VISIONMED TWIN PORT CHARGING POD | 2018-08-23 | 500
OPTICLAR | VISIONMED TWIN PORT CHARGING POD | 2018-08-23 | 500
ALBERT WAESCHLE | VISIONMED D-SCOPE | 2018-08-23 | 655
ALBERT WAESCHLE | VISIONMED D-SCOPE | 2018-08-23 | 655
OPTICLAR | DERMATOSCOPE | 2018-08-23 | 655
ALBERT WAESCHLE | VISIONMED D-SCOPE | 2018-08-23 | 655
ALBERT WAESCHLE | VISIONMED D-SCOPE | 2018-08-23 | 655
ALBERT WAESCHLE | VISIONMED D-SCOPE | 2018-08-23 | 655
ALBERT WAESCHLE | VISIONMED D-SCOPE | 2018-08-23 | 655
ALBERT WAESCHLE | VISIONMED D-SCOPE | 2018-08-23 | 655
OPTICLAR | VISIONMED TWIN PORT CHARGING POD | 2018-08-23 | 500
OPTICLAR | VISIONMED TWIN PORT CHARGING POD | 2018-08-23 | 500
MEDLIGHT GMBH | N-LINE PRO | 2018-02-28 | 25100.5
MEDLIGHT GMBH | N-LINE PRO | 2018-02-28 | 25100.5
CONMED | 2000 | 2017-11-21 | 1175
QMED | AKTILITE CL128 | 2017-07-10 | 9000
AKRON | A2222/2/SHS | 2017-03-29 | 750
DR.HONLE | DERMALIGHT 80 | 2016-09-16 | 500
ROCHE LTD | 4803710 | 2016-09-07 | 700
HEINE | DELTA 20 | 2016-07-07 | 655
FRESENIUS KABI | VOLUMAT MC AGILIA | 2016-07-05 | 300
FRESENIUS KABI | VOLUMAT MC AGILIA | 2016-07-05 | 300
KEELER | VISTA | 2015-12-23 | 100
PHYSIO CONTROL | LIFEPAK 1000 | 2015-11-03 | 1388.96
MEDI-PLINTH | BA02E | 2015-09-17 | 725
MEDI-PLINTH | BA02E | 2015-09-17 | 725
PANASONIC | DMC-XS3 | 2015-09-04 | 115
MEDLINE | DYND70840UK | 2015-09-02 | 50
MEDLINE | DYND70840UK | 2015-09-02 | 50
HUNTLEIGH | D900 | 2015-08-27 | 280
ABBOTT LABS | FREESTYLE PRECISION PRO | 2015-06-16 | 1000
HEINE | DELTA 20 | 2015-05-22 | 655
LAERDAL | LSU-2 | 2015-04-22 | 680
HEINE | DELTA 20 | 2015-03-06 | 655
HEINE | DELTA 20 | 2015-03-06 | 655
HIDREX | PSP 1000 | 2015-02-27 | 519
HEINE | DELTA 20 | 2015-01-26 | 655
HEINE | DELTA 20 | 2015-01-26 | 655
HEINE | DELTA 20 | 2015-01-26 | 655
HEINE | DELTA 20 | 2014-11-26 | 655
SCHUCO | COA-COMP/M | 2014-11-21 | 2000
SCHUCO | COA-COMP/M | 2014-11-21 | 2000
3 GEN (USA) | DERMLITE II PRO HR | 2014-11-11 | 659
AKRON | A2222/2/SHS | 2014-11-11 | 750
AKRON | A2222/2/SHS | 2014-11-11 | 750
AKRON | A2222/2/SHS | 2014-11-11 | 750
AKRON | A2222/2/SHS | 2014-11-11 | 750
HIDREX | PSP 1000 | 2014-01-15 | 519
BRISTOL MAID (HOSP.M.CRAFT) | EC025/EC050 | 2013-12-23 | 1000
BRISTOL MAID (HOSP.M.CRAFT) | EC025/EC050 | 2013-12-23 | 1000
CONMED | 2000 | 2012-04-30 | 1300
DIGITERM LTD | COMFORT 4 | 2011-10-19 | 2000
WALDMANN | UV7002 | 2011-08-01 | 29845.2
NA | PLEASE ENTER MODEL! (276) | 2010-07-14 | 300
WELCH ALLYN | SPOT 420(NBP) | 2009-10-30 | 795
MEDI-PLINTH | BA02E | 2009-08-14 | 725
MEDI-PLINTH | BA02E | 2009-08-14 | 725
WALDMANN | DL122M | 2009-01-01 | 500
WALDMANN | DL122M | 2009-01-01 | 500
WELCH ALLYN | SPOT 420(NBP) | 2008-04-10 | 1116.25
WELCH ALLYN | SPOT 420(NBP) | 2008-04-10 | 1116.25
WALDMANN | UV200AL | 2007-07-30 | 2000
WALDMANN | UV181AL | 2007-07-30 | 2000
WALDMANN | UV200AL | 2007-07-30 | 2000
WALDMANN | UV181AL | 2007-07-30 | 2000
NA | MEMO/GENERAL SUNDRIES | 2001-01-01 | 0
WALDMANN | 180L | 1999-07-16 | 1435
BIRTCHER | HYFRECATOR | 1995-09-27 | 600
OLYMPUS | BH2 | 1985-01-01 | 2875
AMERICAN OPT | 110 | 1974-01-01 | 4500
BRANDON MEDICAL | MT6008M | 2020-01-24 | 445
BRANDON MEDICAL | MT6008M | 2020-01-24 | 445
ECHOSENS | FIBROSCAN COMPACT 530 | 2019-11-26 | 35033.33
ECHOSENS | XL | 2019-11-26 | 13812.5
ECHOSENS | M | 2019-11-26 | 11510.41
WELCH ALLYN | 74CE CONNEX | 2019-09-06 | 1500
WELCH ALLYN | 74CE CONNEX | 2019-09-06 | 1500
WELCH ALLYN | 74CE CONNEX | 2019-09-06 | 1500
MARSDEN | M-200 | 2019-07-16 | 500
SECA | 216 | 2018-08-24 | 200
SECA | 216 | 2018-08-24 | 200
SECA | 216 | 2018-08-24 | 200
SECA | 959 | 2018-07-04 | 695
BRISTOL MAID (HOSP.M.CRAFT) | EC4305 | 2018-04-20 | 1584
WELCH ALLYN | SPOT 420(NBP/SPO2) | 2017-06-27 | 1116.25
ABBOTT LABS | FREESTYLE PRECISION PRO | 2015-06-16 | 1000
SEERS MEDICAL | SM2660-230T-1WH | 2015-01-29 | 716.55
SEERS MEDICAL | SM4642-230T-2WH | 2015-01-29 | 716.55
SEERS MEDICAL | SM2660-230T-1WH | 2015-01-29 | 716.55
SEERS MEDICAL | SM2660-230T-1WH | 2015-01-29 | 716.55
SEERS MEDICAL | SM2660-230T-1WH | 2015-01-29 | 716.55
NA | PLEASE ENTER MODEL! (276) | 2012-11-19 | 300
NA | PLEASE ENTER MODEL! (276) | 2012-11-19 | 300
LAERDAL | LSU-2 | 2012-03-14 | 680
LAERDAL | LSU-2 | 2011-09-30 | 680
SPEIDEL & KE | MAXI STABIL 3 | 2011-01-28 | 70
SPEIDEL & KE | MAXI STABIL 3 | 2011-01-28 | 70
SPEIDEL & KE | MAXI STABIL 3 | 2011-01-28 | 70
GE LIMITED | MAC1600 | 2010-10-26 | 4000
PROMOTAL | BEAUMOND | 2009-07-24 | 1500
SECA | 645 | 2008-03-23 | 1050
WELCH ALLYN | 73326 | 2005-03-16 | 175
SCIMED | ELITE 100 | 2004-02-04 | 300
TOSHIBA MED | PVG-366M | 2003-04-29 | 15000
NA | MEMO/GENERAL SUNDRIES | 2001-01-01 | 0
AKRON | 9622 | 1997-01-25 | 1500
PHYSIO CONTROL | LIFEPAK 1000 | 2017-07-11 | 1388.96
SEERS MEDICAL | SM2660-230T-1WH | 2015-01-29 | 716.55
SEERS MEDICAL | SM2660-230T-1WH | 2015-01-29 | 716.55
NORGREN MART | 20AG/4G | 2014-05-20 | 440
MEDI-PLINTH | BA02E | 2014-01-16 | 716.55
MEDI-PLINTH | BA02E | 2014-01-16 | 716.55
MEDI-PLINTH | BA02E | 2014-01-16 | 716.55
MEDI-PLINTH | BA02E | 2014-01-16 | 716.55
WELCH ALLYN | SPOT 420(NBP) | 2009-10-30 | 795
SECA | 959 | 2003-03-12 | 1000
LAERDAL | LSU-2 | 2001-12-12 | 680
NA | MEMO/GENERAL SUNDRIES | 2001-01-01 | 0
WELCH ALLYN | 73326 | 1999-06-10 | 175
WELCH ALLYN | 73336 | 1988-01-01 | 100
DESOUTTER MEDICAL | CC7 | 2022-04-21 | 2636
DESOUTTER MEDICAL | CC7 | 2021-02-25 | 2636
THERAPY EQUIPMENT | ENTONOX | 2004-04-01 | 182.5
NA | MEMO/GENERAL SUNDRIES | 2001-01-01 | 0
DESOUTTER MEDICAL | CC5 | 2000-03-13 | 1643.89
OXYLITRE | PSP003 | 2022-05-26 | 682.66
LAERDAL | LSU-2 | 2022-02-22 | 927.6
HUNTLEIGH | D900 | 2021-03-12 | 280
COVIDIEN UK | GENIUS 3 | 2020-07-16 | 150
RESPIRONICS | DELUXE 230V/50HZ | 2020-03-26 | 79.2
PHYSIO CONTROL | LIFEPAK 1000 | 2015-11-03 | 1388.96
ABBOTT LABS | FREESTYLE PRECISION PRO | 2015-06-16 | 1000
MEDI-PLINTH | BA02E | 2015-04-20 | 587
DESOUTTER MEDICAL | CC5 | 2014-01-20 | 1644
BRISTOL MAID (HOSP.M.CRAFT) | EC015 | 2013-11-05 | 624.6
BRISTOL MAID (HOSP.M.CRAFT) | EC015 | 2013-11-05 | 624.6
BRISTOL MAID (HOSP.M.CRAFT) | EC015 | 2013-11-05 | 624.6
BRISTOL MAID (HOSP.M.CRAFT) | EC015 | 2013-11-05 | 624.6
BRISTOL MAID (HOSP.M.CRAFT) | EC015 | 2013-11-05 | 624.6
ETAC AB | ETAC TURNER | 2013-10-09 | 320
SECA | 645 | 2012-11-19 | 1000
LAERDAL | LSU-2 | 2012-05-10 | 680
MEDI-PLINTH | BA03E | 2009-08-14 | 725
MEDI-PLINTH | BA02E | 2009-08-14 | 725
MEDI-PLINTH | BA02E | 2009-08-14 | 725
MEDI-PLINTH | BA03E | 2008-04-25 | 725
MEDI-PLINTH | BA02E | 2008-04-21 | 587
MEDI-PLINTH | BA02E | 2008-04-21 | 587
MEDI-PLINTH | BA02E | 2008-04-21 | 587
MEDI-PLINTH | BA02E | 2008-04-21 | 587
MEDI-PLINTH | BA02E | 2008-04-21 | 587
MEDI-PLINTH | BA02E | 2008-04-21 | 587
MEDI-PLINTH | BA03E | 2007-03-06 | 725
NA | MEMO/GENERAL SUNDRIES | 2001-01-01 | 0
NA | MEMO/GENERAL SUNDRIES | 2001-01-01 | 0
PLINTH 2000 | 502H | 2022-06-23 | 535
PLINTH 2000 | 502H | 2022-06-23 | 535
GE LIMITED | L4-20T-RS | 2022-05-23 | 5000
WELCH ALLYN | PRO 6000 CONNEX | 2021-07-08 | 179
WELCH ALLYN | PRO 6000 CONNEX | 2021-03-23 | 179
SECA | 877 | 2021-03-20 | 250
BRAUN | PRO 6000 | 2021-03-19 | 149
WELCH ALLYN | PRO 6000 CONNEX | 2021-02-15 | 179
GE LIMITED | VENUE GO R2 | 2020-06-22 | 35000
GE LIMITED | C1-5-RS | 2020-06-22 | 6000
GE LIMITED | 12L-RS | 2020-06-22 | 5000
GE LIMITED | 3SC-RS | 2020-06-22 | 6000
BEAVER HEALT | MEDIPLINTH | 2020-01-24 | 805
BEAVER HEALT | MEDIPLINTH | 2020-01-24 | 805
BEAVER HEALT | MEDIPLINTH | 2020-01-24 | 805
BEAVER HEALT | MEDIPLINTH | 2020-01-24 | 805
BEAVER HEALT | MEDIPLINTH | 2020-01-24 | 805
BEAVER HEALT | MEDIPLINTH | 2020-01-24 | 805
WELCH ALLYN | 74CE CONNEX | 2019-08-21 | 1500
WELCH ALLYN | 74CE CONNEX | 2019-08-21 | 1500
WELCH ALLYN | 74CE CONNEX | 2017-07-13 | 1500
DIGITERM LTD | COMFORT 4 | 2017-02-24 | 2800
DIGITERM LTD | COMFORT 4 | 2017-02-24 | 2800
DIGITERM LTD | COMFORT 4 | 2017-02-24 | 2800
DIGITERM LTD | COMFORT 4 | 2017-02-24 | 2800
PLINTH 2000 | 502H | 2017-02-15 | 811
EATON | PW9130 | 2016-12-29 | 1890
THERAPY EQUIPMENT | DIAMOND RANGE HIGH | 2016-12-16 | 80
THERAPY EQUIPMENT | DIAMOND RANGE HIGH | 2016-12-16 | 80
THERAPY EQUIPMENT | DIAMOND RANGE HIGH | 2016-12-16 | 80
THERAPY EQUIPMENT | DIAMOND RANGE HIGH | 2016-12-16 | 80
THERAPY EQUIPMENT | DIAMOND RANGE HIGH | 2016-12-16 | 80
MEMO-INTERN | PMG-KEB-5-B501-RHEUM | 2016-09-20 | 0
FRESENIUS KABI | VOLUMAT MC AGILIA | 2016-07-05 | 300
FRESENIUS KABI | VOLUMAT MC AGILIA | 2016-07-05 | 300
FRESENIUS KABI | VOLUMAT MC AGILIA | 2016-07-05 | 300
FRESENIUS KABI | VOLUMAT MC AGILIA | 2016-07-05 | 300
FRESENIUS KABI | VOLUMAT MC AGILIA | 2016-07-05 | 300
PHYSIO CONTROL | LIFEPAK 20E | 2016-06-13 | 4741.2
HOLOGIC | HORIZON | 2015-08-14 | 103564.8
HOLOGIC | HORIZON | 2015-07-14 | 87000
ABBOTT LABS | FREESTYLE PRECISION PRO | 2015-06-16 | 1000
LIKO | LIKORALL 242 S | 2015-04-21 | 4000
NICKEL ELECTRO | BP28 | 2013-05-29 | 1500
MEDIC AID | PORTANEB | 2012-03-12 | 105
LAERDAL | LSU-2 | 2011-12-02 | 680
SECA | 861 | 2010-10-13 | 359
WELCH ALLYN | SPOT 420(NBP) | 2009-10-30 | 795
ESAOTE BIOME | MYLAB60 | 2009-03-02 | 21929.33
MINDRAY | VS800 | 2007-04-16 | 1500
WELCH ALLYN | LIFESIGN(NBP/SPO2/T) | 2004-09-27 | 2000
SECA | 954 | 2003-02-25 | 750
NA | MEMO/GENERAL SUNDRIES | 2001-01-01 | 0
NA | MEMO/GENERAL SUNDRIES | 2001-01-01 | 0
SECA | 944 | 1999-06-17 | 703
PHILIPS LTD | M1771A | 1995-08-03 | 4000
SHENZHEN CREATIVE INDUSTRY | PC-3000 | 2022-05-19 | 850
BRAUN | PRO 6000 | 2021-12-15 | 149
LANGZEITBLUT | MOBIL-O-GRAPH | 2021-05-07 | 1000
TANITA | MC-780MA | 2021-03-20 | 4000
VWR INTERNAT | INCU-LINE IL10 | 2019-02-13 | 1000
PARI MEDICAL | ETRACK CONTROLLER | 2019-02-05 | 200
MSE KESTREL | MISSING | 2018-04-25 | 10000
PARI MEDICAL | EFLOW RAPID | 2018-04-09 | 200
PARI MEDICAL | EFLOW RAPID | 2018-04-09 | 200
PARI MEDICAL | EFLOW RAPID | 2018-04-09 | 200
PARI MEDICAL | ETRACK CONTROLLER | 2017-12-05 | 200
PARI MEDICAL | ETRACK CONTROLLER | 2017-12-05 | 200
PARI MEDICAL | ETRACK CONTROLLER | 2017-12-05 | 200
PARI MEDICAL | ETRACK CONTROLLER | 2017-12-05 | 200
PARI MEDICAL | ETRACK CONTROLLER | 2017-12-05 | 200
PARI MEDICAL | ETRACK CONTROLLER | 2017-12-05 | 200
PARI MEDICAL | ETRACK CONTROLLER | 2017-12-05 | 200
PARI MEDICAL | ETRACK CONTROLLER | 2017-12-05 | 200
PARI MEDICAL | ETRACK CONTROLLER | 2017-12-05 | 200
PARI MEDICAL | ETRACK CONTROLLER | 2017-12-05 | 200
PARI MEDICAL | ETRACK CONTROLLER | 2017-12-04 | 200
PARI MEDICAL | ETRACK CONTROLLER | 2017-12-04 | 200
PARI MEDICAL | ETRACK CONTROLLER | 2017-12-04 | 200
PARI MEDICAL | ETRACK CONTROLLER | 2017-12-04 | 200
PARI MEDICAL | ETRACK CONTROLLER | 2017-12-04 | 200
PARI MEDICAL | ETRACK CONTROLLER | 2017-12-04 | 200
PARI MEDICAL | ETRACK CONTROLLER | 2017-12-04 | 200
PARI MEDICAL | ETRACK CONTROLLER | 2017-12-04 | 200
PARI MEDICAL | ETRACK CONTROLLER | 2017-12-04 | 200
PARI MEDICAL | ETRACK CONTROLLER | 2017-12-04 | 200
PARI MEDICAL | ETRACK CONTROLLER | 2017-12-04 | 200
PARI MEDICAL | ETRACK CONTROLLER | 2017-12-04 | 200
PARI MEDICAL | ETRACK CONTROLLER | 2017-12-04 | 200
PARI MEDICAL | ETRACK CONTROLLER | 2017-12-04 | 200
PARI MEDICAL | ETRACK CONTROLLER | 2017-12-04 | 200
MARSDEN | M-420 | 2017-09-06 | 200
VITALOGRAPH | 2040 | 2017-04-12 | 100
SHIRE | SA-6 | 2016-09-20 | 350
LENOVO | L4500 | 2016-08-01 | 0
VITALOGRAPH | 6800 | 2016-05-10 | 0
NORAV MEDICAL LTD | 1200M | 2016-05-10 | 0
DEVILBISS | 2010-00-0-000-00 | 2016-05-10 | 0
HP | PROBOOK | 2016-05-10 | 0
LAERDAL | LSU-2 | 2016-05-06 | 680
FRESENIUS KABI | VOLUMAT MC AGILIA | 2016-03-22 | 300
ABBOTT LABS | FREESTYLE PRECISION PRO | 2015-06-16 | 1000
OMRON | 705IT | 2015-01-13 | 115
MICRO MEDICAL (NOW CAREFUSION) | MICROLOOP II | 2014-06-24 | 1000
VITALOGRAPH | COMPACT | 2014-04-24 | 985
OMRON | M6 (HEM-7211-E8 V ) | 2013-12-17 | 45
OMRON | M6 (HEM-7211-E8 V ) | 2013-12-17 | 45
MORTARA INST | ELI 250 | 2013-11-06 | 3000
OMRON | 705IT | 2013-10-10 | 115
ANIMAS | VIBE | 2013-09-11 | 12000
ANIMAS | VIBE | 2013-09-11 | 12000
ANIMAS | VIBE | 2013-09-11 | 12000
VISIOMED | PRO LX-261 | 2013-01-17 | 285
VISIOMED | PRO LX-261 | 2013-01-17 | 285
VISIOMED | PRO LX-261 | 2013-01-17 | 285
VISIOMED | PRO LX-261 | 2013-01-17 | 285
VISIOMED | PRO LX-261 | 2013-01-17 | 285
VISIOMED | PRO LX-261 | 2013-01-17 | 285
VISIOMED | PRO LX-261 | 2013-01-17 | 285
VISIOMED | PRO LX-261 | 2013-01-17 | 285
VISIOMED | PRO LX-261 | 2013-01-17 | 285
VISIOMED | PRO LX-261 | 2013-01-17 | 285
VISIOMED | PRO LX-261 | 2013-01-17 | 285
VISIOMED | PRO LX-261 | 2013-01-17 | 285
SALTER | 9148 | 2012-07-13 | 200
DIGITERM LTD | COMFORT 4 | 2011-10-19 | 2000
DIGITERM LTD | COMFORT 4 | 2011-10-19 | 2000
OMRON | 705IT | 2011-10-05 | 115
ALMEDICA | CULTURA M | 2011-06-28 | 200
TANITA | BC-418MA(BCA) | 2010-10-14 | 8100
PHYSIO CONTROL | LIFEPAK 1000 | 2010-09-07 | 2145
TANITA | TBF-401A | 2010-01-06 | 1000
GE LIMITED | MAC3500 | 2009-05-22 | 6319.37
NA | MEMO/GENERAL SUNDRIES | 2009-03-11 | 0
SECA | 761 | 2009-02-23 | 65
TANITA | TBF-401A | 2009-01-01 | 1000
ESCHMANN | VP25 | 2008-06-13 | 662
MINDRAY | VS800 | 2007-04-16 | 1500
OMRON | HEM-711A-E | 2006-07-25 | 90
HERAEUS EQUI | LABOFUGE-400R | 1996-05-07 | 10000
EBRO | TFX 410 | 2022-02-03 | 150
LMS LTD | 280 | 2021-03-08 | 1000
LMS LTD | 280 | 2021-03-08 | 1000
TSI | AIRFLOW PH731 | 2021-03-08 | 2170
PRECISA | LP 4024 | 2020-08-06 | 442
PRECISA | LS220A SCS | 2020-07-10 | 1490
SCIENCEWARE | ULB-100 | 2017-03-02 | 50
LMS LTD | 280 | 2016-04-05 | 1000
SHERWOOD SCIENTIFIC LTD | M410 | 2016-04-05 | 5940
ELEC.THERMAL | IA6304 | 2014-02-25 | 1218
PARTICLE MEA | APC 9510 | 2012-05-22 | 5902.8
LMS LTD | 280 | 2011-04-26 | 1000
LMS LTD | 280 | 2011-04-26 | 1000
METTLER | SEVEN EASY PL1 | 2009-02-24 | 1500
METTLER | RS-P42 | 2009-02-24 | 200
SARTORIUS | CPA120015-0CE | 2009-02-19 | 3000
JASCO UK | V-630 | 2008-10-22 | 1000
GRANT INSTRUMENTS | JB5 | 2008-10-22 | 325
VELP SCIENTI | FTC90I | 2005-08-03 | 500
NA | PLEASE ENTER MODEL! (55) | 2002-04-08 | 30
SARTORIUS | JC12 | 2002-04-08 | 300
NELLDORN | B6 | 1980-01-01 | 55
RESPIRONICS | TRILOGY EVO | 2022-04-25 | 4387.5
RESPIRONICS | TRILOGY EVO | 2022-04-25 | 4387.5
RESPIRONICS | TRILOGY EVO | 2022-04-25 | 4387.5
RESPIRONICS | TRILOGY EVO | 2022-04-25 | 4387.5
RESPIRONICS | TRILOGY EVO | 2022-04-25 | 4387.5
RESPIRONICS | TRILOGY EVO | 2022-04-25 | 4387.5
RESPIRONICS | TRILOGY EVO | 2022-04-25 | 4387.5
RESPIRONICS | TRILOGY EVO | 2022-04-25 | 4387.5
RESPIRONICS | TRILOGY EVO | 2022-04-25 | 4387.5
RESPIRONICS | TRILOGY EVO | 2022-04-25 | 4387.5
RESPIRONICS | TRILOGY EVO | 2022-04-25 | 4387.5
RESPIRONICS | TRILOGY EVO | 2022-04-25 | 4387.5
RESPIRONICS | TRILOGY EVO | 2022-04-25 | 4387.5
RESPIRONICS | TRILOGY EVO | 2022-04-25 | 4387.5
RESPIRONICS | TRILOGY EVO | 2022-04-25 | 4387.5
RESPIRONICS | TRILOGY EVO | 2022-04-25 | 4387.5
RESPIRONICS | TRILOGY EVO | 2022-04-25 | 4387.5
RESPIRONICS | TRILOGY EVO | 2022-04-25 | 4387.5
RESPIRONICS | TRILOGY EVO | 2022-04-25 | 4387.5
RESPIRONICS | TRILOGY EVO | 2022-04-25 | 4387.5
PHILIPS LTD | DREAMSTATION | 2021-11-25 | 449
PHILIPS LTD | DREAMSTATION | 2021-11-25 | 449
PHILIPS LTD | DREAMSTATION | 2021-11-25 | 449
PHILIPS LTD | DREAMSTATION | 2021-11-25 | 449
PHILIPS LTD | DREAMSTATION | 2021-11-25 | 449
PHILIPS LTD | DREAMSTATION | 2021-11-25 | 449
PHILIPS LTD | DREAMSTATION | 2021-11-25 | 449
PHILIPS LTD | DREAMSTATION | 2021-11-25 | 449
PHILIPS LTD | DREAMSTATION | 2021-11-25 | 449
PHILIPS LTD | DREAMSTATION | 2021-11-25 | 449
PHILIPS LTD | DREAMSTATION | 2021-11-25 | 449
PHILIPS LTD | DREAMSTATION | 2021-11-25 | 449
PHILIPS LTD | DREAMSTATION | 2021-11-25 | 449
PHILIPS LTD | DREAMSTATION | 2021-11-25 | 449
PHILIPS LTD | DREAMSTATION | 2021-11-25 | 449
PHILIPS LTD | DREAMSTATION | 2021-11-25 | 449
PHILIPS LTD | DREAMSTATION | 2021-11-25 | 449
PHILIPS LTD | DREAMSTATION | 2021-11-25 | 449
PHILIPS LTD | DREAMSTATION | 2021-11-25 | 449
PHILIPS LTD | DREAMSTATION | 2021-11-25 | 449
PHILIPS LTD | DREAMSTATION | 2021-11-25 | 449
PHILIPS LTD | DREAMSTATION | 2021-11-25 | 449
PHILIPS LTD | DREAMSTATION | 2021-11-25 | 449
PHILIPS LTD | DREAMSTATION | 2021-11-25 | 449
PHILIPS LTD | DREAMSTATION | 2021-11-25 | 449
PHILIPS LTD | DREAMSTATION | 2021-11-25 | 449
PHILIPS LTD | DREAMSTATION | 2021-11-25 | 449
PHILIPS LTD | DREAMSTATION | 2021-11-25 | 449
PHILIPS LTD | DREAMSTATION | 2021-11-25 | 449
PHILIPS LTD | DREAMSTATION | 2021-11-25 | 449
PHILIPS LTD | DREAMSTATION | 2021-11-25 | 449
PHILIPS LTD | DREAMSTATION | 2021-11-25 | 449
PHILIPS LTD | DREAMSTATION | 2021-11-25 | 449
PHILIPS LTD | DREAMSTATION | 2021-11-25 | 449
PHILIPS LTD | DREAMSTATION | 2021-11-25 | 449
PHILIPS LTD | DREAMSTATION | 2021-11-25 | 449
PHILIPS LTD | DREAMSTATION | 2021-11-25 | 449
PHILIPS LTD | DREAMSTATION | 2021-11-25 | 449
PHILIPS LTD | DREAMSTATION | 2021-11-25 | 449
PHILIPS LTD | DREAMSTATION | 2021-11-25 | 449
PHILIPS LTD | DREAMSTATION | 2021-11-25 | 449
PHILIPS LTD | DREAMSTATION | 2021-11-25 | 449
PHILIPS LTD | DREAMSTATION | 2021-11-25 | 449
PHILIPS LTD | DREAMSTATION | 2021-11-25 | 449
PHILIPS LTD | DREAMSTATION | 2021-11-25 | 449
PHILIPS LTD | DREAMSTATION | 2021-11-25 | 449
PHILIPS LTD | DREAMSTATION | 2021-11-25 | 449
PHILIPS LTD | DREAMSTATION | 2021-11-25 | 449
PHILIPS LTD | DREAMSTATION | 2021-11-25 | 449
PHILIPS LTD | DREAMSTATION | 2021-11-25 | 449
PHILIPS LTD | DREAMSTATION | 2021-11-25 | 449
PHILIPS LTD | DREAMSTATION | 2021-11-25 | 449
PHILIPS LTD | DREAMSTATION | 2021-11-25 | 449
PHILIPS LTD | DREAMSTATION | 2021-11-25 | 449
PHILIPS LTD | DREAMSTATION | 2021-11-25 | 449
PHILIPS LTD | DREAMSTATION | 2021-11-25 | 449
PHILIPS LTD | DREAMSTATION | 2021-11-25 | 449
PHILIPS LTD | DREAMSTATION | 2021-11-25 | 449
PHILIPS LTD | DREAMSTATION | 2021-11-25 | 449
PHILIPS LTD | DREAMSTATION | 2021-11-25 | 449
PHILIPS LTD | DREAMSTATION | 2021-11-25 | 449
PHILIPS LTD | DREAMSTATION | 2021-11-25 | 449
PHILIPS LTD | DREAMSTATION | 2021-11-25 | 449
PHILIPS LTD | DREAMSTATION | 2021-11-25 | 449
PHILIPS LTD | DREAMSTATION | 2021-11-25 | 449
PHILIPS LTD | DREAMSTATION | 2021-11-25 | 449
PHILIPS LTD | DREAMSTATION | 2021-11-25 | 449
PHILIPS LTD | DREAMSTATION | 2021-11-25 | 449
PHILIPS LTD | DREAMSTATION | 2021-11-25 | 449
PHILIPS LTD | DREAMSTATION | 2021-11-25 | 449
PHILIPS LTD | DREAMSTATION | 2021-11-25 | 449
PHILIPS LTD | DREAMSTATION | 2021-11-25 | 449
PHILIPS LTD | DREAMSTATION | 2021-11-25 | 449
PHILIPS LTD | DREAMSTATION | 2021-11-25 | 449
PHILIPS LTD | DREAMSTATION | 2021-11-25 | 449
PHILIPS LTD | DREAMSTATION | 2021-11-25 | 449
PHILIPS LTD | DREAMSTATION | 2021-11-25 | 449
PHILIPS LTD | DREAMSTATION | 2021-11-25 | 449
PHILIPS LTD | DREAMSTATION | 2021-11-25 | 449
PHILIPS LTD | DREAMSTATION | 2021-11-25 | 449
PHILIPS LTD | DREAMSTATION | 2021-11-25 | 449
PHILIPS LTD | DREAMSTATION | 2021-11-25 | 449
PHILIPS LTD | DREAMSTATION | 2021-11-25 | 449
PHILIPS LTD | DREAMSTATION | 2021-11-25 | 449
PHILIPS LTD | DREAMSTATION | 2021-11-25 | 449
PHILIPS LTD | DREAMSTATION | 2021-11-25 | 449
PHILIPS LTD | DREAMSTATION | 2021-11-25 | 449
PHILIPS LTD | DREAMSTATION | 2021-11-25 | 449
PHILIPS LTD | DREAMSTATION | 2021-11-25 | 449
PHILIPS LTD | DREAMSTATION | 2021-11-25 | 449
PHILIPS LTD | DREAMSTATION | 2021-11-25 | 449
PHILIPS LTD | DREAMSTATION | 2021-11-25 | 449
PHILIPS LTD | DREAMSTATION | 2021-11-25 | 449
PHILIPS LTD | DREAMSTATION | 2021-11-25 | 449
PHILIPS LTD | DREAMSTATION | 2021-11-25 | 449
RESPIRONICS | A40 | 2021-11-25 | 2427.5
RESPIRONICS | A40 | 2021-11-25 | 2427.5
RESPIRONICS | A40 | 2021-11-25 | 2427.5
RESPIRONICS | A40 | 2021-11-25 | 2427.5
RESPIRONICS | A40 | 2021-11-25 | 2427.5
BREAS MEDICAL | NIPPY CLEARWAY | 2021-09-10 | 4500
RESPIRONICS | TRILOGY EVO | 2021-08-12 | 4387.5
RESPIRONICS | TRILOGY EVO | 2021-08-12 | 4387.5
RESPIRONICS | TRILOGY EVO | 2021-08-12 | 4387.5
RESPIRONICS | TRILOGY EVO | 2021-08-12 | 4387.5
RESPIRONICS | TRILOGY EVO | 2021-08-12 | 4387.5
RESPIRONICS | TRILOGY EVO | 2021-08-12 | 4387.5
RESPIRONICS | TRILOGY EVO | 2021-08-12 | 4387.5
RESPIRONICS | TRILOGY EVO | 2021-08-12 | 4387.5
RESPIRONICS | TRILOGY EVO | 2021-08-12 | 4387.5
RESPIRONICS | TRILOGY EVO | 2021-08-12 | 4387.5
RESPIRONICS | TRILOGY EVO | 2021-08-12 | 4387.5
RESPIRONICS | TRILOGY EVO | 2021-08-12 | 4387.5
RESPIRONICS | TRILOGY EVO | 2021-08-12 | 4387.5
RESPIRONICS | TRILOGY EVO | 2021-08-12 | 4387.5
RESPIRONICS | TRILOGY EVO | 2021-08-12 | 4387.5
RESPIRONICS | TRILOGY EVO | 2021-08-12 | 4387.5
RESPIRONICS | TRILOGY EVO | 2021-08-12 | 4387.5
RESPIRONICS | TRILOGY EVO | 2021-08-12 | 4387.5
RESPIRONICS | TRILOGY EVO | 2021-08-12 | 4387.5
RESPIRONICS | TRILOGY EVO | 2021-08-12 | 4387.5
RESPIRONICS | TRILOGY EVO | 2021-08-12 | 4387.5
RESPIRONICS | TRILOGY EVO | 2021-08-12 | 4387.5
RESPIRONICS | TRILOGY EVO | 2021-08-12 | 4387.5
F & P | MR850 | 2021-08-12 | 1100
F & P | MR850 | 2021-08-12 | 1100
PHILIPS LTD | DREAMSTATION | 2021-08-09 | 449
PHILIPS LTD | DREAMSTATION | 2021-08-09 | 449
PHILIPS LTD | DREAMSTATION | 2021-08-09 | 449
PHILIPS LTD | DREAMSTATION | 2021-08-09 | 449
PHILIPS LTD | DREAMSTATION | 2021-08-09 | 449
PHILIPS LTD | DREAMSTATION | 2021-08-09 | 449
PHILIPS LTD | DREAMSTATION | 2021-08-09 | 449
PHILIPS LTD | DREAMSTATION | 2021-08-09 | 449
PHILIPS LTD | DREAMSTATION | 2021-08-09 | 449
PHILIPS LTD | DREAMSTATION | 2021-08-09 | 449
PHILIPS LTD | DREAMSTATION | 2021-08-09 | 449
PHILIPS LTD | DREAMSTATION | 2021-08-09 | 449
PHILIPS LTD | DREAMSTATION | 2021-08-09 | 449
PHILIPS LTD | DREAMSTATION | 2021-08-09 | 449
PHILIPS LTD | DREAMSTATION | 2021-08-09 | 449
PHILIPS LTD | DREAMSTATION | 2021-08-09 | 449
PHILIPS LTD | DREAMSTATION | 2021-08-09 | 449
PHILIPS LTD | DREAMSTATION | 2021-08-09 | 449
PHILIPS LTD | DREAMSTATION | 2021-08-09 | 449
PHILIPS LTD | DREAMSTATION | 2021-08-09 | 449
PHILIPS LTD | DREAMSTATION | 2021-08-09 | 449
PHILIPS LTD | DREAMSTATION | 2021-08-09 | 449
PHILIPS LTD | DREAMSTATION | 2021-08-09 | 449
PHILIPS LTD | DREAMSTATION | 2021-08-09 | 449
PHILIPS LTD | DREAMSTATION | 2021-08-09 | 449
PHILIPS LTD | DREAMSTATION | 2021-08-09 | 449
PHILIPS LTD | DREAMSTATION | 2021-08-09 | 449
PHILIPS LTD | DREAMSTATION | 2021-08-09 | 449
PHILIPS LTD | DREAMSTATION | 2021-08-09 | 449
PHILIPS LTD | DREAMSTATION | 2021-08-09 | 449
PHILIPS LTD | DREAMSTATION | 2021-08-09 | 449
PHILIPS LTD | DREAMSTATION | 2021-08-09 | 449
PHILIPS LTD | DREAMSTATION | 2021-08-09 | 449
PHILIPS LTD | DREAMSTATION | 2021-08-09 | 449
PHILIPS LTD | DREAMSTATION | 2021-08-09 | 449
PHILIPS LTD | DREAMSTATION | 2021-08-09 | 449
PHILIPS LTD | DREAMSTATION | 2021-08-09 | 449
PHILIPS LTD | DREAMSTATION | 2021-08-09 | 449
PHILIPS LTD | DREAMSTATION | 2021-08-09 | 449
PHILIPS LTD | DREAMSTATION | 2021-08-09 | 449
PHILIPS LTD | DREAMSTATION | 2021-08-09 | 449
PHILIPS LTD | DREAMSTATION | 2021-08-09 | 449
PHILIPS LTD | DREAMSTATION | 2021-08-09 | 449
PHILIPS LTD | DREAMSTATION | 2021-08-09 | 449
PHILIPS LTD | DREAMSTATION | 2021-08-09 | 449
PHILIPS LTD | DREAMSTATION | 2021-08-09 | 449
PHILIPS LTD | DREAMSTATION | 2021-08-09 | 449
PHILIPS LTD | DREAMSTATION | 2021-08-09 | 449
PHILIPS LTD | DREAMSTATION | 2021-08-09 | 449
PHILIPS LTD | DREAMSTATION | 2021-08-09 | 449
PHILIPS LTD | DREAMSTATION | 2021-08-09 | 449
PHILIPS LTD | DREAMSTATION | 2021-08-09 | 449
PHILIPS LTD | DREAMSTATION | 2021-08-09 | 449
PHILIPS LTD | DREAMSTATION | 2021-08-09 | 449
PHILIPS LTD | DREAMSTATION | 2021-08-09 | 449
PHILIPS LTD | DREAMSTATION | 2021-08-09 | 449
PHILIPS LTD | DREAMSTATION | 2021-08-09 | 449
PHILIPS LTD | DREAMSTATION | 2021-08-09 | 449
PHILIPS LTD | DREAMSTATION | 2021-08-09 | 449
PHILIPS LTD | DREAMSTATION | 2021-08-09 | 449
PHILIPS LTD | DREAMSTATION | 2021-08-09 | 449
PHILIPS LTD | DREAMSTATION | 2021-08-09 | 449
PHILIPS LTD | DREAMSTATION | 2021-08-09 | 449
PHILIPS LTD | DREAMSTATION | 2021-08-09 | 449
PHILIPS LTD | DREAMSTATION | 2021-08-09 | 449
PHILIPS LTD | DREAMSTATION | 2021-08-09 | 449
PHILIPS LTD | DREAMSTATION | 2021-08-09 | 449
PHILIPS LTD | DREAMSTATION | 2021-08-09 | 449
PHILIPS LTD | DREAMSTATION | 2021-08-09 | 449
PHILIPS LTD | DREAMSTATION | 2021-08-09 | 449
PHILIPS LTD | DREAMSTATION | 2021-08-09 | 449
PHILIPS LTD | DREAMSTATION | 2021-08-09 | 449
PHILIPS LTD | DREAMSTATION | 2021-08-09 | 449
PHILIPS LTD | DREAMSTATION | 2021-08-09 | 449
F & P | MR850 | 2021-07-26 | 1100
RESPIRONICS | TRILOGY 100 | 2021-06-10 | 3586
RESPIRONICS | TRILOGY 100 | 2021-06-10 | 3586
RESPIRONICS | TRILOGY 100 | 2021-06-10 | 3586
RESPIRONICS | TRILOGY 100 | 2021-06-10 | 3586
RESPIRONICS | TRILOGY 100 | 2021-06-10 | 3586
RESPIRONICS | TRILOGY 100 | 2021-06-10 | 3586
RESPIRONICS | TRILOGY 100 | 2021-06-10 | 3586
RESPIRONICS | TRILOGY 100 | 2021-06-10 | 3586
RESPIRONICS | TRILOGY 100 | 2021-06-10 | 3586
INSPIRED MEDICAL | VHB10A | 2021-06-10 | 100
INSPIRED MEDICAL | VHB10A | 2021-06-10 | 100
INSPIRED MEDICAL | VHB10A | 2021-06-10 | 100
INSPIRED MEDICAL | VHB10A | 2021-06-10 | 100
INSPIRED MEDICAL | VHB10A | 2021-06-10 | 100
INSPIRED MEDICAL | VHB10A | 2021-06-10 | 100
INSPIRED MEDICAL | VHB10A | 2021-06-10 | 100
INSPIRED MEDICAL | VHB10A | 2021-06-10 | 100
INSPIRED MEDICAL | VHB10A | 2021-06-10 | 100
RESPIRONICS | TRILOGY 100 | 2021-06-10 | 3586
RESPIRONICS | TRILOGY 100 | 2021-06-10 | 3586
RESPIRONICS | TRILOGY 100 | 2021-06-10 | 3586
RESPIRONICS | TRILOGY 100 | 2021-06-10 | 3586
RESPIRONICS | M SERIES HUMIDIFIER | 2021-06-10 | 120
RESPIRONICS | M SERIES HUMIDIFIER | 2021-06-10 | 120
RESPIRONICS | M SERIES HUMIDIFIER | 2021-06-10 | 120
RESPIRONICS | M SERIES HUMIDIFIER | 2021-06-10 | 120
PHILIPS LTD | DREAMSTATION | 2021-06-08 | 449
PHILIPS LTD | DREAMSTATION | 2021-06-08 | 449
PHILIPS LTD | DREAMSTATION | 2021-06-08 | 449
PHILIPS LTD | DREAMSTATION | 2021-06-08 | 449
PHILIPS LTD | DREAMSTATION | 2021-06-08 | 449
PHILIPS LTD | DREAMSTATION | 2021-06-08 | 449
PHILIPS LTD | DREAMSTATION | 2021-06-08 | 449
PHILIPS LTD | DREAMSTATION | 2021-06-08 | 449
PHILIPS LTD | DREAMSTATION | 2021-06-08 | 449
PHILIPS LTD | DREAMSTATION | 2021-06-08 | 449
PHILIPS LTD | DREAMSTATION | 2021-06-08 | 449
PHILIPS LTD | DREAMSTATION | 2021-06-08 | 449
PHILIPS LTD | DREAMSTATION | 2021-06-08 | 449
PHILIPS LTD | DREAMSTATION | 2021-06-08 | 449
PHILIPS LTD | DREAMSTATION | 2021-06-08 | 449
PHILIPS LTD | DREAMSTATION | 2021-06-08 | 449
PHILIPS LTD | DREAMSTATION | 2021-06-08 | 449
PHILIPS LTD | DREAMSTATION | 2021-06-08 | 449
PHILIPS LTD | DREAMSTATION | 2021-06-08 | 449
PHILIPS LTD | DREAMSTATION | 2021-06-08 | 449
PHILIPS LTD | DREAMSTATION | 2021-06-08 | 449
PHILIPS LTD | DREAMSTATION | 2021-06-08 | 449
PHILIPS LTD | DREAMSTATION | 2021-06-08 | 449
PHILIPS LTD | DREAMSTATION | 2021-06-08 | 449
PHILIPS LTD | DREAMSTATION | 2021-06-08 | 449
PHILIPS LTD | DREAMSTATION | 2021-06-08 | 449
PHILIPS LTD | DREAMSTATION | 2021-06-08 | 449
PHILIPS LTD | DREAMSTATION | 2021-06-08 | 449
PHILIPS LTD | DREAMSTATION | 2021-06-08 | 449
PHILIPS LTD | DREAMSTATION | 2021-06-08 | 449
PHILIPS LTD | DREAMSTATION | 2021-06-08 | 449
PHILIPS LTD | DREAMSTATION | 2021-06-08 | 449
PHILIPS LTD | DREAMSTATION | 2021-06-08 | 449
PHILIPS LTD | DREAMSTATION | 2021-06-08 | 449
PHILIPS LTD | DREAMSTATION | 2021-06-08 | 449
PHILIPS LTD | DREAMSTATION | 2021-06-08 | 449
PHILIPS LTD | DREAMSTATION | 2021-06-08 | 449
PHILIPS LTD | DREAMSTATION | 2021-06-08 | 449
PHILIPS LTD | DREAMSTATION | 2021-06-08 | 449
PHILIPS LTD | DREAMSTATION | 2021-06-08 | 449
PHILIPS LTD | DREAMSTATION | 2021-06-08 | 449
PHILIPS LTD | DREAMSTATION | 2021-06-08 | 449
PHILIPS LTD | DREAMSTATION | 2021-06-08 | 449
PHILIPS LTD | DREAMSTATION | 2021-06-08 | 449
PHILIPS LTD | DREAMSTATION | 2021-06-08 | 449
PHILIPS LTD | DREAMSTATION | 2021-06-08 | 449
PHILIPS LTD | DREAMSTATION | 2021-06-08 | 449
PHILIPS LTD | DREAMSTATION | 2021-06-08 | 449
PHILIPS LTD | DREAMSTATION | 2021-06-08 | 449
PHILIPS LTD | DREAMSTATION | 2021-06-08 | 449
PHILIPS LTD | DREAMSTATION | 2021-06-08 | 449
PHILIPS LTD | DREAMSTATION | 2021-06-08 | 449
PHILIPS LTD | DREAMSTATION | 2021-06-08 | 449
PHILIPS LTD | DREAMSTATION | 2021-06-08 | 449
PHILIPS LTD | DREAMSTATION | 2021-06-08 | 449
PHILIPS LTD | DREAMSTATION | 2021-06-08 | 449
PHILIPS LTD | DREAMSTATION | 2021-06-08 | 449
PHILIPS LTD | DREAMSTATION | 2021-06-08 | 449
PHILIPS LTD | DREAMSTATION | 2021-06-08 | 449
PHILIPS LTD | DREAMSTATION | 2021-06-08 | 449
PHILIPS LTD | DREAMSTATION | 2021-06-08 | 449
PHILIPS LTD | DREAMSTATION | 2021-06-08 | 449
PHILIPS LTD | DREAMSTATION | 2021-06-08 | 449
PHILIPS LTD | DREAMSTATION | 2021-06-08 | 449
PHILIPS LTD | DREAMSTATION | 2021-06-08 | 449
PHILIPS LTD | DREAMSTATION | 2021-06-08 | 449
PHILIPS LTD | DREAMSTATION | 2021-06-08 | 449
PHILIPS LTD | DREAMSTATION | 2021-06-08 | 449
F & P | MR850 | 2021-06-08 | 1000
F & P | MR850 | 2021-06-08 | 1000
F & P | MR850 | 2021-06-08 | 1000
F & P | MR850 | 2021-06-08 | 1000
F & P | MR850 | 2021-06-08 | 1000
BREAS MEDICAL | NIPPY CLEARWAY | 2021-05-05 | 4500
BREAS MEDICAL | NIPPY CLEARWAY | 2021-05-05 | 4500
RESPIRONICS | TRILOGY EVO | 2021-05-04 | 4387.5
RESPIRONICS | TRILOGY EVO | 2021-05-04 | 4387.5
RESPIRONICS | TRILOGY EVO | 2021-05-04 | 4387.5
RESPIRONICS | TRILOGY EVO | 2021-05-04 | 4387.5
RESPIRONICS | TRILOGY EVO | 2021-05-04 | 4387.5
RESPIRONICS | TRILOGY EVO | 2021-05-04 | 4387.5
RESPIRONICS | TRILOGY EVO | 2021-05-04 | 4387.5
RESPIRONICS | TRILOGY EVO | 2021-05-04 | 4387.5
RESPIRONICS | TRILOGY 100 | 2021-05-04 | 3586
RESPIRONICS | TRILOGY 100 | 2021-05-04 | 3586
PHILIPS LTD | DREAMSTATION | 2021-05-04 | 449
PHILIPS LTD | DREAMSTATION | 2021-05-04 | 449
PHILIPS LTD | DREAMSTATION | 2021-05-04 | 449
PHILIPS LTD | DREAMSTATION | 2021-05-04 | 449
PHILIPS LTD | DREAMSTATION | 2021-05-04 | 449
PHILIPS LTD | DREAMSTATION | 2021-05-04 | 449
PHILIPS LTD | DREAMSTATION | 2021-05-04 | 449
PHILIPS LTD | DREAMSTATION | 2021-05-04 | 449
PHILIPS LTD | DREAMSTATION | 2021-05-04 | 449
PHILIPS LTD | DREAMSTATION | 2021-05-04 | 449
PHILIPS LTD | DREAMSTATION | 2021-05-04 | 449
PHILIPS LTD | DREAMSTATION | 2021-05-04 | 449
PHILIPS LTD | DREAMSTATION | 2021-05-04 | 449
PHILIPS LTD | DREAMSTATION | 2021-05-04 | 449
PHILIPS LTD | DREAMSTATION | 2021-05-04 | 449
PHILIPS LTD | DREAMSTATION | 2021-05-04 | 449
PHILIPS LTD | DREAMSTATION | 2021-05-04 | 449
PHILIPS LTD | DREAMSTATION | 2021-05-04 | 449
PHILIPS LTD | DREAMSTATION | 2021-05-04 | 449
PHILIPS LTD | DREAMSTATION | 2021-05-04 | 449
PHILIPS LTD | DREAMSTATION | 2021-05-04 | 449
PHILIPS LTD | DREAMSTATION | 2021-05-04 | 449
PHILIPS LTD | DREAMSTATION | 2021-05-04 | 449
PHILIPS LTD | DREAMSTATION | 2021-05-04 | 449
PHILIPS LTD | DREAMSTATION | 2021-05-04 | 449
PHILIPS LTD | DREAMSTATION | 2021-05-04 | 449
PHILIPS LTD | DREAMSTATION | 2021-05-04 | 449
PHILIPS LTD | DREAMSTATION | 2021-05-04 | 449
PHILIPS LTD | DREAMSTATION | 2021-05-04 | 449
PHILIPS LTD | DREAMSTATION | 2021-05-04 | 449
PHILIPS LTD | DREAMSTATION | 2021-05-04 | 449
PHILIPS LTD | DREAMSTATION | 2021-05-04 | 449
PHILIPS LTD | DREAMSTATION | 2021-05-04 | 449
PHILIPS LTD | DREAMSTATION | 2021-05-04 | 449
PHILIPS LTD | DREAMSTATION | 2021-05-04 | 449
PHILIPS LTD | DREAMSTATION | 2021-05-04 | 449
PHILIPS LTD | DREAMSTATION | 2021-05-04 | 449
PHILIPS LTD | DREAMSTATION | 2021-05-04 | 449
PHILIPS LTD | DREAMSTATION | 2021-05-04 | 449
PHILIPS LTD | DREAMSTATION | 2021-05-04 | 449
PHILIPS LTD | DREAMSTATION | 2021-05-04 | 449
PHILIPS LTD | DREAMSTATION | 2021-05-04 | 449
PHILIPS LTD | DREAMSTATION | 2021-05-04 | 449
PHILIPS LTD | DREAMSTATION | 2021-05-04 | 449
PHILIPS LTD | DREAMSTATION | 2021-05-04 | 449
PHILIPS LTD | DREAMSTATION | 2021-05-04 | 449
PHILIPS LTD | DREAMSTATION | 2021-05-04 | 449
PHILIPS LTD | DREAMSTATION | 2021-05-04 | 449
PHILIPS LTD | DREAMSTATION | 2021-05-04 | 449
PHILIPS LTD | DREAMSTATION | 2021-05-04 | 449
PHILIPS LTD | DREAMSTATION | 2021-05-04 | 449
PHILIPS LTD | DREAMSTATION | 2021-05-04 | 449
PHILIPS LTD | DREAMSTATION | 2021-05-04 | 449
PHILIPS LTD | DREAMSTATION | 2021-05-04 | 449
PHILIPS LTD | DREAMSTATION | 2021-05-04 | 449
PHILIPS LTD | DREAMSTATION | 2021-05-04 | 449
PHILIPS LTD | DREAMSTATION | 2021-05-04 | 449
PHILIPS LTD | DREAMSTATION | 2021-05-04 | 449
PHILIPS LTD | DREAMSTATION | 2021-05-04 | 449
PHILIPS LTD | DREAMSTATION | 2021-05-04 | 449
PHILIPS LTD | DREAMSTATION | 2021-05-04 | 449
RESPIRONICS | TRILOGY 100 | 2021-05-04 | 3586
RESPIRONICS | TRILOGY 100 | 2021-05-04 | 3586
RESPIRONICS | TRILOGY 100 | 2021-05-04 | 3586
RESPIRONICS | TRILOGY 100 | 2021-05-04 | 3586
RESPIRONICS | TRILOGY 100 | 2021-05-04 | 3586
RESPIRONICS | TRILOGY 100 | 2021-05-04 | 3586
RESPIRONICS | TRILOGY 100 | 2021-05-04 | 3586
RESPIRONICS | TRILOGY 100 | 2021-05-04 | 3586
RESPIRONICS | TRILOGY 100 | 2021-05-04 | 3586
RESPIRONICS | TRILOGY 100 | 2021-05-04 | 3586
RESPIRONICS | TRILOGY 100 | 2021-05-04 | 3586
RESPIRONICS | TRILOGY 100 | 2021-05-04 | 3586
RESPIRONICS | TRILOGY 100 | 2021-05-04 | 3586
RESPIRONICS | TRILOGY 100 | 2021-05-04 | 3586
RESPIRONICS | TRILOGY 100 | 2021-05-04 | 3586
RESPIRONICS | TRILOGY 100 | 2021-05-04 | 3586
RESPIRONICS | TRILOGY 100 | 2021-05-04 | 3586
RESPIRONICS | TRILOGY 100 | 2021-05-04 | 3586
F & P | MR850 | 2021-05-04 | 1000
F & P | MR850 | 2021-05-04 | 1000
F & P | MR850 | 2021-05-04 | 1000
F & P | MR850 | 2021-05-04 | 1000
F & P | MR850 | 2021-05-04 | 1000
RESPIRONICS | COUGH ASSIST E70 | 2021-05-04 | 3300
RESPIRONICS | COUGH ASSIST E70 | 2021-05-04 | 3300
RESPIRONICS | COUGH ASSIST E70 | 2021-05-04 | 3300
RESPIRONICS | COUGH ASSIST E70 | 2021-05-04 | 3300
PHILIPS LTD | DREAMSTATION | 2021-04-16 | 449
PHILIPS LTD | DREAMSTATION | 2021-04-16 | 449
PHILIPS LTD | DREAMSTATION | 2021-04-16 | 449
PHILIPS LTD | DREAMSTATION | 2021-04-16 | 449
PHILIPS LTD | DREAMSTATION | 2021-04-16 | 449
PHILIPS LTD | DREAMSTATION | 2021-04-16 | 449
PHILIPS LTD | DREAMSTATION | 2021-04-16 | 449
PHILIPS LTD | DREAMSTATION | 2021-04-16 | 449
PHILIPS LTD | DREAMSTATION | 2021-04-16 | 449
PHILIPS LTD | DREAMSTATION | 2021-04-16 | 449
PHILIPS LTD | DREAMSTATION | 2021-04-16 | 449
PHILIPS LTD | DREAMSTATION | 2021-04-16 | 449
PHILIPS LTD | DREAMSTATION | 2021-04-16 | 449
PHILIPS LTD | DREAMSTATION | 2021-04-16 | 449
PHILIPS LTD | DREAMSTATION | 2021-04-16 | 449
PHILIPS LTD | DREAMSTATION | 2021-04-16 | 449
PHILIPS LTD | DREAMSTATION | 2021-04-16 | 449
PHILIPS LTD | DREAMSTATION | 2021-04-16 | 449
PHILIPS LTD | DREAMSTATION | 2021-04-16 | 449
PHILIPS LTD | DREAMSTATION | 2021-04-16 | 449
PHILIPS LTD | DREAMSTATION | 2021-04-16 | 449
PHILIPS LTD | DREAMSTATION | 2021-04-16 | 449
PHILIPS LTD | DREAMSTATION | 2021-04-16 | 449
PHILIPS LTD | DREAMSTATION | 2021-04-16 | 449
PHILIPS LTD | DREAMSTATION | 2021-04-16 | 449
PHILIPS LTD | DREAMSTATION | 2021-04-16 | 449
PHILIPS LTD | DREAMSTATION | 2021-04-16 | 449
PHILIPS LTD | DREAMSTATION | 2021-04-16 | 449
PHILIPS LTD | DREAMSTATION | 2021-04-16 | 449
PHILIPS LTD | DREAMSTATION | 2021-04-16 | 449
PHILIPS LTD | DREAMSTATION | 2021-04-16 | 449
PHILIPS LTD | DREAMSTATION | 2021-04-16 | 449
PHILIPS LTD | DREAMSTATION | 2021-04-16 | 449
PHILIPS LTD | DREAMSTATION | 2021-04-16 | 449
PHILIPS LTD | DREAMSTATION | 2021-04-16 | 449
PHILIPS LTD | DREAMSTATION | 2021-04-16 | 449
PHILIPS LTD | DREAMSTATION | 2021-04-16 | 449
PHILIPS LTD | DREAMSTATION | 2021-04-16 | 449
PHILIPS LTD | DREAMSTATION | 2021-04-16 | 449
PHILIPS LTD | DREAMSTATION | 2021-04-16 | 449
PHILIPS LTD | DREAMSTATION | 2021-04-16 | 449
PHILIPS LTD | DREAMSTATION | 2021-04-16 | 449
PHILIPS LTD | DREAMSTATION | 2021-04-16 | 449
PHILIPS LTD | DREAMSTATION | 2021-04-16 | 449
PHILIPS LTD | DREAMSTATION | 2021-04-16 | 449
PHILIPS LTD | DREAMSTATION | 2021-04-16 | 449
PHILIPS LTD | DREAMSTATION | 2021-04-16 | 449
PHILIPS LTD | DREAMSTATION | 2021-04-16 | 449
PHILIPS LTD | DREAMSTATION | 2021-04-16 | 449
PHILIPS LTD | DREAMSTATION | 2021-04-16 | 449
PHILIPS LTD | DREAMSTATION | 2021-04-16 | 449
PHILIPS LTD | DREAMSTATION | 2021-04-16 | 449
PHILIPS LTD | DREAMSTATION | 2021-04-16 | 449
PHILIPS LTD | DREAMSTATION | 2021-04-16 | 449
PHILIPS LTD | DREAMSTATION | 2021-04-16 | 449
PHILIPS LTD | DREAMSTATION | 2021-04-16 | 449
PHILIPS LTD | DREAMSTATION | 2021-04-16 | 449
PHILIPS LTD | DREAMSTATION | 2021-04-16 | 449
PHILIPS LTD | DREAMSTATION | 2021-04-16 | 449
PHILIPS LTD | DREAMSTATION | 2021-04-16 | 449
PHILIPS LTD | DREAMSTATION | 2021-04-16 | 449
PHILIPS LTD | DREAMSTATION | 2021-04-16 | 449
PHILIPS LTD | DREAMSTATION | 2021-04-16 | 449
PHILIPS LTD | DREAMSTATION | 2021-04-16 | 449
PHILIPS LTD | DREAMSTATION | 2021-04-16 | 449
PHILIPS LTD | DREAMSTATION | 2021-04-16 | 449
PHILIPS LTD | DREAMSTATION | 2021-04-16 | 449
PHILIPS LTD | DREAMSTATION | 2021-04-16 | 449
PHILIPS LTD | DREAMSTATION | 2021-04-16 | 449
PHILIPS LTD | DREAMSTATION | 2021-04-16 | 449
PHILIPS LTD | DREAMSTATION | 2021-04-16 | 449
PHILIPS LTD | DREAMSTATION | 2021-04-16 | 449
PHILIPS LTD | DREAMSTATION | 2021-04-16 | 449
PHILIPS LTD | DREAMSTATION | 2021-04-16 | 449
PHILIPS LTD | DREAMSTATION | 2021-04-16 | 449
PHILIPS LTD | DREAMSTATION | 2021-04-16 | 449
PHILIPS LTD | DREAMSTATION | 2021-04-16 | 449
PHILIPS LTD | DREAMSTATION | 2021-04-16 | 449
PHILIPS LTD | DREAMSTATION | 2021-04-16 | 449
PHILIPS LTD | DREAMSTATION | 2021-04-16 | 449
PHILIPS LTD | DREAMSTATION | 2021-04-16 | 449
RESPIRONICS | A40 | 2021-04-16 | 2427.5
RESPIRONICS | A40 | 2021-04-16 | 2427.5
RESPIRONICS | A40 | 2021-04-16 | 2427.5
RESPIRONICS | A40 | 2021-04-16 | 2427.5
RESPIRONICS | A40 | 2021-04-16 | 2427.5
RESPIRONICS | A40 | 2021-04-16 | 2427.5
RESPIRONICS | A40 | 2021-04-16 | 2427.5
RESPIRONICS | A40 | 2021-04-16 | 2427.5
RESPIRONICS | A40 | 2021-04-16 | 2427.5
RESPIRONICS | A40 | 2021-04-16 | 2427.5
RESPIRONICS | A40 | 2021-04-16 | 2427.5
RESPIRONICS | A40 | 2021-04-16 | 2427.5
RESPIRONICS | A40 | 2021-04-16 | 2427.5
RESPIRONICS | A40 | 2021-04-16 | 2427.5
RESPIRONICS | A40 | 2021-04-16 | 2427.5
RESPIRONICS | A40 | 2021-04-16 | 2427.5
RESPIRONICS | A40 | 2021-04-16 | 2427.5
RESPIRONICS | TRILOGY EVO | 2021-04-07 | 4387.5
INSPIRED MEDICAL | VHB10A | 2021-03-31 | 100
INSPIRED MEDICAL | VHB10A | 2021-03-31 | 100
PHILIPS LTD | DREAMSTATION | 2021-03-31 | 449
PHILIPS LTD | DREAMSTATION | 2021-03-31 | 449
PHILIPS LTD | DREAMSTATION | 2021-03-31 | 449
PHILIPS LTD | DREAMSTATION | 2021-03-31 | 449
PHILIPS LTD | DREAMSTATION | 2021-03-31 | 449
PHILIPS LTD | DREAMSTATION | 2021-03-31 | 449
PHILIPS LTD | DREAMSTATION | 2021-03-31 | 449
PHILIPS LTD | DREAMSTATION | 2021-03-31 | 449
PHILIPS LTD | DREAMSTATION | 2021-03-31 | 449
PHILIPS LTD | DREAMSTATION | 2021-03-31 | 449
PHILIPS LTD | DREAMSTATION | 2021-03-31 | 449
PHILIPS LTD | DREAMSTATION | 2021-03-31 | 449
PHILIPS LTD | DREAMSTATION | 2021-03-31 | 449
PHILIPS LTD | DREAMSTATION | 2021-03-31 | 449
PHILIPS LTD | DREAMSTATION | 2021-03-31 | 449
PHILIPS LTD | DREAMSTATION | 2021-03-31 | 449
PHILIPS LTD | DREAMSTATION | 2021-03-31 | 449
PHILIPS LTD | DREAMSTATION | 2021-03-31 | 449
PHILIPS LTD | DREAMSTATION | 2021-03-31 | 449
PHILIPS LTD | DREAMSTATION | 2021-03-31 | 449
PHILIPS LTD | DREAMSTATION | 2021-03-31 | 449
PHILIPS LTD | DREAMSTATION | 2021-03-31 | 449
PHILIPS LTD | DREAMSTATION | 2021-03-31 | 449
PHILIPS LTD | DREAMSTATION | 2021-03-31 | 449
PHILIPS LTD | DREAMSTATION | 2021-03-31 | 449
PHILIPS LTD | DREAMSTATION | 2021-03-31 | 449
PHILIPS LTD | DREAMSTATION | 2021-03-31 | 449
PHILIPS LTD | DREAMSTATION | 2021-03-31 | 449
PHILIPS LTD | DREAMSTATION | 2021-03-31 | 449
PHILIPS LTD | DREAMSTATION | 2021-03-31 | 449
PHILIPS LTD | DREAMSTATION | 2021-03-31 | 449
PHILIPS LTD | DREAMSTATION | 2021-03-31 | 449
PHILIPS LTD | DREAMSTATION | 2021-03-31 | 449
PHILIPS LTD | DREAMSTATION | 2021-03-31 | 449
PHILIPS LTD | DREAMSTATION | 2021-03-31 | 449
PHILIPS LTD | DREAMSTATION | 2021-03-31 | 449
PHILIPS LTD | DREAMSTATION | 2021-03-31 | 449
PHILIPS LTD | DREAMSTATION | 2021-03-31 | 449
PHILIPS LTD | DREAMSTATION | 2021-03-31 | 449
PHILIPS LTD | DREAMSTATION | 2021-03-31 | 449
PHILIPS LTD | DREAMSTATION | 2021-03-31 | 449
PHILIPS LTD | DREAMSTATION | 2021-03-31 | 449
PHILIPS LTD | DREAMSTATION | 2021-03-31 | 449
PHILIPS LTD | DREAMSTATION | 2021-03-31 | 449
PHILIPS LTD | DREAMSTATION | 2021-03-31 | 449
PHILIPS LTD | DREAMSTATION | 2021-03-31 | 449
PHILIPS LTD | DREAMSTATION | 2021-03-31 | 449
PHILIPS LTD | DREAMSTATION | 2021-03-31 | 449
PHILIPS LTD | DREAMSTATION | 2021-03-31 | 449
PHILIPS LTD | DREAMSTATION | 2021-03-31 | 449
PHILIPS LTD | DREAMSTATION | 2021-03-31 | 449
PHILIPS LTD | DREAMSTATION | 2021-03-31 | 449
PHILIPS LTD | DREAMSTATION | 2021-03-31 | 449
PHILIPS LTD | DREAMSTATION | 2021-03-31 | 449
PHILIPS LTD | DREAMSTATION | 2021-03-31 | 449
PHILIPS LTD | DREAMSTATION | 2021-03-31 | 449
PHILIPS LTD | DREAMSTATION | 2021-03-31 | 449
RESPIRONICS | A40 | 2021-03-31 | 2427.5
RESPIRONICS | A40 | 2021-03-31 | 2427.5
RESPIRONICS | A40 | 2021-03-31 | 2427.5
RESPIRONICS | A40 | 2021-03-31 | 2427.5
RESPIRONICS | A40 | 2021-03-31 | 2427.5
INSPIRED MEDICAL | VHB10A | 2021-03-31 | 100
PHILIPS LTD | DREAMSTATION | 2021-03-31 | 449
PHILIPS LTD | DREAMSTATION | 2021-03-31 | 449
PHILIPS LTD | DREAMSTATION | 2021-03-31 | 449
PHILIPS LTD | DREAMSTATION | 2021-03-31 | 449
PHILIPS LTD | DREAMSTATION | 2021-03-31 | 449
PHILIPS LTD | DREAMSTATION | 2021-03-31 | 449
PHILIPS LTD | DREAMSTATION | 2021-03-31 | 449
PHILIPS LTD | DREAMSTATION | 2021-03-31 | 449
PHILIPS LTD | DREAMSTATION | 2021-03-31 | 449
PHILIPS LTD | DREAMSTATION | 2021-03-31 | 449
PHILIPS LTD | DREAMSTATION | 2021-03-31 | 449
PHILIPS LTD | DREAMSTATION | 2021-03-31 | 449
PHILIPS LTD | DREAMSTATION | 2021-03-31 | 449
PHILIPS LTD | DREAMSTATION | 2021-03-31 | 449
PHILIPS LTD | DREAMSTATION | 2021-03-31 | 449
PHILIPS LTD | DREAMSTATION | 2021-03-31 | 449
PHILIPS LTD | DREAMSTATION | 2021-03-31 | 449
PHILIPS LTD | DREAMSTATION | 2021-03-31 | 449
PHILIPS LTD | DREAMSTATION | 2021-03-31 | 449
PHILIPS LTD | DREAMSTATION | 2021-03-31 | 449
PHILIPS LTD | DREAMSTATION | 2021-03-31 | 449
PHILIPS LTD | DREAMSTATION | 2021-03-31 | 449
PHILIPS LTD | DREAMSTATION | 2021-03-31 | 449
PHILIPS LTD | DREAMSTATION | 2021-03-31 | 449
PHILIPS LTD | DREAMSTATION | 2021-03-31 | 449
PHILIPS LTD | DREAMSTATION | 2021-03-31 | 449
PHILIPS LTD | DREAMSTATION | 2021-03-31 | 449
PHILIPS LTD | DREAMSTATION | 2021-03-31 | 449
PHILIPS LTD | DREAMSTATION | 2021-03-31 | 449
PHILIPS LTD | DREAMSTATION | 2021-03-31 | 449
PHILIPS LTD | DREAMSTATION | 2021-03-31 | 449
PHILIPS LTD | DREAMSTATION | 2021-03-31 | 449
PHILIPS LTD | DREAMSTATION | 2021-03-31 | 449
SECA | 799 | 2021-03-20 | 250
SECA | 875 | 2021-03-20 | 149
F & P | MR850 | 2021-02-03 | 1000
RESPIRONICS | TRILOGY EVO | 2020-11-20 | 4387.5
RESPIRONICS | TRILOGY EVO | 2020-11-20 | 4387.5
RESPIRONICS | TRILOGY EVO | 2020-11-20 | 4387.5
RESPIRONICS | TRILOGY EVO | 2020-11-20 | 4387.5
RESPIRONICS | TRILOGY EVO | 2020-11-20 | 4387.5
RESPIRONICS | TRILOGY EVO | 2020-11-20 | 4387.5
RESPIRONICS | TRILOGY EVO | 2020-11-20 | 4387.5
RESPIRONICS | TRILOGY EVO | 2020-11-20 | 4387.5
RESPIRONICS | TRILOGY EVO | 2020-11-20 | 4387.5
RESPIRONICS | TRILOGY EVO | 2020-11-20 | 4387.5
RESPIRONICS | TRILOGY EVO | 2020-11-20 | 4387.5
RESPIRONICS | TRILOGY EVO | 2020-11-20 | 4387.5
RESPIRONICS | TRILOGY EVO | 2020-11-20 | 4387.5
RESPIRONICS | TRILOGY EVO | 2020-11-20 | 4387.5
RESPIRONICS | TRILOGY EVO | 2020-11-20 | 4387.5
RESPIRONICS | TRILOGY EVO | 2020-11-20 | 4387.5
RESPIRONICS | TRILOGY EVO | 2020-11-20 | 4387.5
RESPIRONICS | TRILOGY EVO | 2020-11-20 | 4387.5
PHILIPS LTD | DREAMSTATION | 2020-11-20 | 449
PHILIPS LTD | DREAMSTATION | 2020-11-20 | 449
PHILIPS LTD | DREAMSTATION | 2020-11-20 | 449
PHILIPS LTD | DREAMSTATION | 2020-11-20 | 449
PHILIPS LTD | DREAMSTATION | 2020-11-20 | 449
PHILIPS LTD | DREAMSTATION | 2020-11-20 | 449
PHILIPS LTD | DREAMSTATION | 2020-11-20 | 449
PHILIPS LTD | DREAMSTATION | 2020-11-20 | 449
PHILIPS LTD | DREAMSTATION | 2020-11-20 | 449
PHILIPS LTD | DREAMSTATION | 2020-11-20 | 449
PHILIPS LTD | DREAMSTATION | 2020-11-20 | 449
PHILIPS LTD | DREAMSTATION | 2020-11-20 | 449
PHILIPS LTD | DREAMSTATION | 2020-11-20 | 449
PHILIPS LTD | DREAMSTATION | 2020-11-20 | 449
PHILIPS LTD | DREAMSTATION | 2020-11-20 | 449
PHILIPS LTD | DREAMSTATION | 2020-11-20 | 449
PHILIPS LTD | DREAMSTATION | 2020-11-20 | 449
RESPIRONICS | A40 | 2020-11-20 | 2427.5
RESPIRONICS | A40 | 2020-11-20 | 2427.5
RESPIRONICS | A40 | 2020-11-20 | 2427.5
RESPIRONICS | A40 | 2020-11-20 | 2427.5
RESPIRONICS | A40 | 2020-11-20 | 2427.5
RESPIRONICS | A40 | 2020-11-20 | 2427.5
RESPIRONICS | A40 | 2020-11-20 | 2427.5
RESPIRONICS | A40 | 2020-11-20 | 2427.5
PHILIPS LTD | DREAMSTATION | 2020-11-20 | 449
PHILIPS LTD | DREAMSTATION | 2020-11-20 | 449
PHILIPS LTD | DREAMSTATION | 2020-11-20 | 449
PHILIPS LTD | DREAMSTATION | 2020-11-20 | 449
PHILIPS LTD | DREAMSTATION | 2020-11-20 | 449
PHILIPS LTD | DREAMSTATION | 2020-11-20 | 449
PHILIPS LTD | DREAMSTATION | 2020-11-20 | 449
PHILIPS LTD | DREAMSTATION | 2020-11-20 | 449
PHILIPS LTD | DREAMSTATION | 2020-11-20 | 449
PHILIPS LTD | DREAMSTATION | 2020-11-20 | 449
PHILIPS LTD | DREAMSTATION | 2020-11-20 | 449
PHILIPS LTD | DREAMSTATION | 2020-11-20 | 449
PHILIPS LTD | DREAMSTATION | 2020-11-20 | 449
PHILIPS LTD | DREAMSTATION | 2020-11-20 | 449
PHILIPS LTD | DREAMSTATION | 2020-11-20 | 449
PHILIPS LTD | DREAMSTATION | 2020-11-20 | 449
PHILIPS LTD | DREAMSTATION | 2020-11-20 | 449
PHILIPS LTD | DREAMSTATION | 2020-11-20 | 449
PHILIPS LTD | DREAMSTATION | 2020-11-20 | 449
PHILIPS LTD | DREAMSTATION | 2020-11-19 | 449
PHILIPS LTD | DREAMSTATION | 2020-11-19 | 449
PHILIPS LTD | DREAMSTATION | 2020-11-19 | 449
PHILIPS LTD | DREAMSTATION | 2020-11-19 | 449
PHILIPS LTD | DREAMSTATION | 2020-11-19 | 449
PHILIPS LTD | DREAMSTATION | 2020-11-19 | 449
PHILIPS LTD | DREAMSTATION | 2020-11-19 | 449
PHILIPS LTD | DREAMSTATION | 2020-11-19 | 449
PHILIPS LTD | DREAMSTATION | 2020-11-19 | 449
PHILIPS LTD | DREAMSTATION | 2020-11-19 | 449
PHILIPS LTD | DREAMSTATION | 2020-11-19 | 449
PHILIPS LTD | DREAMSTATION | 2020-11-19 | 449
PHILIPS LTD | DREAMSTATION | 2020-11-19 | 449
PHILIPS LTD | DREAMSTATION | 2020-11-19 | 449
PHILIPS LTD | DREAMSTATION | 2020-11-19 | 449
PHILIPS LTD | DREAMSTATION | 2020-11-19 | 449
PHILIPS LTD | DREAMSTATION | 2020-11-19 | 449
PHILIPS LTD | DREAMSTATION | 2020-11-19 | 449
PHILIPS LTD | DREAMSTATION | 2020-11-19 | 449
PHILIPS LTD | DREAMSTATION | 2020-11-19 | 449
PHILIPS LTD | DREAMSTATION | 2020-11-19 | 449
PHILIPS LTD | DREAMSTATION | 2020-11-19 | 449
PHILIPS LTD | DREAMSTATION | 2020-11-19 | 449
PHILIPS LTD | DREAMSTATION | 2020-11-19 | 449
PHILIPS LTD | DREAMSTATION | 2020-11-19 | 449
PHILIPS LTD | DREAMSTATION | 2020-11-19 | 449
PHILIPS LTD | DREAMSTATION | 2020-11-19 | 449
PHILIPS LTD | DREAMSTATION | 2020-11-19 | 449
PHILIPS LTD | DREAMSTATION | 2020-11-19 | 449
PHILIPS LTD | DREAMSTATION | 2020-11-19 | 449
PHILIPS LTD | DREAMSTATION | 2020-11-19 | 449
PHILIPS LTD | DREAMSTATION | 2020-11-19 | 449
PHILIPS LTD | DREAMSTATION | 2020-11-19 | 449
PHILIPS LTD | DREAMSTATION | 2020-11-19 | 449
PHILIPS LTD | DREAMSTATION | 2020-11-19 | 449
PHILIPS LTD | DREAMSTATION | 2020-11-19 | 449
PHILIPS LTD | DREAMSTATION | 2020-11-19 | 449
PHILIPS LTD | DREAMSTATION | 2020-11-19 | 449
PHILIPS LTD | DREAMSTATION | 2020-11-19 | 449
PHILIPS LTD | DREAMSTATION | 2020-11-19 | 449
PHILIPS LTD | DREAMSTATION | 2020-11-19 | 449
PHILIPS LTD | DREAMSTATION | 2020-11-19 | 449
PHILIPS LTD | DREAMSTATION | 2020-11-19 | 449
PHILIPS LTD | DREAMSTATION | 2020-11-19 | 449
PHILIPS LTD | DREAMSTATION | 2020-11-19 | 449
PHILIPS LTD | DREAMSTATION | 2020-11-19 | 449
PHILIPS LTD | DREAMSTATION | 2020-11-19 | 449
PHILIPS LTD | DREAMSTATION | 2020-11-19 | 449
PHILIPS LTD | DREAMSTATION | 2020-11-19 | 449
PHILIPS LTD | DREAMSTATION | 2020-11-19 | 449
PHILIPS LTD | DREAMSTATION | 2020-11-19 | 449
PHILIPS LTD | DREAMSTATION | 2020-11-19 | 449
PHILIPS LTD | DREAMSTATION | 2020-11-19 | 449
PHILIPS LTD | DREAMSTATION | 2020-11-19 | 449
PHILIPS LTD | DREAMSTATION | 2020-11-19 | 449
PHILIPS LTD | DREAMSTATION | 2020-11-19 | 449
PHILIPS LTD | DREAMSTATION | 2020-11-19 | 449
PHILIPS LTD | DREAMSTATION | 2020-11-19 | 449
PHILIPS LTD | DREAMSTATION | 2020-11-19 | 449
PHILIPS LTD | DREAMSTATION | 2020-11-19 | 449
PHILIPS LTD | DREAMSTATION | 2020-11-19 | 449
PHILIPS LTD | DREAMSTATION | 2020-11-19 | 449
PHILIPS LTD | DREAMSTATION | 2020-11-19 | 449
PHILIPS LTD | DREAMSTATION | 2020-11-19 | 449
PHILIPS LTD | DREAMSTATION | 2020-11-19 | 449
PHILIPS LTD | DREAMSTATION | 2020-11-19 | 449
PHILIPS LTD | DREAMSTATION | 2020-11-19 | 449
PHILIPS LTD | DREAMSTATION | 2020-11-19 | 449
PHILIPS LTD | DREAMSTATION | 2020-11-19 | 449
PHILIPS LTD | DREAMSTATION | 2020-11-19 | 449
PHILIPS LTD | DREAMSTATION | 2020-11-19 | 449
PHILIPS LTD | DREAMSTATION | 2020-11-19 | 449
PHILIPS LTD | DREAMSTATION | 2020-11-19 | 449
PHILIPS LTD | DREAMSTATION | 2020-11-19 | 449
PHILIPS LTD | DREAMSTATION | 2020-11-19 | 449
PHILIPS LTD | DREAMSTATION | 2020-11-19 | 449
PHILIPS LTD | DREAMSTATION | 2020-11-19 | 449
PHILIPS LTD | DREAMSTATION | 2020-11-19 | 449
PHILIPS LTD | DREAMSTATION | 2020-11-19 | 449
PHILIPS LTD | DREAMSTATION | 2020-11-19 | 449
PHILIPS LTD | DREAMSTATION | 2020-11-19 | 449
PHILIPS LTD | DREAMSTATION | 2020-11-19 | 449
PHILIPS LTD | DREAMSTATION | 2020-11-19 | 449
PHILIPS LTD | DREAMSTATION | 2020-11-19 | 449
PHILIPS LTD | DREAMSTATION | 2020-11-19 | 449
PHILIPS LTD | DREAMSTATION | 2020-11-19 | 449
PHILIPS LTD | DREAMSTATION | 2020-11-19 | 449
PHILIPS LTD | DREAMSTATION | 2020-11-19 | 449
PHILIPS LTD | DREAMSTATION | 2020-11-19 | 449
PHILIPS LTD | DREAMSTATION | 2020-11-19 | 449
PHILIPS LTD | DREAMSTATION | 2020-11-19 | 449
PHILIPS LTD | DREAMSTATION | 2020-11-19 | 449
PHILIPS LTD | DREAMSTATION | 2020-11-19 | 449
PHILIPS LTD | DREAMSTATION | 2020-11-19 | 449
PHILIPS LTD | DREAMSTATION | 2020-11-19 | 449
PHILIPS LTD | DREAMSTATION | 2020-11-19 | 449
PHILIPS LTD | DREAMSTATION | 2020-11-19 | 449
PHILIPS LTD | DREAMSTATION | 2020-11-19 | 449
PHILIPS LTD | DREAMSTATION | 2020-11-19 | 449
PHILIPS LTD | DREAMSTATION | 2020-11-19 | 449
PHILIPS LTD | DREAMSTATION | 2020-11-19 | 449
PHILIPS LTD | DREAMSTATION | 2020-11-19 | 449
PHILIPS LTD | DREAMSTATION | 2020-11-19 | 449
PHILIPS LTD | DREAMSTATION | 2020-11-19 | 449
PHILIPS LTD | DREAMSTATION | 2020-11-19 | 449
PHILIPS LTD | DREAMSTATION | 2020-11-19 | 449
PHILIPS LTD | DREAMSTATION | 2020-11-19 | 449
PHILIPS LTD | DREAMSTATION | 2020-11-19 | 449
PHILIPS LTD | DREAMSTATION | 2020-11-19 | 449
PHILIPS LTD | DREAMSTATION | 2020-11-19 | 449
PHILIPS LTD | DREAMSTATION | 2020-11-19 | 449
PHILIPS LTD | DREAMSTATION | 2020-11-19 | 449
PHILIPS LTD | DREAMSTATION | 2020-11-19 | 449
PHILIPS LTD | DREAMSTATION | 2020-11-19 | 449
PHILIPS LTD | DREAMSTATION | 2020-11-19 | 449
PHILIPS LTD | DREAMSTATION | 2020-11-19 | 449
PHILIPS LTD | DREAMSTATION | 2020-11-19 | 449
PHILIPS LTD | DREAMSTATION | 2020-11-19 | 449
PHILIPS LTD | DREAMSTATION | 2020-11-19 | 449
PHILIPS LTD | DREAMSTATION | 2020-11-19 | 449
PHILIPS LTD | DREAMSTATION | 2020-11-19 | 449
PHILIPS LTD | DREAMSTATION | 2020-11-19 | 449
PHILIPS LTD | DREAMSTATION | 2020-11-19 | 449
PHILIPS LTD | DREAMSTATION | 2020-11-19 | 449
PHILIPS LTD | DREAMSTATION | 2020-11-19 | 449
PHILIPS LTD | DREAMSTATION | 2020-11-19 | 449
PHILIPS LTD | DREAMSTATION | 2020-11-19 | 449
PHILIPS LTD | DREAMSTATION | 2020-11-19 | 449
PHILIPS LTD | DREAMSTATION | 2020-11-19 | 449
PHILIPS LTD | DREAMSTATION | 2020-11-19 | 449
PHILIPS LTD | DREAMSTATION | 2020-11-19 | 449
PHILIPS LTD | DREAMSTATION | 2020-11-19 | 449
PHILIPS LTD | DREAMSTATION | 2020-11-19 | 449
PHILIPS LTD | DREAMSTATION | 2020-11-19 | 449
PHILIPS LTD | DREAMSTATION | 2020-11-19 | 449
PHILIPS LTD | DREAMSTATION | 2020-11-19 | 449
PHILIPS LTD | DREAMSTATION | 2020-11-19 | 449
PHILIPS LTD | DREAMSTATION | 2020-11-19 | 449
PHILIPS LTD | DREAMSTATION | 2020-11-19 | 449
PHILIPS LTD | DREAMSTATION | 2020-11-19 | 449
PHILIPS LTD | DREAMSTATION | 2020-11-19 | 449
PHILIPS LTD | DREAMSTATION | 2020-11-19 | 449
PHILIPS LTD | DREAMSTATION | 2020-11-19 | 449
PHILIPS LTD | DREAMSTATION | 2020-11-19 | 449
PHILIPS LTD | DREAMSTATION | 2020-11-19 | 449
PHILIPS LTD | DREAMSTATION | 2020-11-19 | 449
PHILIPS LTD | DREAMSTATION | 2020-11-19 | 449
PHILIPS LTD | DREAMSTATION | 2020-11-19 | 449
PHILIPS LTD | DREAMSTATION | 2020-11-19 | 449
PHILIPS LTD | DREAMSTATION | 2020-11-19 | 449
PHILIPS LTD | DREAMSTATION | 2020-11-19 | 449
PHILIPS LTD | DREAMSTATION | 2020-11-19 | 449
PHILIPS LTD | DREAMSTATION | 2020-11-19 | 449
PHILIPS LTD | DREAMSTATION | 2020-11-19 | 449
PHILIPS LTD | DREAMSTATION | 2020-11-19 | 449
PHILIPS LTD | DREAMSTATION | 2020-11-19 | 449
PHILIPS LTD | DREAMSTATION | 2020-11-19 | 449
PHILIPS LTD | DREAMSTATION | 2020-11-19 | 449
PHILIPS LTD | DREAMSTATION | 2020-11-19 | 449
PHILIPS LTD | DREAMSTATION | 2020-11-19 | 449
PHILIPS LTD | DREAMSTATION | 2020-11-19 | 449
PHILIPS LTD | DREAMSTATION | 2020-11-19 | 449
PHILIPS LTD | DREAMSTATION | 2020-11-19 | 449
PHILIPS LTD | DREAMSTATION | 2020-11-19 | 449
PHILIPS LTD | DREAMSTATION | 2020-11-19 | 449
PHILIPS LTD | DREAMSTATION | 2020-11-19 | 449
PHILIPS LTD | DREAMSTATION | 2020-11-19 | 449
PHILIPS LTD | DREAMSTATION | 2020-11-19 | 449
PHILIPS LTD | DREAMSTATION | 2020-11-19 | 449
PHILIPS LTD | DREAMSTATION | 2020-11-19 | 449
PHILIPS LTD | DREAMSTATION | 2020-11-19 | 449
PHILIPS LTD | DREAMSTATION | 2020-11-19 | 449
PHILIPS LTD | DREAMSTATION | 2020-11-19 | 449
PHILIPS LTD | DREAMSTATION | 2020-11-19 | 449
PHILIPS LTD | DREAMSTATION | 2020-11-19 | 449
RESPIRONICS | TRILOGY 100 | 2020-11-19 | 3586
PHILIPS LTD | DREAMSTATION | 2020-11-19 | 449
PHILIPS LTD | DREAMSTATION | 2020-11-19 | 449
PHILIPS LTD | DREAMSTATION | 2020-11-19 | 449
PHILIPS LTD | DREAMSTATION | 2020-11-19 | 449
PHILIPS LTD | DREAMSTATION | 2020-11-19 | 449
PHILIPS LTD | DREAMSTATION | 2020-11-19 | 449
PHILIPS LTD | DREAMSTATION | 2020-11-19 | 449
PHILIPS LTD | DREAMSTATION | 2020-11-19 | 449
PHILIPS LTD | DREAMSTATION | 2020-11-19 | 449
PHILIPS LTD | DREAMSTATION | 2020-11-19 | 449
PHILIPS LTD | DREAMSTATION | 2020-11-19 | 449
PHILIPS LTD | DREAMSTATION | 2020-11-19 | 449
PHILIPS LTD | DREAMSTATION | 2020-11-19 | 449
PHILIPS LTD | DREAMSTATION | 2020-11-19 | 449
PHILIPS LTD | DREAMSTATION | 2020-11-19 | 449
PHILIPS LTD | DREAMSTATION | 2020-11-19 | 449
PHILIPS LTD | DREAMSTATION | 2020-11-19 | 449
PHILIPS LTD | DREAMSTATION | 2020-11-19 | 449
PHILIPS LTD | DREAMSTATION | 2020-11-19 | 449
PHILIPS LTD | DREAMSTATION | 2020-11-19 | 449
PHILIPS LTD | DREAMSTATION | 2020-11-19 | 449
PHILIPS LTD | DREAMSTATION | 2020-11-19 | 449
PHILIPS LTD | DREAMSTATION | 2020-11-19 | 449
PHILIPS LTD | DREAMSTATION | 2020-11-19 | 449
PHILIPS LTD | DREAMSTATION | 2020-11-19 | 449
PHILIPS LTD | DREAMSTATION | 2020-11-19 | 449
PHILIPS LTD | DREAMSTATION | 2020-11-19 | 449
PHILIPS LTD | DREAMSTATION | 2020-11-19 | 449
RESPIRONICS | A40 | 2020-11-19 | 2427.5
RESPIRONICS | A40 | 2020-11-19 | 2427.5
RESPIRONICS | A40 | 2020-11-19 | 2427.5
RESPIRONICS | A40 | 2020-11-19 | 2427.5
RESPIRONICS | A40 | 2020-11-19 | 2427.5
RESPIRONICS | A40 | 2020-11-19 | 2427.5
RESPIRONICS | A40 | 2020-11-19 | 2427.5
RESPIRONICS | A40 | 2020-11-19 | 2427.5
RESPIRONICS | A40 | 2020-11-19 | 2427.5
RESPIRONICS | A40 | 2020-11-19 | 2427.5
THERAPY EQUIPMENT | DIAMOND RANGE HIGH | 2020-10-02 | 67.5
THERAPY EQUIPMENT | DIAMOND RANGE HIGH | 2020-10-02 | 67.5
THERAPY EQUIPMENT | DIAMOND RANGE HIGH | 2020-10-02 | 67.5
THERAPY EQUIPMENT | DIAMOND RANGE HIGH | 2020-10-02 | 67.5
SENTEC MEDICAL LTD | SDMS | 2020-05-07 | 5000
SENTEC MEDICAL LTD | SDMS | 2020-05-07 | 5000
SENTEC MEDICAL LTD | SDMS | 2020-05-07 | 5000
SENTEC MEDICAL LTD | SDMS | 2020-05-07 | 5000
SENTEC MEDICAL LTD | SDMS | 2020-05-07 | 5000
SENTEC MEDICAL LTD | SDMS | 2020-05-07 | 5000
SENTEC MEDICAL LTD | SDMS | 2020-05-07 | 5000
SENTEC MEDICAL LTD | SDMS | 2020-05-07 | 5000
PHILIPS LTD | DREAMSTATION | 2020-03-31 | 449
PHILIPS LTD | DREAMSTATION | 2020-03-31 | 449
PHILIPS LTD | DREAMSTATION | 2020-03-31 | 449
PHILIPS LTD | DREAMSTATION | 2020-03-31 | 449
PHILIPS LTD | DREAMSTATION | 2020-03-31 | 449
PHILIPS LTD | DREAMSTATION | 2020-03-31 | 449
PHILIPS LTD | DREAMSTATION | 2020-03-31 | 449
PHILIPS LTD | DREAMSTATION | 2020-03-31 | 449
PHILIPS LTD | DREAMSTATION | 2020-03-31 | 449
PHILIPS LTD | DREAMSTATION | 2020-03-31 | 449
PHILIPS LTD | DREAMSTATION | 2020-03-31 | 449
PHILIPS LTD | DREAMSTATION | 2020-03-31 | 449
PHILIPS LTD | DREAMSTATION | 2020-03-31 | 449
PHILIPS LTD | DREAMSTATION | 2020-03-31 | 449
PHILIPS LTD | DREAMSTATION | 2020-03-31 | 449
PHILIPS LTD | DREAMSTATION | 2020-03-31 | 449
PHILIPS LTD | DREAMSTATION | 2020-03-31 | 449
PHILIPS LTD | DREAMSTATION | 2020-03-31 | 449
PHILIPS LTD | DREAMSTATION | 2020-03-31 | 449
PHILIPS LTD | DREAMSTATION | 2020-03-31 | 449
PHILIPS LTD | DREAMSTATION | 2020-03-31 | 449
PHILIPS LTD | DREAMSTATION | 2020-03-31 | 449
PHILIPS LTD | DREAMSTATION | 2020-03-31 | 449
PHILIPS LTD | DREAMSTATION | 2020-03-31 | 449
PHILIPS LTD | DREAMSTATION | 2020-03-31 | 449
PHILIPS LTD | DREAMSTATION | 2020-03-31 | 449
PHILIPS LTD | DREAMSTATION | 2020-03-31 | 449
PHILIPS LTD | DREAMSTATION | 2020-03-31 | 449
PHILIPS LTD | DREAMSTATION | 2020-03-31 | 449
PHILIPS LTD | DREAMSTATION | 2020-03-31 | 449
PHILIPS LTD | DREAMSTATION | 2020-03-31 | 449
PHILIPS LTD | DREAMSTATION | 2020-03-31 | 449
PHILIPS LTD | DREAMSTATION | 2020-03-31 | 449
PHILIPS LTD | DREAMSTATION | 2020-03-31 | 449
PHILIPS LTD | DREAMSTATION | 2020-03-31 | 449
PHILIPS LTD | DREAMSTATION | 2020-03-31 | 449
PHILIPS LTD | DREAMSTATION | 2020-03-30 | 449
PHILIPS LTD | DREAMSTATION | 2020-03-30 | 449
PHILIPS LTD | DREAMSTATION | 2020-03-30 | 449
PHILIPS LTD | DREAMSTATION | 2020-03-30 | 449
PHILIPS LTD | DREAMSTATION | 2020-03-30 | 449
PHILIPS LTD | DREAMSTATION | 2020-03-30 | 449
PHILIPS LTD | DREAMSTATION | 2020-03-30 | 449
PHILIPS LTD | DREAMSTATION | 2020-03-30 | 449
PHILIPS LTD | DREAMSTATION | 2020-03-30 | 449
PHILIPS LTD | DREAMSTATION | 2020-03-30 | 449
PHILIPS LTD | DREAMSTATION | 2020-03-30 | 449
PHILIPS LTD | DREAMSTATION | 2020-03-30 | 449
PHILIPS LTD | DREAMSTATION | 2020-03-30 | 449
PHILIPS LTD | DREAMSTATION | 2020-03-30 | 449
PHILIPS LTD | DREAMSTATION | 2020-03-30 | 449
PHILIPS LTD | DREAMSTATION | 2020-03-30 | 449
PHILIPS LTD | DREAMSTATION | 2020-03-30 | 449
PHILIPS LTD | DREAMSTATION | 2020-03-30 | 449
PHILIPS LTD | DREAMSTATION | 2020-03-30 | 449
PHILIPS LTD | DREAMSTATION | 2020-03-30 | 449
PHILIPS LTD | DREAMSTATION | 2020-03-30 | 449
PHILIPS LTD | DREAMSTATION | 2020-03-30 | 449
PHILIPS LTD | DREAMSTATION | 2020-03-30 | 449
PHILIPS LTD | DREAMSTATION | 2020-03-30 | 449
PHILIPS LTD | DREAMSTATION | 2020-03-30 | 449
PHILIPS LTD | DREAMSTATION | 2020-03-30 | 449
PHILIPS LTD | DREAMSTATION | 2020-03-30 | 449
PHILIPS LTD | DREAMSTATION | 2020-03-30 | 449
PHILIPS LTD | DREAMSTATION | 2020-03-30 | 449
PHILIPS LTD | DREAMSTATION | 2020-03-30 | 449
PHILIPS LTD | DREAMSTATION | 2020-03-30 | 449
PHILIPS LTD | DREAMSTATION | 2020-03-30 | 449
PHILIPS LTD | DREAMSTATION | 2020-03-30 | 449
PHILIPS LTD | DREAMSTATION | 2020-03-30 | 449
PHILIPS LTD | DREAMSTATION | 2020-03-30 | 449
PHILIPS LTD | DREAMSTATION | 2020-03-30 | 449
PHILIPS LTD | DREAMSTATION | 2020-03-30 | 449
PHILIPS LTD | DREAMSTATION | 2020-03-30 | 449
PHILIPS LTD | DREAMSTATION | 2020-03-30 | 449
PHILIPS LTD | DREAMSTATION | 2020-03-30 | 449
PHILIPS LTD | DREAMSTATION | 2020-03-30 | 449
PHILIPS LTD | DREAMSTATION | 2020-03-30 | 449
PHILIPS LTD | DREAMSTATION | 2020-03-30 | 449
PHILIPS LTD | DREAMSTATION | 2020-03-30 | 449
PHILIPS LTD | DREAMSTATION | 2020-03-30 | 449
PHILIPS LTD | DREAMSTATION | 2020-03-30 | 449
PHILIPS LTD | DREAMSTATION | 2020-03-30 | 449
PHILIPS LTD | DREAMSTATION | 2020-03-30 | 449
PHILIPS LTD | DREAMSTATION | 2020-03-30 | 449
PHILIPS LTD | DREAMSTATION | 2020-03-30 | 449
PHILIPS LTD | DREAMSTATION | 2020-03-30 | 449
PHILIPS LTD | DREAMSTATION | 2020-03-30 | 449
PHILIPS LTD | DREAMSTATION | 2020-03-30 | 449
PHILIPS LTD | DREAMSTATION | 2020-03-30 | 449
PHILIPS LTD | DREAMSTATION | 2020-03-30 | 449
PHILIPS LTD | DREAMSTATION | 2020-03-30 | 449
PHILIPS LTD | DREAMSTATION | 2020-03-30 | 449
PHILIPS LTD | DREAMSTATION | 2020-03-30 | 449
PHILIPS LTD | DREAMSTATION | 2020-03-30 | 449
PHILIPS LTD | DREAMSTATION | 2020-03-30 | 449
PHILIPS LTD | DREAMSTATION | 2020-03-30 | 449
PHILIPS LTD | DREAMSTATION | 2020-03-30 | 449
PHILIPS LTD | DREAMSTATION | 2020-03-30 | 449
PHILIPS LTD | DREAMSTATION | 2020-03-30 | 449
PHILIPS LTD | DREAMSTATION | 2020-03-30 | 449
PHILIPS LTD | DREAMSTATION | 2020-03-30 | 449
PHILIPS LTD | DREAMSTATION | 2020-03-30 | 449
PHILIPS LTD | DREAMSTATION | 2020-03-30 | 449
PHILIPS LTD | DREAMSTATION | 2020-03-30 | 449
PHILIPS LTD | DREAMSTATION | 2020-03-30 | 449
PHILIPS LTD | DREAMSTATION | 2020-03-30 | 449
PHILIPS LTD | DREAMSTATION | 2020-03-30 | 449
PHILIPS LTD | DREAMSTATION | 2020-03-30 | 449
PHILIPS LTD | DREAMSTATION | 2020-03-30 | 449
PHILIPS LTD | DREAMSTATION | 2020-03-30 | 449
PHILIPS LTD | DREAMSTATION | 2020-03-30 | 449
PHILIPS LTD | DREAMSTATION | 2020-03-30 | 449
PHILIPS LTD | DREAMSTATION | 2020-03-30 | 449
PHILIPS LTD | DREAMSTATION | 2020-03-30 | 449
PHILIPS LTD | DREAMSTATION | 2020-03-30 | 449
PHILIPS LTD | DREAMSTATION | 2020-03-30 | 449
PHILIPS LTD | DREAMSTATION | 2020-03-30 | 449
PHILIPS LTD | DREAMSTATION | 2020-03-30 | 449
PHILIPS LTD | DREAMSTATION | 2020-03-30 | 449
PHILIPS LTD | DREAMSTATION | 2020-03-30 | 449
PHILIPS LTD | DREAMSTATION | 2020-03-30 | 449
PHILIPS LTD | DREAMSTATION | 2020-03-30 | 449
PHILIPS LTD | DREAMSTATION | 2020-03-30 | 449
PHILIPS LTD | DREAMSTATION | 2020-03-30 | 449
PHILIPS LTD | DREAMSTATION | 2020-03-30 | 449
PHILIPS LTD | DREAMSTATION | 2020-03-30 | 449
PHILIPS LTD | DREAMSTATION | 2020-03-30 | 449
PHILIPS LTD | DREAMSTATION | 2020-03-30 | 449
PHILIPS LTD | DREAMSTATION | 2020-03-30 | 449
RESPIRONICS | A40 | 2020-03-30 | 2427.5
RESPIRONICS | A40 | 2020-03-30 | 2427.5
RESPIRONICS | A40 | 2020-03-30 | 2427.5
RESPIRONICS | A40 | 2020-03-30 | 2427.5
RESPIRONICS | A40 | 2020-03-30 | 2427.5
RESPIRONICS | A40 | 2020-03-30 | 2427.5
PHILIPS LTD | DREAMSTATION | 2020-03-30 | 449
PHILIPS LTD | DREAMSTATION | 2020-03-30 | 449
PHILIPS LTD | DREAMSTATION | 2020-03-30 | 449
PHILIPS LTD | DREAMSTATION | 2020-03-30 | 449
PHILIPS LTD | DREAMSTATION | 2020-03-30 | 449
PHILIPS LTD | DREAMSTATION | 2020-03-30 | 449
PHILIPS LTD | DREAMSTATION | 2020-03-30 | 449
PHILIPS LTD | DREAMSTATION | 2020-03-30 | 449
PHILIPS LTD | DREAMSTATION | 2020-03-30 | 449
PHILIPS LTD | DREAMSTATION | 2020-03-30 | 449
PHILIPS LTD | DREAMSTATION | 2020-03-30 | 449
PHILIPS LTD | DREAMSTATION | 2020-03-30 | 449
PHILIPS LTD | DREAMSTATION | 2020-03-30 | 449
PHILIPS LTD | DREAMSTATION | 2020-03-30 | 449
PHILIPS LTD | DREAMSTATION | 2020-03-30 | 449
PHILIPS LTD | DREAMSTATION | 2020-03-30 | 449
PHILIPS LTD | DREAMSTATION | 2020-03-30 | 449
PHILIPS LTD | DREAMSTATION | 2020-03-30 | 449
PHILIPS LTD | DREAMSTATION | 2020-03-30 | 449
PHILIPS LTD | DREAMSTATION | 2020-03-30 | 449
PHILIPS LTD | DREAMSTATION | 2020-03-30 | 449
PHILIPS LTD | DREAMSTATION | 2020-03-30 | 449
PHILIPS LTD | DREAMSTATION | 2020-03-30 | 449
PHILIPS LTD | DREAMSTATION | 2020-03-30 | 449
PHILIPS LTD | DREAMSTATION | 2020-03-30 | 449
PHILIPS LTD | DREAMSTATION | 2020-03-30 | 449
PHILIPS LTD | DREAMSTATION | 2020-03-30 | 449
PHILIPS LTD | DREAMSTATION | 2020-03-30 | 449
PHILIPS LTD | DREAMSTATION | 2020-03-30 | 449
PHILIPS LTD | DREAMSTATION | 2020-03-30 | 449
PHILIPS LTD | DREAMSTATION | 2020-03-30 | 449
PHILIPS LTD | DREAMSTATION | 2020-03-30 | 449
PHILIPS LTD | DREAMSTATION | 2020-03-30 | 449
PHILIPS LTD | DREAMSTATION | 2020-03-30 | 449
PHILIPS LTD | DREAMSTATION | 2020-03-30 | 449
PHILIPS LTD | DREAMSTATION | 2020-03-30 | 449
PHILIPS LTD | DREAMSTATION | 2020-03-30 | 449
PHILIPS LTD | DREAMSTATION | 2020-03-30 | 449
PHILIPS LTD | DREAMSTATION | 2020-03-30 | 449
PHILIPS LTD | DREAMSTATION | 2020-03-30 | 449
PHILIPS LTD | DREAMSTATION | 2020-03-30 | 449
PHILIPS LTD | DREAMSTATION | 2020-03-30 | 449
PHILIPS LTD | DREAMSTATION | 2020-03-30 | 449
PHILIPS LTD | DREAMSTATION | 2020-03-30 | 449
PHILIPS LTD | DREAMSTATION | 2020-03-30 | 449
PHILIPS LTD | DREAMSTATION | 2020-03-30 | 449
PHILIPS LTD | DREAMSTATION | 2020-03-30 | 449
PHILIPS LTD | DREAMSTATION | 2020-03-30 | 449
PHILIPS LTD | DREAMSTATION | 2020-03-30 | 449
PHILIPS LTD | DREAMSTATION | 2020-03-30 | 449
PHILIPS LTD | DREAMSTATION | 2020-03-30 | 449
PHILIPS LTD | DREAMSTATION | 2020-03-30 | 449
PHILIPS LTD | DREAMSTATION | 2020-03-30 | 449
PHILIPS LTD | DREAMSTATION | 2020-03-30 | 449
PHILIPS LTD | DREAMSTATION | 2020-03-30 | 449
PHILIPS LTD | DREAMSTATION | 2020-03-30 | 449
PHILIPS LTD | DREAMSTATION | 2020-03-30 | 449
PHILIPS LTD | DREAMSTATION | 2020-03-30 | 449
PHILIPS LTD | DREAMSTATION | 2020-03-30 | 449
PHILIPS LTD | DREAMSTATION | 2020-03-30 | 449
PHILIPS LTD | DREAMSTATION | 2020-03-30 | 449
PHILIPS LTD | DREAMSTATION | 2020-03-30 | 449
PHILIPS LTD | DREAMSTATION | 2020-03-30 | 449
SENTEC MEDICAL LTD | SDMS | 2020-03-25 | 5000
PHILIPS LTD | DREAMSTATION | 2020-03-18 | 449
PHILIPS LTD | DREAMSTATION | 2020-03-18 | 449
PHILIPS LTD | DREAMSTATION | 2020-03-18 | 449
PHILIPS LTD | DREAMSTATION | 2020-03-18 | 449
PHILIPS LTD | DREAMSTATION | 2020-03-18 | 449
PHILIPS LTD | DREAMSTATION | 2020-03-18 | 449
PHILIPS LTD | DREAMSTATION | 2020-03-18 | 449
PHILIPS LTD | DREAMSTATION | 2020-03-18 | 449
PHILIPS LTD | DREAMSTATION | 2020-03-18 | 449
PHILIPS LTD | DREAMSTATION | 2020-03-18 | 449
PHILIPS LTD | DREAMSTATION | 2020-03-18 | 449
PHILIPS LTD | DREAMSTATION | 2020-03-18 | 449
PHILIPS LTD | DREAMSTATION | 2020-03-18 | 449
PHILIPS LTD | DREAMSTATION | 2020-03-18 | 449
PHILIPS LTD | DREAMSTATION | 2020-03-18 | 449
PHILIPS LTD | DREAMSTATION | 2020-03-18 | 449
PHILIPS LTD | DREAMSTATION | 2020-03-18 | 449
PHILIPS LTD | DREAMSTATION | 2020-03-18 | 449
PHILIPS LTD | DREAMSTATION | 2020-03-18 | 449
PHILIPS LTD | DREAMSTATION | 2020-03-18 | 449
PHILIPS LTD | DREAMSTATION | 2020-03-18 | 449
PHILIPS LTD | DREAMSTATION | 2020-03-18 | 449
PHILIPS LTD | DREAMSTATION | 2020-03-18 | 449
PHILIPS LTD | DREAMSTATION | 2020-03-18 | 449
PHILIPS LTD | DREAMSTATION | 2020-03-18 | 449
PHILIPS LTD | DREAMSTATION | 2020-03-18 | 449
PHILIPS LTD | DREAMSTATION | 2020-03-18 | 449
PHILIPS LTD | DREAMSTATION | 2020-03-18 | 449
PHILIPS LTD | DREAMSTATION | 2020-03-18 | 449
PHILIPS LTD | DREAMSTATION | 2020-03-18 | 449
PHILIPS LTD | DREAMSTATION | 2020-03-18 | 449
PHILIPS LTD | DREAMSTATION | 2020-03-18 | 449
PHILIPS LTD | DREAMSTATION | 2020-03-18 | 449
PHILIPS LTD | DREAMSTATION | 2020-03-18 | 449
PHILIPS LTD | DREAMSTATION | 2020-03-18 | 449
PHILIPS LTD | DREAMSTATION | 2020-03-18 | 449
PHILIPS LTD | DREAMSTATION | 2020-03-18 | 449
PHILIPS LTD | DREAMSTATION | 2020-03-18 | 449
PHILIPS LTD | DREAMSTATION | 2020-03-18 | 449
PHILIPS LTD | DREAMSTATION | 2020-03-18 | 449
PHILIPS LTD | DREAMSTATION | 2020-03-18 | 449
PHILIPS LTD | DREAMSTATION | 2020-03-18 | 449
PHILIPS LTD | DREAMSTATION | 2020-03-18 | 449
PHILIPS LTD | DREAMSTATION | 2020-03-18 | 449
PHILIPS LTD | DREAMSTATION | 2020-03-18 | 449
PHILIPS LTD | DREAMSTATION | 2020-03-18 | 449
PHILIPS LTD | DREAMSTATION | 2020-03-18 | 449
PHILIPS LTD | DREAMSTATION | 2020-03-18 | 449
PHILIPS LTD | DREAMSTATION | 2020-03-18 | 449
PHILIPS LTD | DREAMSTATION | 2020-03-18 | 449
PHILIPS LTD | DREAMSTATION | 2020-03-18 | 449
PHILIPS LTD | DREAMSTATION | 2020-03-18 | 449
PHILIPS LTD | DREAMSTATION | 2020-03-18 | 449
PHILIPS LTD | DREAMSTATION | 2020-03-18 | 449
PHILIPS LTD | DREAMSTATION | 2020-03-18 | 449
PHILIPS LTD | DREAMSTATION | 2020-03-18 | 449
PHILIPS LTD | DREAMSTATION | 2020-03-18 | 449
PHILIPS LTD | DREAMSTATION | 2020-03-18 | 449
PHILIPS LTD | DREAMSTATION | 2020-03-18 | 449
PHILIPS LTD | DREAMSTATION | 2020-03-18 | 449
PHILIPS LTD | DREAMSTATION | 2020-03-18 | 449
PHILIPS LTD | DREAMSTATION | 2020-03-18 | 449
PHILIPS LTD | DREAMSTATION | 2020-03-18 | 449
PHILIPS LTD | DREAMSTATION | 2020-03-18 | 449
PHILIPS LTD | DREAMSTATION | 2020-03-18 | 449
PHILIPS LTD | DREAMSTATION | 2020-03-18 | 449
PHILIPS LTD | DREAMSTATION | 2020-03-18 | 449
PHILIPS LTD | DREAMSTATION | 2020-03-18 | 449
PHILIPS LTD | DREAMSTATION | 2020-03-18 | 449
PHILIPS LTD | DREAMSTATION | 2020-03-18 | 449
PHILIPS LTD | DREAMSTATION | 2020-03-18 | 449
PHILIPS LTD | DREAMSTATION | 2020-03-18 | 449
PHILIPS LTD | DREAMSTATION | 2020-03-18 | 449
PHILIPS LTD | DREAMSTATION | 2020-03-18 | 449
PHILIPS LTD | DREAMSTATION | 2020-03-18 | 449
PHILIPS LTD | DREAMSTATION | 2020-03-18 | 449
PHILIPS LTD | DREAMSTATION | 2020-03-18 | 449
PHILIPS LTD | DREAMSTATION | 2020-03-18 | 449
PHILIPS LTD | DREAMSTATION | 2020-03-18 | 449
PHILIPS LTD | DREAMSTATION | 2020-03-18 | 449
PHILIPS LTD | DREAMSTATION | 2020-03-18 | 449
PHILIPS LTD | DREAMSTATION | 2020-03-18 | 449
PHILIPS LTD | DREAMSTATION | 2020-03-18 | 449
PHILIPS LTD | DREAMSTATION | 2020-03-18 | 449
PHILIPS LTD | DREAMSTATION | 2020-03-18 | 449
PHILIPS LTD | DREAMSTATION | 2020-03-18 | 449
PHILIPS LTD | DREAMSTATION | 2020-03-18 | 449
PHILIPS LTD | DREAMSTATION | 2020-03-18 | 449
PHILIPS LTD | DREAMSTATION | 2020-03-18 | 449
PHILIPS LTD | DREAMSTATION | 2020-03-18 | 449
PHILIPS LTD | DREAMSTATION | 2020-03-18 | 449
PHILIPS LTD | DREAMSTATION | 2020-03-18 | 449
PHILIPS LTD | DREAMSTATION | 2020-03-18 | 449
PHILIPS LTD | DREAMSTATION | 2020-03-18 | 449
PHILIPS LTD | DREAMSTATION | 2020-03-18 | 449
PHILIPS LTD | DREAMSTATION | 2020-03-18 | 449
PHILIPS LTD | DREAMSTATION | 2020-03-18 | 449
PHILIPS LTD | DREAMSTATION | 2020-03-18 | 449
PHILIPS LTD | DREAMSTATION | 2020-03-18 | 449
PHILIPS LTD | DREAMSTATION | 2020-03-18 | 449
PHILIPS LTD | DREAMSTATION | 2020-02-18 | 449
PHILIPS LTD | DREAMSTATION | 2020-02-18 | 449
PHILIPS LTD | DREAMSTATION | 2020-02-18 | 449
PHILIPS LTD | DREAMSTATION | 2020-02-18 | 449
PHILIPS LTD | DREAMSTATION | 2020-02-18 | 449
PHILIPS LTD | DREAMSTATION | 2020-02-18 | 449
PHILIPS LTD | DREAMSTATION | 2020-02-18 | 449
PHILIPS LTD | DREAMSTATION | 2020-02-18 | 449
PHILIPS LTD | DREAMSTATION | 2020-02-18 | 449
PHILIPS LTD | DREAMSTATION | 2020-02-18 | 449
PHILIPS LTD | DREAMSTATION | 2020-02-18 | 449
PHILIPS LTD | DREAMSTATION | 2020-02-18 | 449
PHILIPS LTD | DREAMSTATION | 2020-02-18 | 449
PHILIPS LTD | DREAMSTATION | 2020-02-18 | 449
PHILIPS LTD | DREAMSTATION | 2020-02-18 | 449
PHILIPS LTD | DREAMSTATION | 2020-02-18 | 449
PHILIPS LTD | DREAMSTATION | 2020-02-18 | 449
PHILIPS LTD | DREAMSTATION | 2020-02-18 | 449
PHILIPS LTD | DREAMSTATION | 2020-02-18 | 449
PHILIPS LTD | DREAMSTATION | 2020-02-18 | 449
PHILIPS LTD | DREAMSTATION | 2020-02-18 | 449
PHILIPS LTD | DREAMSTATION | 2020-02-18 | 449
PHILIPS LTD | DREAMSTATION | 2020-02-18 | 449
PHILIPS LTD | DREAMSTATION | 2020-02-18 | 449
PHILIPS LTD | DREAMSTATION | 2020-02-18 | 449
PHILIPS LTD | DREAMSTATION | 2020-02-18 | 449
PHILIPS LTD | DREAMSTATION | 2020-02-18 | 449
PHILIPS LTD | DREAMSTATION | 2020-02-18 | 449
PHILIPS LTD | DREAMSTATION | 2020-02-18 | 449
PHILIPS LTD | DREAMSTATION | 2020-02-18 | 449
PHILIPS LTD | DREAMSTATION | 2020-02-18 | 449
PHILIPS LTD | DREAMSTATION | 2020-02-18 | 449
PHILIPS LTD | DREAMSTATION | 2020-02-18 | 449
PHILIPS LTD | DREAMSTATION | 2020-02-18 | 449
PHILIPS LTD | DREAMSTATION | 2020-02-18 | 449
PHILIPS LTD | DREAMSTATION | 2020-02-18 | 449
PHILIPS LTD | DREAMSTATION | 2020-02-18 | 449
PHILIPS LTD | DREAMSTATION | 2020-02-18 | 449
PHILIPS LTD | DREAMSTATION | 2020-02-18 | 449
PHILIPS LTD | DREAMSTATION | 2020-02-18 | 449
PHILIPS LTD | DREAMSTATION | 2020-02-18 | 449
PHILIPS LTD | DREAMSTATION | 2020-02-18 | 449
PHILIPS LTD | DREAMSTATION | 2020-02-18 | 449
PHILIPS LTD | DREAMSTATION | 2020-02-18 | 449
PHILIPS LTD | DREAMSTATION | 2020-02-18 | 449
PHILIPS LTD | DREAMSTATION | 2020-02-18 | 449
RESPIRONICS | TRILOGY 100 | 2020-02-18 | 3586
RESPIRONICS | TRILOGY 100 | 2020-02-18 | 3586
PHILIPS LTD | DREAMSTATION | 2020-02-18 | 449
PHILIPS LTD | DREAMSTATION | 2020-02-18 | 449
PHILIPS LTD | DREAMSTATION | 2020-02-18 | 449
PHILIPS LTD | DREAMSTATION | 2020-02-18 | 449
PHILIPS LTD | DREAMSTATION | 2020-02-18 | 449
RESPIRONICS | A40 | 2020-02-18 | 2427.5
RESPIRONICS | A40 | 2020-02-18 | 2427.5
RESPIRONICS | A40 | 2020-02-18 | 2427.5
RESPIRONICS | A40 | 2020-02-18 | 2427.5
RESPIRONICS | A40 | 2020-02-18 | 2427.5
RESPIRONICS | A40 | 2020-02-18 | 2427.5
RESPIRONICS | A40 | 2020-02-18 | 2427.5
RESPIRONICS | A40 | 2020-02-18 | 2427.5
RESPIRONICS | A40 | 2020-02-18 | 2427.5
PHILIPS LTD | DREAMSTATION | 2020-02-18 | 449
PHILIPS LTD | DREAMSTATION | 2020-02-18 | 449
PHILIPS LTD | DREAMSTATION | 2020-02-18 | 449
PHILIPS LTD | DREAMSTATION | 2020-02-18 | 449
PHILIPS LTD | DREAMSTATION | 2020-02-18 | 449
PHILIPS LTD | DREAMSTATION | 2020-02-18 | 449
PHILIPS LTD | DREAMSTATION | 2020-02-18 | 449
PHILIPS LTD | DREAMSTATION | 2020-02-18 | 449
PHILIPS LTD | DREAMSTATION | 2020-02-18 | 449
PHILIPS LTD | DREAMSTATION | 2020-02-18 | 449
PHILIPS LTD | DREAMSTATION | 2020-02-18 | 449
PHILIPS LTD | DREAMSTATION | 2020-02-18 | 449
RESPIRONICS | A40 | 2020-02-18 | 2427.5
RESPIRONICS | A40 | 2020-02-18 | 2427.5
RESPIRONICS | A40 | 2020-02-18 | 2427.5
RESPIRONICS | A40 | 2020-02-18 | 2427.5
RESPIRONICS | A40 | 2020-02-18 | 2427.5
RESPIRONICS | A40 | 2020-02-18 | 2427.5
RESPIRONICS | A40 | 2020-02-18 | 2427.5
RESPIRONICS | A40 | 2020-02-18 | 2427.5
RESPIRONICS | A40 | 2020-02-18 | 2427.5
RESPIRONICS | A40 | 2020-02-18 | 2427.5
RESPIRONICS | A40 | 2020-02-18 | 2427.5
RESPIRONICS | TRILOGY 100 | 2020-02-18 | 3586
RESPIRONICS | TRILOGY 100 | 2020-02-18 | 3586
PHILIPS LTD | DREAMSTATION | 2020-02-18 | 449
PHILIPS LTD | DREAMSTATION | 2020-02-18 | 449
PHILIPS LTD | DREAMSTATION | 2020-02-18 | 449
PHILIPS LTD | DREAMSTATION | 2020-02-18 | 449
PHILIPS LTD | DREAMSTATION | 2020-02-18 | 449
PHILIPS LTD | DREAMSTATION | 2020-02-18 | 449
PHILIPS LTD | DREAMSTATION | 2020-02-18 | 449
PHILIPS LTD | DREAMSTATION | 2020-02-18 | 449
PHILIPS LTD | DREAMSTATION | 2020-02-18 | 449
PHILIPS LTD | DREAMSTATION | 2020-02-18 | 449
PHILIPS LTD | DREAMSTATION | 2020-02-18 | 449
PHILIPS LTD | DREAMSTATION | 2020-02-18 | 449
PHILIPS LTD | DREAMSTATION | 2020-01-30 | 449
PHILIPS LTD | DREAMSTATION | 2020-01-30 | 449
PHILIPS LTD | DREAMSTATION | 2020-01-30 | 449
PHILIPS LTD | DREAMSTATION | 2020-01-30 | 449
PHILIPS LTD | DREAMSTATION | 2020-01-30 | 449
PHILIPS LTD | DREAMSTATION | 2020-01-30 | 449
PHILIPS LTD | DREAMSTATION | 2020-01-30 | 449
PHILIPS LTD | DREAMSTATION | 2020-01-30 | 449
PHILIPS LTD | DREAMSTATION | 2020-01-30 | 449
RESPIRONICS | COUGH ASSIST E70 | 2020-01-30 | 3300
INSPIRED MEDICAL | VHB10A | 2020-01-30 | 100
INSPIRED MEDICAL | VHB10A | 2020-01-30 | 100
INSPIRED MEDICAL | VHB10A | 2020-01-30 | 100
INSPIRED MEDICAL | VHB10A | 2020-01-30 | 100
BREAS MEDICAL | NIPPY CLEARWAY | 2020-01-30 | 4500
BREAS MEDICAL | NIPPY CLEARWAY | 2020-01-30 | 4500
RESPIRONICS | TRILOGY 100 | 2020-01-30 | 3586
RESPIRONICS | TRILOGY 100 | 2020-01-30 | 3586
RESPIRONICS | A40 | 2020-01-30 | 2427.5
RESPIRONICS | A40 | 2020-01-30 | 2427.5
PHILIPS LTD | DREAMSTATION | 2020-01-30 | 449
PHILIPS LTD | DREAMSTATION | 2020-01-30 | 449
PHILIPS LTD | DREAMSTATION | 2020-01-30 | 449
PHILIPS LTD | DREAMSTATION | 2020-01-30 | 449
PHILIPS LTD | DREAMSTATION | 2020-01-30 | 449
PHILIPS LTD | DREAMSTATION | 2020-01-30 | 449
PHILIPS LTD | DREAMSTATION | 2020-01-30 | 449
PHILIPS LTD | DREAMSTATION | 2020-01-30 | 449
PHILIPS LTD | DREAMSTATION | 2020-01-30 | 449
PHILIPS LTD | DREAMSTATION | 2020-01-30 | 449
PHILIPS LTD | DREAMSTATION | 2020-01-30 | 449
PHILIPS LTD | DREAMSTATION | 2020-01-30 | 449
PHILIPS LTD | DREAMSTATION | 2020-01-30 | 449
PHILIPS LTD | DREAMSTATION | 2020-01-30 | 449
PHILIPS LTD | DREAMSTATION | 2020-01-30 | 449
PHILIPS LTD | DREAMSTATION | 2020-01-30 | 449
PHILIPS LTD | DREAMSTATION | 2020-01-30 | 449
PHILIPS LTD | DREAMSTATION | 2020-01-30 | 449
PHILIPS LTD | DREAMSTATION | 2020-01-30 | 449
PHILIPS LTD | DREAMSTATION | 2020-01-30 | 449
PHILIPS LTD | DREAMSTATION | 2020-01-30 | 449
PHILIPS LTD | DREAMSTATION | 2020-01-30 | 449
PHILIPS LTD | DREAMSTATION | 2020-01-30 | 449
PHILIPS LTD | DREAMSTATION | 2020-01-30 | 449
PHILIPS LTD | DREAMSTATION | 2020-01-30 | 449
PHILIPS LTD | DREAMSTATION | 2020-01-30 | 449
PHILIPS LTD | DREAMSTATION | 2020-01-30 | 449
PHILIPS LTD | DREAMSTATION | 2020-01-30 | 449
PHILIPS LTD | DREAMSTATION | 2020-01-30 | 449
PHILIPS LTD | DREAMSTATION | 2020-01-30 | 449
PHILIPS LTD | DREAMSTATION | 2020-01-30 | 449
PHILIPS LTD | DREAMSTATION | 2020-01-30 | 449
PHILIPS LTD | DREAMSTATION | 2020-01-30 | 449
PHILIPS LTD | DREAMSTATION | 2020-01-30 | 449
PHILIPS LTD | DREAMSTATION | 2020-01-30 | 449
PHILIPS LTD | DREAMSTATION | 2020-01-30 | 449
PHILIPS LTD | DREAMSTATION | 2020-01-30 | 449
PHILIPS LTD | DREAMSTATION | 2020-01-30 | 449
PHILIPS LTD | DREAMSTATION | 2020-01-30 | 449
PHILIPS LTD | DREAMSTATION | 2020-01-30 | 449
PHILIPS LTD | DREAMSTATION | 2020-01-30 | 449
PHILIPS LTD | DREAMSTATION | 2020-01-30 | 449
PHILIPS LTD | DREAMSTATION | 2020-01-30 | 449
PHILIPS LTD | DREAMSTATION | 2020-01-30 | 449
PHILIPS LTD | DREAMSTATION | 2020-01-30 | 449
PHILIPS LTD | DREAMSTATION | 2020-01-30 | 449
PHILIPS LTD | DREAMSTATION | 2020-01-30 | 449
PHILIPS LTD | DREAMSTATION | 2020-01-30 | 449
PHILIPS LTD | DREAMSTATION | 2020-01-30 | 449
PHILIPS LTD | DREAMSTATION | 2020-01-30 | 449
PHILIPS LTD | DREAMSTATION | 2020-01-30 | 449
PHILIPS LTD | DREAMSTATION | 2020-01-30 | 449
PHILIPS LTD | DREAMSTATION | 2020-01-30 | 449
PHILIPS LTD | DREAMSTATION | 2020-01-30 | 449
PHILIPS LTD | DREAMSTATION | 2020-01-30 | 449
PHILIPS LTD | DREAMSTATION | 2020-01-30 | 449
PHILIPS LTD | DREAMSTATION | 2020-01-30 | 449
PHILIPS LTD | DREAMSTATION | 2020-01-30 | 449
PHILIPS LTD | DREAMSTATION | 2020-01-30 | 449
PHILIPS LTD | DREAMSTATION | 2020-01-30 | 449
PHILIPS LTD | DREAMSTATION | 2020-01-30 | 449
PHILIPS LTD | DREAMSTATION | 2020-01-30 | 449
PHILIPS LTD | DREAMSTATION | 2020-01-30 | 449
PHILIPS LTD | DREAMSTATION | 2020-01-30 | 449
PHILIPS LTD | DREAMSTATION | 2020-01-30 | 449
PHILIPS LTD | DREAMSTATION | 2020-01-30 | 449
PHILIPS LTD | DREAMSTATION | 2020-01-30 | 449
PHILIPS LTD | DREAMSTATION | 2020-01-30 | 449
PHILIPS LTD | DREAMSTATION | 2020-01-30 | 449
RESPIRONICS | COUGH ASSIST E70 | 2020-01-30 | 3300
RESPIRONICS | COUGH ASSIST E70 | 2020-01-30 | 3300
RESPIRONICS | COUGH ASSIST E70 | 2020-01-30 | 3300
RESPIRONICS | A40 | 2020-01-30 | 2427.5
RESPIRONICS | A40 | 2020-01-30 | 2427.5
RESPIRONICS | A40 | 2020-01-30 | 2427.5
RESPIRONICS | A40 | 2020-01-30 | 2427.5
RESPIRONICS | A40 | 2020-01-30 | 2427.5
RESPIRONICS | A40 | 2020-01-30 | 2427.5
RESPIRONICS | A40 | 2020-01-30 | 2427.5
RESPIRONICS | A40 | 2020-01-30 | 2427.5
BREAS MEDICAL | NIPPY CLEARWAY | 2020-01-28 | 4500
BREAS MEDICAL | NIPPY CLEARWAY | 2020-01-15 | 4500
PHILIPS LTD | DREAMSTATION | 2020-01-08 | 449
PHILIPS LTD | DREAMSTATION | 2020-01-08 | 449
PHILIPS LTD | DREAMSTATION | 2020-01-08 | 449
PHILIPS LTD | DREAMSTATION | 2020-01-08 | 449
PHILIPS LTD | DREAMSTATION | 2020-01-08 | 449
PHILIPS LTD | DREAMSTATION | 2020-01-08 | 449
PHILIPS LTD | DREAMSTATION | 2020-01-08 | 449
PHILIPS LTD | DREAMSTATION | 2020-01-08 | 449
PHILIPS LTD | DREAMSTATION | 2020-01-08 | 449
PHILIPS LTD | DREAMSTATION | 2020-01-08 | 449
PHILIPS LTD | DREAMSTATION | 2020-01-08 | 449
PHILIPS LTD | DREAMSTATION | 2020-01-08 | 449
PHILIPS LTD | DREAMSTATION | 2020-01-08 | 449
PHILIPS LTD | DREAMSTATION | 2020-01-08 | 449
PHILIPS LTD | DREAMSTATION | 2020-01-08 | 449
PHILIPS LTD | DREAMSTATION | 2020-01-08 | 449
PHILIPS LTD | DREAMSTATION | 2020-01-08 | 449
PHILIPS LTD | DREAMSTATION | 2020-01-08 | 449
PHILIPS LTD | DREAMSTATION | 2020-01-08 | 449
PHILIPS LTD | DREAMSTATION | 2020-01-08 | 449
PHILIPS LTD | DREAMSTATION | 2020-01-08 | 449
PHILIPS LTD | DREAMSTATION | 2020-01-08 | 449
PHILIPS LTD | DREAMSTATION | 2020-01-08 | 449
PHILIPS LTD | DREAMSTATION | 2020-01-08 | 449
PHILIPS LTD | DREAMSTATION | 2020-01-08 | 449
PHILIPS LTD | DREAMSTATION | 2020-01-08 | 449
PHILIPS LTD | DREAMSTATION | 2020-01-08 | 449
PHILIPS LTD | DREAMSTATION | 2020-01-08 | 449
PHILIPS LTD | DREAMSTATION | 2020-01-08 | 449
PHILIPS LTD | DREAMSTATION | 2020-01-08 | 449
PHILIPS LTD | DREAMSTATION | 2020-01-08 | 449
PHILIPS LTD | DREAMSTATION | 2020-01-08 | 449
PHILIPS LTD | DREAMSTATION | 2020-01-08 | 449
PHILIPS LTD | DREAMSTATION | 2020-01-08 | 449
PHILIPS LTD | DREAMSTATION | 2020-01-08 | 449
PHILIPS LTD | DREAMSTATION | 2020-01-08 | 449
PHILIPS LTD | DREAMSTATION | 2020-01-08 | 449
PHILIPS LTD | DREAMSTATION | 2020-01-08 | 449
PHILIPS LTD | DREAMSTATION | 2020-01-08 | 449
PHILIPS LTD | DREAMSTATION | 2020-01-08 | 449
PHILIPS LTD | DREAMSTATION | 2020-01-08 | 449
PHILIPS LTD | DREAMSTATION | 2020-01-08 | 449
PHILIPS LTD | DREAMSTATION | 2020-01-08 | 449
PHILIPS LTD | DREAMSTATION | 2020-01-08 | 449
PHILIPS LTD | DREAMSTATION | 2020-01-08 | 449
PHILIPS LTD | DREAMSTATION | 2020-01-08 | 449
PHILIPS LTD | DREAMSTATION | 2020-01-08 | 449
PHILIPS LTD | DREAMSTATION | 2020-01-08 | 449
PHILIPS LTD | DREAMSTATION | 2020-01-08 | 449
PHILIPS LTD | DREAMSTATION | 2020-01-08 | 449
PHILIPS LTD | DREAMSTATION | 2020-01-08 | 449
PHILIPS LTD | DREAMSTATION | 2020-01-08 | 449
PHILIPS LTD | DREAMSTATION | 2020-01-08 | 449
PHILIPS LTD | DREAMSTATION | 2020-01-08 | 449
PHILIPS LTD | DREAMSTATION | 2020-01-08 | 449
PHILIPS LTD | DREAMSTATION | 2020-01-08 | 449
PHILIPS LTD | DREAMSTATION | 2020-01-08 | 449
PHILIPS LTD | DREAMSTATION | 2020-01-08 | 449
PHILIPS LTD | DREAMSTATION | 2020-01-08 | 449
PHILIPS LTD | DREAMSTATION | 2020-01-08 | 449
PHILIPS LTD | DREAMSTATION | 2020-01-08 | 449
PHILIPS LTD | DREAMSTATION | 2020-01-08 | 449
PHILIPS LTD | DREAMSTATION | 2020-01-08 | 449
PHILIPS LTD | DREAMSTATION | 2020-01-08 | 449
PHILIPS LTD | DREAMSTATION | 2020-01-08 | 449
PHILIPS LTD | DREAMSTATION | 2020-01-08 | 449
PHILIPS LTD | DREAMSTATION | 2020-01-08 | 449
PHILIPS LTD | DREAMSTATION | 2020-01-08 | 449
PHILIPS LTD | DREAMSTATION | 2020-01-08 | 449
PHILIPS LTD | DREAMSTATION | 2020-01-08 | 449
PHILIPS LTD | DREAMSTATION | 2020-01-08 | 449
PHILIPS LTD | DREAMSTATION | 2020-01-08 | 449
PHILIPS LTD | DREAMSTATION | 2020-01-08 | 449
PHILIPS LTD | DREAMSTATION | 2020-01-08 | 449
PHILIPS LTD | DREAMSTATION | 2020-01-08 | 449
PHILIPS LTD | DREAMSTATION | 2020-01-08 | 449
PHILIPS LTD | DREAMSTATION | 2020-01-08 | 449
PHILIPS LTD | DREAMSTATION | 2020-01-08 | 449
PHILIPS LTD | DREAMSTATION | 2020-01-08 | 449
PHILIPS LTD | DREAMSTATION | 2020-01-08 | 449
PHILIPS LTD | DREAMSTATION | 2020-01-08 | 449
PHILIPS LTD | DREAMSTATION | 2020-01-08 | 449
PHILIPS LTD | DREAMSTATION | 2020-01-08 | 449
PHILIPS LTD | DREAMSTATION | 2020-01-08 | 449
PHILIPS LTD | DREAMSTATION | 2020-01-08 | 449
PHILIPS LTD | DREAMSTATION | 2020-01-08 | 449
PHILIPS LTD | DREAMSTATION | 2020-01-08 | 449
PHILIPS LTD | DREAMSTATION | 2020-01-08 | 449
PHILIPS LTD | DREAMSTATION | 2020-01-08 | 449
PHILIPS LTD | DREAMSTATION | 2020-01-08 | 449
PHILIPS LTD | DREAMSTATION | 2020-01-08 | 449
PHILIPS LTD | DREAMSTATION | 2020-01-08 | 449
PHILIPS LTD | DREAMSTATION | 2020-01-08 | 449
PHILIPS LTD | DREAMSTATION | 2020-01-08 | 449
PHILIPS LTD | DREAMSTATION | 2020-01-08 | 449
PHILIPS LTD | DREAMSTATION | 2020-01-08 | 449
PHILIPS LTD | DREAMSTATION | 2020-01-08 | 449
PHILIPS LTD | DREAMSTATION | 2020-01-08 | 449
PHILIPS LTD | DREAMSTATION | 2020-01-08 | 449
RESPIRONICS | COUGH ASSIST E70 | 2020-01-08 | 3300
PHILIPS LTD | DREAMSTATION | 2019-12-27 | 449
PHILIPS LTD | DREAMSTATION | 2019-12-27 | 449
PHILIPS LTD | DREAMSTATION | 2019-12-27 | 449
PHILIPS LTD | DREAMSTATION | 2019-12-27 | 449
PHILIPS LTD | DREAMSTATION | 2019-12-27 | 449
PHILIPS LTD | DREAMSTATION | 2019-12-27 | 449
PHILIPS LTD | DREAMSTATION | 2019-12-27 | 449
PHILIPS LTD | DREAMSTATION | 2019-12-27 | 449
PHILIPS LTD | DREAMSTATION | 2019-12-27 | 449
PHILIPS LTD | DREAMSTATION | 2019-12-27 | 449
PHILIPS LTD | DREAMSTATION | 2019-12-27 | 449
PHILIPS LTD | DREAMSTATION | 2019-12-27 | 449
PHILIPS LTD | DREAMSTATION | 2019-12-27 | 449
PHILIPS LTD | DREAMSTATION | 2019-12-27 | 449
PHILIPS LTD | DREAMSTATION | 2019-12-27 | 449
PHILIPS LTD | DREAMSTATION | 2019-12-27 | 449
PHILIPS LTD | DREAMSTATION | 2019-12-27 | 449
PHILIPS LTD | DREAMSTATION | 2019-12-27 | 449
PHILIPS LTD | DREAMSTATION | 2019-12-27 | 449
PHILIPS LTD | DREAMSTATION | 2019-12-27 | 449
PHILIPS LTD | DREAMSTATION | 2019-12-27 | 449
PHILIPS LTD | DREAMSTATION | 2019-12-27 | 449
PHILIPS LTD | DREAMSTATION | 2019-12-27 | 449
PHILIPS LTD | DREAMSTATION | 2019-12-27 | 449
PHILIPS LTD | DREAMSTATION | 2019-12-27 | 449
PHILIPS LTD | DREAMSTATION | 2019-12-27 | 449
PHILIPS LTD | DREAMSTATION | 2019-12-27 | 449
PHILIPS LTD | DREAMSTATION | 2019-12-27 | 449
PHILIPS LTD | DREAMSTATION | 2019-12-27 | 449
PHILIPS LTD | DREAMSTATION | 2019-12-27 | 449
PHILIPS LTD | DREAMSTATION | 2019-12-27 | 449
PHILIPS LTD | DREAMSTATION | 2019-12-27 | 449
PHILIPS LTD | DREAMSTATION | 2019-12-27 | 449
PHILIPS LTD | DREAMSTATION | 2019-12-27 | 449
PHILIPS LTD | DREAMSTATION | 2019-12-27 | 449
PHILIPS LTD | DREAMSTATION | 2019-12-27 | 449
PHILIPS LTD | DREAMSTATION | 2019-12-27 | 449
PHILIPS LTD | DREAMSTATION | 2019-12-27 | 449
PHILIPS LTD | DREAMSTATION | 2019-12-27 | 449
PHILIPS LTD | DREAMSTATION | 2019-12-27 | 449
PHILIPS LTD | DREAMSTATION | 2019-12-27 | 449
PHILIPS LTD | DREAMSTATION | 2019-12-27 | 449
PHILIPS LTD | DREAMSTATION | 2019-12-27 | 449
PHILIPS LTD | DREAMSTATION | 2019-12-27 | 449
PHILIPS LTD | DREAMSTATION | 2019-12-27 | 449
PHILIPS LTD | DREAMSTATION | 2019-12-27 | 449
PHILIPS LTD | DREAMSTATION | 2019-12-27 | 449
PHILIPS LTD | DREAMSTATION | 2019-12-27 | 449
PHILIPS LTD | DREAMSTATION | 2019-12-27 | 449
PHILIPS LTD | DREAMSTATION | 2019-12-27 | 449
PHILIPS LTD | DREAMSTATION | 2019-12-27 | 449
PHILIPS LTD | DREAMSTATION | 2019-12-27 | 449
PHILIPS LTD | DREAMSTATION | 2019-12-27 | 449
PHILIPS LTD | DREAMSTATION | 2019-12-27 | 449
PHILIPS LTD | DREAMSTATION | 2019-12-27 | 449
PHILIPS LTD | DREAMSTATION | 2019-12-27 | 449
PHILIPS LTD | DREAMSTATION | 2019-12-27 | 449
PHILIPS LTD | DREAMSTATION | 2019-12-27 | 449
PHILIPS LTD | DREAMSTATION | 2019-12-27 | 449
PHILIPS LTD | DREAMSTATION | 2019-12-27 | 449
PHILIPS LTD | DREAMSTATION | 2019-12-27 | 449
PHILIPS LTD | DREAMSTATION | 2019-12-27 | 449
PHILIPS LTD | DREAMSTATION | 2019-12-27 | 449
PHILIPS LTD | DREAMSTATION | 2019-12-27 | 449
PHILIPS LTD | DREAMSTATION | 2019-12-27 | 449
PHILIPS LTD | DREAMSTATION | 2019-12-27 | 449
PHILIPS LTD | DREAMSTATION | 2019-12-27 | 449
PHILIPS LTD | DREAMSTATION | 2019-12-27 | 449
PHILIPS LTD | DREAMSTATION | 2019-12-27 | 449
PHILIPS LTD | DREAMSTATION | 2019-12-27 | 449
PHILIPS LTD | DREAMSTATION | 2019-12-27 | 449
PHILIPS LTD | DREAMSTATION | 2019-12-27 | 449
PHILIPS LTD | DREAMSTATION | 2019-12-27 | 449
PHILIPS LTD | DREAMSTATION | 2019-12-27 | 449
PHILIPS LTD | DREAMSTATION | 2019-12-27 | 449
PHILIPS LTD | DREAMSTATION | 2019-12-27 | 449
PHILIPS LTD | DREAMSTATION | 2019-12-27 | 449
PHILIPS LTD | DREAMSTATION | 2019-12-27 | 449
PHILIPS LTD | DREAMSTATION | 2019-12-27 | 449
PHILIPS LTD | DREAMSTATION | 2019-12-27 | 449
PHILIPS LTD | DREAMSTATION | 2019-12-27 | 449
PHILIPS LTD | DREAMSTATION | 2019-12-27 | 449
PHILIPS LTD | DREAMSTATION | 2019-12-27 | 449
PHILIPS LTD | DREAMSTATION | 2019-12-27 | 449
PHILIPS LTD | DREAMSTATION | 2019-12-27 | 449
PHILIPS LTD | DREAMSTATION | 2019-12-27 | 449
PHILIPS LTD | DREAMSTATION | 2019-12-27 | 449
PHILIPS LTD | DREAMSTATION | 2019-12-27 | 449
PHILIPS LTD | DREAMSTATION | 2019-12-27 | 449
PHILIPS LTD | DREAMSTATION | 2019-12-27 | 449
PHILIPS LTD | DREAMSTATION | 2019-12-27 | 449
PHILIPS LTD | DREAMSTATION | 2019-12-27 | 449
PHILIPS LTD | DREAMSTATION | 2019-12-27 | 449
PHILIPS LTD | DREAMSTATION | 2019-12-27 | 449
PHILIPS LTD | DREAMSTATION | 2019-12-27 | 449
PHILIPS LTD | DREAMSTATION | 2019-12-27 | 449
PHILIPS LTD | DREAMSTATION | 2019-12-27 | 449
PHILIPS LTD | DREAMSTATION | 2019-12-27 | 449
PHILIPS LTD | DREAMSTATION | 2019-12-27 | 449
RESPIRONICS | A40 | 2019-12-27 | 2427.5
BREAS MEDICAL | NIPPY CLEARWAY | 2019-12-13 | 4500
PHILIPS LTD | DREAMSTATION | 2019-12-04 | 449
PHILIPS LTD | DREAMSTATION | 2019-12-04 | 449
PHILIPS LTD | DREAMSTATION | 2019-12-04 | 449
PHILIPS LTD | DREAMSTATION | 2019-12-04 | 449
PHILIPS LTD | DREAMSTATION | 2019-12-04 | 449
PHILIPS LTD | DREAMSTATION | 2019-12-04 | 449
PHILIPS LTD | DREAMSTATION | 2019-12-04 | 449
PHILIPS LTD | DREAMSTATION | 2019-12-04 | 449
PHILIPS LTD | DREAMSTATION | 2019-12-04 | 449
PHILIPS LTD | DREAMSTATION | 2019-12-04 | 449
PHILIPS LTD | DREAMSTATION | 2019-12-04 | 449
PHILIPS LTD | DREAMSTATION | 2019-12-04 | 449
PHILIPS LTD | DREAMSTATION | 2019-12-04 | 449
PHILIPS LTD | DREAMSTATION | 2019-12-04 | 449
PHILIPS LTD | DREAMSTATION | 2019-12-04 | 449
PHILIPS LTD | DREAMSTATION | 2019-12-04 | 449
PHILIPS LTD | DREAMSTATION | 2019-12-04 | 449
PHILIPS LTD | DREAMSTATION | 2019-12-04 | 449
PHILIPS LTD | DREAMSTATION | 2019-12-04 | 449
PHILIPS LTD | DREAMSTATION | 2019-12-04 | 449
PHILIPS LTD | DREAMSTATION | 2019-12-04 | 449
PHILIPS LTD | DREAMSTATION | 2019-12-04 | 449
PHILIPS LTD | DREAMSTATION | 2019-12-04 | 449
PHILIPS LTD | DREAMSTATION | 2019-12-04 | 449
PHILIPS LTD | DREAMSTATION | 2019-12-04 | 449
RESMED LTD | ASTRAL | 2019-12-04 | 6000
PHILIPS LTD | DREAMSTATION | 2019-12-04 | 449
PHILIPS LTD | DREAMSTATION | 2019-12-04 | 449
PHILIPS LTD | DREAMSTATION | 2019-12-04 | 449
PHILIPS LTD | DREAMSTATION | 2019-12-04 | 449
PHILIPS LTD | DREAMSTATION | 2019-12-04 | 449
PHILIPS LTD | DREAMSTATION | 2019-12-04 | 449
PHILIPS LTD | DREAMSTATION | 2019-12-04 | 449
PHILIPS LTD | DREAMSTATION | 2019-12-04 | 449
PHILIPS LTD | DREAMSTATION | 2019-12-04 | 449
PHILIPS LTD | DREAMSTATION | 2019-12-04 | 449
PHILIPS LTD | DREAMSTATION | 2019-12-04 | 449
PHILIPS LTD | DREAMSTATION | 2019-12-04 | 449
PHILIPS LTD | DREAMSTATION | 2019-12-04 | 449
PHILIPS LTD | DREAMSTATION | 2019-12-04 | 449
PHILIPS LTD | DREAMSTATION | 2019-12-04 | 449
PHILIPS LTD | DREAMSTATION | 2019-12-04 | 449
PHILIPS LTD | DREAMSTATION | 2019-12-04 | 449
PHILIPS LTD | DREAMSTATION | 2019-12-04 | 449
PHILIPS LTD | DREAMSTATION | 2019-12-04 | 449
PHILIPS LTD | DREAMSTATION | 2019-12-04 | 449
PHILIPS LTD | DREAMSTATION | 2019-12-04 | 449
PHILIPS LTD | DREAMSTATION | 2019-12-04 | 449
PHILIPS LTD | DREAMSTATION | 2019-12-04 | 449
PHILIPS LTD | DREAMSTATION | 2019-12-04 | 449
PHILIPS LTD | DREAMSTATION | 2019-12-04 | 449
PHILIPS LTD | DREAMSTATION | 2019-12-04 | 449
PHILIPS LTD | DREAMSTATION | 2019-12-04 | 449
PHILIPS LTD | DREAMSTATION | 2019-12-04 | 449
PHILIPS LTD | DREAMSTATION | 2019-12-04 | 449
PHILIPS LTD | DREAMSTATION | 2019-12-04 | 449
PHILIPS LTD | DREAMSTATION | 2019-12-04 | 449
PHILIPS LTD | DREAMSTATION | 2019-12-04 | 449
PHILIPS LTD | DREAMSTATION | 2019-12-04 | 449
PHILIPS LTD | DREAMSTATION | 2019-12-04 | 449
PHILIPS LTD | DREAMSTATION | 2019-12-04 | 449
PHILIPS LTD | DREAMSTATION | 2019-12-04 | 449
PHILIPS LTD | DREAMSTATION | 2019-12-04 | 449
PHILIPS LTD | DREAMSTATION | 2019-12-04 | 449
PHILIPS LTD | DREAMSTATION | 2019-12-04 | 449
PHILIPS LTD | DREAMSTATION | 2019-12-04 | 449
PHILIPS LTD | DREAMSTATION | 2019-12-04 | 449
PHILIPS LTD | DREAMSTATION | 2019-12-04 | 449
PHILIPS LTD | DREAMSTATION | 2019-12-04 | 449
PHILIPS LTD | DREAMSTATION | 2019-12-04 | 449
PHILIPS LTD | DREAMSTATION | 2019-12-04 | 449
PHILIPS LTD | DREAMSTATION | 2019-12-04 | 449
PHILIPS LTD | DREAMSTATION | 2019-12-04 | 449
PHILIPS LTD | DREAMSTATION | 2019-12-04 | 449
PHILIPS LTD | DREAMSTATION | 2019-12-04 | 449
PHILIPS LTD | DREAMSTATION | 2019-12-04 | 449
RESPIRONICS | A40 | 2019-12-04 | 2427.5
RESPIRONICS | A40 | 2019-12-04 | 2427.5
RESPIRONICS | A40 | 2019-12-04 | 2427.5
RESPIRONICS | A40 | 2019-12-04 | 2427.5
RESPIRONICS | A40 | 2019-12-04 | 2427.5
RESPIRONICS | A40 | 2019-12-04 | 2427.5
RESPIRONICS | A40 | 2019-12-04 | 2427.5
RESPIRONICS | A40 | 2019-12-04 | 2427.5
RESPIRONICS | A40 | 2019-12-04 | 2427.5
PHILIPS LTD | DREAMSTATION | 2019-12-04 | 449
PHILIPS LTD | DREAMSTATION | 2019-12-04 | 449
PHILIPS LTD | DREAMSTATION | 2019-12-04 | 449
PHILIPS LTD | DREAMSTATION | 2019-12-04 | 449
PHILIPS LTD | DREAMSTATION | 2019-12-04 | 449
PHILIPS LTD | DREAMSTATION | 2019-12-04 | 449
PHILIPS LTD | DREAMSTATION | 2019-12-04 | 449
PHILIPS LTD | DREAMSTATION | 2019-12-04 | 449
PHILIPS LTD | DREAMSTATION | 2019-12-04 | 449
PHILIPS LTD | DREAMSTATION | 2019-12-04 | 449
PHILIPS LTD | DREAMSTATION | 2019-12-04 | 449
PHILIPS LTD | DREAMSTATION | 2019-12-04 | 449
RESPIRONICS | A40 | 2019-12-02 | 2427.5
RESPIRONICS | A40 | 2019-12-02 | 2427.5
RESPIRONICS | A40 | 2019-12-02 | 2427.5
RESPIRONICS | A40 | 2019-12-02 | 2427.5
RESPIRONICS | A40 | 2019-12-02 | 2427.5
RESPIRONICS | A40 | 2019-12-02 | 2427.5
RESPIRONICS | A40 | 2019-12-02 | 2427.5
INSPIRED MEDICAL | VHB10A | 2019-12-02 | 100
INSPIRED MEDICAL | VHB10A | 2019-12-02 | 100
INSPIRED MEDICAL | VHB10A | 2019-12-02 | 100
PHILIPS LTD | DREAMSTATION | 2019-12-02 | 449
PHILIPS LTD | DREAMSTATION | 2019-12-02 | 449
PHILIPS LTD | DREAMSTATION | 2019-12-02 | 449
PHILIPS LTD | DREAMSTATION | 2019-12-02 | 449
PHILIPS LTD | DREAMSTATION | 2019-12-02 | 449
PHILIPS LTD | DREAMSTATION | 2019-12-02 | 449
PHILIPS LTD | DREAMSTATION | 2019-12-02 | 449
PHILIPS LTD | DREAMSTATION | 2019-12-02 | 449
PHILIPS LTD | DREAMSTATION | 2019-12-02 | 449
PHILIPS LTD | DREAMSTATION | 2019-12-02 | 449
PHILIPS LTD | DREAMSTATION | 2019-12-02 | 449
PHILIPS LTD | DREAMSTATION | 2019-12-02 | 449
PHILIPS LTD | DREAMSTATION | 2019-12-02 | 449
PHILIPS LTD | DREAMSTATION | 2019-12-02 | 449
PHILIPS LTD | DREAMSTATION | 2019-12-02 | 449
PHILIPS LTD | DREAMSTATION | 2019-12-02 | 449
PHILIPS LTD | DREAMSTATION | 2019-12-02 | 449
PHILIPS LTD | DREAMSTATION | 2019-12-02 | 449
PHILIPS LTD | DREAMSTATION | 2019-12-02 | 449
PHILIPS LTD | DREAMSTATION | 2019-12-02 | 449
PHILIPS LTD | DREAMSTATION | 2019-12-02 | 449
PHILIPS LTD | DREAMSTATION | 2019-12-02 | 449
PHILIPS LTD | DREAMSTATION | 2019-12-02 | 449
PHILIPS LTD | DREAMSTATION | 2019-12-02 | 449
PHILIPS LTD | DREAMSTATION | 2019-12-02 | 449
PHILIPS LTD | DREAMSTATION | 2019-12-02 | 449
PHILIPS LTD | DREAMSTATION | 2019-12-02 | 449
PHILIPS LTD | DREAMSTATION | 2019-12-02 | 449
PHILIPS LTD | DREAMSTATION | 2019-12-02 | 449
PHILIPS LTD | DREAMSTATION | 2019-12-02 | 449
PHILIPS LTD | DREAMSTATION | 2019-12-02 | 449
PHILIPS LTD | DREAMSTATION | 2019-12-02 | 449
PHILIPS LTD | DREAMSTATION | 2019-12-02 | 449
PHILIPS LTD | DREAMSTATION | 2019-12-02 | 449
PHILIPS LTD | DREAMSTATION | 2019-12-02 | 449
PHILIPS LTD | DREAMSTATION | 2019-12-02 | 449
PHILIPS LTD | DREAMSTATION | 2019-12-02 | 449
PHILIPS LTD | DREAMSTATION | 2019-12-02 | 449
PHILIPS LTD | DREAMSTATION | 2019-12-02 | 449
PHILIPS LTD | DREAMSTATION | 2019-12-02 | 449
PHILIPS LTD | DREAMSTATION | 2019-12-02 | 449
PHILIPS LTD | DREAMSTATION | 2019-12-02 | 449
PHILIPS LTD | DREAMSTATION | 2019-12-02 | 449
PHILIPS LTD | DREAMSTATION | 2019-12-02 | 449
PHILIPS LTD | DREAMSTATION | 2019-12-02 | 449
PHILIPS LTD | DREAMSTATION | 2019-12-02 | 449
PHILIPS LTD | DREAMSTATION | 2019-12-02 | 449
PHILIPS LTD | DREAMSTATION | 2019-12-02 | 449
PHILIPS LTD | DREAMSTATION | 2019-12-02 | 449
PHILIPS LTD | DREAMSTATION | 2019-12-02 | 449
PHILIPS LTD | DREAMSTATION | 2019-12-02 | 449
PHILIPS LTD | DREAMSTATION | 2019-12-02 | 449
PHILIPS LTD | DREAMSTATION | 2019-12-02 | 449
PHILIPS LTD | DREAMSTATION | 2019-12-02 | 449
PHILIPS LTD | DREAMSTATION | 2019-12-02 | 449
PHILIPS LTD | DREAMSTATION | 2019-12-02 | 449
PHILIPS LTD | DREAMSTATION | 2019-12-02 | 449
PHILIPS LTD | DREAMSTATION | 2019-12-02 | 449
PHILIPS LTD | DREAMSTATION | 2019-12-02 | 449
PHILIPS LTD | DREAMSTATION | 2019-12-02 | 449
PHILIPS LTD | DREAMSTATION | 2019-12-02 | 449
PHILIPS LTD | DREAMSTATION | 2019-12-02 | 449
PHILIPS LTD | DREAMSTATION | 2019-12-02 | 449
PHILIPS LTD | DREAMSTATION | 2019-12-02 | 449
PHILIPS LTD | DREAMSTATION | 2019-12-02 | 449
PHILIPS LTD | DREAMSTATION | 2019-12-02 | 449
PHILIPS LTD | DREAMSTATION | 2019-12-02 | 449
PHILIPS LTD | DREAMSTATION | 2019-12-02 | 449
PHILIPS LTD | DREAMSTATION | 2019-12-02 | 449
PHILIPS LTD | DREAMSTATION | 2019-12-02 | 449
PHILIPS LTD | DREAMSTATION | 2019-12-02 | 449
PHILIPS LTD | DREAMSTATION | 2019-12-02 | 449
PHILIPS LTD | DREAMSTATION | 2019-12-02 | 449
PHILIPS LTD | DREAMSTATION | 2019-12-02 | 449
PHILIPS LTD | DREAMSTATION | 2019-12-02 | 449
PHILIPS LTD | DREAMSTATION | 2019-12-02 | 449
PHILIPS LTD | DREAMSTATION | 2019-11-29 | 449
PHILIPS LTD | DREAMSTATION | 2019-11-27 | 449
PHILIPS LTD | DREAMSTATION | 2019-11-27 | 449
PHILIPS LTD | DREAMSTATION | 2019-11-27 | 449
PHILIPS LTD | DREAMSTATION | 2019-11-27 | 449
PHILIPS LTD | DREAMSTATION | 2019-11-27 | 449
PHILIPS LTD | DREAMSTATION | 2019-11-27 | 449
PHILIPS LTD | DREAMSTATION | 2019-11-27 | 449
PHILIPS LTD | DREAMSTATION | 2019-11-27 | 449
PHILIPS LTD | DREAMSTATION | 2019-11-27 | 449
PHILIPS LTD | DREAMSTATION | 2019-11-27 | 449
PHILIPS LTD | DREAMSTATION | 2019-11-27 | 449
PHILIPS LTD | DREAMSTATION | 2019-11-27 | 449
PHILIPS LTD | DREAMSTATION | 2019-11-27 | 449
PHILIPS LTD | DREAMSTATION | 2019-11-27 | 449
PHILIPS LTD | DREAMSTATION | 2019-11-27 | 449
PHILIPS LTD | DREAMSTATION | 2019-11-27 | 449
PHILIPS LTD | DREAMSTATION | 2019-11-27 | 449
PHILIPS LTD | DREAMSTATION | 2019-11-27 | 449
PHILIPS LTD | DREAMSTATION | 2019-11-27 | 449
PHILIPS LTD | DREAMSTATION | 2019-11-27 | 449
PHILIPS LTD | DREAMSTATION | 2019-11-27 | 449
PHILIPS LTD | DREAMSTATION | 2019-11-27 | 449
PHILIPS LTD | DREAMSTATION | 2019-11-27 | 449
PHILIPS LTD | DREAMSTATION | 2019-11-27 | 449
PHILIPS LTD | DREAMSTATION | 2019-11-27 | 449
PHILIPS LTD | DREAMSTATION | 2019-11-27 | 449
PHILIPS LTD | DREAMSTATION | 2019-11-27 | 449
PHILIPS LTD | DREAMSTATION | 2019-11-27 | 449
PHILIPS LTD | DREAMSTATION | 2019-11-27 | 449
PHILIPS LTD | DREAMSTATION | 2019-11-27 | 449
PHILIPS LTD | DREAMSTATION | 2019-11-27 | 449
PHILIPS LTD | DREAMSTATION | 2019-11-27 | 449
PHILIPS LTD | DREAMSTATION | 2019-11-27 | 449
PHILIPS LTD | DREAMSTATION | 2019-11-27 | 449
PHILIPS LTD | DREAMSTATION | 2019-11-27 | 449
PHILIPS LTD | DREAMSTATION | 2019-11-27 | 449
PHILIPS LTD | DREAMSTATION | 2019-11-27 | 449
PHILIPS LTD | DREAMSTATION | 2019-11-27 | 449
PHILIPS LTD | DREAMSTATION | 2019-11-27 | 449
PHILIPS LTD | DREAMSTATION | 2019-11-27 | 449
PHILIPS LTD | DREAMSTATION | 2019-11-27 | 449
PHILIPS LTD | DREAMSTATION | 2019-11-27 | 449
PHILIPS LTD | DREAMSTATION | 2019-11-27 | 449
PHILIPS LTD | DREAMSTATION | 2019-11-27 | 449
PHILIPS LTD | DREAMSTATION | 2019-11-27 | 449
PHILIPS LTD | DREAMSTATION | 2019-11-27 | 449
PHILIPS LTD | DREAMSTATION | 2019-11-27 | 449
PHILIPS LTD | DREAMSTATION | 2019-11-27 | 449
PHILIPS LTD | DREAMSTATION | 2019-11-27 | 449
PHILIPS LTD | DREAMSTATION | 2019-11-27 | 449
PHILIPS LTD | DREAMSTATION | 2019-11-27 | 449
PHILIPS LTD | DREAMSTATION | 2019-11-27 | 449
PHILIPS LTD | DREAMSTATION | 2019-11-27 | 449
PHILIPS LTD | DREAMSTATION | 2019-11-27 | 449
PHILIPS LTD | DREAMSTATION | 2019-11-27 | 449
PHILIPS LTD | DREAMSTATION | 2019-11-27 | 449
PHILIPS LTD | DREAMSTATION | 2019-11-27 | 449
PHILIPS LTD | DREAMSTATION | 2019-11-27 | 449
PHILIPS LTD | DREAMSTATION | 2019-11-27 | 449
PHILIPS LTD | DREAMSTATION | 2019-11-27 | 449
PHILIPS LTD | DREAMSTATION | 2019-11-27 | 449
PHILIPS LTD | DREAMSTATION | 2019-11-27 | 449
PHILIPS LTD | DREAMSTATION | 2019-11-27 | 449
PHILIPS LTD | DREAMSTATION | 2019-11-27 | 449
PHILIPS LTD | DREAMSTATION | 2019-11-27 | 449
PHILIPS LTD | DREAMSTATION | 2019-11-27 | 449
PHILIPS LTD | DREAMSTATION | 2019-11-27 | 449
PHILIPS LTD | DREAMSTATION | 2019-11-27 | 449
PHILIPS LTD | DREAMSTATION | 2019-11-27 | 449
PHILIPS LTD | DREAMSTATION | 2019-11-27 | 449
PHILIPS LTD | DREAMSTATION | 2019-11-27 | 449
PHILIPS LTD | DREAMSTATION | 2019-11-27 | 449
PHILIPS LTD | DREAMSTATION | 2019-11-27 | 449
PHILIPS LTD | DREAMSTATION | 2019-11-27 | 449
PHILIPS LTD | DREAMSTATION | 2019-11-27 | 449
PHILIPS LTD | DREAMSTATION | 2019-11-27 | 449
PHILIPS LTD | DREAMSTATION | 2019-11-27 | 449
PHILIPS LTD | DREAMSTATION | 2019-11-27 | 449
PHILIPS LTD | DREAMSTATION | 2019-11-27 | 449
PHILIPS LTD | DREAMSTATION | 2019-11-27 | 449
PHILIPS LTD | DREAMSTATION | 2019-11-27 | 449
PHILIPS LTD | DREAMSTATION | 2019-11-27 | 449
PHILIPS LTD | DREAMSTATION | 2019-11-27 | 449
PHILIPS LTD | DREAMSTATION | 2019-11-27 | 449
PHILIPS LTD | DREAMSTATION | 2019-11-27 | 449
PHILIPS LTD | DREAMSTATION | 2019-11-27 | 449
PHILIPS LTD | DREAMSTATION | 2019-11-27 | 449
PHILIPS LTD | DREAMSTATION | 2019-11-27 | 449
PHILIPS LTD | DREAMSTATION | 2019-11-27 | 449
PHILIPS LTD | DREAMSTATION | 2019-11-27 | 449
PHILIPS LTD | DREAMSTATION | 2019-11-27 | 449
PHILIPS LTD | DREAMSTATION | 2019-11-27 | 449
PHILIPS LTD | DREAMSTATION | 2019-11-27 | 449
PHILIPS LTD | DREAMSTATION | 2019-11-27 | 449
PHILIPS LTD | DREAMSTATION | 2019-11-27 | 449
PHILIPS LTD | DREAMSTATION | 2019-11-27 | 449
PHILIPS LTD | DREAMSTATION | 2019-11-27 | 449
PHILIPS LTD | DREAMSTATION | 2019-11-27 | 449
PHILIPS LTD | DREAMSTATION | 2019-11-27 | 449
PHILIPS LTD | DREAMSTATION | 2019-11-27 | 449
PHILIPS LTD | DREAMSTATION | 2019-11-27 | 449
PHILIPS LTD | DREAMSTATION | 2019-11-27 | 449
PHILIPS LTD | DREAMSTATION | 2019-11-27 | 449
RESPIRONICS | M SERIES HUMIDIFIER | 2019-11-27 | 449
RESPIRONICS | M SERIES HUMIDIFIER | 2019-11-27 | 449
RESPIRONICS | A40 | 2019-11-27 | 2427.5
RESPIRONICS | A40 | 2019-11-27 | 2427.5
RESPIRONICS | A40 | 2019-11-27 | 2427.5
PHILIPS LTD | DREAMSTATION | 2019-11-27 | 449
RESPIRONICS | A40 | 2019-11-27 | 2427.5
RESPIRONICS | A40 | 2019-11-27 | 2427.5
RESPIRONICS | A40 | 2019-11-27 | 2427.5
RESPIRONICS | A40 | 2019-11-27 | 2427.5
PHILIPS LTD | DREAMSTATION | 2019-11-27 | 449
PHILIPS LTD | DREAMSTATION | 2019-11-27 | 449
PHILIPS LTD | DREAMSTATION | 2019-11-27 | 449
PHILIPS LTD | DREAMSTATION | 2019-11-27 | 449
PHILIPS LTD | DREAMSTATION | 2019-11-27 | 449
PHILIPS LTD | DREAMSTATION | 2019-11-27 | 449
PHILIPS LTD | DREAMSTATION | 2019-11-27 | 449
PHILIPS LTD | DREAMSTATION | 2019-11-27 | 449
PHILIPS LTD | DREAMSTATION | 2019-11-27 | 449
PHILIPS LTD | DREAMSTATION | 2019-11-27 | 449
PHILIPS LTD | DREAMSTATION | 2019-11-27 | 449
PHILIPS LTD | DREAMSTATION | 2019-11-27 | 449
PHILIPS LTD | DREAMSTATION | 2019-11-27 | 449
PHILIPS LTD | DREAMSTATION | 2019-11-27 | 449
PHILIPS LTD | DREAMSTATION | 2019-11-27 | 449
PHILIPS LTD | DREAMSTATION | 2019-11-27 | 449
PHILIPS LTD | DREAMSTATION | 2019-11-27 | 449
PHILIPS LTD | DREAMSTATION | 2019-11-27 | 449
PHILIPS LTD | DREAMSTATION | 2019-11-27 | 449
PHILIPS LTD | DREAMSTATION | 2019-11-27 | 449
PHILIPS LTD | DREAMSTATION | 2019-11-27 | 449
PHILIPS LTD | DREAMSTATION | 2019-11-27 | 449
PHILIPS LTD | DREAMSTATION | 2019-11-27 | 449
PHILIPS LTD | DREAMSTATION | 2019-11-27 | 449
PHILIPS LTD | DREAMSTATION | 2019-11-27 | 449
PHILIPS LTD | DREAMSTATION | 2019-11-27 | 449
PHILIPS LTD | DREAMSTATION | 2019-11-27 | 449
PHILIPS LTD | DREAMSTATION | 2019-11-27 | 449
PHILIPS LTD | DREAMSTATION | 2019-11-27 | 449
PHILIPS LTD | DREAMSTATION | 2019-11-27 | 449
PHILIPS LTD | DREAMSTATION | 2019-11-27 | 449
PHILIPS LTD | DREAMSTATION | 2019-11-27 | 449
PHILIPS LTD | DREAMSTATION | 2019-11-27 | 449
PHILIPS LTD | DREAMSTATION | 2019-11-27 | 449
PHILIPS LTD | DREAMSTATION | 2019-11-27 | 449
PHILIPS LTD | DREAMSTATION | 2019-11-27 | 449
PHILIPS LTD | DREAMSTATION | 2019-11-27 | 449
PHILIPS LTD | DREAMSTATION | 2019-11-27 | 449
PHILIPS LTD | DREAMSTATION | 2019-11-27 | 449
PHILIPS LTD | DREAMSTATION | 2019-11-27 | 449
PHILIPS LTD | DREAMSTATION | 2019-11-27 | 449
PHILIPS LTD | DREAMSTATION | 2019-11-27 | 449
PHILIPS LTD | DREAMSTATION | 2019-11-27 | 449
PHILIPS LTD | DREAMSTATION | 2019-11-27 | 449
PHILIPS LTD | DREAMSTATION | 2019-11-27 | 449
PHILIPS LTD | DREAMSTATION | 2019-11-27 | 449
PHILIPS LTD | DREAMSTATION | 2019-11-27 | 449
PHILIPS LTD | DREAMSTATION | 2019-11-27 | 449
PHILIPS LTD | DREAMSTATION | 2019-11-27 | 449
PHILIPS LTD | DREAMSTATION | 2019-11-27 | 449
PHILIPS LTD | DREAMSTATION | 2019-11-27 | 449
PHILIPS LTD | DREAMSTATION | 2019-11-27 | 449
PHILIPS LTD | DREAMSTATION | 2019-11-27 | 449
PHILIPS LTD | DREAMSTATION | 2019-11-27 | 449
PHILIPS LTD | DREAMSTATION | 2019-11-27 | 449
PHILIPS LTD | DREAMSTATION | 2019-11-27 | 449
PHILIPS LTD | DREAMSTATION | 2019-11-27 | 449
PHILIPS LTD | DREAMSTATION | 2019-11-27 | 449
PHILIPS LTD | DREAMSTATION | 2019-11-27 | 449
PHILIPS LTD | DREAMSTATION | 2019-11-27 | 449
PHILIPS LTD | DREAMSTATION | 2019-11-27 | 449
PHILIPS LTD | DREAMSTATION | 2019-11-27 | 449
PHILIPS LTD | DREAMSTATION | 2019-11-27 | 449
PHILIPS LTD | DREAMSTATION | 2019-11-27 | 449
PHILIPS LTD | DREAMSTATION | 2019-11-27 | 449
PHILIPS LTD | DREAMSTATION | 2019-11-27 | 449
PHILIPS LTD | DREAMSTATION | 2019-11-27 | 449
PHILIPS LTD | DREAMSTATION | 2019-11-27 | 449
PHILIPS LTD | DREAMSTATION | 2019-11-27 | 449
PHILIPS LTD | DREAMSTATION | 2019-11-27 | 449
PHILIPS LTD | DREAMSTATION | 2019-11-27 | 449
PHILIPS LTD | DREAMSTATION | 2019-11-27 | 449
PHILIPS LTD | DREAMSTATION | 2019-11-27 | 449
PHILIPS LTD | DREAMSTATION | 2019-11-27 | 449
PHILIPS LTD | DREAMSTATION | 2019-11-27 | 449
PHILIPS LTD | DREAMSTATION | 2019-11-27 | 449
PHILIPS LTD | DREAMSTATION | 2019-11-27 | 449
PHILIPS LTD | DREAMSTATION | 2019-11-27 | 449
PHILIPS LTD | DREAMSTATION | 2019-11-27 | 449
PHILIPS LTD | DREAMSTATION | 2019-11-27 | 449
PHILIPS LTD | DREAMSTATION | 2019-11-27 | 449
PHILIPS LTD | DREAMSTATION | 2019-11-27 | 449
PHILIPS LTD | DREAMSTATION | 2019-11-27 | 449
PHILIPS LTD | DREAMSTATION | 2019-11-27 | 449
PHILIPS LTD | DREAMSTATION | 2019-11-27 | 449
PHILIPS LTD | DREAMSTATION | 2019-11-27 | 449
RESPIRONICS | M SERIES HUMIDIFIER | 2019-11-18 | 150
PHILIPS LTD | DREAMSTATION | 2019-11-18 | 449
PHILIPS LTD | DREAMSTATION | 2019-11-18 | 449
PHILIPS LTD | DREAMSTATION | 2019-11-18 | 449
PHILIPS LTD | DREAMSTATION | 2019-11-18 | 449
PHILIPS LTD | DREAMSTATION | 2019-11-18 | 449
PHILIPS LTD | DREAMSTATION | 2019-11-18 | 449
PHILIPS LTD | DREAMSTATION | 2019-11-18 | 449
PHILIPS LTD | DREAMSTATION | 2019-11-18 | 449
PHILIPS LTD | DREAMSTATION | 2019-11-18 | 449
PHILIPS LTD | DREAMSTATION | 2019-11-18 | 449
PHILIPS LTD | DREAMSTATION | 2019-11-18 | 449
PHILIPS LTD | DREAMSTATION | 2019-11-18 | 449
PHILIPS LTD | DREAMSTATION | 2019-11-18 | 449
PHILIPS LTD | DREAMSTATION | 2019-11-18 | 449
PHILIPS LTD | DREAMSTATION | 2019-11-18 | 449
PHILIPS LTD | DREAMSTATION | 2019-11-18 | 449
PHILIPS LTD | DREAMSTATION | 2019-11-18 | 449
PHILIPS LTD | DREAMSTATION | 2019-11-18 | 449
PHILIPS LTD | DREAMSTATION | 2019-11-18 | 449
PHILIPS LTD | DREAMSTATION | 2019-11-18 | 449
PHILIPS LTD | DREAMSTATION | 2019-11-18 | 449
PHILIPS LTD | DREAMSTATION | 2019-11-18 | 449
PHILIPS LTD | DREAMSTATION | 2019-11-18 | 449
PHILIPS LTD | DREAMSTATION | 2019-11-18 | 449
PHILIPS LTD | DREAMSTATION | 2019-11-18 | 449
PHILIPS LTD | DREAMSTATION | 2019-11-18 | 449
PHILIPS LTD | DREAMSTATION | 2019-11-18 | 449
PHILIPS LTD | DREAMSTATION | 2019-11-18 | 449
PHILIPS LTD | DREAMSTATION | 2019-11-18 | 449
PHILIPS LTD | DREAMSTATION | 2019-11-18 | 449
PHILIPS LTD | DREAMSTATION | 2019-11-18 | 449
PHILIPS LTD | DREAMSTATION | 2019-11-18 | 449
PHILIPS LTD | DREAMSTATION | 2019-11-18 | 449
PHILIPS LTD | DREAMSTATION | 2019-11-18 | 449
PHILIPS LTD | DREAMSTATION | 2019-11-18 | 449
PHILIPS LTD | DREAMSTATION | 2019-11-18 | 449
PHILIPS LTD | DREAMSTATION | 2019-11-18 | 449
PHILIPS LTD | DREAMSTATION | 2019-11-18 | 449
PHILIPS LTD | DREAMSTATION | 2019-11-18 | 449
PHILIPS LTD | DREAMSTATION | 2019-11-18 | 449
PHILIPS LTD | DREAMSTATION | 2019-11-18 | 449
PHILIPS LTD | DREAMSTATION | 2019-11-18 | 449
PHILIPS LTD | DREAMSTATION | 2019-11-18 | 449
PHILIPS LTD | DREAMSTATION | 2019-11-18 | 449
RESMED LTD | ASTRAL | 2019-11-18 | 6000
RESMED LTD | ASTRAL | 2019-11-18 | 6000
PHILIPS LTD | DREAMSTATION | 2019-11-18 | 449
PHILIPS LTD | DREAMSTATION | 2019-11-18 | 449
PHILIPS LTD | DREAMSTATION | 2019-11-18 | 449
PHILIPS LTD | DREAMSTATION | 2019-11-18 | 449
PHILIPS LTD | DREAMSTATION | 2019-11-18 | 449
PHILIPS LTD | DREAMSTATION | 2019-11-18 | 449
PHILIPS LTD | DREAMSTATION | 2019-11-18 | 449
PHILIPS LTD | DREAMSTATION | 2019-11-18 | 449
PHILIPS LTD | DREAMSTATION | 2019-11-18 | 449
PHILIPS LTD | DREAMSTATION | 2019-11-18 | 449
PHILIPS LTD | DREAMSTATION | 2019-11-18 | 449
PHILIPS LTD | DREAMSTATION | 2019-11-18 | 449
PHILIPS LTD | DREAMSTATION | 2019-11-18 | 449
PHILIPS LTD | DREAMSTATION | 2019-11-18 | 449
PHILIPS LTD | DREAMSTATION | 2019-11-18 | 449
PHILIPS LTD | DREAMSTATION | 2019-11-18 | 449
PHILIPS LTD | DREAMSTATION | 2019-11-18 | 449
PHILIPS LTD | DREAMSTATION | 2019-11-18 | 449
PHILIPS LTD | DREAMSTATION | 2019-11-18 | 449
PHILIPS LTD | DREAMSTATION | 2019-11-18 | 449
PHILIPS LTD | DREAMSTATION | 2019-11-18 | 449
PHILIPS LTD | DREAMSTATION | 2019-11-18 | 449
PHILIPS LTD | DREAMSTATION | 2019-11-18 | 449
PHILIPS LTD | DREAMSTATION | 2019-11-18 | 449
PHILIPS LTD | DREAMSTATION | 2019-11-18 | 449
PHILIPS LTD | DREAMSTATION | 2019-11-18 | 449
PHILIPS LTD | DREAMSTATION | 2019-11-18 | 449
PHILIPS LTD | DREAMSTATION | 2019-11-18 | 449
PHILIPS LTD | DREAMSTATION | 2019-11-18 | 449
PHILIPS LTD | DREAMSTATION | 2019-11-18 | 449
PHILIPS LTD | DREAMSTATION | 2019-11-18 | 449
PHILIPS LTD | DREAMSTATION | 2019-11-18 | 449
PHILIPS LTD | DREAMSTATION | 2019-11-18 | 449
PHILIPS LTD | DREAMSTATION | 2019-11-18 | 449
PHILIPS LTD | DREAMSTATION | 2019-11-18 | 449
PHILIPS LTD | DREAMSTATION | 2019-11-18 | 449
PHILIPS LTD | DREAMSTATION | 2019-11-18 | 449
PHILIPS LTD | DREAMSTATION | 2019-11-18 | 449
PHILIPS LTD | DREAMSTATION | 2019-11-18 | 449
PHILIPS LTD | DREAMSTATION | 2019-11-18 | 449
PHILIPS LTD | DREAMSTATION | 2019-11-18 | 449
PHILIPS LTD | DREAMSTATION | 2019-11-18 | 449
PHILIPS LTD | DREAMSTATION | 2019-11-18 | 449
PHILIPS LTD | DREAMSTATION | 2019-11-18 | 449
PHILIPS LTD | DREAMSTATION | 2019-11-18 | 449
PHILIPS LTD | DREAMSTATION | 2019-11-18 | 449
PHILIPS LTD | DREAMSTATION | 2019-11-18 | 449
PHILIPS LTD | DREAMSTATION | 2019-11-18 | 449
PHILIPS LTD | DREAMSTATION | 2019-11-18 | 449
PHILIPS LTD | DREAMSTATION | 2019-11-18 | 449
PHILIPS LTD | DREAMSTATION | 2019-11-18 | 449
PHILIPS LTD | DREAMSTATION | 2019-11-18 | 449
PHILIPS LTD | DREAMSTATION | 2019-11-18 | 449
PHILIPS LTD | DREAMSTATION | 2019-11-07 | 449
PHILIPS LTD | DREAMSTATION | 2019-11-07 | 449
PHILIPS LTD | DREAMSTATION | 2019-11-07 | 449
PHILIPS LTD | DREAMSTATION | 2019-11-07 | 449
PHILIPS LTD | DREAMSTATION | 2019-11-07 | 449
PHILIPS LTD | DREAMSTATION | 2019-11-07 | 449
PHILIPS LTD | DREAMSTATION | 2019-11-07 | 449
PHILIPS LTD | DREAMSTATION | 2019-11-07 | 449
PHILIPS LTD | DREAMSTATION | 2019-11-07 | 449
PHILIPS LTD | DREAMSTATION | 2019-11-07 | 449
PHILIPS LTD | DREAMSTATION | 2019-11-07 | 449
PHILIPS LTD | DREAMSTATION | 2019-11-07 | 449
PHILIPS LTD | DREAMSTATION | 2019-11-07 | 449
PHILIPS LTD | DREAMSTATION | 2019-11-07 | 449
PHILIPS LTD | DREAMSTATION | 2019-11-07 | 449
PHILIPS LTD | DREAMSTATION | 2019-11-07 | 449
PHILIPS LTD | DREAMSTATION | 2019-11-07 | 449
PHILIPS LTD | DREAMSTATION | 2019-11-07 | 449
PHILIPS LTD | DREAMSTATION | 2019-11-07 | 449
PHILIPS LTD | DREAMSTATION | 2019-11-07 | 449
PHILIPS LTD | DREAMSTATION | 2019-11-07 | 449
PHILIPS LTD | DREAMSTATION | 2019-11-07 | 449
PHILIPS LTD | DREAMSTATION | 2019-11-07 | 449
PHILIPS LTD | DREAMSTATION | 2019-11-07 | 449
PHILIPS LTD | DREAMSTATION | 2019-11-07 | 449
PHILIPS LTD | DREAMSTATION | 2019-11-07 | 449
PHILIPS LTD | DREAMSTATION | 2019-11-07 | 449
PHILIPS LTD | DREAMSTATION | 2019-11-07 | 449
PHILIPS LTD | DREAMSTATION | 2019-11-07 | 449
PHILIPS LTD | DREAMSTATION | 2019-11-07 | 449
PHILIPS LTD | DREAMSTATION | 2019-11-07 | 449
PHILIPS LTD | DREAMSTATION | 2019-11-07 | 449
PHILIPS LTD | DREAMSTATION | 2019-11-07 | 449
PHILIPS LTD | DREAMSTATION | 2019-11-07 | 449
PHILIPS LTD | DREAMSTATION | 2019-11-07 | 449
PHILIPS LTD | DREAMSTATION | 2019-11-07 | 449
PHILIPS LTD | DREAMSTATION | 2019-11-07 | 449
PHILIPS LTD | DREAMSTATION | 2019-11-07 | 449
PHILIPS LTD | DREAMSTATION | 2019-11-07 | 449
PHILIPS LTD | DREAMSTATION | 2019-11-07 | 449
PHILIPS LTD | DREAMSTATION | 2019-11-07 | 449
PHILIPS LTD | DREAMSTATION | 2019-11-07 | 449
PHILIPS LTD | DREAMSTATION | 2019-11-07 | 449
PHILIPS LTD | DREAMSTATION | 2019-11-07 | 449
PHILIPS LTD | DREAMSTATION | 2019-11-07 | 449
PHILIPS LTD | DREAMSTATION | 2019-11-07 | 449
PHILIPS LTD | DREAMSTATION | 2019-11-07 | 449
PHILIPS LTD | DREAMSTATION | 2019-11-07 | 449
PHILIPS LTD | DREAMSTATION | 2019-11-07 | 449
PHILIPS LTD | DREAMSTATION | 2019-11-07 | 449
PHILIPS LTD | DREAMSTATION | 2019-11-07 | 449
PHILIPS LTD | DREAMSTATION | 2019-11-07 | 449
PHILIPS LTD | DREAMSTATION | 2019-11-07 | 449
PHILIPS LTD | DREAMSTATION | 2019-11-07 | 449
PHILIPS LTD | DREAMSTATION | 2019-11-07 | 449
PHILIPS LTD | DREAMSTATION | 2019-11-07 | 449
PHILIPS LTD | DREAMSTATION | 2019-11-07 | 449
PHILIPS LTD | DREAMSTATION | 2019-11-07 | 449
PHILIPS LTD | DREAMSTATION | 2019-11-07 | 449
PHILIPS LTD | DREAMSTATION | 2019-11-07 | 449
PHILIPS LTD | DREAMSTATION | 2019-11-07 | 449
PHILIPS LTD | DREAMSTATION | 2019-11-07 | 449
PHILIPS LTD | DREAMSTATION | 2019-11-07 | 449
PHILIPS LTD | DREAMSTATION | 2019-11-07 | 449
PHILIPS LTD | DREAMSTATION | 2019-11-07 | 449
PHILIPS LTD | DREAMSTATION | 2019-11-07 | 449
PHILIPS LTD | DREAMSTATION | 2019-11-07 | 449
PHILIPS LTD | DREAMSTATION | 2019-11-07 | 449
PHILIPS LTD | DREAMSTATION | 2019-11-07 | 449
PHILIPS LTD | DREAMSTATION | 2019-11-07 | 449
PHILIPS LTD | DREAMSTATION | 2019-11-07 | 449
PHILIPS LTD | DREAMSTATION | 2019-11-07 | 449
PHILIPS LTD | DREAMSTATION | 2019-11-07 | 449
PHILIPS LTD | DREAMSTATION | 2019-11-07 | 449
PHILIPS LTD | DREAMSTATION | 2019-11-07 | 449
PHILIPS LTD | DREAMSTATION | 2019-11-07 | 449
PHILIPS LTD | DREAMSTATION | 2019-11-07 | 449
PHILIPS LTD | DREAMSTATION | 2019-11-07 | 449
PHILIPS LTD | DREAMSTATION | 2019-11-07 | 449
PHILIPS LTD | DREAMSTATION | 2019-11-07 | 449
PHILIPS LTD | DREAMSTATION | 2019-11-07 | 449
PHILIPS LTD | DREAMSTATION | 2019-11-07 | 449
PHILIPS LTD | DREAMSTATION | 2019-11-07 | 449
PHILIPS LTD | DREAMSTATION | 2019-11-07 | 449
PHILIPS LTD | DREAMSTATION | 2019-11-07 | 449
PHILIPS LTD | DREAMSTATION | 2019-11-07 | 449
PHILIPS LTD | DREAMSTATION | 2019-11-07 | 449
PHILIPS LTD | DREAMSTATION | 2019-11-07 | 449
PHILIPS LTD | DREAMSTATION | 2019-11-07 | 449
PHILIPS LTD | DREAMSTATION | 2019-11-07 | 449
PHILIPS LTD | DREAMSTATION | 2019-11-07 | 449
PHILIPS LTD | DREAMSTATION | 2019-11-07 | 449
PHILIPS LTD | DREAMSTATION | 2019-11-07 | 449
PHILIPS LTD | DREAMSTATION | 2019-11-07 | 449
PHILIPS LTD | DREAMSTATION | 2019-11-07 | 449
PHILIPS LTD | DREAMSTATION | 2019-11-07 | 449
F & P | MR850 | 2019-11-07 | 1000
F & P | MR850 | 2019-11-07 | 1000
F & P | MR850 | 2019-11-07 | 1000
RESPIRONICS | A40 | 2019-11-07 | 2427.5
PHILIPS LTD | DREAMSTATION | 2019-09-10 | 449
PHILIPS LTD | DREAMSTATION | 2019-09-10 | 449
PHILIPS LTD | DREAMSTATION | 2019-09-10 | 449
PHILIPS LTD | DREAMSTATION | 2019-09-10 | 449
PHILIPS LTD | DREAMSTATION | 2019-09-10 | 449
PHILIPS LTD | DREAMSTATION | 2019-09-10 | 449
PHILIPS LTD | DREAMSTATION | 2019-09-10 | 449
PHILIPS LTD | DREAMSTATION | 2019-09-10 | 449
PHILIPS LTD | DREAMSTATION | 2019-09-10 | 449
PHILIPS LTD | DREAMSTATION | 2019-09-10 | 449
PHILIPS LTD | DREAMSTATION | 2019-09-10 | 449
PHILIPS LTD | DREAMSTATION | 2019-09-10 | 449
PHILIPS LTD | DREAMSTATION | 2019-09-10 | 449
PHILIPS LTD | DREAMSTATION | 2019-09-10 | 449
PHILIPS LTD | DREAMSTATION | 2019-09-10 | 449
PHILIPS LTD | DREAMSTATION | 2019-09-10 | 449
PHILIPS LTD | DREAMSTATION | 2019-09-10 | 449
PHILIPS LTD | DREAMSTATION | 2019-09-10 | 449
PHILIPS LTD | DREAMSTATION | 2019-09-10 | 449
PHILIPS LTD | DREAMSTATION | 2019-09-10 | 449
PHILIPS LTD | DREAMSTATION | 2019-09-10 | 449
PHILIPS LTD | DREAMSTATION | 2019-09-10 | 449
PHILIPS LTD | DREAMSTATION | 2019-09-10 | 449
PHILIPS LTD | DREAMSTATION | 2019-09-10 | 449
PHILIPS LTD | DREAMSTATION | 2019-09-10 | 449
PHILIPS LTD | DREAMSTATION | 2019-09-10 | 449
PHILIPS LTD | DREAMSTATION | 2019-09-10 | 449
PHILIPS LTD | DREAMSTATION | 2019-09-10 | 449
PHILIPS LTD | DREAMSTATION | 2019-09-10 | 449
PHILIPS LTD | DREAMSTATION | 2019-09-10 | 449
PHILIPS LTD | DREAMSTATION | 2019-09-10 | 449
PHILIPS LTD | DREAMSTATION | 2019-09-10 | 449
PHILIPS LTD | DREAMSTATION | 2019-09-10 | 449
PHILIPS LTD | DREAMSTATION | 2019-09-10 | 449
PHILIPS LTD | DREAMSTATION | 2019-09-10 | 449
PHILIPS LTD | DREAMSTATION | 2019-09-10 | 449
PHILIPS LTD | DREAMSTATION | 2019-09-10 | 449
PHILIPS LTD | DREAMSTATION | 2019-09-10 | 449
PHILIPS LTD | DREAMSTATION | 2019-09-10 | 449
PHILIPS LTD | DREAMSTATION | 2019-09-10 | 449
PHILIPS LTD | DREAMSTATION | 2019-09-10 | 449
PHILIPS LTD | DREAMSTATION | 2019-09-10 | 449
PHILIPS LTD | DREAMSTATION | 2019-09-10 | 449
PHILIPS LTD | DREAMSTATION | 2019-09-10 | 449
PHILIPS LTD | DREAMSTATION | 2019-09-10 | 449
PHILIPS LTD | DREAMSTATION | 2019-09-10 | 449
PHILIPS LTD | DREAMSTATION | 2019-09-10 | 449
PHILIPS LTD | DREAMSTATION | 2019-09-10 | 449
PHILIPS LTD | DREAMSTATION | 2019-09-10 | 449
PHILIPS LTD | DREAMSTATION | 2019-09-10 | 449
PHILIPS LTD | DREAMSTATION | 2019-09-10 | 449
PHILIPS LTD | DREAMSTATION | 2019-09-10 | 449
PHILIPS LTD | DREAMSTATION | 2019-09-10 | 449
PHILIPS LTD | DREAMSTATION | 2019-09-10 | 449
PHILIPS LTD | DREAMSTATION | 2019-09-10 | 449
PHILIPS LTD | DREAMSTATION | 2019-09-10 | 449
PHILIPS LTD | DREAMSTATION | 2019-09-10 | 449
PHILIPS LTD | DREAMSTATION | 2019-09-10 | 449
PHILIPS LTD | DREAMSTATION | 2019-09-10 | 449
PHILIPS LTD | DREAMSTATION | 2019-09-10 | 449
PHILIPS LTD | DREAMSTATION | 2019-09-10 | 449
PHILIPS LTD | DREAMSTATION | 2019-09-10 | 449
PHILIPS LTD | DREAMSTATION | 2019-09-10 | 449
PHILIPS LTD | DREAMSTATION | 2019-09-10 | 449
PHILIPS LTD | DREAMSTATION | 2019-09-10 | 449
PHILIPS LTD | DREAMSTATION | 2019-09-10 | 449
PHILIPS LTD | DREAMSTATION | 2019-09-10 | 449
PHILIPS LTD | DREAMSTATION | 2019-09-10 | 449
PHILIPS LTD | DREAMSTATION | 2019-09-10 | 449
PHILIPS LTD | DREAMSTATION | 2019-09-10 | 449
PHILIPS LTD | DREAMSTATION | 2019-09-10 | 449
PHILIPS LTD | DREAMSTATION | 2019-09-10 | 449
PHILIPS LTD | DREAMSTATION | 2019-09-10 | 449
PHILIPS LTD | DREAMSTATION | 2019-09-10 | 449
PHILIPS LTD | DREAMSTATION | 2019-09-10 | 449
PHILIPS LTD | DREAMSTATION | 2019-09-10 | 449
PHILIPS LTD | DREAMSTATION | 2019-09-10 | 449
PHILIPS LTD | DREAMSTATION | 2019-09-10 | 449
PHILIPS LTD | DREAMSTATION | 2019-09-10 | 449
PHILIPS LTD | DREAMSTATION | 2019-09-10 | 449
PHILIPS LTD | DREAMSTATION | 2019-09-10 | 449
PHILIPS LTD | DREAMSTATION | 2019-09-10 | 449
PHILIPS LTD | DREAMSTATION | 2019-09-10 | 449
PHILIPS LTD | DREAMSTATION | 2019-09-10 | 449
PHILIPS LTD | DREAMSTATION | 2019-09-10 | 449
PHILIPS LTD | DREAMSTATION | 2019-09-10 | 449
PHILIPS LTD | DREAMSTATION | 2019-09-10 | 449
PHILIPS LTD | DREAMSTATION | 2019-09-10 | 449
PHILIPS LTD | DREAMSTATION | 2019-09-10 | 449
PHILIPS LTD | DREAMSTATION | 2019-09-10 | 449
PHILIPS LTD | DREAMSTATION | 2019-09-10 | 449
PHILIPS LTD | DREAMSTATION | 2019-09-10 | 449
PHILIPS LTD | DREAMSTATION | 2019-09-10 | 449
PHILIPS LTD | DREAMSTATION | 2019-09-10 | 449
PHILIPS LTD | DREAMSTATION | 2019-09-10 | 449
PHILIPS LTD | DREAMSTATION | 2019-09-10 | 449
PHILIPS LTD | DREAMSTATION | 2019-09-10 | 449
PHILIPS LTD | DREAMSTATION | 2019-09-10 | 449
PHILIPS LTD | DREAMSTATION | 2019-09-10 | 449
RESPIRONICS | TRILOGY 100 | 2019-08-28 | 3586
RESPIRONICS | TRILOGY 100 | 2019-08-28 | 3586
RESPIRONICS | TRILOGY 100 | 2019-08-28 | 3586
RESPIRONICS | TRILOGY 100 | 2019-08-28 | 3586
RESPIRONICS | A40 | 2019-08-28 | 2427.5
RESPIRONICS | A40 | 2019-08-28 | 2427.5
RESPIRONICS | M SERIES HUMIDIFIER | 2019-08-28 | 150
RESPIRONICS | M SERIES HUMIDIFIER | 2019-08-28 | 150
RESPIRONICS | M SERIES HUMIDIFIER | 2019-08-28 | 150
RESPIRONICS | M SERIES HUMIDIFIER | 2019-08-28 | 150
RESPIRONICS | M SERIES HUMIDIFIER | 2019-08-28 | 150
RESPIRONICS | M SERIES HUMIDIFIER | 2019-08-28 | 150
RESPIRONICS | M SERIES HUMIDIFIER | 2019-08-28 | 150
RESPIRONICS | M SERIES HUMIDIFIER | 2019-08-28 | 150
RESPIRONICS | M SERIES HUMIDIFIER | 2019-08-28 | 150
RESPIRONICS | M SERIES HUMIDIFIER | 2019-08-28 | 150
RESPIRONICS | M SERIES HUMIDIFIER | 2019-08-28 | 150
RESPIRONICS | M SERIES HUMIDIFIER | 2019-08-28 | 150
RESPIRONICS | M SERIES HUMIDIFIER | 2019-08-28 | 150
RESPIRONICS | M SERIES HUMIDIFIER | 2019-08-28 | 150
RESPIRONICS | M SERIES HUMIDIFIER | 2019-08-28 | 150
RESPIRONICS | M SERIES HUMIDIFIER | 2019-08-28 | 150
RESPIRONICS | M SERIES HUMIDIFIER | 2019-08-28 | 150
RESPIRONICS | M SERIES HUMIDIFIER | 2019-08-28 | 150
RESPIRONICS | M SERIES HUMIDIFIER | 2019-08-28 | 150
RESPIRONICS | M SERIES HUMIDIFIER | 2019-08-28 | 150
RESPIRONICS | M SERIES HUMIDIFIER | 2019-08-28 | 150
RESPIRONICS | M SERIES HUMIDIFIER | 2019-08-28 | 150
RESPIRONICS | M SERIES HUMIDIFIER | 2019-08-28 | 150
RESPIRONICS | M SERIES HUMIDIFIER | 2019-08-28 | 150
RESPIRONICS | M SERIES HUMIDIFIER | 2019-08-28 | 150
RESPIRONICS | M SERIES HUMIDIFIER | 2019-08-28 | 150
RESPIRONICS | M SERIES HUMIDIFIER | 2019-08-28 | 150
RESPIRONICS | M SERIES HUMIDIFIER | 2019-08-28 | 150
RESPIRONICS | M SERIES HUMIDIFIER | 2019-08-28 | 150
RESPIRONICS | M SERIES HUMIDIFIER | 2019-08-28 | 150
RESPIRONICS | M SERIES HUMIDIFIER | 2019-08-28 | 150
RESPIRONICS | M SERIES HUMIDIFIER | 2019-08-28 | 150
RESPIRONICS | M SERIES HUMIDIFIER | 2019-08-28 | 150
RESPIRONICS | M SERIES HUMIDIFIER | 2019-08-28 | 150
RESPIRONICS | M SERIES HUMIDIFIER | 2019-08-28 | 150
RESPIRONICS | M SERIES HUMIDIFIER | 2019-08-28 | 150
RESPIRONICS | M SERIES HUMIDIFIER | 2019-08-28 | 150
RESPIRONICS | M SERIES HUMIDIFIER | 2019-08-28 | 150
RESPIRONICS | M SERIES HUMIDIFIER | 2019-08-28 | 150
RESPIRONICS | M SERIES HUMIDIFIER | 2019-08-28 | 150
RESPIRONICS | M SERIES HUMIDIFIER | 2019-08-28 | 150
RESPIRONICS | M SERIES HUMIDIFIER | 2019-08-28 | 150
RESPIRONICS | M SERIES HUMIDIFIER | 2019-08-28 | 150
RESPIRONICS | M SERIES HUMIDIFIER | 2019-08-28 | 150
RESPIRONICS | M SERIES HUMIDIFIER | 2019-08-28 | 150
RESPIRONICS | M SERIES HUMIDIFIER | 2019-08-28 | 150
RESPIRONICS | M SERIES HUMIDIFIER | 2019-08-28 | 150
RESPIRONICS | M SERIES HUMIDIFIER | 2019-08-28 | 150
RESPIRONICS | M SERIES HUMIDIFIER | 2019-08-28 | 150
RESPIRONICS | M SERIES HUMIDIFIER | 2019-08-28 | 150
RESPIRONICS | M SERIES HUMIDIFIER | 2019-08-28 | 150
RESPIRONICS | M SERIES HUMIDIFIER | 2019-08-28 | 150
RESPIRONICS | M SERIES HUMIDIFIER | 2019-08-28 | 150
RESPIRONICS | M SERIES HUMIDIFIER | 2019-08-28 | 150
RESPIRONICS | M SERIES HUMIDIFIER | 2019-08-28 | 150
RESPIRONICS | M SERIES HUMIDIFIER | 2019-08-28 | 150
RESPIRONICS | M SERIES HUMIDIFIER | 2019-08-28 | 150
RESPIRONICS | M SERIES HUMIDIFIER | 2019-08-28 | 150
RESPIRONICS | M SERIES HUMIDIFIER | 2019-08-28 | 150
RESPIRONICS | M SERIES HUMIDIFIER | 2019-08-28 | 150
RESPIRONICS | M SERIES HUMIDIFIER | 2019-08-28 | 150
RESPIRONICS | M SERIES HUMIDIFIER | 2019-08-28 | 150
RESPIRONICS | M SERIES HUMIDIFIER | 2019-08-28 | 150
RESPIRONICS | M SERIES HUMIDIFIER | 2019-08-28 | 150
RESPIRONICS | M SERIES HUMIDIFIER | 2019-08-28 | 150
RESPIRONICS | M SERIES HUMIDIFIER | 2019-08-28 | 150
RESPIRONICS | M SERIES HUMIDIFIER | 2019-08-28 | 150
RESPIRONICS | M SERIES HUMIDIFIER | 2019-08-28 | 150
RESPIRONICS | M SERIES HUMIDIFIER | 2019-08-28 | 150
RESPIRONICS | M SERIES HUMIDIFIER | 2019-08-28 | 150
RESPIRONICS | M SERIES HUMIDIFIER | 2019-08-28 | 150
RESPIRONICS | M SERIES HUMIDIFIER | 2019-08-28 | 150
RESPIRONICS | M SERIES HUMIDIFIER | 2019-08-28 | 150
RESPIRONICS | M SERIES HUMIDIFIER | 2019-08-28 | 150
RESPIRONICS | M SERIES HUMIDIFIER | 2019-08-28 | 150
RESPIRONICS | M SERIES HUMIDIFIER | 2019-08-28 | 150
RESPIRONICS | M SERIES HUMIDIFIER | 2019-08-28 | 150
RESPIRONICS | M SERIES HUMIDIFIER | 2019-08-28 | 150
RESPIRONICS | M SERIES HUMIDIFIER | 2019-08-28 | 150
RESPIRONICS | M SERIES HUMIDIFIER | 2019-08-28 | 150
RESPIRONICS | M SERIES HUMIDIFIER | 2019-08-28 | 150
RESPIRONICS | M SERIES HUMIDIFIER | 2019-08-28 | 150
RESPIRONICS | M SERIES HUMIDIFIER | 2019-08-28 | 150
RESPIRONICS | M SERIES HUMIDIFIER | 2019-08-28 | 150
RESPIRONICS | M SERIES HUMIDIFIER | 2019-08-28 | 150
RESPIRONICS | M SERIES HUMIDIFIER | 2019-08-28 | 150
RESPIRONICS | M SERIES HUMIDIFIER | 2019-08-28 | 150
RESPIRONICS | M SERIES HUMIDIFIER | 2019-08-28 | 150
RESPIRONICS | M SERIES HUMIDIFIER | 2019-08-28 | 150
RESPIRONICS | M SERIES HUMIDIFIER | 2019-08-28 | 150
RESPIRONICS | M SERIES HUMIDIFIER | 2019-08-28 | 150
RESPIRONICS | M SERIES HUMIDIFIER | 2019-08-28 | 150
RESPIRONICS | M SERIES HUMIDIFIER | 2019-08-28 | 150
RESPIRONICS | M SERIES HUMIDIFIER | 2019-08-28 | 150
RESPIRONICS | M SERIES HUMIDIFIER | 2019-08-28 | 150
RESPIRONICS | M SERIES HUMIDIFIER | 2019-08-28 | 150
RESPIRONICS | M SERIES HUMIDIFIER | 2019-08-28 | 150
RESPIRONICS | M SERIES HUMIDIFIER | 2019-08-28 | 150
RESPIRONICS | M SERIES HUMIDIFIER | 2019-08-28 | 150
RESPIRONICS | M SERIES HUMIDIFIER | 2019-08-28 | 150
RESPIRONICS | M SERIES HUMIDIFIER | 2019-08-28 | 150
RESPIRONICS | M SERIES HUMIDIFIER | 2019-08-28 | 150
RESPIRONICS | M SERIES HUMIDIFIER | 2019-08-28 | 150
RESPIRONICS | M SERIES HUMIDIFIER | 2019-08-28 | 150
RESPIRONICS | M SERIES HUMIDIFIER | 2019-08-28 | 150
RESPIRONICS | M SERIES HUMIDIFIER | 2019-08-28 | 150
RESPIRONICS | M SERIES HUMIDIFIER | 2019-08-28 | 150
RESPIRONICS | M SERIES HUMIDIFIER | 2019-08-28 | 150
RESPIRONICS | M SERIES HUMIDIFIER | 2019-08-28 | 150
RESPIRONICS | M SERIES HUMIDIFIER | 2019-08-28 | 150
RESPIRONICS | M SERIES HUMIDIFIER | 2019-08-28 | 150
RESPIRONICS | M SERIES HUMIDIFIER | 2019-08-28 | 150
RESPIRONICS | M SERIES HUMIDIFIER | 2019-08-28 | 150
RESPIRONICS | M SERIES HUMIDIFIER | 2019-08-28 | 150
RESPIRONICS | M SERIES HUMIDIFIER | 2019-08-28 | 150
RESPIRONICS | M SERIES HUMIDIFIER | 2019-08-28 | 150
RESPIRONICS | M SERIES HUMIDIFIER | 2019-08-28 | 150
RESPIRONICS | M SERIES HUMIDIFIER | 2019-08-28 | 150
RESPIRONICS | M SERIES HUMIDIFIER | 2019-08-28 | 150
RESPIRONICS | M SERIES HUMIDIFIER | 2019-08-28 | 150
RESPIRONICS | M SERIES HUMIDIFIER | 2019-08-28 | 150
RESPIRONICS | M SERIES HUMIDIFIER | 2019-08-28 | 150
RESPIRONICS | M SERIES HUMIDIFIER | 2019-08-28 | 150
RESPIRONICS | M SERIES HUMIDIFIER | 2019-08-28 | 150
RESPIRONICS | M SERIES HUMIDIFIER | 2019-08-28 | 150
RESPIRONICS | A40 | 2019-08-28 | 2427.5
RESPIRONICS | A40 | 2019-08-28 | 2427.5
RESMED LTD | ASTRAL | 2019-08-28 | 6000
RESMED LTD | STELLAR 150 | 2019-08-28 | 3000
RESPIRONICS | M SERIES HUMIDIFIER | 2019-08-28 | 150
RESPIRONICS | M SERIES HUMIDIFIER | 2019-08-28 | 150
RESPIRONICS | M SERIES HUMIDIFIER | 2019-08-28 | 150
RESPIRONICS | M SERIES HUMIDIFIER | 2019-08-28 | 150
RESPIRONICS | M SERIES HUMIDIFIER | 2019-08-28 | 150
RESPIRONICS | M SERIES HUMIDIFIER | 2019-08-28 | 150
RESPIRONICS | M SERIES HUMIDIFIER | 2019-08-28 | 150
RESPIRONICS | M SERIES HUMIDIFIER | 2019-08-28 | 150
RESPIRONICS | M SERIES HUMIDIFIER | 2019-08-28 | 150
RESPIRONICS | M SERIES HUMIDIFIER | 2019-08-28 | 150
RESPIRONICS | M SERIES HUMIDIFIER | 2019-08-28 | 150
RESPIRONICS | M SERIES HUMIDIFIER | 2019-08-28 | 150
RESPIRONICS | M SERIES HUMIDIFIER | 2019-08-28 | 150
RESPIRONICS | M SERIES HUMIDIFIER | 2019-08-28 | 150
RESPIRONICS | M SERIES HUMIDIFIER | 2019-08-28 | 150
RESPIRONICS | M SERIES HUMIDIFIER | 2019-08-28 | 150
RESPIRONICS | M SERIES HUMIDIFIER | 2019-08-28 | 150
RESPIRONICS | M SERIES HUMIDIFIER | 2019-08-28 | 150
RESPIRONICS | M SERIES HUMIDIFIER | 2019-08-28 | 150
RESPIRONICS | M SERIES HUMIDIFIER | 2019-08-28 | 150
RESPIRONICS | M SERIES HUMIDIFIER | 2019-08-28 | 150
RESPIRONICS | M SERIES HUMIDIFIER | 2019-08-28 | 150
RESPIRONICS | M SERIES HUMIDIFIER | 2019-08-28 | 150
RESPIRONICS | M SERIES HUMIDIFIER | 2019-08-28 | 150
RESPIRONICS | M SERIES HUMIDIFIER | 2019-08-28 | 150
RESPIRONICS | M SERIES HUMIDIFIER | 2019-08-28 | 150
RESPIRONICS | M SERIES HUMIDIFIER | 2019-08-28 | 150
RESPIRONICS | M SERIES HUMIDIFIER | 2019-08-28 | 150
RESPIRONICS | M SERIES HUMIDIFIER | 2019-08-28 | 150
RESPIRONICS | M SERIES HUMIDIFIER | 2019-08-28 | 150
RESPIRONICS | M SERIES HUMIDIFIER | 2019-08-28 | 150
RESPIRONICS | M SERIES HUMIDIFIER | 2019-08-28 | 150
RESPIRONICS | M SERIES HUMIDIFIER | 2019-08-28 | 150
RESPIRONICS | M SERIES HUMIDIFIER | 2019-08-28 | 150
RESPIRONICS | M SERIES HUMIDIFIER | 2019-08-28 | 150
RESPIRONICS | M SERIES HUMIDIFIER | 2019-08-28 | 150
RESPIRONICS | M SERIES HUMIDIFIER | 2019-08-28 | 150
RESPIRONICS | M SERIES HUMIDIFIER | 2019-08-28 | 150
RESPIRONICS | M SERIES HUMIDIFIER | 2019-08-28 | 150
RESPIRONICS | M SERIES HUMIDIFIER | 2019-08-28 | 150
RESPIRONICS | M SERIES HUMIDIFIER | 2019-08-28 | 150
RESPIRONICS | M SERIES HUMIDIFIER | 2019-08-28 | 150
RESPIRONICS | M SERIES HUMIDIFIER | 2019-08-28 | 150
RESPIRONICS | M SERIES HUMIDIFIER | 2019-08-28 | 150
RESPIRONICS | M SERIES HUMIDIFIER | 2019-08-28 | 150
RESPIRONICS | M SERIES HUMIDIFIER | 2019-08-28 | 150
RESPIRONICS | M SERIES HUMIDIFIER | 2019-08-28 | 150
RESPIRONICS | M SERIES HUMIDIFIER | 2019-08-28 | 150
RESPIRONICS | M SERIES HUMIDIFIER | 2019-08-28 | 150
RESPIRONICS | M SERIES HUMIDIFIER | 2019-08-28 | 150
INSPIRED MEDICAL | VHB10A | 2019-08-16 | 100
RESPIRONICS | M SERIES HUMIDIFIER | 2019-08-12 | 150
RESPIRONICS | M SERIES HUMIDIFIER | 2019-08-12 | 150
RESPIRONICS | M SERIES HUMIDIFIER | 2019-08-12 | 150
RESPIRONICS | M SERIES HUMIDIFIER | 2019-08-12 | 150
RESPIRONICS | M SERIES HUMIDIFIER | 2019-08-12 | 150
RESPIRONICS | M SERIES HUMIDIFIER | 2019-08-12 | 150
RESPIRONICS | M SERIES HUMIDIFIER | 2019-08-12 | 150
RESPIRONICS | M SERIES HUMIDIFIER | 2019-08-12 | 150
RESPIRONICS | M SERIES HUMIDIFIER | 2019-08-12 | 150
RESPIRONICS | M SERIES HUMIDIFIER | 2019-08-12 | 150
RESPIRONICS | M SERIES HUMIDIFIER | 2019-08-12 | 150
RESPIRONICS | M SERIES HUMIDIFIER | 2019-08-12 | 150
RESPIRONICS | M SERIES HUMIDIFIER | 2019-08-12 | 150
RESPIRONICS | M SERIES HUMIDIFIER | 2019-08-12 | 150
RESPIRONICS | M SERIES HUMIDIFIER | 2019-08-12 | 150
RESPIRONICS | M SERIES HUMIDIFIER | 2019-08-12 | 150
RESPIRONICS | M SERIES HUMIDIFIER | 2019-08-12 | 150
RESPIRONICS | M SERIES HUMIDIFIER | 2019-08-12 | 150
RESPIRONICS | M SERIES HUMIDIFIER | 2019-08-12 | 150
RESPIRONICS | M SERIES HUMIDIFIER | 2019-08-12 | 150
RESPIRONICS | M SERIES HUMIDIFIER | 2019-08-12 | 150
RESPIRONICS | M SERIES HUMIDIFIER | 2019-08-12 | 150
RESPIRONICS | M SERIES HUMIDIFIER | 2019-08-12 | 150
RESPIRONICS | M SERIES HUMIDIFIER | 2019-08-12 | 150
RESPIRONICS | M SERIES HUMIDIFIER | 2019-08-12 | 150
RESPIRONICS | M SERIES HUMIDIFIER | 2019-08-12 | 150
RESPIRONICS | M SERIES HUMIDIFIER | 2019-08-12 | 150
RESPIRONICS | M SERIES HUMIDIFIER | 2019-08-12 | 150
RESPIRONICS | M SERIES HUMIDIFIER | 2019-08-12 | 150
RESPIRONICS | M SERIES HUMIDIFIER | 2019-08-12 | 150
RESPIRONICS | M SERIES HUMIDIFIER | 2019-08-12 | 150
RESPIRONICS | M SERIES HUMIDIFIER | 2019-08-12 | 150
RESPIRONICS | M SERIES HUMIDIFIER | 2019-08-12 | 150
RESPIRONICS | M SERIES HUMIDIFIER | 2019-08-12 | 150
RESPIRONICS | M SERIES HUMIDIFIER | 2019-08-12 | 150
RESPIRONICS | M SERIES HUMIDIFIER | 2019-08-12 | 150
RESPIRONICS | M SERIES HUMIDIFIER | 2019-08-12 | 150
RESPIRONICS | M SERIES HUMIDIFIER | 2019-08-12 | 150
RESPIRONICS | M SERIES HUMIDIFIER | 2019-08-12 | 150
RESPIRONICS | M SERIES HUMIDIFIER | 2019-08-12 | 150
RESPIRONICS | M SERIES HUMIDIFIER | 2019-08-12 | 150
RESPIRONICS | M SERIES HUMIDIFIER | 2019-08-12 | 150
RESPIRONICS | M SERIES HUMIDIFIER | 2019-08-12 | 150
RESPIRONICS | M SERIES HUMIDIFIER | 2019-08-12 | 150
RESPIRONICS | M SERIES HUMIDIFIER | 2019-08-12 | 150
RESPIRONICS | M SERIES HUMIDIFIER | 2019-08-12 | 150
RESPIRONICS | M SERIES HUMIDIFIER | 2019-08-12 | 150
RESPIRONICS | M SERIES HUMIDIFIER | 2019-08-12 | 150
RESPIRONICS | M SERIES HUMIDIFIER | 2019-08-12 | 150
RESPIRONICS | M SERIES HUMIDIFIER | 2019-08-12 | 150
RESPIRONICS | A40 | 2019-08-12 | 2427.5
RESPIRONICS | A40 | 2019-08-12 | 2427.5
RESPIRONICS | M SERIES HUMIDIFIER | 2019-08-07 | 150
RESPIRONICS | M SERIES HUMIDIFIER | 2019-08-07 | 150
RESPIRONICS | M SERIES HUMIDIFIER | 2019-08-07 | 150
RESPIRONICS | M SERIES HUMIDIFIER | 2019-08-07 | 150
RESPIRONICS | M SERIES HUMIDIFIER | 2019-08-07 | 150
RESPIRONICS | A40 | 2019-08-07 | 2427.5
RESPIRONICS | A40 | 2019-08-07 | 2427.5
RESPIRONICS | A40 | 2019-08-07 | 2427.5
RESPIRONICS | A40 | 2019-08-07 | 2427.5
RESPIRONICS | A40 | 2019-08-07 | 2427.5
RESPIRONICS | A40 | 2019-08-07 | 2427.5
RESPIRONICS | A40 | 2019-08-07 | 2427.5
RESPIRONICS | A40 | 2019-08-07 | 2427.5
RESPIRONICS | A40 | 2019-08-07 | 2427.5
RESPIRONICS | A40 | 2019-08-07 | 2427.5
RESPIRONICS | M SERIES HUMIDIFIER | 2019-08-07 | 150
RESPIRONICS | M SERIES HUMIDIFIER | 2019-08-07 | 150
RESPIRONICS | M SERIES HUMIDIFIER | 2019-08-07 | 150
RESPIRONICS | M SERIES HUMIDIFIER | 2019-08-07 | 150
RESPIRONICS | M SERIES HUMIDIFIER | 2019-08-07 | 150
RESPIRONICS | M SERIES HUMIDIFIER | 2019-08-07 | 150
RESPIRONICS | M SERIES HUMIDIFIER | 2019-08-07 | 150
RESPIRONICS | M SERIES HUMIDIFIER | 2019-08-07 | 150
RESPIRONICS | M SERIES HUMIDIFIER | 2019-08-07 | 150
RESPIRONICS | M SERIES HUMIDIFIER | 2019-08-07 | 150
RESPIRONICS | M SERIES HUMIDIFIER | 2019-08-07 | 150
RESPIRONICS | M SERIES HUMIDIFIER | 2019-08-07 | 150
RESPIRONICS | M SERIES HUMIDIFIER | 2019-08-07 | 150
RESPIRONICS | M SERIES HUMIDIFIER | 2019-08-07 | 150
RESPIRONICS | M SERIES HUMIDIFIER | 2019-08-07 | 150
RESPIRONICS | M SERIES HUMIDIFIER | 2019-08-07 | 150
RESPIRONICS | M SERIES HUMIDIFIER | 2019-08-07 | 150
RESPIRONICS | M SERIES HUMIDIFIER | 2019-08-07 | 150
RESPIRONICS | M SERIES HUMIDIFIER | 2019-08-07 | 150
RESPIRONICS | M SERIES HUMIDIFIER | 2019-08-07 | 150
RESPIRONICS | M SERIES HUMIDIFIER | 2019-08-07 | 150
RESPIRONICS | M SERIES HUMIDIFIER | 2019-08-07 | 150
RESPIRONICS | M SERIES HUMIDIFIER | 2019-08-07 | 150
RESPIRONICS | M SERIES HUMIDIFIER | 2019-08-07 | 150
RESPIRONICS | M SERIES HUMIDIFIER | 2019-08-07 | 150
RESPIRONICS | M SERIES HUMIDIFIER | 2019-08-07 | 150
RESPIRONICS | A40 | 2019-08-07 | 2427.5
RESPIRONICS | A40 | 2019-08-07 | 2427.5
RESPIRONICS | A40 | 2019-08-07 | 2427.5
RESPIRONICS | A40 | 2019-08-07 | 2427.5
RESPIRONICS | M SERIES HUMIDIFIER | 2019-08-06 | 150
RESPIRONICS | M SERIES HUMIDIFIER | 2019-08-06 | 150
RESPIRONICS | M SERIES HUMIDIFIER | 2019-08-06 | 150
RESPIRONICS | M SERIES HUMIDIFIER | 2019-08-06 | 150
RESPIRONICS | M SERIES HUMIDIFIER | 2019-08-06 | 150
RESPIRONICS | M SERIES HUMIDIFIER | 2019-08-06 | 150
RESPIRONICS | M SERIES HUMIDIFIER | 2019-08-06 | 150
RESPIRONICS | M SERIES HUMIDIFIER | 2019-08-06 | 150
RESPIRONICS | M SERIES HUMIDIFIER | 2019-08-06 | 150
RESPIRONICS | M SERIES HUMIDIFIER | 2019-08-06 | 150
RESPIRONICS | M SERIES HUMIDIFIER | 2019-08-06 | 150
RESPIRONICS | M SERIES HUMIDIFIER | 2019-08-06 | 150
RESPIRONICS | M SERIES HUMIDIFIER | 2019-08-06 | 150
RESPIRONICS | M SERIES HUMIDIFIER | 2019-08-06 | 150
RESPIRONICS | M SERIES HUMIDIFIER | 2019-08-06 | 150
RESPIRONICS | M SERIES HUMIDIFIER | 2019-08-06 | 150
RESPIRONICS | M SERIES HUMIDIFIER | 2019-08-06 | 150
RESPIRONICS | M SERIES HUMIDIFIER | 2019-08-06 | 150
RESPIRONICS | M SERIES HUMIDIFIER | 2019-08-06 | 150
RESPIRONICS | M SERIES HUMIDIFIER | 2019-08-06 | 150
RESPIRONICS | M SERIES HUMIDIFIER | 2019-08-06 | 150
RESPIRONICS | M SERIES HUMIDIFIER | 2019-08-06 | 150
RESPIRONICS | M SERIES HUMIDIFIER | 2019-08-06 | 150
RESPIRONICS | M SERIES HUMIDIFIER | 2019-08-06 | 150
RESPIRONICS | M SERIES HUMIDIFIER | 2019-08-06 | 150
RESPIRONICS | M SERIES HUMIDIFIER | 2019-08-06 | 150
RESPIRONICS | M SERIES HUMIDIFIER | 2019-08-06 | 150
RESPIRONICS | M SERIES HUMIDIFIER | 2019-08-06 | 150
RESPIRONICS | M SERIES HUMIDIFIER | 2019-08-06 | 150
RESPIRONICS | M SERIES HUMIDIFIER | 2019-08-06 | 150
RESPIRONICS | M SERIES HUMIDIFIER | 2019-08-06 | 150
RESPIRONICS | M SERIES HUMIDIFIER | 2019-08-06 | 150
RESPIRONICS | M SERIES HUMIDIFIER | 2019-08-06 | 150
RESPIRONICS | M SERIES HUMIDIFIER | 2019-08-06 | 150
RESPIRONICS | M SERIES HUMIDIFIER | 2019-08-06 | 150
RESPIRONICS | M SERIES HUMIDIFIER | 2019-08-06 | 150
RESPIRONICS | M SERIES HUMIDIFIER | 2019-08-06 | 150
RESPIRONICS | M SERIES HUMIDIFIER | 2019-08-06 | 150
RESPIRONICS | M SERIES HUMIDIFIER | 2019-08-06 | 150
RESPIRONICS | M SERIES HUMIDIFIER | 2019-08-06 | 150
RESPIRONICS | M SERIES HUMIDIFIER | 2019-08-06 | 150
RESPIRONICS | M SERIES HUMIDIFIER | 2019-08-06 | 150
RESPIRONICS | M SERIES HUMIDIFIER | 2019-08-06 | 150
RESPIRONICS | M SERIES HUMIDIFIER | 2019-08-06 | 150
RESPIRONICS | M SERIES HUMIDIFIER | 2019-08-06 | 150
RESPIRONICS | M SERIES HUMIDIFIER | 2019-08-06 | 150
RESPIRONICS | M SERIES HUMIDIFIER | 2019-08-06 | 150
RESPIRONICS | M SERIES HUMIDIFIER | 2019-08-06 | 150
RESPIRONICS | M SERIES HUMIDIFIER | 2019-08-06 | 150
RESPIRONICS | M SERIES HUMIDIFIER | 2019-08-06 | 150
RESPIRONICS | M SERIES HUMIDIFIER | 2019-08-06 | 150
RESPIRONICS | M SERIES HUMIDIFIER | 2019-08-06 | 150
RESPIRONICS | M SERIES HUMIDIFIER | 2019-08-06 | 150
RESPIRONICS | M SERIES HUMIDIFIER | 2019-08-06 | 150
RESPIRONICS | M SERIES HUMIDIFIER | 2019-08-06 | 150
RESPIRONICS | M SERIES HUMIDIFIER | 2019-08-06 | 150
RESPIRONICS | M SERIES HUMIDIFIER | 2019-08-06 | 150
RESPIRONICS | M SERIES HUMIDIFIER | 2019-08-06 | 150
RESPIRONICS | M SERIES HUMIDIFIER | 2019-08-06 | 150
RESPIRONICS | M SERIES HUMIDIFIER | 2019-08-06 | 150
RESPIRONICS | M SERIES HUMIDIFIER | 2019-08-06 | 150
RESPIRONICS | M SERIES HUMIDIFIER | 2019-08-06 | 150
RESPIRONICS | M SERIES HUMIDIFIER | 2019-08-06 | 150
RESPIRONICS | M SERIES HUMIDIFIER | 2019-08-06 | 150
RESPIRONICS | M SERIES HUMIDIFIER | 2019-08-06 | 150
RESPIRONICS | M SERIES HUMIDIFIER | 2019-08-06 | 150
RESPIRONICS | M SERIES HUMIDIFIER | 2019-08-06 | 150
RESPIRONICS | M SERIES HUMIDIFIER | 2019-08-06 | 150
RESPIRONICS | M SERIES HUMIDIFIER | 2019-08-06 | 150
RESPIRONICS | M SERIES HUMIDIFIER | 2019-08-06 | 150
RESPIRONICS | M SERIES HUMIDIFIER | 2019-08-06 | 150
RESPIRONICS | M SERIES HUMIDIFIER | 2019-08-06 | 150
RESPIRONICS | M SERIES HUMIDIFIER | 2019-08-06 | 150
RESPIRONICS | M SERIES HUMIDIFIER | 2019-08-06 | 150
RESPIRONICS | M SERIES HUMIDIFIER | 2019-08-06 | 150
RESPIRONICS | M SERIES HUMIDIFIER | 2019-08-06 | 150
RESPIRONICS | M SERIES HUMIDIFIER | 2019-08-06 | 150
RESPIRONICS | M SERIES HUMIDIFIER | 2019-08-06 | 150
RESPIRONICS | M SERIES HUMIDIFIER | 2019-08-06 | 150
RESPIRONICS | M SERIES HUMIDIFIER | 2019-08-06 | 150
RESPIRONICS | M SERIES HUMIDIFIER | 2019-08-06 | 150
RESPIRONICS | M SERIES HUMIDIFIER | 2019-08-06 | 150
RESPIRONICS | M SERIES HUMIDIFIER | 2019-08-06 | 150
RESPIRONICS | M SERIES HUMIDIFIER | 2019-08-06 | 150
RESPIRONICS | M SERIES HUMIDIFIER | 2019-08-06 | 150
RESPIRONICS | M SERIES HUMIDIFIER | 2019-08-06 | 150
RESPIRONICS | M SERIES HUMIDIFIER | 2019-08-06 | 150
RESPIRONICS | M SERIES HUMIDIFIER | 2019-08-06 | 150
RESPIRONICS | M SERIES HUMIDIFIER | 2019-08-06 | 150
RESPIRONICS | M SERIES HUMIDIFIER | 2019-08-06 | 150
RESPIRONICS | M SERIES HUMIDIFIER | 2019-08-06 | 150
RESPIRONICS | M SERIES HUMIDIFIER | 2019-08-06 | 150
RESPIRONICS | M SERIES HUMIDIFIER | 2019-08-06 | 150
RESPIRONICS | M SERIES HUMIDIFIER | 2019-08-06 | 150
RESPIRONICS | M SERIES HUMIDIFIER | 2019-08-06 | 150
RESPIRONICS | M SERIES HUMIDIFIER | 2019-08-06 | 150
RESPIRONICS | M SERIES HUMIDIFIER | 2019-08-06 | 150
RESPIRONICS | COUGH ASSIST E70 | 2019-08-06 | 3300
PHILIPS LTD | DREAMSTATION | 2019-08-06 | 449
PHILIPS LTD | DREAMSTATION | 2019-08-06 | 449
RESPIRONICS | COUGH ASSIST E70 | 2019-07-08 | 3300
MINOLTA | PULSOX-300I | 2019-06-11 | 500
RESPIRONICS | A40 | 2019-05-29 | 2427.5
RESPIRONICS | A40 | 2019-05-17 | 2427.5
RESPIRONICS | A40 | 2019-05-17 | 2427.5
RESPIRONICS | A40 | 2019-05-17 | 2427.5
RESPIRONICS | A40 | 2019-05-17 | 2427.5
RESPIRONICS | A40 | 2019-05-17 | 2427.5
RESPIRONICS | A40 | 2019-05-17 | 2427.5
RESPIRONICS | A40 | 2019-05-17 | 2427.5
RESPIRONICS | A40 | 2019-05-17 | 2427.5
RESPIRONICS | A40 | 2019-05-17 | 2427.5
RESPIRONICS | A40 | 2019-05-17 | 2427.5
RESPIRONICS | A40 | 2019-05-17 | 2427.5
RESPIRONICS | A40 | 2019-05-17 | 2427.5
RESPIRONICS | A40 | 2019-05-17 | 2427.5
RESPIRONICS | A40 | 2019-05-17 | 2427.5
RESPIRONICS | A40 | 2019-05-17 | 2427.5
RESPIRONICS | A40 | 2019-05-17 | 2427.5
RESPIRONICS | A40 | 2019-05-17 | 2427.5
RESPIRONICS | A40 | 2019-05-17 | 2427.5
RESPIRONICS | A40 | 2019-05-17 | 2427.5
RESPIRONICS | A40 | 2019-05-17 | 2427.5
RESPIRONICS | A40 | 2019-05-17 | 2427.5
RESPIRONICS | A40 | 2019-05-17 | 2427.5
RESPIRONICS | TRILOGY 100 | 2019-05-17 | 3586
RESPIRONICS | TRILOGY 100 | 2019-05-17 | 3586
RESPIRONICS | TRILOGY 100 | 2019-05-17 | 3586
RESPIRONICS | TRILOGY 100 | 2019-05-17 | 3586
RESPIRONICS | TRILOGY 100 | 2019-05-17 | 3586
RESPIRONICS | M SERIES HUMIDIFIER | 2019-05-17 | 150
RESPIRONICS | M SERIES HUMIDIFIER | 2019-05-17 | 150
RESPIRONICS | M SERIES HUMIDIFIER | 2019-05-17 | 150
RESPIRONICS | M SERIES HUMIDIFIER | 2019-05-17 | 150
RESPIRONICS | M SERIES HUMIDIFIER | 2019-05-17 | 150
RESPIRONICS | M SERIES HUMIDIFIER | 2019-05-17 | 150
RESPIRONICS | M SERIES HUMIDIFIER | 2019-05-17 | 150
RESPIRONICS | M SERIES HUMIDIFIER | 2019-05-17 | 150
RESPIRONICS | M SERIES HUMIDIFIER | 2019-05-17 | 150
RESPIRONICS | M SERIES HUMIDIFIER | 2019-05-17 | 150
RESPIRONICS | M SERIES HUMIDIFIER | 2019-05-17 | 150
RESPIRONICS | M SERIES HUMIDIFIER | 2019-05-17 | 150
RESPIRONICS | M SERIES HUMIDIFIER | 2019-05-17 | 150
RESPIRONICS | M SERIES HUMIDIFIER | 2019-05-17 | 150
RESPIRONICS | M SERIES HUMIDIFIER | 2019-05-17 | 150
RESPIRONICS | M SERIES HUMIDIFIER | 2019-05-17 | 150
RESPIRONICS | M SERIES HUMIDIFIER | 2019-05-17 | 150
RESPIRONICS | M SERIES HUMIDIFIER | 2019-05-17 | 150
RESPIRONICS | M SERIES HUMIDIFIER | 2019-05-17 | 150
RESPIRONICS | M SERIES HUMIDIFIER | 2019-05-17 | 150
RESPIRONICS | M SERIES HUMIDIFIER | 2019-05-17 | 150
RESPIRONICS | M SERIES HUMIDIFIER | 2019-05-17 | 150
RESPIRONICS | M SERIES HUMIDIFIER | 2019-05-17 | 150
RESPIRONICS | M SERIES HUMIDIFIER | 2019-05-17 | 150
RESPIRONICS | M SERIES HUMIDIFIER | 2019-05-17 | 150
RESPIRONICS | M SERIES HUMIDIFIER | 2019-05-17 | 150
RESPIRONICS | M SERIES HUMIDIFIER | 2019-05-17 | 150
RESPIRONICS | M SERIES HUMIDIFIER | 2019-05-17 | 150
RESPIRONICS | M SERIES HUMIDIFIER | 2019-05-17 | 150
RESPIRONICS | M SERIES HUMIDIFIER | 2019-05-17 | 150
RESPIRONICS | M SERIES HUMIDIFIER | 2019-05-17 | 150
RESPIRONICS | M SERIES HUMIDIFIER | 2019-05-17 | 150
RESPIRONICS | M SERIES HUMIDIFIER | 2019-05-17 | 150
RESPIRONICS | M SERIES HUMIDIFIER | 2019-05-17 | 150
RESPIRONICS | M SERIES HUMIDIFIER | 2019-05-17 | 150
RESPIRONICS | M SERIES HUMIDIFIER | 2019-05-17 | 150
RESPIRONICS | M SERIES HUMIDIFIER | 2019-05-17 | 150
RESPIRONICS | M SERIES HUMIDIFIER | 2019-05-17 | 150
RESPIRONICS | M SERIES HUMIDIFIER | 2019-05-17 | 150
RESPIRONICS | M SERIES HUMIDIFIER | 2019-05-17 | 150
RESPIRONICS | M SERIES HUMIDIFIER | 2019-05-17 | 150
RESPIRONICS | M SERIES HUMIDIFIER | 2019-05-17 | 150
RESPIRONICS | M SERIES HUMIDIFIER | 2019-05-17 | 150
RESPIRONICS | M SERIES HUMIDIFIER | 2019-05-17 | 150
RESPIRONICS | M SERIES HUMIDIFIER | 2019-05-17 | 150
RESPIRONICS | M SERIES HUMIDIFIER | 2019-05-17 | 150
RESPIRONICS | M SERIES HUMIDIFIER | 2019-05-17 | 150
RESPIRONICS | M SERIES HUMIDIFIER | 2019-05-17 | 150
RESPIRONICS | M SERIES HUMIDIFIER | 2019-05-17 | 150
RESPIRONICS | M SERIES HUMIDIFIER | 2019-05-17 | 150
RESPIRONICS | M SERIES HUMIDIFIER | 2019-05-17 | 150
RESPIRONICS | M SERIES HUMIDIFIER | 2019-05-17 | 150
RESPIRONICS | M SERIES HUMIDIFIER | 2019-05-17 | 150
RESPIRONICS | M SERIES HUMIDIFIER | 2019-05-17 | 150
RESPIRONICS | M SERIES HUMIDIFIER | 2019-05-17 | 150
RESPIRONICS | M SERIES HUMIDIFIER | 2019-05-17 | 150
RESPIRONICS | M SERIES HUMIDIFIER | 2019-05-17 | 150
RESPIRONICS | M SERIES HUMIDIFIER | 2019-05-17 | 150
RESPIRONICS | M SERIES HUMIDIFIER | 2019-05-17 | 150
RESPIRONICS | M SERIES HUMIDIFIER | 2019-05-17 | 150
RESPIRONICS | M SERIES HUMIDIFIER | 2019-05-17 | 150
RESPIRONICS | M SERIES HUMIDIFIER | 2019-05-17 | 150
RESPIRONICS | M SERIES HUMIDIFIER | 2019-05-17 | 150
RESPIRONICS | M SERIES HUMIDIFIER | 2019-05-17 | 150
RESPIRONICS | M SERIES HUMIDIFIER | 2019-05-17 | 150
RESPIRONICS | M SERIES HUMIDIFIER | 2019-05-16 | 150
RESPIRONICS | M SERIES HUMIDIFIER | 2019-05-16 | 150
RESPIRONICS | M SERIES HUMIDIFIER | 2019-05-16 | 150
RESPIRONICS | M SERIES HUMIDIFIER | 2019-05-16 | 150
RESPIRONICS | M SERIES HUMIDIFIER | 2019-05-16 | 150
RESPIRONICS | M SERIES HUMIDIFIER | 2019-05-16 | 150
RESPIRONICS | M SERIES HUMIDIFIER | 2019-05-16 | 150
RESPIRONICS | M SERIES HUMIDIFIER | 2019-05-16 | 150
RESPIRONICS | M SERIES HUMIDIFIER | 2019-05-16 | 150
RESPIRONICS | M SERIES HUMIDIFIER | 2019-05-16 | 150
RESPIRONICS | M SERIES HUMIDIFIER | 2019-05-16 | 150
RESPIRONICS | M SERIES HUMIDIFIER | 2019-05-16 | 150
RESPIRONICS | M SERIES HUMIDIFIER | 2019-05-16 | 150
RESPIRONICS | M SERIES HUMIDIFIER | 2019-05-16 | 150
RESPIRONICS | M SERIES HUMIDIFIER | 2019-05-16 | 150
RESPIRONICS | M SERIES HUMIDIFIER | 2019-05-16 | 150
RESPIRONICS | M SERIES HUMIDIFIER | 2019-05-16 | 150
RESPIRONICS | M SERIES HUMIDIFIER | 2019-05-16 | 150
RESPIRONICS | M SERIES HUMIDIFIER | 2019-05-16 | 150
RESPIRONICS | M SERIES HUMIDIFIER | 2019-05-16 | 150
RESPIRONICS | M SERIES HUMIDIFIER | 2019-05-16 | 150
RESPIRONICS | M SERIES HUMIDIFIER | 2019-05-16 | 150
RESPIRONICS | M SERIES HUMIDIFIER | 2019-05-16 | 150
RESPIRONICS | M SERIES HUMIDIFIER | 2019-05-16 | 150
RESPIRONICS | M SERIES HUMIDIFIER | 2019-05-16 | 150
RESPIRONICS | M SERIES HUMIDIFIER | 2019-05-16 | 150
RESPIRONICS | M SERIES HUMIDIFIER | 2019-05-16 | 150
RESPIRONICS | M SERIES HUMIDIFIER | 2019-05-16 | 150
RESPIRONICS | M SERIES HUMIDIFIER | 2019-05-16 | 150
RESPIRONICS | M SERIES HUMIDIFIER | 2019-05-16 | 150
RESPIRONICS | M SERIES HUMIDIFIER | 2019-05-16 | 150
RESPIRONICS | M SERIES HUMIDIFIER | 2019-05-16 | 150
RESPIRONICS | M SERIES HUMIDIFIER | 2019-05-16 | 150
RESPIRONICS | M SERIES HUMIDIFIER | 2019-05-16 | 150
RESPIRONICS | M SERIES HUMIDIFIER | 2019-05-16 | 150
RESPIRONICS | M SERIES HUMIDIFIER | 2019-05-16 | 150
RESPIRONICS | M SERIES HUMIDIFIER | 2019-05-16 | 150
RESPIRONICS | M SERIES HUMIDIFIER | 2019-05-16 | 150
RESPIRONICS | M SERIES HUMIDIFIER | 2019-05-16 | 150
RESPIRONICS | M SERIES HUMIDIFIER | 2019-05-16 | 150
RESPIRONICS | M SERIES HUMIDIFIER | 2019-05-16 | 150
RESPIRONICS | M SERIES HUMIDIFIER | 2019-05-16 | 150
RESPIRONICS | M SERIES HUMIDIFIER | 2019-05-16 | 150
RESPIRONICS | M SERIES HUMIDIFIER | 2019-05-16 | 150
RESPIRONICS | M SERIES HUMIDIFIER | 2019-05-16 | 150
RESPIRONICS | M SERIES HUMIDIFIER | 2019-05-16 | 150
RESPIRONICS | M SERIES HUMIDIFIER | 2019-05-16 | 150
RESPIRONICS | M SERIES HUMIDIFIER | 2019-05-16 | 150
RESPIRONICS | M SERIES HUMIDIFIER | 2019-05-16 | 150
RESPIRONICS | M SERIES HUMIDIFIER | 2019-05-16 | 150
RESPIRONICS | M SERIES HUMIDIFIER | 2019-05-16 | 150
RESPIRONICS | M SERIES HUMIDIFIER | 2019-05-16 | 150
RESPIRONICS | M SERIES HUMIDIFIER | 2019-05-16 | 150
RESPIRONICS | M SERIES HUMIDIFIER | 2019-05-16 | 150
RESPIRONICS | M SERIES HUMIDIFIER | 2019-05-16 | 150
RESPIRONICS | M SERIES HUMIDIFIER | 2019-05-16 | 150
RESPIRONICS | M SERIES HUMIDIFIER | 2019-05-16 | 150
RESPIRONICS | M SERIES HUMIDIFIER | 2019-05-16 | 150
RESPIRONICS | M SERIES HUMIDIFIER | 2019-05-16 | 150
RESPIRONICS | M SERIES HUMIDIFIER | 2019-05-16 | 150
RESPIRONICS | M SERIES HUMIDIFIER | 2019-05-16 | 150
RESPIRONICS | M SERIES HUMIDIFIER | 2019-05-16 | 150
RESPIRONICS | M SERIES HUMIDIFIER | 2019-05-16 | 150
RESPIRONICS | M SERIES HUMIDIFIER | 2019-05-16 | 150
RESPIRONICS | M SERIES HUMIDIFIER | 2019-05-16 | 150
RESPIRONICS | M SERIES HUMIDIFIER | 2019-05-16 | 150
RESPIRONICS | M SERIES HUMIDIFIER | 2019-05-16 | 150
RESPIRONICS | M SERIES HUMIDIFIER | 2019-05-16 | 150
RESPIRONICS | M SERIES HUMIDIFIER | 2019-05-16 | 150
RESPIRONICS | M SERIES HUMIDIFIER | 2019-05-16 | 150
RESPIRONICS | M SERIES HUMIDIFIER | 2019-05-16 | 150
RESPIRONICS | M SERIES HUMIDIFIER | 2019-05-16 | 150
RESPIRONICS | M SERIES HUMIDIFIER | 2019-05-16 | 150
RESPIRONICS | M SERIES HUMIDIFIER | 2019-05-16 | 150
RESPIRONICS | M SERIES HUMIDIFIER | 2019-05-16 | 150
RESPIRONICS | M SERIES HUMIDIFIER | 2019-05-16 | 150
RESPIRONICS | M SERIES HUMIDIFIER | 2019-05-16 | 150
RESPIRONICS | M SERIES HUMIDIFIER | 2019-05-16 | 150
RESPIRONICS | M SERIES HUMIDIFIER | 2019-05-16 | 150
RESPIRONICS | M SERIES HUMIDIFIER | 2019-05-16 | 150
RESPIRONICS | M SERIES HUMIDIFIER | 2019-05-16 | 150
RESPIRONICS | M SERIES HUMIDIFIER | 2019-05-16 | 150
RESPIRONICS | M SERIES HUMIDIFIER | 2019-05-16 | 150
RESPIRONICS | M SERIES HUMIDIFIER | 2019-05-16 | 150
RESPIRONICS | M SERIES HUMIDIFIER | 2019-05-16 | 150
RESPIRONICS | M SERIES HUMIDIFIER | 2019-05-16 | 150
RESPIRONICS | M SERIES HUMIDIFIER | 2019-05-16 | 150
RESPIRONICS | M SERIES HUMIDIFIER | 2019-05-16 | 150
RESPIRONICS | M SERIES HUMIDIFIER | 2019-05-16 | 150
RESPIRONICS | M SERIES HUMIDIFIER | 2019-05-16 | 150
RESPIRONICS | M SERIES HUMIDIFIER | 2019-05-16 | 150
RESPIRONICS | M SERIES HUMIDIFIER | 2019-05-16 | 150
RESPIRONICS | M SERIES HUMIDIFIER | 2019-05-16 | 150
RESPIRONICS | M SERIES HUMIDIFIER | 2019-05-16 | 150
RESPIRONICS | M SERIES HUMIDIFIER | 2019-05-16 | 150
RESPIRONICS | M SERIES HUMIDIFIER | 2019-05-16 | 150
RESPIRONICS | M SERIES HUMIDIFIER | 2019-05-16 | 150
RESPIRONICS | M SERIES HUMIDIFIER | 2019-05-16 | 150
RESPIRONICS | M SERIES HUMIDIFIER | 2019-05-11 | 150
RESPIRONICS | M SERIES HUMIDIFIER | 2019-05-11 | 150
RESPIRONICS | M SERIES HUMIDIFIER | 2019-05-11 | 150
RESPIRONICS | M SERIES HUMIDIFIER | 2019-05-11 | 150
RESPIRONICS | M SERIES HUMIDIFIER | 2019-05-11 | 150
RESPIRONICS | M SERIES HUMIDIFIER | 2019-05-11 | 150
RESPIRONICS | M SERIES HUMIDIFIER | 2019-05-11 | 150
RESPIRONICS | M SERIES HUMIDIFIER | 2019-05-11 | 150
RESPIRONICS | M SERIES HUMIDIFIER | 2019-05-11 | 150
RESPIRONICS | M SERIES HUMIDIFIER | 2019-05-11 | 150
RESPIRONICS | M SERIES HUMIDIFIER | 2019-05-11 | 150
RESPIRONICS | M SERIES HUMIDIFIER | 2019-05-11 | 150
RESPIRONICS | M SERIES HUMIDIFIER | 2019-05-11 | 150
RESPIRONICS | M SERIES HUMIDIFIER | 2019-05-11 | 150
RESPIRONICS | M SERIES HUMIDIFIER | 2019-05-11 | 150
RESPIRONICS | M SERIES HUMIDIFIER | 2019-05-11 | 150
RESPIRONICS | M SERIES HUMIDIFIER | 2019-05-11 | 150
RESPIRONICS | M SERIES HUMIDIFIER | 2019-05-11 | 150
RESPIRONICS | M SERIES HUMIDIFIER | 2019-05-11 | 150
RESPIRONICS | M SERIES HUMIDIFIER | 2019-05-11 | 150
RESPIRONICS | M SERIES HUMIDIFIER | 2019-05-11 | 150
RESPIRONICS | M SERIES HUMIDIFIER | 2019-05-11 | 150
RESPIRONICS | M SERIES HUMIDIFIER | 2019-05-11 | 150
RESPIRONICS | M SERIES HUMIDIFIER | 2019-05-11 | 150
RESPIRONICS | M SERIES HUMIDIFIER | 2019-05-11 | 150
RESPIRONICS | M SERIES HUMIDIFIER | 2019-05-11 | 150
RESPIRONICS | M SERIES HUMIDIFIER | 2019-05-11 | 150
RESPIRONICS | M SERIES HUMIDIFIER | 2019-05-11 | 150
RESPIRONICS | M SERIES HUMIDIFIER | 2019-05-11 | 150
RESPIRONICS | M SERIES HUMIDIFIER | 2019-05-11 | 150
RESPIRONICS | M SERIES HUMIDIFIER | 2019-05-11 | 150
RESPIRONICS | M SERIES HUMIDIFIER | 2019-05-11 | 150
RESPIRONICS | M SERIES HUMIDIFIER | 2019-05-11 | 150
RESPIRONICS | M SERIES HUMIDIFIER | 2019-05-11 | 150
RESPIRONICS | M SERIES HUMIDIFIER | 2019-05-11 | 150
RESPIRONICS | M SERIES HUMIDIFIER | 2019-05-11 | 150
RESPIRONICS | M SERIES HUMIDIFIER | 2019-05-11 | 150
RESPIRONICS | M SERIES HUMIDIFIER | 2019-05-11 | 150
RESPIRONICS | M SERIES HUMIDIFIER | 2019-05-11 | 150
RESPIRONICS | M SERIES HUMIDIFIER | 2019-05-11 | 150
RESPIRONICS | M SERIES HUMIDIFIER | 2019-05-11 | 150
RESPIRONICS | M SERIES HUMIDIFIER | 2019-05-11 | 150
RESPIRONICS | M SERIES HUMIDIFIER | 2019-05-11 | 150
RESPIRONICS | M SERIES HUMIDIFIER | 2019-05-11 | 150
RESPIRONICS | M SERIES HUMIDIFIER | 2019-05-11 | 150
RESPIRONICS | M SERIES HUMIDIFIER | 2019-05-11 | 150
RESPIRONICS | M SERIES HUMIDIFIER | 2019-05-11 | 150
RESPIRONICS | M SERIES HUMIDIFIER | 2019-05-11 | 150
RESPIRONICS | M SERIES HUMIDIFIER | 2019-05-11 | 150
RESPIRONICS | M SERIES HUMIDIFIER | 2019-05-11 | 150
RESPIRONICS | M SERIES HUMIDIFIER | 2019-05-11 | 150
RESPIRONICS | M SERIES HUMIDIFIER | 2019-05-11 | 150
RESPIRONICS | M SERIES HUMIDIFIER | 2019-05-11 | 150
RESPIRONICS | M SERIES HUMIDIFIER | 2019-05-11 | 150
RESPIRONICS | M SERIES HUMIDIFIER | 2019-05-11 | 150
RESPIRONICS | M SERIES HUMIDIFIER | 2019-05-11 | 150
RESPIRONICS | M SERIES HUMIDIFIER | 2019-05-11 | 150
RESPIRONICS | M SERIES HUMIDIFIER | 2019-05-11 | 150
RESPIRONICS | M SERIES HUMIDIFIER | 2019-05-11 | 150
RESPIRONICS | M SERIES HUMIDIFIER | 2019-05-11 | 150
RESPIRONICS | M SERIES HUMIDIFIER | 2019-05-11 | 150
RESPIRONICS | M SERIES HUMIDIFIER | 2019-05-11 | 150
RESPIRONICS | M SERIES HUMIDIFIER | 2019-05-11 | 150
RESPIRONICS | M SERIES HUMIDIFIER | 2019-05-11 | 150
RESPIRONICS | M SERIES HUMIDIFIER | 2019-05-11 | 150
RESPIRONICS | M SERIES HUMIDIFIER | 2019-05-11 | 150
RESPIRONICS | M SERIES HUMIDIFIER | 2019-05-11 | 150
RESPIRONICS | M SERIES HUMIDIFIER | 2019-05-11 | 150
RESPIRONICS | M SERIES HUMIDIFIER | 2019-05-11 | 150
RESPIRONICS | M SERIES HUMIDIFIER | 2019-05-11 | 150
RESPIRONICS | M SERIES HUMIDIFIER | 2019-05-11 | 150
RESPIRONICS | M SERIES HUMIDIFIER | 2019-05-11 | 150
RESPIRONICS | M SERIES HUMIDIFIER | 2019-05-11 | 150
RESPIRONICS | M SERIES HUMIDIFIER | 2019-05-11 | 150
RESPIRONICS | M SERIES HUMIDIFIER | 2019-05-11 | 150
RESPIRONICS | M SERIES HUMIDIFIER | 2019-05-11 | 150
RESPIRONICS | M SERIES HUMIDIFIER | 2019-05-11 | 150
RESPIRONICS | M SERIES HUMIDIFIER | 2019-05-11 | 150
RESPIRONICS | M SERIES HUMIDIFIER | 2019-05-11 | 150
RESPIRONICS | M SERIES HUMIDIFIER | 2019-05-11 | 150
RESPIRONICS | M SERIES HUMIDIFIER | 2019-05-11 | 150
RESPIRONICS | M SERIES HUMIDIFIER | 2019-05-11 | 150
RESPIRONICS | M SERIES HUMIDIFIER | 2019-05-11 | 150
RESPIRONICS | M SERIES HUMIDIFIER | 2019-05-11 | 150
RESPIRONICS | M SERIES HUMIDIFIER | 2019-05-11 | 150
RESPIRONICS | M SERIES HUMIDIFIER | 2019-05-11 | 150
RESPIRONICS | M SERIES HUMIDIFIER | 2019-05-11 | 150
RESPIRONICS | M SERIES HUMIDIFIER | 2019-05-11 | 150
RESPIRONICS | M SERIES HUMIDIFIER | 2019-05-11 | 150
RESPIRONICS | M SERIES HUMIDIFIER | 2019-05-11 | 150
RESPIRONICS | M SERIES HUMIDIFIER | 2019-05-11 | 150
RESPIRONICS | M SERIES HUMIDIFIER | 2019-05-11 | 150
RESPIRONICS | M SERIES HUMIDIFIER | 2019-05-11 | 150
RESPIRONICS | M SERIES HUMIDIFIER | 2019-05-11 | 150
RESPIRONICS | M SERIES HUMIDIFIER | 2019-05-11 | 150
RESPIRONICS | M SERIES HUMIDIFIER | 2019-05-11 | 150
RESPIRONICS | M SERIES HUMIDIFIER | 2019-05-11 | 150
RESPIRONICS | M SERIES HUMIDIFIER | 2019-05-11 | 150
RESPIRONICS | M SERIES HUMIDIFIER | 2019-05-11 | 150
RESPIRONICS | M SERIES HUMIDIFIER | 2019-05-11 | 150
RESPIRONICS | M SERIES HUMIDIFIER | 2019-05-11 | 150
RESPIRONICS | M SERIES HUMIDIFIER | 2019-05-11 | 150
RESPIRONICS | M SERIES HUMIDIFIER | 2019-05-11 | 150
RESPIRONICS | M SERIES HUMIDIFIER | 2019-05-11 | 150
RESPIRONICS | M SERIES HUMIDIFIER | 2019-05-11 | 150
RESPIRONICS | M SERIES HUMIDIFIER | 2019-05-11 | 150
RESPIRONICS | M SERIES HUMIDIFIER | 2019-05-11 | 150
RESPIRONICS | M SERIES HUMIDIFIER | 2019-05-11 | 150
RESPIRONICS | M SERIES HUMIDIFIER | 2019-05-11 | 150
RESPIRONICS | M SERIES HUMIDIFIER | 2019-05-11 | 150
RESPIRONICS | M SERIES HUMIDIFIER | 2019-05-11 | 150
RESPIRONICS | M SERIES HUMIDIFIER | 2019-05-11 | 150
RESPIRONICS | M SERIES HUMIDIFIER | 2019-05-11 | 150
RESPIRONICS | M SERIES HUMIDIFIER | 2019-05-11 | 150
RESPIRONICS | M SERIES HUMIDIFIER | 2019-05-11 | 150
RESPIRONICS | M SERIES HUMIDIFIER | 2019-05-11 | 150
RESPIRONICS | M SERIES HUMIDIFIER | 2019-05-11 | 150
RESPIRONICS | M SERIES HUMIDIFIER | 2019-05-11 | 150
RESPIRONICS | M SERIES HUMIDIFIER | 2019-05-11 | 150
RESPIRONICS | M SERIES HUMIDIFIER | 2019-05-11 | 150
RESPIRONICS | M SERIES HUMIDIFIER | 2019-05-11 | 150
RESPIRONICS | M SERIES HUMIDIFIER | 2019-05-11 | 150
RESPIRONICS | M SERIES HUMIDIFIER | 2019-05-11 | 150
RESPIRONICS | M SERIES HUMIDIFIER | 2019-05-11 | 150
RESPIRONICS | M SERIES HUMIDIFIER | 2019-05-11 | 150
RESPIRONICS | M SERIES HUMIDIFIER | 2019-05-11 | 150
RESPIRONICS | M SERIES HUMIDIFIER | 2019-05-11 | 150
RESPIRONICS | M SERIES HUMIDIFIER | 2019-05-11 | 150
RESPIRONICS | M SERIES HUMIDIFIER | 2019-05-11 | 150
RESPIRONICS | M SERIES HUMIDIFIER | 2019-05-11 | 150
RESPIRONICS | M SERIES HUMIDIFIER | 2019-05-11 | 150
RESPIRONICS | M SERIES HUMIDIFIER | 2019-05-11 | 150
RESPIRONICS | M SERIES HUMIDIFIER | 2019-05-11 | 150
RESPIRONICS | M SERIES HUMIDIFIER | 2019-05-11 | 150
RESPIRONICS | M SERIES HUMIDIFIER | 2019-05-11 | 150
RESPIRONICS | M SERIES HUMIDIFIER | 2019-05-11 | 150
RESPIRONICS | M SERIES HUMIDIFIER | 2019-05-11 | 150
RESPIRONICS | M SERIES HUMIDIFIER | 2019-05-11 | 150
RESPIRONICS | M SERIES HUMIDIFIER | 2019-05-11 | 150
RESPIRONICS | M SERIES HUMIDIFIER | 2019-05-11 | 150
RESPIRONICS | M SERIES HUMIDIFIER | 2019-05-11 | 150
RESPIRONICS | M SERIES HUMIDIFIER | 2019-05-11 | 150
RESPIRONICS | M SERIES HUMIDIFIER | 2019-05-11 | 150
RESPIRONICS | M SERIES HUMIDIFIER | 2019-05-11 | 150
RESPIRONICS | M SERIES HUMIDIFIER | 2019-05-11 | 150
RESPIRONICS | M SERIES HUMIDIFIER | 2019-05-11 | 150
RESPIRONICS | M SERIES HUMIDIFIER | 2019-05-11 | 150
RESPIRONICS | M SERIES HUMIDIFIER | 2019-05-11 | 150
RESPIRONICS | M SERIES HUMIDIFIER | 2019-05-11 | 150
RESPIRONICS | M SERIES HUMIDIFIER | 2019-05-11 | 150
RESPIRONICS | M SERIES HUMIDIFIER | 2019-05-11 | 150
RESPIRONICS | M SERIES HUMIDIFIER | 2019-05-11 | 150
RESPIRONICS | M SERIES HUMIDIFIER | 2019-05-11 | 150
RESPIRONICS | M SERIES HUMIDIFIER | 2019-05-11 | 150
RESPIRONICS | M SERIES HUMIDIFIER | 2019-05-11 | 150
RESPIRONICS | M SERIES HUMIDIFIER | 2019-05-11 | 150
RESPIRONICS | M SERIES HUMIDIFIER | 2019-05-11 | 150
RESPIRONICS | M SERIES HUMIDIFIER | 2019-05-11 | 150
RESPIRONICS | M SERIES HUMIDIFIER | 2019-05-11 | 150
RESPIRONICS | M SERIES HUMIDIFIER | 2019-05-11 | 150
RESPIRONICS | M SERIES HUMIDIFIER | 2019-05-11 | 150
RESPIRONICS | M SERIES HUMIDIFIER | 2019-05-11 | 150
RESPIRONICS | M SERIES HUMIDIFIER | 2019-05-11 | 150
RESPIRONICS | M SERIES HUMIDIFIER | 2019-05-11 | 150
RESPIRONICS | M SERIES HUMIDIFIER | 2019-05-11 | 150
RESPIRONICS | M SERIES HUMIDIFIER | 2019-05-11 | 150
RESPIRONICS | M SERIES HUMIDIFIER | 2019-05-11 | 150
RESPIRONICS | M SERIES HUMIDIFIER | 2019-05-11 | 150
MINOLTA | PULSOX-300I | 2019-05-11 | 500
RESPIRONICS | TRILOGY 100 | 2019-05-11 | 3586
RESPIRONICS | TRILOGY 100 | 2019-05-11 | 3586
RESPIRONICS | TRILOGY 100 | 2019-05-11 | 3586
RESPIRONICS | TRILOGY 100 | 2019-05-11 | 3586
RESPIRONICS | TRILOGY 100 | 2019-05-11 | 3586
RESPIRONICS | TRILOGY 100 | 2019-05-11 | 3586
RESPIRONICS | TRILOGY 100 | 2019-05-11 | 3586
RESPIRONICS | TRILOGY 100 | 2019-05-11 | 3586
RESPIRONICS | TRILOGY 100 | 2019-05-11 | 3586
RESPIRONICS | TRILOGY 100 | 2019-05-11 | 3586
RESPIRONICS | TRILOGY 100 | 2019-05-11 | 3586
RESPIRONICS | TRILOGY 100 | 2019-05-11 | 3586
RESPIRONICS | TRILOGY 100 | 2019-05-11 | 3586
RESPIRONICS | TRILOGY 100 | 2019-05-11 | 3586
RESPIRONICS | TRILOGY 100 | 2019-05-11 | 3586
RESPIRONICS | TRILOGY 100 | 2019-05-11 | 3586
RESPIRONICS | TRILOGY 100 | 2019-05-11 | 3586
RESPIRONICS | TRILOGY 100 | 2019-05-11 | 3586
RESPIRONICS | TRILOGY 100 | 2019-05-11 | 3586
RESPIRONICS | TRILOGY 100 | 2019-05-11 | 3586
RESPIRONICS | TRILOGY 100 | 2019-05-11 | 3586
RESPIRONICS | A40 | 2019-05-11 | 2427.5
RESPIRONICS | A40 | 2019-05-11 | 2427.5
RESPIRONICS | A40 | 2019-05-11 | 2427.5
RESPIRONICS | A40 | 2019-05-11 | 2427.5
RESPIRONICS | A40 | 2019-05-11 | 2427.5
RESPIRONICS | M SERIES HUMIDIFIER | 2019-05-11 | 150
RESPIRONICS | M SERIES HUMIDIFIER | 2019-05-11 | 150
RESPIRONICS | M SERIES HUMIDIFIER | 2019-05-11 | 150
RESPIRONICS | M SERIES HUMIDIFIER | 2019-05-11 | 150
RESPIRONICS | M SERIES HUMIDIFIER | 2019-05-11 | 150
RESPIRONICS | M SERIES HUMIDIFIER | 2019-05-11 | 150
RESPIRONICS | M SERIES HUMIDIFIER | 2019-05-11 | 150
RESPIRONICS | M SERIES HUMIDIFIER | 2019-05-11 | 150
RESPIRONICS | M SERIES HUMIDIFIER | 2019-05-11 | 150
RESPIRONICS | M SERIES HUMIDIFIER | 2019-05-11 | 150
RESPIRONICS | M SERIES HUMIDIFIER | 2019-05-11 | 150
RESPIRONICS | M SERIES HUMIDIFIER | 2019-05-11 | 150
RESPIRONICS | M SERIES HUMIDIFIER | 2019-05-11 | 150
RESPIRONICS | M SERIES HUMIDIFIER | 2019-05-11 | 150
RESPIRONICS | M SERIES HUMIDIFIER | 2019-05-11 | 150
RESPIRONICS | M SERIES HUMIDIFIER | 2019-05-11 | 150
RESPIRONICS | M SERIES HUMIDIFIER | 2019-05-11 | 150
RESPIRONICS | M SERIES HUMIDIFIER | 2019-05-11 | 150
RESPIRONICS | M SERIES HUMIDIFIER | 2019-05-11 | 150
RESPIRONICS | M SERIES HUMIDIFIER | 2019-05-11 | 150
RESPIRONICS | M SERIES HUMIDIFIER | 2019-05-11 | 150
RESPIRONICS | M SERIES HUMIDIFIER | 2019-05-11 | 150
RESPIRONICS | M SERIES HUMIDIFIER | 2019-05-11 | 150
RESPIRONICS | M SERIES HUMIDIFIER | 2019-05-11 | 150
RESPIRONICS | M SERIES HUMIDIFIER | 2019-05-11 | 150
RESPIRONICS | M SERIES HUMIDIFIER | 2019-05-11 | 150
RESPIRONICS | M SERIES HUMIDIFIER | 2019-05-11 | 150
RESPIRONICS | M SERIES HUMIDIFIER | 2019-05-11 | 150
RESPIRONICS | M SERIES HUMIDIFIER | 2019-05-11 | 150
RESPIRONICS | M SERIES HUMIDIFIER | 2019-05-11 | 150
RESPIRONICS | M SERIES HUMIDIFIER | 2019-05-11 | 150
RESPIRONICS | M SERIES HUMIDIFIER | 2019-05-11 | 150
RESPIRONICS | M SERIES HUMIDIFIER | 2019-05-11 | 150
RESPIRONICS | M SERIES HUMIDIFIER | 2019-05-11 | 150
RESPIRONICS | M SERIES HUMIDIFIER | 2019-05-11 | 150
RESPIRONICS | M SERIES HUMIDIFIER | 2019-05-11 | 150
RESPIRONICS | M SERIES HUMIDIFIER | 2019-05-11 | 150
RESPIRONICS | M SERIES HUMIDIFIER | 2019-05-11 | 150
RESPIRONICS | M SERIES HUMIDIFIER | 2019-05-11 | 150
RESPIRONICS | M SERIES HUMIDIFIER | 2019-05-11 | 150
RESPIRONICS | M SERIES HUMIDIFIER | 2019-05-11 | 150
RESPIRONICS | M SERIES HUMIDIFIER | 2019-05-11 | 150
RESPIRONICS | M SERIES HUMIDIFIER | 2019-05-11 | 150
RESPIRONICS | M SERIES HUMIDIFIER | 2019-05-11 | 150
RESPIRONICS | M SERIES HUMIDIFIER | 2019-05-11 | 150
RESPIRONICS | M SERIES HUMIDIFIER | 2019-05-11 | 150
RESPIRONICS | M SERIES HUMIDIFIER | 2019-05-11 | 150
RESPIRONICS | M SERIES HUMIDIFIER | 2019-05-11 | 150
RESPIRONICS | M SERIES HUMIDIFIER | 2019-05-11 | 150
RESPIRONICS | M SERIES HUMIDIFIER | 2019-05-11 | 150
RESPIRONICS | M SERIES HUMIDIFIER | 2019-05-11 | 150
RESPIRONICS | M SERIES HUMIDIFIER | 2019-05-11 | 150
RESPIRONICS | M SERIES HUMIDIFIER | 2019-05-11 | 150
RESPIRONICS | M SERIES HUMIDIFIER | 2019-05-11 | 150
RESPIRONICS | M SERIES HUMIDIFIER | 2019-05-11 | 150
RESPIRONICS | M SERIES HUMIDIFIER | 2019-05-11 | 150
RESPIRONICS | M SERIES HUMIDIFIER | 2019-05-11 | 150
RESPIRONICS | M SERIES HUMIDIFIER | 2019-05-11 | 150
RESPIRONICS | M SERIES HUMIDIFIER | 2019-05-11 | 150
RESPIRONICS | M SERIES HUMIDIFIER | 2019-05-11 | 150
RESPIRONICS | M SERIES HUMIDIFIER | 2019-05-11 | 150
RESPIRONICS | M SERIES HUMIDIFIER | 2019-05-11 | 150
RESPIRONICS | M SERIES HUMIDIFIER | 2019-05-11 | 150
RESPIRONICS | M SERIES HUMIDIFIER | 2019-05-11 | 150
RESPIRONICS | M SERIES HUMIDIFIER | 2019-05-11 | 150
RESPIRONICS | M SERIES HUMIDIFIER | 2019-05-11 | 150
RESPIRONICS | M SERIES HUMIDIFIER | 2019-05-11 | 150
RESPIRONICS | M SERIES HUMIDIFIER | 2019-05-11 | 150
RESPIRONICS | M SERIES HUMIDIFIER | 2019-05-11 | 150
RESPIRONICS | M SERIES HUMIDIFIER | 2019-05-11 | 150
RESPIRONICS | M SERIES HUMIDIFIER | 2019-05-11 | 150
RESPIRONICS | A40 | 2019-05-11 | 2427.5
RESPIRONICS | A40 | 2019-05-11 | 2427.5
RESPIRONICS | A40 | 2019-05-11 | 2427.5
RESPIRONICS | A40 | 2019-05-11 | 2427.5
RESPIRONICS | A40 | 2019-05-11 | 2427.5
RESPIRONICS | A40 | 2019-05-11 | 2427.5
RESPIRONICS | A40 | 2019-05-11 | 2427.5
RESPIRONICS | A40 | 2019-05-11 | 2427.5
RESPIRONICS | A40 | 2019-05-11 | 2427.5
RESPIRONICS | A40 | 2019-05-11 | 2427.5
RESPIRONICS | A40 | 2019-05-11 | 2427.5
RESPIRONICS | A40 | 2019-05-11 | 2427.5
RESPIRONICS | A40 | 2019-05-11 | 2427.5
RESPIRONICS | TRILOGY 100 | 2019-05-11 | 3586
RESPIRONICS | TRILOGY 100 | 2019-05-11 | 3586
RESPIRONICS | TRILOGY 100 | 2019-05-11 | 3586
RESPIRONICS | TRILOGY 100 | 2019-05-11 | 3586
RESPIRONICS | TRILOGY 100 | 2019-05-11 | 3586
RESPIRONICS | TRILOGY 100 | 2019-05-11 | 3586
RESPIRONICS | TRILOGY 100 | 2019-05-11 | 3586
RESPIRONICS | TRILOGY 100 | 2019-05-11 | 3586
RESPIRONICS | TRILOGY 100 | 2019-05-11 | 3586
RESPIRONICS | TRILOGY 100 | 2019-05-11 | 3586
RESPIRONICS | TRILOGY 100 | 2019-05-11 | 3586
RESPIRONICS | TRILOGY 100 | 2019-05-11 | 3586
RESPIRONICS | TRILOGY 100 | 2019-05-11 | 3586
INSPIRED MEDICAL | VHB10A | 2019-05-11 | 100
INSPIRED MEDICAL | VHB10A | 2019-05-11 | 100
INSPIRED MEDICAL | VHB10A | 2019-05-11 | 100
SECA | 959 | 2019-04-18 | 659
RESPIRONICS | TRILOGY 100 | 2019-03-22 | 3586
RESPIRONICS | TRILOGY 100 | 2019-03-22 | 3586
RESPIRONICS | M SERIES HUMIDIFIER | 2019-03-22 | 150
RESPIRONICS | M SERIES HUMIDIFIER | 2019-03-22 | 150
RESPIRONICS | M SERIES HUMIDIFIER | 2019-03-22 | 150
RESPIRONICS | M SERIES HUMIDIFIER | 2019-03-22 | 150
RESPIRONICS | M SERIES HUMIDIFIER | 2019-03-22 | 150
RESPIRONICS | M SERIES HUMIDIFIER | 2019-03-22 | 150
RESPIRONICS | M SERIES HUMIDIFIER | 2019-03-22 | 150
RESPIRONICS | M SERIES HUMIDIFIER | 2019-03-22 | 150
RESPIRONICS | M SERIES HUMIDIFIER | 2019-03-22 | 150
RESPIRONICS | M SERIES HUMIDIFIER | 2019-03-22 | 150
RESPIRONICS | M SERIES HUMIDIFIER | 2019-03-22 | 150
RESPIRONICS | M SERIES HUMIDIFIER | 2019-03-22 | 150
RESPIRONICS | M SERIES HUMIDIFIER | 2019-03-22 | 150
RESPIRONICS | M SERIES HUMIDIFIER | 2019-03-22 | 150
RESPIRONICS | M SERIES HUMIDIFIER | 2019-03-22 | 150
RESPIRONICS | M SERIES HUMIDIFIER | 2019-03-22 | 150
RESPIRONICS | M SERIES HUMIDIFIER | 2019-03-22 | 150
RESPIRONICS | M SERIES HUMIDIFIER | 2019-03-22 | 150
RESPIRONICS | M SERIES HUMIDIFIER | 2019-03-22 | 150
RESPIRONICS | M SERIES HUMIDIFIER | 2019-03-22 | 150
RESPIRONICS | M SERIES HUMIDIFIER | 2019-03-22 | 150
RESPIRONICS | M SERIES HUMIDIFIER | 2019-03-22 | 150
RESPIRONICS | M SERIES HUMIDIFIER | 2019-03-22 | 150
RESPIRONICS | M SERIES HUMIDIFIER | 2019-03-22 | 150
RESPIRONICS | M SERIES HUMIDIFIER | 2019-03-22 | 150
RESPIRONICS | M SERIES HUMIDIFIER | 2019-03-22 | 150
RESPIRONICS | M SERIES HUMIDIFIER | 2019-03-22 | 150
RESPIRONICS | M SERIES HUMIDIFIER | 2019-03-22 | 150
RESPIRONICS | M SERIES HUMIDIFIER | 2019-03-22 | 150
RESPIRONICS | M SERIES HUMIDIFIER | 2019-03-22 | 150
RESPIRONICS | M SERIES HUMIDIFIER | 2019-03-22 | 150
RESPIRONICS | M SERIES HUMIDIFIER | 2019-03-22 | 150
RESPIRONICS | M SERIES HUMIDIFIER | 2019-03-22 | 150
RESPIRONICS | M SERIES HUMIDIFIER | 2019-03-22 | 150
RESPIRONICS | M SERIES HUMIDIFIER | 2019-03-22 | 150
RESPIRONICS | M SERIES HUMIDIFIER | 2019-03-22 | 150
RESPIRONICS | M SERIES HUMIDIFIER | 2019-03-22 | 150
RESPIRONICS | M SERIES HUMIDIFIER | 2019-03-22 | 150
RESPIRONICS | M SERIES HUMIDIFIER | 2019-03-22 | 150
RESPIRONICS | M SERIES HUMIDIFIER | 2019-03-22 | 150
RESPIRONICS | M SERIES HUMIDIFIER | 2019-03-22 | 150
RESPIRONICS | M SERIES HUMIDIFIER | 2019-03-22 | 150
RESPIRONICS | M SERIES HUMIDIFIER | 2019-03-22 | 150
RESPIRONICS | M SERIES HUMIDIFIER | 2019-03-22 | 150
RESPIRONICS | M SERIES HUMIDIFIER | 2019-03-22 | 150
RESPIRONICS | M SERIES HUMIDIFIER | 2019-03-22 | 150
RESPIRONICS | M SERIES HUMIDIFIER | 2019-03-22 | 150
RESPIRONICS | M SERIES HUMIDIFIER | 2019-03-22 | 150
RESPIRONICS | M SERIES HUMIDIFIER | 2019-03-22 | 150
RESPIRONICS | M SERIES HUMIDIFIER | 2019-03-22 | 150
RESPIRONICS | M SERIES HUMIDIFIER | 2019-03-22 | 150
RESPIRONICS | M SERIES HUMIDIFIER | 2019-03-22 | 150
RESPIRONICS | M SERIES HUMIDIFIER | 2019-03-22 | 150
RESPIRONICS | M SERIES HUMIDIFIER | 2019-03-22 | 150
RESPIRONICS | M SERIES HUMIDIFIER | 2019-03-22 | 150
RESPIRONICS | M SERIES HUMIDIFIER | 2019-03-22 | 150
RESPIRONICS | M SERIES HUMIDIFIER | 2019-03-22 | 150
RESPIRONICS | M SERIES HUMIDIFIER | 2019-03-22 | 150
RESPIRONICS | M SERIES HUMIDIFIER | 2019-03-22 | 150
RESPIRONICS | M SERIES HUMIDIFIER | 2019-03-22 | 150
RESPIRONICS | M SERIES HUMIDIFIER | 2019-03-22 | 150
RESPIRONICS | M SERIES HUMIDIFIER | 2019-03-22 | 150
RESPIRONICS | M SERIES HUMIDIFIER | 2019-03-22 | 150
RESPIRONICS | M SERIES HUMIDIFIER | 2019-03-22 | 150
RESPIRONICS | M SERIES HUMIDIFIER | 2019-03-22 | 150
RESPIRONICS | M SERIES HUMIDIFIER | 2019-03-22 | 150
RESPIRONICS | M SERIES HUMIDIFIER | 2019-03-22 | 150
RESPIRONICS | M SERIES HUMIDIFIER | 2019-03-22 | 150
RESPIRONICS | M SERIES HUMIDIFIER | 2019-03-22 | 150
RESPIRONICS | M SERIES HUMIDIFIER | 2019-03-22 | 150
RESPIRONICS | M SERIES HUMIDIFIER | 2019-03-22 | 150
RESPIRONICS | M SERIES HUMIDIFIER | 2019-03-22 | 150
RESPIRONICS | M SERIES HUMIDIFIER | 2019-03-22 | 150
RESPIRONICS | M SERIES HUMIDIFIER | 2019-03-22 | 150
RESPIRONICS | M SERIES HUMIDIFIER | 2019-03-22 | 150
RESPIRONICS | M SERIES HUMIDIFIER | 2019-03-22 | 150
RESPIRONICS | M SERIES HUMIDIFIER | 2019-03-22 | 150
RESPIRONICS | M SERIES HUMIDIFIER | 2019-03-22 | 150
RESPIRONICS | M SERIES HUMIDIFIER | 2019-03-22 | 150
RESPIRONICS | TRILOGY 100 | 2019-03-22 | 3586
RESPIRONICS | TRILOGY 100 | 2019-03-22 | 3586
RESPIRONICS | M SERIES HUMIDIFIER | 2019-03-21 | 150
RESPIRONICS | M SERIES HUMIDIFIER | 2019-03-21 | 150
RESPIRONICS | M SERIES HUMIDIFIER | 2019-03-21 | 150
RESPIRONICS | M SERIES HUMIDIFIER | 2019-03-21 | 150
RESPIRONICS | M SERIES HUMIDIFIER | 2019-03-21 | 150
RESPIRONICS | M SERIES HUMIDIFIER | 2019-03-21 | 150
RESPIRONICS | TRILOGY 100 | 2019-03-21 | 3586
RESPIRONICS | TRILOGY 100 | 2019-03-21 | 3586
RESPIRONICS | M SERIES HUMIDIFIER | 2019-03-21 | 150
RESPIRONICS | M SERIES HUMIDIFIER | 2019-03-21 | 150
RESPIRONICS | M SERIES HUMIDIFIER | 2019-03-21 | 150
RESPIRONICS | M SERIES HUMIDIFIER | 2019-03-21 | 150
RESPIRONICS | M SERIES HUMIDIFIER | 2019-03-21 | 150
RESPIRONICS | M SERIES HUMIDIFIER | 2019-03-21 | 150
RESPIRONICS | M SERIES HUMIDIFIER | 2019-03-21 | 150
RESPIRONICS | M SERIES HUMIDIFIER | 2019-03-21 | 150
RESPIRONICS | M SERIES HUMIDIFIER | 2019-03-21 | 150
RESPIRONICS | M SERIES HUMIDIFIER | 2019-03-21 | 150
RESPIRONICS | M SERIES HUMIDIFIER | 2019-03-21 | 150
RESPIRONICS | M SERIES HUMIDIFIER | 2019-03-21 | 150
RESPIRONICS | M SERIES HUMIDIFIER | 2019-03-21 | 150
RESPIRONICS | M SERIES HUMIDIFIER | 2019-03-21 | 150
RESPIRONICS | M SERIES HUMIDIFIER | 2019-03-21 | 150
RESPIRONICS | M SERIES HUMIDIFIER | 2019-03-21 | 150
RESPIRONICS | M SERIES HUMIDIFIER | 2019-03-21 | 150
RESPIRONICS | M SERIES HUMIDIFIER | 2019-03-21 | 150
RESPIRONICS | M SERIES HUMIDIFIER | 2019-03-21 | 150
RESPIRONICS | A40 | 2019-03-21 | 2427.5
RESPIRONICS | A40 | 2019-03-21 | 2427.5
RESPIRONICS | M SERIES HUMIDIFIER | 2019-03-21 | 150
RESPIRONICS | M SERIES HUMIDIFIER | 2019-03-21 | 150
RESPIRONICS | M SERIES HUMIDIFIER | 2019-03-21 | 150
RESPIRONICS | M SERIES HUMIDIFIER | 2019-03-21 | 150
RESPIRONICS | M SERIES HUMIDIFIER | 2019-03-21 | 150
RESPIRONICS | M SERIES HUMIDIFIER | 2019-03-21 | 150
RESPIRONICS | M SERIES HUMIDIFIER | 2019-03-21 | 150
RESPIRONICS | M SERIES HUMIDIFIER | 2019-03-21 | 150
RESPIRONICS | M SERIES HUMIDIFIER | 2019-03-21 | 150
RESPIRONICS | M SERIES HUMIDIFIER | 2019-03-21 | 150
RESPIRONICS | M SERIES HUMIDIFIER | 2019-03-21 | 150
RESPIRONICS | M SERIES HUMIDIFIER | 2019-03-21 | 150
RESPIRONICS | M SERIES HUMIDIFIER | 2019-03-21 | 150
RESPIRONICS | M SERIES HUMIDIFIER | 2019-03-21 | 150
RESPIRONICS | M SERIES HUMIDIFIER | 2019-03-21 | 150
RESPIRONICS | M SERIES HUMIDIFIER | 2019-03-21 | 150
RESPIRONICS | M SERIES HUMIDIFIER | 2019-03-21 | 150
RESPIRONICS | M SERIES HUMIDIFIER | 2019-03-21 | 150
RESPIRONICS | M SERIES HUMIDIFIER | 2019-03-21 | 150
RESPIRONICS | M SERIES HUMIDIFIER | 2019-03-21 | 150
RESPIRONICS | M SERIES HUMIDIFIER | 2019-03-21 | 150
RESPIRONICS | M SERIES HUMIDIFIER | 2019-03-21 | 150
RESPIRONICS | M SERIES HUMIDIFIER | 2019-03-21 | 150
RESPIRONICS | M SERIES HUMIDIFIER | 2019-03-21 | 150
RESPIRONICS | M SERIES HUMIDIFIER | 2019-03-21 | 150
RESPIRONICS | M SERIES HUMIDIFIER | 2019-03-21 | 150
RESPIRONICS | M SERIES HUMIDIFIER | 2019-03-21 | 150
RESPIRONICS | M SERIES HUMIDIFIER | 2019-03-21 | 150
RESPIRONICS | M SERIES HUMIDIFIER | 2019-03-21 | 150
RESPIRONICS | M SERIES HUMIDIFIER | 2019-03-21 | 150
RESPIRONICS | M SERIES HUMIDIFIER | 2019-03-21 | 150
RESPIRONICS | M SERIES HUMIDIFIER | 2019-03-21 | 150
RESPIRONICS | M SERIES HUMIDIFIER | 2019-03-21 | 150
RESPIRONICS | M SERIES HUMIDIFIER | 2019-03-21 | 150
RESPIRONICS | M SERIES HUMIDIFIER | 2019-03-21 | 150
RESPIRONICS | M SERIES HUMIDIFIER | 2019-03-21 | 150
RESPIRONICS | M SERIES HUMIDIFIER | 2019-03-21 | 150
RESPIRONICS | M SERIES HUMIDIFIER | 2019-03-21 | 150
RESPIRONICS | M SERIES HUMIDIFIER | 2019-03-21 | 150
RESPIRONICS | M SERIES HUMIDIFIER | 2019-03-21 | 150
RESPIRONICS | M SERIES HUMIDIFIER | 2019-03-21 | 150
RESPIRONICS | M SERIES HUMIDIFIER | 2019-03-21 | 150
RESPIRONICS | M SERIES HUMIDIFIER | 2019-03-21 | 150
RESPIRONICS | M SERIES HUMIDIFIER | 2019-03-21 | 150
RESPIRONICS | M SERIES HUMIDIFIER | 2019-03-21 | 150
RESPIRONICS | M SERIES HUMIDIFIER | 2019-03-21 | 150
RESPIRONICS | M SERIES HUMIDIFIER | 2019-03-21 | 150
RESPIRONICS | M SERIES HUMIDIFIER | 2019-03-21 | 150
RESPIRONICS | M SERIES HUMIDIFIER | 2019-03-21 | 150
RESPIRONICS | M SERIES HUMIDIFIER | 2019-03-21 | 150
RESPIRONICS | M SERIES HUMIDIFIER | 2019-03-21 | 150
RESPIRONICS | M SERIES HUMIDIFIER | 2019-03-21 | 150
RESPIRONICS | M SERIES HUMIDIFIER | 2019-03-21 | 150
RESPIRONICS | M SERIES HUMIDIFIER | 2019-03-21 | 150
RESPIRONICS | M SERIES HUMIDIFIER | 2019-03-21 | 150
RESPIRONICS | M SERIES HUMIDIFIER | 2019-03-21 | 150
RESPIRONICS | M SERIES HUMIDIFIER | 2019-03-21 | 150
RESPIRONICS | M SERIES HUMIDIFIER | 2019-03-21 | 150
RESPIRONICS | M SERIES HUMIDIFIER | 2019-03-21 | 150
RESPIRONICS | M SERIES HUMIDIFIER | 2019-03-21 | 150
RESPIRONICS | M SERIES HUMIDIFIER | 2019-03-21 | 150
RESPIRONICS | M SERIES HUMIDIFIER | 2019-03-21 | 150
RESPIRONICS | M SERIES HUMIDIFIER | 2019-03-21 | 150
RESPIRONICS | M SERIES HUMIDIFIER | 2019-03-21 | 150
RESPIRONICS | M SERIES HUMIDIFIER | 2019-03-21 | 150
RESPIRONICS | M SERIES HUMIDIFIER | 2019-03-21 | 150
RESPIRONICS | M SERIES HUMIDIFIER | 2019-03-21 | 150
RESPIRONICS | M SERIES HUMIDIFIER | 2019-03-21 | 150
RESPIRONICS | M SERIES HUMIDIFIER | 2019-03-21 | 150
RESPIRONICS | M SERIES HUMIDIFIER | 2019-03-21 | 150
RESPIRONICS | M SERIES HUMIDIFIER | 2019-03-21 | 150
RESPIRONICS | M SERIES HUMIDIFIER | 2019-03-21 | 150
RESPIRONICS | M SERIES HUMIDIFIER | 2019-03-21 | 150
RESPIRONICS | M SERIES HUMIDIFIER | 2019-03-21 | 150
RESPIRONICS | M SERIES HUMIDIFIER | 2019-03-21 | 150
RESPIRONICS | A40 | 2019-03-21 | 2427.5
RESPIRONICS | M SERIES HUMIDIFIER | 2019-03-21 | 150
RESPIRONICS | M SERIES HUMIDIFIER | 2019-03-21 | 150
RESPIRONICS | M SERIES HUMIDIFIER | 2019-03-21 | 150
RESPIRONICS | M SERIES HUMIDIFIER | 2019-03-21 | 150
RESPIRONICS | M SERIES HUMIDIFIER | 2019-03-21 | 150
RESPIRONICS | M SERIES HUMIDIFIER | 2019-03-21 | 150
RESPIRONICS | M SERIES HUMIDIFIER | 2019-03-21 | 150
RESPIRONICS | M SERIES HUMIDIFIER | 2019-03-21 | 150
RESPIRONICS | M SERIES HUMIDIFIER | 2019-03-21 | 150
RESPIRONICS | M SERIES HUMIDIFIER | 2019-03-21 | 150
RESPIRONICS | M SERIES HUMIDIFIER | 2019-03-21 | 150
RESPIRONICS | M SERIES HUMIDIFIER | 2019-03-21 | 150
RESPIRONICS | M SERIES HUMIDIFIER | 2019-03-21 | 150
RESPIRONICS | M SERIES HUMIDIFIER | 2019-03-21 | 150
RESPIRONICS | M SERIES HUMIDIFIER | 2019-03-21 | 150
RESPIRONICS | M SERIES HUMIDIFIER | 2019-03-21 | 150
RESPIRONICS | M SERIES HUMIDIFIER | 2019-03-21 | 150
RESPIRONICS | M SERIES HUMIDIFIER | 2019-03-21 | 150
RESPIRONICS | M SERIES HUMIDIFIER | 2019-03-21 | 150
RESPIRONICS | M SERIES HUMIDIFIER | 2019-03-21 | 150
RESPIRONICS | M SERIES HUMIDIFIER | 2019-03-21 | 150
RESPIRONICS | M SERIES HUMIDIFIER | 2019-03-21 | 150
RESPIRONICS | M SERIES HUMIDIFIER | 2019-03-21 | 150
RESPIRONICS | M SERIES HUMIDIFIER | 2019-03-21 | 150
RESPIRONICS | M SERIES HUMIDIFIER | 2019-03-21 | 150
RESPIRONICS | M SERIES HUMIDIFIER | 2019-03-21 | 150
RESPIRONICS | M SERIES HUMIDIFIER | 2019-03-21 | 150
RESPIRONICS | A40 | 2019-03-21 | 2427.5
RESPIRONICS | A40 | 2019-03-21 | 2427.5
RESPIRONICS | M SERIES HUMIDIFIER | 2019-03-21 | 150
RESPIRONICS | M SERIES HUMIDIFIER | 2019-03-21 | 150
RESPIRONICS | M SERIES HUMIDIFIER | 2019-03-21 | 150
RESPIRONICS | M SERIES HUMIDIFIER | 2019-03-21 | 150
RESPIRONICS | M SERIES HUMIDIFIER | 2019-03-21 | 150
RESPIRONICS | M SERIES HUMIDIFIER | 2019-03-21 | 150
RESPIRONICS | M SERIES HUMIDIFIER | 2019-03-21 | 150
RESPIRONICS | M SERIES HUMIDIFIER | 2019-03-21 | 150
RESPIRONICS | M SERIES HUMIDIFIER | 2019-03-21 | 150
RESPIRONICS | M SERIES HUMIDIFIER | 2019-03-21 | 150
RESPIRONICS | M SERIES HUMIDIFIER | 2019-03-21 | 150
RESPIRONICS | M SERIES HUMIDIFIER | 2019-03-21 | 150
RESPIRONICS | M SERIES HUMIDIFIER | 2019-03-21 | 150
RESPIRONICS | M SERIES HUMIDIFIER | 2019-03-21 | 150
RESPIRONICS | M SERIES HUMIDIFIER | 2019-03-21 | 150
RESPIRONICS | M SERIES HUMIDIFIER | 2019-03-21 | 150
RESPIRONICS | M SERIES HUMIDIFIER | 2019-03-21 | 150
RESPIRONICS | M SERIES HUMIDIFIER | 2019-03-21 | 150
RESPIRONICS | M SERIES HUMIDIFIER | 2019-03-21 | 150
RESPIRONICS | M SERIES HUMIDIFIER | 2019-03-21 | 150
RESPIRONICS | M SERIES HUMIDIFIER | 2019-03-21 | 150
RESPIRONICS | M SERIES HUMIDIFIER | 2019-03-21 | 150
RESPIRONICS | M SERIES HUMIDIFIER | 2019-03-21 | 150
RESPIRONICS | M SERIES HUMIDIFIER | 2019-03-21 | 150
RESPIRONICS | M SERIES HUMIDIFIER | 2019-03-21 | 150
RESPIRONICS | M SERIES HUMIDIFIER | 2019-03-21 | 150
RESPIRONICS | M SERIES HUMIDIFIER | 2019-03-21 | 150
RESPIRONICS | M SERIES HUMIDIFIER | 2019-03-21 | 150
RESPIRONICS | M SERIES HUMIDIFIER | 2019-03-21 | 150
RESPIRONICS | M SERIES HUMIDIFIER | 2019-03-21 | 150
RESPIRONICS | M SERIES HUMIDIFIER | 2019-03-21 | 150
RESPIRONICS | M SERIES HUMIDIFIER | 2019-03-21 | 150
RESPIRONICS | M SERIES HUMIDIFIER | 2019-03-21 | 150
RESPIRONICS | M SERIES HUMIDIFIER | 2019-03-21 | 150
RESPIRONICS | M SERIES HUMIDIFIER | 2019-03-21 | 150
RESPIRONICS | M SERIES HUMIDIFIER | 2019-03-21 | 150
RESPIRONICS | M SERIES HUMIDIFIER | 2019-03-21 | 150
RESPIRONICS | M SERIES HUMIDIFIER | 2019-03-21 | 150
RESPIRONICS | M SERIES HUMIDIFIER | 2019-03-21 | 150
RESPIRONICS | M SERIES HUMIDIFIER | 2019-03-21 | 150
RESPIRONICS | M SERIES HUMIDIFIER | 2019-03-21 | 150
RESPIRONICS | M SERIES HUMIDIFIER | 2019-03-21 | 150
RESPIRONICS | M SERIES HUMIDIFIER | 2019-03-21 | 150
RESPIRONICS | M SERIES HUMIDIFIER | 2019-03-21 | 150
RESPIRONICS | M SERIES HUMIDIFIER | 2019-03-21 | 150
RESPIRONICS | M SERIES HUMIDIFIER | 2019-03-21 | 150
RESPIRONICS | M SERIES HUMIDIFIER | 2019-03-21 | 150
MINOLTA | PULSOX-300I | 2019-03-21 | 500
RESPIRONICS | M SERIES HUMIDIFIER | 2019-03-21 | 150
RESPIRONICS | M SERIES HUMIDIFIER | 2019-03-21 | 150
RESPIRONICS | M SERIES HUMIDIFIER | 2019-03-21 | 150
RESPIRONICS | M SERIES HUMIDIFIER | 2019-03-21 | 150
RESPIRONICS | M SERIES HUMIDIFIER | 2019-03-21 | 150
RESPIRONICS | M SERIES HUMIDIFIER | 2019-03-21 | 150
RESPIRONICS | M SERIES HUMIDIFIER | 2019-03-21 | 150
RESPIRONICS | M SERIES HUMIDIFIER | 2019-03-21 | 150
RESPIRONICS | TRILOGY 100 | 2019-03-18 | 3586
RESPIRONICS | TRILOGY 100 | 2019-03-18 | 3586
RESPIRONICS | TRILOGY 100 | 2019-03-18 | 3586
RESPIRONICS | TRILOGY 100 | 2019-03-18 | 3586
RESPIRONICS | TRILOGY 100 | 2019-03-18 | 3586
RESPIRONICS | TRILOGY 100 | 2019-03-18 | 3586
RESPIRONICS | A40 | 2019-03-18 | 2427.5
RESPIRONICS | TRILOGY 100 | 2019-03-18 | 3586
RESPIRONICS | A40 | 2019-03-18 | 2427.5
RESPIRONICS | A40 | 2019-03-18 | 2427.5
RESPIRONICS | A40 | 2019-03-18 | 2427.5
RESPIRONICS | A40 | 2019-03-18 | 2427.5
RESPIRONICS | A40 | 2019-03-18 | 2427.5
RESPIRONICS | A40 | 2019-03-18 | 2427.5
RESPIRONICS | A40 | 2019-03-18 | 2427.5
RESPIRONICS | A40 | 2019-03-18 | 2427.5
RESPIRONICS | A40 | 2019-03-18 | 2427.5
RESPIRONICS | A40 | 2019-03-18 | 2427.5
RESPIRONICS | A40 | 2019-03-18 | 2427.5
RESPIRONICS | A40 | 2019-03-18 | 2427.5
RESPIRONICS | A40 | 2019-03-18 | 2427.5
RESPIRONICS | A40 | 2019-03-18 | 2427.5
RESPIRONICS | A40 | 2019-03-18 | 2427.5
RESPIRONICS | A40 | 2019-03-18 | 2427.5
RESPIRONICS | M SERIES HUMIDIFIER | 2019-03-18 | 150
RESPIRONICS | M SERIES HUMIDIFIER | 2019-03-18 | 150
RESPIRONICS | M SERIES HUMIDIFIER | 2019-03-18 | 150
RESPIRONICS | M SERIES HUMIDIFIER | 2019-03-18 | 150
RESPIRONICS | M SERIES HUMIDIFIER | 2019-03-18 | 150
RESPIRONICS | M SERIES HUMIDIFIER | 2019-03-18 | 150
RESPIRONICS | M SERIES HUMIDIFIER | 2019-03-18 | 150
RESPIRONICS | M SERIES HUMIDIFIER | 2019-03-18 | 150
RESPIRONICS | M SERIES HUMIDIFIER | 2019-03-18 | 150
RESPIRONICS | M SERIES HUMIDIFIER | 2019-03-18 | 150
RESPIRONICS | M SERIES HUMIDIFIER | 2019-03-18 | 150
RESPIRONICS | M SERIES HUMIDIFIER | 2019-03-18 | 150
RESPIRONICS | M SERIES HUMIDIFIER | 2019-03-18 | 150
RESPIRONICS | M SERIES HUMIDIFIER | 2019-03-18 | 150
RESPIRONICS | M SERIES HUMIDIFIER | 2019-03-18 | 150
RESPIRONICS | M SERIES HUMIDIFIER | 2019-03-18 | 150
F & P | MR850 | 2019-03-18 | 1000
RESPIRONICS | TRILOGY 100 | 2019-03-18 | 3586
RESPIRONICS | TRILOGY 100 | 2019-03-18 | 3586
RESPIRONICS | M SERIES HUMIDIFIER | 2019-03-18 | 150
RESPIRONICS | M SERIES HUMIDIFIER | 2019-03-18 | 150
RESPIRONICS | M SERIES HUMIDIFIER | 2019-03-18 | 150
RESPIRONICS | M SERIES HUMIDIFIER | 2019-03-18 | 150
RESPIRONICS | M SERIES HUMIDIFIER | 2019-03-18 | 150
RESPIRONICS | M SERIES HUMIDIFIER | 2019-03-18 | 150
RESPIRONICS | M SERIES HUMIDIFIER | 2019-03-18 | 150
RESPIRONICS | M SERIES HUMIDIFIER | 2019-03-18 | 150
RESPIRONICS | M SERIES HUMIDIFIER | 2019-03-18 | 150
RESPIRONICS | M SERIES HUMIDIFIER | 2019-03-18 | 150
RESPIRONICS | M SERIES HUMIDIFIER | 2019-03-18 | 150
RESPIRONICS | M SERIES HUMIDIFIER | 2019-03-18 | 150
RESPIRONICS | M SERIES HUMIDIFIER | 2019-03-18 | 150
RESPIRONICS | A40 | 2019-03-18 | 2427.5
RESPIRONICS | A40 | 2019-03-18 | 2427.5
RESPIRONICS | A40 | 2019-03-18 | 2427.5
RESPIRONICS | A40 | 2019-03-18 | 2427.5
RESPIRONICS | A40 | 2019-03-18 | 2427.5
MINOLTA | PULSOX-300I | 2019-03-18 | 500
RESPIRONICS | M SERIES HUMIDIFIER | 2019-03-18 | 150
RESPIRONICS | M SERIES HUMIDIFIER | 2019-03-18 | 150
RESPIRONICS | M SERIES HUMIDIFIER | 2019-03-18 | 150
RESPIRONICS | M SERIES HUMIDIFIER | 2019-03-18 | 150
RESPIRONICS | M SERIES HUMIDIFIER | 2019-03-18 | 150
RESPIRONICS | M SERIES HUMIDIFIER | 2019-03-18 | 150
RESPIRONICS | M SERIES HUMIDIFIER | 2019-03-18 | 150
RESPIRONICS | M SERIES HUMIDIFIER | 2019-03-18 | 150
RESPIRONICS | M SERIES HUMIDIFIER | 2019-03-18 | 150
RESPIRONICS | M SERIES HUMIDIFIER | 2019-03-18 | 150
RESPIRONICS | M SERIES HUMIDIFIER | 2019-03-18 | 150
RESPIRONICS | M SERIES HUMIDIFIER | 2019-03-18 | 150
RESPIRONICS | M SERIES HUMIDIFIER | 2019-03-18 | 150
RESPIRONICS | M SERIES HUMIDIFIER | 2019-03-18 | 150
RESPIRONICS | M SERIES HUMIDIFIER | 2019-03-18 | 150
RESPIRONICS | M SERIES HUMIDIFIER | 2019-03-18 | 150
RESPIRONICS | M SERIES HUMIDIFIER | 2019-03-18 | 150
RESPIRONICS | M SERIES HUMIDIFIER | 2019-03-18 | 150
RESPIRONICS | M SERIES HUMIDIFIER | 2019-03-18 | 150
RESPIRONICS | M SERIES HUMIDIFIER | 2019-03-18 | 150
RESPIRONICS | M SERIES HUMIDIFIER | 2019-03-18 | 150
RESPIRONICS | M SERIES HUMIDIFIER | 2019-03-18 | 150
RESPIRONICS | M SERIES HUMIDIFIER | 2019-03-18 | 150
RESPIRONICS | M SERIES HUMIDIFIER | 2019-03-18 | 150
RESPIRONICS | M SERIES HUMIDIFIER | 2019-03-18 | 150
RESPIRONICS | M SERIES HUMIDIFIER | 2019-03-18 | 150
RESPIRONICS | M SERIES HUMIDIFIER | 2019-03-18 | 150
RESPIRONICS | M SERIES HUMIDIFIER | 2019-03-18 | 150
PHILIPS LTD | AUTO SV | 2019-03-18 | 150
RESPIRONICS | A40 | 2019-03-18 | 2427.5
RESPIRONICS | A40 | 2019-03-18 | 2427.5
RESPIRONICS | A40 | 2019-03-18 | 2427.5
LIKO | VIKING XL | 2019-02-28 | 6428.4
F & P | MR850 | 2019-02-25 | 1000
RESPIRONICS | M SERIES HUMIDIFIER | 2019-01-09 | 150
RESPIRONICS | M SERIES HUMIDIFIER | 2019-01-09 | 150
RESPIRONICS | M SERIES HUMIDIFIER | 2019-01-09 | 150
RESPIRONICS | M SERIES HUMIDIFIER | 2019-01-09 | 150
RESPIRONICS | M SERIES HUMIDIFIER | 2019-01-09 | 150
RESPIRONICS | M SERIES HUMIDIFIER | 2019-01-09 | 150
RESPIRONICS | M SERIES HUMIDIFIER | 2019-01-09 | 150
RESPIRONICS | M SERIES HUMIDIFIER | 2019-01-09 | 150
RESPIRONICS | M SERIES HUMIDIFIER | 2019-01-09 | 150
RESPIRONICS | M SERIES HUMIDIFIER | 2019-01-09 | 150
RESPIRONICS | M SERIES HUMIDIFIER | 2019-01-09 | 150
RESPIRONICS | M SERIES HUMIDIFIER | 2019-01-09 | 150
RESPIRONICS | M SERIES HUMIDIFIER | 2019-01-09 | 150
RESPIRONICS | M SERIES HUMIDIFIER | 2019-01-09 | 150
RESPIRONICS | M SERIES HUMIDIFIER | 2019-01-09 | 150
RESPIRONICS | M SERIES HUMIDIFIER | 2019-01-09 | 150
RESPIRONICS | M SERIES HUMIDIFIER | 2019-01-09 | 150
RESPIRONICS | M SERIES HUMIDIFIER | 2019-01-09 | 150
RESPIRONICS | M SERIES HUMIDIFIER | 2019-01-09 | 150
RESPIRONICS | M SERIES HUMIDIFIER | 2019-01-09 | 150
RESPIRONICS | M SERIES HUMIDIFIER | 2019-01-09 | 150
RESPIRONICS | M SERIES HUMIDIFIER | 2019-01-09 | 150
RESPIRONICS | M SERIES HUMIDIFIER | 2019-01-09 | 150
RESPIRONICS | M SERIES HUMIDIFIER | 2019-01-09 | 150
RESPIRONICS | M SERIES HUMIDIFIER | 2019-01-09 | 150
RESPIRONICS | M SERIES HUMIDIFIER | 2019-01-09 | 150
RESPIRONICS | M SERIES HUMIDIFIER | 2019-01-09 | 150
RESPIRONICS | M SERIES HUMIDIFIER | 2019-01-09 | 150
RESPIRONICS | M SERIES HUMIDIFIER | 2019-01-09 | 150
RESPIRONICS | M SERIES HUMIDIFIER | 2019-01-09 | 150
RESPIRONICS | A40 | 2019-01-09 | 2427.5
RESPIRONICS | A40 | 2019-01-09 | 2427.5
RESPIRONICS | A40 | 2019-01-09 | 2427.5
RESPIRONICS | A40 | 2019-01-09 | 2427.5
RESPIRONICS | A40 | 2019-01-09 | 2427.5
RESPIRONICS | A40 | 2019-01-09 | 2427.5
RESPIRONICS | A40 | 2019-01-09 | 2427.5
RESPIRONICS | A40 | 2019-01-09 | 2427.5
RESPIRONICS | A40 | 2019-01-09 | 2427.5
RESPIRONICS | A40 | 2019-01-09 | 2427.5
PHILIPS LTD | AUTO SV | 2019-01-09 | 150
RESPIRONICS | M SERIES HUMIDIFIER | 2019-01-09 | 150
RESPIRONICS | M SERIES HUMIDIFIER | 2019-01-09 | 150
RESPIRONICS | M SERIES HUMIDIFIER | 2019-01-09 | 150
RESPIRONICS | M SERIES HUMIDIFIER | 2019-01-09 | 150
RESPIRONICS | M SERIES HUMIDIFIER | 2018-12-18 | 150
RESPIRONICS | M SERIES HUMIDIFIER | 2018-12-18 | 150
RESPIRONICS | M SERIES HUMIDIFIER | 2018-12-18 | 150
RESPIRONICS | M SERIES HUMIDIFIER | 2018-12-18 | 150
RESPIRONICS | A40 | 2018-12-18 | 2427.5
RESPIRONICS | A40 | 2018-12-18 | 2427.5
RESPIRONICS | A40 | 2018-12-18 | 2427.5
RESPIRONICS | A40 | 2018-12-18 | 2427.5
RESPIRONICS | TRILOGY 100 | 2018-12-18 | 3586
RESPIRONICS | M SERIES HUMIDIFIER | 2018-12-18 | 150
RESPIRONICS | M SERIES HUMIDIFIER | 2018-12-18 | 150
RESPIRONICS | M SERIES HUMIDIFIER | 2018-12-18 | 150
RESPIRONICS | M SERIES HUMIDIFIER | 2018-12-18 | 150
RESPIRONICS | M SERIES HUMIDIFIER | 2018-12-18 | 150
RESPIRONICS | M SERIES HUMIDIFIER | 2018-12-18 | 150
RESPIRONICS | M SERIES HUMIDIFIER | 2018-12-18 | 150
RESPIRONICS | M SERIES HUMIDIFIER | 2018-12-18 | 150
RESPIRONICS | M SERIES HUMIDIFIER | 2018-12-18 | 150
RESPIRONICS | M SERIES HUMIDIFIER | 2018-12-18 | 150
RESPIRONICS | M SERIES HUMIDIFIER | 2018-12-18 | 150
RESPIRONICS | M SERIES HUMIDIFIER | 2018-12-18 | 150
RESPIRONICS | M SERIES HUMIDIFIER | 2018-12-18 | 150
RESPIRONICS | M SERIES HUMIDIFIER | 2018-12-18 | 150
RESPIRONICS | M SERIES HUMIDIFIER | 2018-12-18 | 150
RESPIRONICS | M SERIES HUMIDIFIER | 2018-12-18 | 150
RESPIRONICS | M SERIES HUMIDIFIER | 2018-12-18 | 150
RESPIRONICS | M SERIES HUMIDIFIER | 2018-12-18 | 150
RESPIRONICS | M SERIES HUMIDIFIER | 2018-12-18 | 150
RESPIRONICS | M SERIES HUMIDIFIER | 2018-12-18 | 150
RESPIRONICS | M SERIES HUMIDIFIER | 2018-12-18 | 150
RESPIRONICS | M SERIES HUMIDIFIER | 2018-12-18 | 150
RESPIRONICS | M SERIES HUMIDIFIER | 2018-12-18 | 150
RESPIRONICS | M SERIES HUMIDIFIER | 2018-12-18 | 150
RESPIRONICS | M SERIES HUMIDIFIER | 2018-12-18 | 150
RESPIRONICS | M SERIES HUMIDIFIER | 2018-12-18 | 150
RESPIRONICS | M SERIES HUMIDIFIER | 2018-12-18 | 150
RESPIRONICS | M SERIES HUMIDIFIER | 2018-12-18 | 150
RESPIRONICS | M SERIES HUMIDIFIER | 2018-12-18 | 150
RESPIRONICS | M SERIES HUMIDIFIER | 2018-12-18 | 150
RESPIRONICS | M SERIES HUMIDIFIER | 2018-12-18 | 150
RESPIRONICS | M SERIES HUMIDIFIER | 2018-12-18 | 150
RESPIRONICS | M SERIES HUMIDIFIER | 2018-12-18 | 150
RESPIRONICS | M SERIES HUMIDIFIER | 2018-12-18 | 150
RESPIRONICS | TRILOGY 100 | 2018-12-18 | 3586
RESPIRONICS | TRILOGY 100 | 2018-12-18 | 3586
RESPIRONICS | A40 | 2018-12-18 | 2427.5
RESPIRONICS | A40 | 2018-12-18 | 2427.5
RESPIRONICS | A40 | 2018-12-18 | 2427.5
RESPIRONICS | TRILOGY 100 | 2018-12-18 | 3586
RESPIRONICS | TRILOGY 100 | 2018-12-18 | 3586
RESPIRONICS | TRILOGY 100 | 2018-12-18 | 3586
RESPIRONICS | TRILOGY 100 | 2018-12-18 | 3586
RESPIRONICS | TRILOGY 100 | 2018-12-18 | 3586
RESPIRONICS | TRILOGY 100 | 2018-12-18 | 3586
RESPIRONICS | M SERIES HUMIDIFIER | 2018-11-21 | 150
RESPIRONICS | M SERIES HUMIDIFIER | 2018-11-21 | 150
RESPIRONICS | M SERIES HUMIDIFIER | 2018-11-21 | 150
RESPIRONICS | M SERIES HUMIDIFIER | 2018-11-21 | 150
RESPIRONICS | M SERIES HUMIDIFIER | 2018-11-21 | 150
RESPIRONICS | M SERIES HUMIDIFIER | 2018-11-21 | 150
RESPIRONICS | M SERIES HUMIDIFIER | 2018-11-21 | 150
RESPIRONICS | M SERIES HUMIDIFIER | 2018-11-21 | 150
RESPIRONICS | M SERIES HUMIDIFIER | 2018-11-21 | 150
RESPIRONICS | M SERIES HUMIDIFIER | 2018-11-21 | 150
RESPIRONICS | M SERIES HUMIDIFIER | 2018-11-21 | 150
RESPIRONICS | M SERIES HUMIDIFIER | 2018-11-21 | 150
RESPIRONICS | M SERIES HUMIDIFIER | 2018-11-21 | 150
RESPIRONICS | M SERIES HUMIDIFIER | 2018-11-21 | 150
RESPIRONICS | M SERIES HUMIDIFIER | 2018-11-21 | 150
RESPIRONICS | M SERIES HUMIDIFIER | 2018-11-21 | 150
RESPIRONICS | M SERIES HUMIDIFIER | 2018-11-21 | 150
RESPIRONICS | M SERIES HUMIDIFIER | 2018-11-21 | 150
RESPIRONICS | M SERIES HUMIDIFIER | 2018-11-21 | 150
RESPIRONICS | M SERIES HUMIDIFIER | 2018-11-21 | 150
RESPIRONICS | M SERIES HUMIDIFIER | 2018-11-21 | 150
RESPIRONICS | M SERIES HUMIDIFIER | 2018-11-21 | 150
RESPIRONICS | M SERIES HUMIDIFIER | 2018-11-21 | 150
RESPIRONICS | M SERIES HUMIDIFIER | 2018-11-21 | 150
RESPIRONICS | M SERIES HUMIDIFIER | 2018-11-21 | 150
RESPIRONICS | M SERIES HUMIDIFIER | 2018-11-21 | 150
RESPIRONICS | M SERIES HUMIDIFIER | 2018-11-21 | 150
RESPIRONICS | M SERIES HUMIDIFIER | 2018-11-21 | 150
RESPIRONICS | M SERIES HUMIDIFIER | 2018-11-21 | 150
RESPIRONICS | M SERIES HUMIDIFIER | 2018-11-21 | 150
RESPIRONICS | A40 | 2018-11-21 | 2427.5
RESPIRONICS | A40 | 2018-11-21 | 2427.5
RESPIRONICS | TRILOGY 100 | 2018-11-21 | 3586
RESPIRONICS | TRILOGY 100 | 2018-11-21 | 3586
RESPIRONICS | TRILOGY 100 | 2018-11-21 | 3586
RESPIRONICS | TRILOGY 100 | 2018-11-21 | 3586
RESPIRONICS | TRILOGY 100 | 2018-11-21 | 3586
RESPIRONICS | TRILOGY 100 | 2018-11-21 | 3586
RESPIRONICS | TRILOGY 100 | 2018-11-21 | 3586
RESPIRONICS | TRILOGY 100 | 2018-11-21 | 3586
RESPIRONICS | TRILOGY 100 | 2018-11-21 | 3586
RESPIRONICS | M SERIES HUMIDIFIER | 2018-11-21 | 150
RESPIRONICS | M SERIES HUMIDIFIER | 2018-11-21 | 150
RESPIRONICS | M SERIES HUMIDIFIER | 2018-11-21 | 150
RESPIRONICS | M SERIES HUMIDIFIER | 2018-11-21 | 150
RESPIRONICS | M SERIES HUMIDIFIER | 2018-11-21 | 150
RESPIRONICS | M SERIES HUMIDIFIER | 2018-11-21 | 150
RESPIRONICS | M SERIES HUMIDIFIER | 2018-11-21 | 150
RESPIRONICS | M SERIES HUMIDIFIER | 2018-11-21 | 150
RESPIRONICS | M SERIES HUMIDIFIER | 2018-11-21 | 150
RESPIRONICS | M SERIES HUMIDIFIER | 2018-11-21 | 150
RESPIRONICS | M SERIES HUMIDIFIER | 2018-11-21 | 150
RESPIRONICS | M SERIES HUMIDIFIER | 2018-11-21 | 150
RESPIRONICS | M SERIES HUMIDIFIER | 2018-11-21 | 150
RESPIRONICS | M SERIES HUMIDIFIER | 2018-11-21 | 150
RESPIRONICS | M SERIES HUMIDIFIER | 2018-11-21 | 150
RESPIRONICS | M SERIES HUMIDIFIER | 2018-11-21 | 150
RESPIRONICS | M SERIES HUMIDIFIER | 2018-11-21 | 150
RESPIRONICS | M SERIES HUMIDIFIER | 2018-11-21 | 150
RESPIRONICS | M SERIES HUMIDIFIER | 2018-11-21 | 150
RESPIRONICS | M SERIES HUMIDIFIER | 2018-11-21 | 150
RESPIRONICS | M SERIES HUMIDIFIER | 2018-11-21 | 150
RESPIRONICS | M SERIES HUMIDIFIER | 2018-11-21 | 150
RESPIRONICS | M SERIES HUMIDIFIER | 2018-11-21 | 150
RESPIRONICS | M SERIES HUMIDIFIER | 2018-11-21 | 150
RESPIRONICS | M SERIES HUMIDIFIER | 2018-11-21 | 150
RESPIRONICS | M SERIES HUMIDIFIER | 2018-11-21 | 150
RESPIRONICS | M SERIES HUMIDIFIER | 2018-11-21 | 150
RESPIRONICS | M SERIES HUMIDIFIER | 2018-11-21 | 150
RESPIRONICS | M SERIES HUMIDIFIER | 2018-11-21 | 150
RESPIRONICS | M SERIES HUMIDIFIER | 2018-11-21 | 150
RESPIRONICS | M SERIES HUMIDIFIER | 2018-11-21 | 150
RESPIRONICS | M SERIES HUMIDIFIER | 2018-11-21 | 150
RESPIRONICS | M SERIES HUMIDIFIER | 2018-11-21 | 150
RESPIRONICS | M SERIES HUMIDIFIER | 2018-11-21 | 150
RESPIRONICS | M SERIES HUMIDIFIER | 2018-11-21 | 150
RESPIRONICS | M SERIES HUMIDIFIER | 2018-11-21 | 150
RESPIRONICS | M SERIES HUMIDIFIER | 2018-11-21 | 150
RESPIRONICS | M SERIES HUMIDIFIER | 2018-11-21 | 150
RESPIRONICS | M SERIES HUMIDIFIER | 2018-11-21 | 150
RESPIRONICS | M SERIES HUMIDIFIER | 2018-11-21 | 150
RESPIRONICS | M SERIES HUMIDIFIER | 2018-11-21 | 150
RESPIRONICS | M SERIES HUMIDIFIER | 2018-11-21 | 150
RESPIRONICS | M SERIES HUMIDIFIER | 2018-11-21 | 150
RESPIRONICS | M SERIES HUMIDIFIER | 2018-11-21 | 150
RESPIRONICS | M SERIES HUMIDIFIER | 2018-11-21 | 150
RESPIRONICS | M SERIES HUMIDIFIER | 2018-11-21 | 150
RESPIRONICS | M SERIES HUMIDIFIER | 2018-11-21 | 150
RESPIRONICS | M SERIES HUMIDIFIER | 2018-11-21 | 150
RESPIRONICS | M SERIES HUMIDIFIER | 2018-11-21 | 150
RESPIRONICS | M SERIES HUMIDIFIER | 2018-11-21 | 150
RESPIRONICS | M SERIES HUMIDIFIER | 2018-11-21 | 150
RESPIRONICS | M SERIES HUMIDIFIER | 2018-11-21 | 150
RESPIRONICS | M SERIES HUMIDIFIER | 2018-11-21 | 150
RESPIRONICS | M SERIES HUMIDIFIER | 2018-11-21 | 150
RESPIRONICS | A40 | 2018-11-21 | 2427.5
RESPIRONICS | A40 | 2018-11-21 | 2427.5
RESPIRONICS | A40 | 2018-09-13 | 2427.5
RESPIRONICS | TRILOGY 100 | 2018-09-13 | 3586
RESPIRONICS | TRILOGY 100 | 2018-09-13 | 3586
RESPIRONICS | M SERIES HUMIDIFIER | 2018-09-13 | 150
RESPIRONICS | M SERIES HUMIDIFIER | 2018-09-13 | 150
RESPIRONICS | M SERIES HUMIDIFIER | 2018-09-13 | 150
RESPIRONICS | M SERIES HUMIDIFIER | 2018-09-13 | 150
RESPIRONICS | M SERIES HUMIDIFIER | 2018-09-13 | 150
RESPIRONICS | M SERIES HUMIDIFIER | 2018-09-13 | 150
RESPIRONICS | M SERIES HUMIDIFIER | 2018-09-13 | 150
RESPIRONICS | M SERIES HUMIDIFIER | 2018-09-13 | 150
RESPIRONICS | M SERIES HUMIDIFIER | 2018-09-13 | 150
RESPIRONICS | M SERIES HUMIDIFIER | 2018-09-13 | 150
RESPIRONICS | M SERIES HUMIDIFIER | 2018-09-13 | 150
RESPIRONICS | M SERIES HUMIDIFIER | 2018-09-13 | 150
RESPIRONICS | M SERIES HUMIDIFIER | 2018-09-13 | 150
RESPIRONICS | M SERIES HUMIDIFIER | 2018-09-13 | 150
RESPIRONICS | M SERIES HUMIDIFIER | 2018-09-13 | 150
RESPIRONICS | M SERIES HUMIDIFIER | 2018-09-13 | 150
RESPIRONICS | M SERIES HUMIDIFIER | 2018-09-13 | 150
RESPIRONICS | M SERIES HUMIDIFIER | 2018-09-13 | 150
RESPIRONICS | M SERIES HUMIDIFIER | 2018-09-13 | 150
RESPIRONICS | M SERIES HUMIDIFIER | 2018-09-13 | 150
RESPIRONICS | M SERIES HUMIDIFIER | 2018-09-13 | 150
RESPIRONICS | M SERIES HUMIDIFIER | 2018-09-13 | 150
RESPIRONICS | M SERIES HUMIDIFIER | 2018-09-13 | 150
RESPIRONICS | M SERIES HUMIDIFIER | 2018-09-13 | 150
RESPIRONICS | M SERIES HUMIDIFIER | 2018-09-13 | 150
RESPIRONICS | M SERIES HUMIDIFIER | 2018-09-13 | 150
RESPIRONICS | M SERIES HUMIDIFIER | 2018-09-13 | 150
RESPIRONICS | M SERIES HUMIDIFIER | 2018-09-13 | 150
RESPIRONICS | M SERIES HUMIDIFIER | 2018-09-13 | 150
RESPIRONICS | M SERIES HUMIDIFIER | 2018-09-13 | 150
PHILIPS LTD | AUTO SV | 2018-09-13 | 150
RESPIRONICS | A40 | 2018-09-13 | 2427.5
RESPIRONICS | A40 | 2018-09-13 | 2427.5
RESPIRONICS | A40 | 2018-09-13 | 2427.5
RESPIRONICS | A40 | 2018-09-13 | 2427.5
RESPIRONICS | M SERIES HUMIDIFIER | 2018-09-13 | 150
RESPIRONICS | M SERIES HUMIDIFIER | 2018-09-13 | 150
RESPIRONICS | M SERIES HUMIDIFIER | 2018-09-13 | 150
RESPIRONICS | M SERIES HUMIDIFIER | 2018-09-13 | 150
RESPIRONICS | M SERIES HUMIDIFIER | 2018-09-13 | 150
RESPIRONICS | M SERIES HUMIDIFIER | 2018-09-13 | 150
RESPIRONICS | M SERIES HUMIDIFIER | 2018-09-13 | 150
RESPIRONICS | M SERIES HUMIDIFIER | 2018-09-13 | 150
RESPIRONICS | M SERIES HUMIDIFIER | 2018-09-13 | 150
RESPIRONICS | M SERIES HUMIDIFIER | 2018-09-13 | 150
RESPIRONICS | M SERIES HUMIDIFIER | 2018-09-13 | 150
RESPIRONICS | M SERIES HUMIDIFIER | 2018-09-13 | 150
RESPIRONICS | M SERIES HUMIDIFIER | 2018-09-13 | 150
RESPIRONICS | M SERIES HUMIDIFIER | 2018-09-13 | 150
RESPIRONICS | M SERIES HUMIDIFIER | 2018-09-13 | 150
RESPIRONICS | M SERIES HUMIDIFIER | 2018-09-13 | 150
RESPIRONICS | M SERIES HUMIDIFIER | 2018-09-13 | 150
RESPIRONICS | M SERIES HUMIDIFIER | 2018-09-13 | 150
RESPIRONICS | M SERIES HUMIDIFIER | 2018-09-13 | 150
RESPIRONICS | M SERIES HUMIDIFIER | 2018-09-13 | 150
RESPIRONICS | M SERIES HUMIDIFIER | 2018-09-13 | 150
RESPIRONICS | M SERIES HUMIDIFIER | 2018-09-13 | 150
RESPIRONICS | M SERIES HUMIDIFIER | 2018-09-13 | 150
RESPIRONICS | M SERIES HUMIDIFIER | 2018-09-13 | 150
RESPIRONICS | M SERIES HUMIDIFIER | 2018-09-13 | 150
RESPIRONICS | M SERIES HUMIDIFIER | 2018-09-13 | 150
RESPIRONICS | M SERIES HUMIDIFIER | 2018-09-13 | 150
RESPIRONICS | M SERIES HUMIDIFIER | 2018-09-13 | 150
RESPIRONICS | M SERIES HUMIDIFIER | 2018-09-13 | 150
RESPIRONICS | M SERIES HUMIDIFIER | 2018-09-13 | 150
RESPIRONICS | M SERIES HUMIDIFIER | 2018-09-13 | 150
RESPIRONICS | M SERIES HUMIDIFIER | 2018-09-13 | 150
RESPIRONICS | M SERIES HUMIDIFIER | 2018-09-13 | 150
RESPIRONICS | M SERIES HUMIDIFIER | 2018-09-13 | 150
RESPIRONICS | M SERIES HUMIDIFIER | 2018-09-13 | 150
RESPIRONICS | M SERIES HUMIDIFIER | 2018-09-13 | 150
RESPIRONICS | M SERIES HUMIDIFIER | 2018-09-13 | 150
RESPIRONICS | M SERIES HUMIDIFIER | 2018-09-13 | 150
RESPIRONICS | M SERIES HUMIDIFIER | 2018-09-13 | 150
RESPIRONICS | M SERIES HUMIDIFIER | 2018-09-13 | 150
RESPIRONICS | A40 | 2018-09-13 | 2427.5
RESPIRONICS | A40 | 2018-09-13 | 2427.5
RESPIRONICS | A40 | 2018-09-13 | 2427.5
RESMED LTD | STELLAR 150 | 2018-09-13 | 3000
RESPIRONICS | M SERIES HUMIDIFIER | 2018-09-13 | 150
RESPIRONICS | M SERIES HUMIDIFIER | 2018-09-13 | 150
RESPIRONICS | M SERIES HUMIDIFIER | 2018-09-13 | 150
RESPIRONICS | M SERIES HUMIDIFIER | 2018-09-13 | 150
RESPIRONICS | M SERIES HUMIDIFIER | 2018-09-13 | 150
RESPIRONICS | M SERIES HUMIDIFIER | 2018-09-13 | 150
RESPIRONICS | M SERIES HUMIDIFIER | 2018-09-13 | 150
RESPIRONICS | M SERIES HUMIDIFIER | 2018-09-13 | 150
RESPIRONICS | M SERIES HUMIDIFIER | 2018-09-13 | 150
RESPIRONICS | M SERIES HUMIDIFIER | 2018-09-13 | 150
RESPIRONICS | M SERIES HUMIDIFIER | 2018-09-13 | 150
RESPIRONICS | M SERIES HUMIDIFIER | 2018-09-13 | 150
RESPIRONICS | M SERIES HUMIDIFIER | 2018-09-13 | 150
RESPIRONICS | M SERIES HUMIDIFIER | 2018-09-13 | 150
RESPIRONICS | M SERIES HUMIDIFIER | 2018-09-13 | 150
RESPIRONICS | M SERIES HUMIDIFIER | 2018-09-13 | 150
RESPIRONICS | M SERIES HUMIDIFIER | 2018-09-13 | 150
RESPIRONICS | M SERIES HUMIDIFIER | 2018-09-13 | 150
RESPIRONICS | M SERIES HUMIDIFIER | 2018-09-13 | 150
RESPIRONICS | M SERIES HUMIDIFIER | 2018-09-13 | 150
RESPIRONICS | M SERIES HUMIDIFIER | 2018-09-13 | 150
RESPIRONICS | M SERIES HUMIDIFIER | 2018-09-13 | 150
RESPIRONICS | M SERIES HUMIDIFIER | 2018-09-13 | 150
RESPIRONICS | M SERIES HUMIDIFIER | 2018-09-13 | 150
RESPIRONICS | M SERIES HUMIDIFIER | 2018-09-13 | 150
RESPIRONICS | M SERIES HUMIDIFIER | 2018-09-13 | 150
RESPIRONICS | M SERIES HUMIDIFIER | 2018-09-13 | 150
RESPIRONICS | M SERIES HUMIDIFIER | 2018-09-13 | 150
RESPIRONICS | M SERIES HUMIDIFIER | 2018-09-13 | 150
RESPIRONICS | M SERIES HUMIDIFIER | 2018-09-13 | 150
PHILIPS LTD | AUTO SV | 2018-09-13 | 150
RESPIRONICS | M SERIES HUMIDIFIER | 2018-09-13 | 150
RESPIRONICS | M SERIES HUMIDIFIER | 2018-09-13 | 150
RESPIRONICS | M SERIES HUMIDIFIER | 2018-09-13 | 150
RESPIRONICS | M SERIES HUMIDIFIER | 2018-09-13 | 150
RESPIRONICS | M SERIES HUMIDIFIER | 2018-09-13 | 150
RESPIRONICS | M SERIES HUMIDIFIER | 2018-09-13 | 150
RESPIRONICS | M SERIES HUMIDIFIER | 2018-09-13 | 150
RESPIRONICS | M SERIES HUMIDIFIER | 2018-09-13 | 150
RESPIRONICS | M SERIES HUMIDIFIER | 2018-09-13 | 150
RESPIRONICS | M SERIES HUMIDIFIER | 2018-09-13 | 150
RESPIRONICS | M SERIES HUMIDIFIER | 2018-09-13 | 150
RESPIRONICS | M SERIES HUMIDIFIER | 2018-09-13 | 150
RESPIRONICS | M SERIES HUMIDIFIER | 2018-09-13 | 150
RESPIRONICS | M SERIES HUMIDIFIER | 2018-09-13 | 150
RESPIRONICS | M SERIES HUMIDIFIER | 2018-09-13 | 150
RESPIRONICS | M SERIES HUMIDIFIER | 2018-09-13 | 150
RESPIRONICS | M SERIES HUMIDIFIER | 2018-09-13 | 150
RESPIRONICS | M SERIES HUMIDIFIER | 2018-09-13 | 150
RESPIRONICS | M SERIES HUMIDIFIER | 2018-09-13 | 150
RESPIRONICS | M SERIES HUMIDIFIER | 2018-09-13 | 150
RESPIRONICS | M SERIES HUMIDIFIER | 2018-09-13 | 150
RESPIRONICS | M SERIES HUMIDIFIER | 2018-09-13 | 150
RESPIRONICS | M SERIES HUMIDIFIER | 2018-09-13 | 150
RESPIRONICS | M SERIES HUMIDIFIER | 2018-09-13 | 150
RESPIRONICS | M SERIES HUMIDIFIER | 2018-09-13 | 150
RESPIRONICS | M SERIES HUMIDIFIER | 2018-09-13 | 150
RESPIRONICS | M SERIES HUMIDIFIER | 2018-09-13 | 150
RESPIRONICS | M SERIES HUMIDIFIER | 2018-09-13 | 150
RESPIRONICS | M SERIES HUMIDIFIER | 2018-09-13 | 150
RESPIRONICS | M SERIES HUMIDIFIER | 2018-09-13 | 150
RESPIRONICS | M SERIES HUMIDIFIER | 2018-09-13 | 150
RESPIRONICS | M SERIES HUMIDIFIER | 2018-09-13 | 150
RESPIRONICS | M SERIES HUMIDIFIER | 2018-09-13 | 150
RESPIRONICS | M SERIES HUMIDIFIER | 2018-09-13 | 150
RESPIRONICS | M SERIES HUMIDIFIER | 2018-09-13 | 150
RESPIRONICS | M SERIES HUMIDIFIER | 2018-09-13 | 150
RESPIRONICS | M SERIES HUMIDIFIER | 2018-09-13 | 150
RESPIRONICS | M SERIES HUMIDIFIER | 2018-09-13 | 150
RESPIRONICS | M SERIES HUMIDIFIER | 2018-09-13 | 150
RESPIRONICS | M SERIES HUMIDIFIER | 2018-09-13 | 150
RESPIRONICS | M SERIES HUMIDIFIER | 2018-09-13 | 150
RESPIRONICS | M SERIES HUMIDIFIER | 2018-09-13 | 150
RESPIRONICS | M SERIES HUMIDIFIER | 2018-09-13 | 150
RESPIRONICS | M SERIES HUMIDIFIER | 2018-09-13 | 150
RESPIRONICS | M SERIES HUMIDIFIER | 2018-09-13 | 150
RESPIRONICS | M SERIES HUMIDIFIER | 2018-09-13 | 150
RESPIRONICS | M SERIES HUMIDIFIER | 2018-09-13 | 150
RESPIRONICS | M SERIES HUMIDIFIER | 2018-09-13 | 150
RESPIRONICS | M SERIES HUMIDIFIER | 2018-09-13 | 150
RESPIRONICS | M SERIES HUMIDIFIER | 2018-09-13 | 150
RESPIRONICS | M SERIES HUMIDIFIER | 2018-09-13 | 150
RESPIRONICS | M SERIES HUMIDIFIER | 2018-09-13 | 150
RESPIRONICS | M SERIES HUMIDIFIER | 2018-09-13 | 150
RESPIRONICS | M SERIES HUMIDIFIER | 2018-09-13 | 150
RESPIRONICS | M SERIES HUMIDIFIER | 2018-09-13 | 150
RESPIRONICS | M SERIES HUMIDIFIER | 2018-09-13 | 150
RESPIRONICS | M SERIES HUMIDIFIER | 2018-09-13 | 150
RESPIRONICS | M SERIES HUMIDIFIER | 2018-09-13 | 150
RESPIRONICS | M SERIES HUMIDIFIER | 2018-09-13 | 150
RESPIRONICS | M SERIES HUMIDIFIER | 2018-09-13 | 150
RESPIRONICS | M SERIES HUMIDIFIER | 2018-09-13 | 150
RESPIRONICS | M SERIES HUMIDIFIER | 2018-09-13 | 150
RESPIRONICS | M SERIES HUMIDIFIER | 2018-09-13 | 150
RESPIRONICS | M SERIES HUMIDIFIER | 2018-09-13 | 150
RESPIRONICS | M SERIES HUMIDIFIER | 2018-09-13 | 150
RESPIRONICS | M SERIES HUMIDIFIER | 2018-09-13 | 150
RESPIRONICS | M SERIES HUMIDIFIER | 2018-09-13 | 150
RESPIRONICS | M SERIES HUMIDIFIER | 2018-09-13 | 150
RESPIRONICS | M SERIES HUMIDIFIER | 2018-09-13 | 150
RESPIRONICS | M SERIES HUMIDIFIER | 2018-09-13 | 150
RESPIRONICS | M SERIES HUMIDIFIER | 2018-09-13 | 150
RESPIRONICS | M SERIES HUMIDIFIER | 2018-09-13 | 150
RESPIRONICS | M SERIES HUMIDIFIER | 2018-09-13 | 150
RESPIRONICS | M SERIES HUMIDIFIER | 2018-09-13 | 150
RESPIRONICS | M SERIES HUMIDIFIER | 2018-09-13 | 150
RESPIRONICS | M SERIES HUMIDIFIER | 2018-09-13 | 150
RESPIRONICS | M SERIES HUMIDIFIER | 2018-09-13 | 150
RESPIRONICS | M SERIES HUMIDIFIER | 2018-09-13 | 150
RESPIRONICS | M SERIES HUMIDIFIER | 2018-09-13 | 150
RESPIRONICS | M SERIES HUMIDIFIER | 2018-09-13 | 150
RESPIRONICS | M SERIES HUMIDIFIER | 2018-09-13 | 150
RESPIRONICS | M SERIES HUMIDIFIER | 2018-09-13 | 150
RESPIRONICS | M SERIES HUMIDIFIER | 2018-09-13 | 150
RESPIRONICS | M SERIES HUMIDIFIER | 2018-09-13 | 150
RESPIRONICS | M SERIES HUMIDIFIER | 2018-09-13 | 150
RESPIRONICS | M SERIES HUMIDIFIER | 2018-09-13 | 150
RESPIRONICS | M SERIES HUMIDIFIER | 2018-09-13 | 150
RESPIRONICS | M SERIES HUMIDIFIER | 2018-09-13 | 150
RESPIRONICS | M SERIES HUMIDIFIER | 2018-09-13 | 150
RESPIRONICS | M SERIES HUMIDIFIER | 2018-09-13 | 150
RESPIRONICS | M SERIES HUMIDIFIER | 2018-09-13 | 150
RESPIRONICS | M SERIES HUMIDIFIER | 2018-09-13 | 150
RESPIRONICS | M SERIES HUMIDIFIER | 2018-09-13 | 150
RESPIRONICS | M SERIES HUMIDIFIER | 2018-09-13 | 150
RESPIRONICS | M SERIES HUMIDIFIER | 2018-09-13 | 150
RESPIRONICS | M SERIES HUMIDIFIER | 2018-09-13 | 150
RESPIRONICS | M SERIES HUMIDIFIER | 2018-09-13 | 150
RESPIRONICS | M SERIES HUMIDIFIER | 2018-09-13 | 150
RESPIRONICS | M SERIES HUMIDIFIER | 2018-09-13 | 150
RESPIRONICS | M SERIES HUMIDIFIER | 2018-09-13 | 150
RESPIRONICS | M SERIES HUMIDIFIER | 2018-09-13 | 150
RESPIRONICS | M SERIES HUMIDIFIER | 2018-09-13 | 150
RESPIRONICS | M SERIES HUMIDIFIER | 2018-09-13 | 150
RESPIRONICS | M SERIES HUMIDIFIER | 2018-09-13 | 150
RESPIRONICS | M SERIES HUMIDIFIER | 2018-09-13 | 150
RESPIRONICS | M SERIES HUMIDIFIER | 2018-09-13 | 150
RESPIRONICS | M SERIES HUMIDIFIER | 2018-09-13 | 150
RESPIRONICS | M SERIES HUMIDIFIER | 2018-09-13 | 150
RESPIRONICS | M SERIES HUMIDIFIER | 2018-09-13 | 150
RESPIRONICS | M SERIES HUMIDIFIER | 2018-09-13 | 150
RESPIRONICS | M SERIES HUMIDIFIER | 2018-09-13 | 150
RESPIRONICS | M SERIES HUMIDIFIER | 2018-09-13 | 150
RESPIRONICS | M SERIES HUMIDIFIER | 2018-09-13 | 150
RESPIRONICS | M SERIES HUMIDIFIER | 2018-09-13 | 150
RESPIRONICS | M SERIES HUMIDIFIER | 2018-09-13 | 150
RESPIRONICS | M SERIES HUMIDIFIER | 2018-09-13 | 150
RESPIRONICS | M SERIES HUMIDIFIER | 2018-09-13 | 150
RESPIRONICS | M SERIES HUMIDIFIER | 2018-09-13 | 150
RESPIRONICS | M SERIES HUMIDIFIER | 2018-09-13 | 150
RESPIRONICS | M SERIES HUMIDIFIER | 2018-09-13 | 150
RESPIRONICS | M SERIES HUMIDIFIER | 2018-09-13 | 150
RESPIRONICS | M SERIES HUMIDIFIER | 2018-09-13 | 150
RESPIRONICS | M SERIES HUMIDIFIER | 2018-09-13 | 150
RESPIRONICS | M SERIES HUMIDIFIER | 2018-09-13 | 150
RESPIRONICS | M SERIES HUMIDIFIER | 2018-09-13 | 150
RESPIRONICS | M SERIES HUMIDIFIER | 2018-09-13 | 150
RESPIRONICS | M SERIES HUMIDIFIER | 2018-09-13 | 150
RESPIRONICS | M SERIES HUMIDIFIER | 2018-09-13 | 150
RESPIRONICS | M SERIES HUMIDIFIER | 2018-09-13 | 150
RESPIRONICS | M SERIES HUMIDIFIER | 2018-09-13 | 150
RESPIRONICS | M SERIES HUMIDIFIER | 2018-09-13 | 150
RESPIRONICS | M SERIES HUMIDIFIER | 2018-09-13 | 150
RESPIRONICS | M SERIES HUMIDIFIER | 2018-09-13 | 150
RESPIRONICS | M SERIES HUMIDIFIER | 2018-09-13 | 150
RESPIRONICS | M SERIES HUMIDIFIER | 2018-09-13 | 150
RESPIRONICS | M SERIES HUMIDIFIER | 2018-09-13 | 150
RESPIRONICS | M SERIES HUMIDIFIER | 2018-09-13 | 150
RESPIRONICS | M SERIES HUMIDIFIER | 2018-09-13 | 150
RESPIRONICS | M SERIES HUMIDIFIER | 2018-09-13 | 150
RESPIRONICS | M SERIES HUMIDIFIER | 2018-09-13 | 150
RESPIRONICS | M SERIES HUMIDIFIER | 2018-09-13 | 150
RESPIRONICS | M SERIES HUMIDIFIER | 2018-09-13 | 150
RESPIRONICS | A40 | 2018-09-13 | 2427.5
RESPIRONICS | M SERIES HUMIDIFIER | 2018-09-13 | 150
RESPIRONICS | M SERIES HUMIDIFIER | 2018-09-13 | 150
RESPIRONICS | M SERIES HUMIDIFIER | 2018-09-13 | 150
RESPIRONICS | M SERIES HUMIDIFIER | 2018-09-13 | 150
RESPIRONICS | M SERIES HUMIDIFIER | 2018-09-13 | 150
RESPIRONICS | M SERIES HUMIDIFIER | 2018-09-13 | 150
RESPIRONICS | M SERIES HUMIDIFIER | 2018-09-13 | 150
RESPIRONICS | M SERIES HUMIDIFIER | 2018-09-13 | 150
RESPIRONICS | M SERIES HUMIDIFIER | 2018-09-13 | 150
RESPIRONICS | M SERIES HUMIDIFIER | 2018-09-13 | 150
RESPIRONICS | M SERIES HUMIDIFIER | 2018-09-13 | 150
RESPIRONICS | M SERIES HUMIDIFIER | 2018-09-13 | 150
RESPIRONICS | M SERIES HUMIDIFIER | 2018-09-13 | 150
RESPIRONICS | M SERIES HUMIDIFIER | 2018-09-13 | 150
RESPIRONICS | A40 | 2018-09-13 | 2427.5
RESPIRONICS | A40 | 2018-09-13 | 2427.5
RESPIRONICS | M SERIES HUMIDIFIER | 2018-09-13 | 150
RESPIRONICS | M SERIES HUMIDIFIER | 2018-09-13 | 150
RESPIRONICS | M SERIES HUMIDIFIER | 2018-09-13 | 150
RESPIRONICS | M SERIES HUMIDIFIER | 2018-09-13 | 150
RESPIRONICS | M SERIES HUMIDIFIER | 2018-09-13 | 150
RESPIRONICS | M SERIES HUMIDIFIER | 2018-09-13 | 150
RESPIRONICS | M SERIES HUMIDIFIER | 2018-09-13 | 150
RESPIRONICS | M SERIES HUMIDIFIER | 2018-09-13 | 150
RESPIRONICS | M SERIES HUMIDIFIER | 2018-09-13 | 150
RESPIRONICS | M SERIES HUMIDIFIER | 2018-09-13 | 150
RESPIRONICS | M SERIES HUMIDIFIER | 2018-09-13 | 150
RESPIRONICS | M SERIES HUMIDIFIER | 2018-09-13 | 150
RESPIRONICS | M SERIES HUMIDIFIER | 2018-09-13 | 150
RESPIRONICS | M SERIES HUMIDIFIER | 2018-09-13 | 150
RESPIRONICS | M SERIES HUMIDIFIER | 2018-09-13 | 150
RESPIRONICS | M SERIES HUMIDIFIER | 2018-09-13 | 150
RESPIRONICS | M SERIES HUMIDIFIER | 2018-09-13 | 150
RESPIRONICS | M SERIES HUMIDIFIER | 2018-09-13 | 150
RESPIRONICS | M SERIES HUMIDIFIER | 2018-09-13 | 150
RESPIRONICS | M SERIES HUMIDIFIER | 2018-09-13 | 150
RESPIRONICS | M SERIES HUMIDIFIER | 2018-09-13 | 150
RESPIRONICS | M SERIES HUMIDIFIER | 2018-09-13 | 150
RESPIRONICS | M SERIES HUMIDIFIER | 2018-09-13 | 150
RESPIRONICS | M SERIES HUMIDIFIER | 2018-08-13 | 150
RESPIRONICS | M SERIES HUMIDIFIER | 2018-08-13 | 150
RESPIRONICS | M SERIES HUMIDIFIER | 2018-08-13 | 150
RESPIRONICS | M SERIES HUMIDIFIER | 2018-08-13 | 150
RESPIRONICS | M SERIES HUMIDIFIER | 2018-08-13 | 150
RESPIRONICS | M SERIES HUMIDIFIER | 2018-08-13 | 150
RESPIRONICS | M SERIES HUMIDIFIER | 2018-08-13 | 150
RESPIRONICS | M SERIES HUMIDIFIER | 2018-08-13 | 150
RESPIRONICS | M SERIES HUMIDIFIER | 2018-08-13 | 150
RESPIRONICS | M SERIES HUMIDIFIER | 2018-08-13 | 150
RESPIRONICS | M SERIES HUMIDIFIER | 2018-08-13 | 150
RESPIRONICS | M SERIES HUMIDIFIER | 2018-08-13 | 150
RESPIRONICS | M SERIES HUMIDIFIER | 2018-08-13 | 150
RESPIRONICS | M SERIES HUMIDIFIER | 2018-08-13 | 150
RESPIRONICS | M SERIES HUMIDIFIER | 2018-08-13 | 150
RESPIRONICS | M SERIES HUMIDIFIER | 2018-08-13 | 150
RESPIRONICS | M SERIES HUMIDIFIER | 2018-08-13 | 150
RESPIRONICS | M SERIES HUMIDIFIER | 2018-08-13 | 150
RESPIRONICS | M SERIES HUMIDIFIER | 2018-08-13 | 150
RESPIRONICS | M SERIES HUMIDIFIER | 2018-08-13 | 150
RESPIRONICS | M SERIES HUMIDIFIER | 2018-08-13 | 150
RESPIRONICS | M SERIES HUMIDIFIER | 2018-08-13 | 150
RESPIRONICS | M SERIES HUMIDIFIER | 2018-08-13 | 150
RESPIRONICS | M SERIES HUMIDIFIER | 2018-08-13 | 150
RESPIRONICS | M SERIES HUMIDIFIER | 2018-08-13 | 150
RESPIRONICS | M SERIES HUMIDIFIER | 2018-08-13 | 150
RESPIRONICS | M SERIES HUMIDIFIER | 2018-08-13 | 150
RESPIRONICS | M SERIES HUMIDIFIER | 2018-08-13 | 150
RESPIRONICS | M SERIES HUMIDIFIER | 2018-08-13 | 150
RESPIRONICS | M SERIES HUMIDIFIER | 2018-08-13 | 150
RESPIRONICS | M SERIES HUMIDIFIER | 2018-08-13 | 150
RESPIRONICS | M SERIES HUMIDIFIER | 2018-08-13 | 150
RESPIRONICS | M SERIES HUMIDIFIER | 2018-08-13 | 150
RESPIRONICS | M SERIES HUMIDIFIER | 2018-08-13 | 150
RESPIRONICS | M SERIES HUMIDIFIER | 2018-08-13 | 150
RESPIRONICS | M SERIES HUMIDIFIER | 2018-08-13 | 150
RESPIRONICS | M SERIES HUMIDIFIER | 2018-08-13 | 150
RESPIRONICS | M SERIES HUMIDIFIER | 2018-08-13 | 150
RESPIRONICS | M SERIES HUMIDIFIER | 2018-08-13 | 150
RESPIRONICS | M SERIES HUMIDIFIER | 2018-08-13 | 150
RESPIRONICS | M SERIES HUMIDIFIER | 2018-08-13 | 150
RESPIRONICS | M SERIES HUMIDIFIER | 2018-08-13 | 150
RESPIRONICS | M SERIES HUMIDIFIER | 2018-08-13 | 150
RESPIRONICS | M SERIES HUMIDIFIER | 2018-08-13 | 150
RESPIRONICS | M SERIES HUMIDIFIER | 2018-08-13 | 150
RESPIRONICS | M SERIES HUMIDIFIER | 2018-08-13 | 150
RESPIRONICS | M SERIES HUMIDIFIER | 2018-08-13 | 150
RESPIRONICS | M SERIES HUMIDIFIER | 2018-08-13 | 150
RESPIRONICS | M SERIES HUMIDIFIER | 2018-08-13 | 150
RESPIRONICS | M SERIES HUMIDIFIER | 2018-08-13 | 150
RESPIRONICS | M SERIES HUMIDIFIER | 2018-08-13 | 150
RESPIRONICS | M SERIES HUMIDIFIER | 2018-08-13 | 150
RESPIRONICS | M SERIES HUMIDIFIER | 2018-08-13 | 150
RESPIRONICS | M SERIES HUMIDIFIER | 2018-08-13 | 150
RESPIRONICS | M SERIES HUMIDIFIER | 2018-08-13 | 150
RESPIRONICS | M SERIES HUMIDIFIER | 2018-08-13 | 150
RESPIRONICS | M SERIES HUMIDIFIER | 2018-08-13 | 150
RESPIRONICS | M SERIES HUMIDIFIER | 2018-08-13 | 150
RESPIRONICS | M SERIES HUMIDIFIER | 2018-08-13 | 150
RESPIRONICS | M SERIES HUMIDIFIER | 2018-08-13 | 150
RESPIRONICS | M SERIES HUMIDIFIER | 2018-08-13 | 150
RESPIRONICS | M SERIES HUMIDIFIER | 2018-08-13 | 150
RESPIRONICS | M SERIES HUMIDIFIER | 2018-08-13 | 150
RESPIRONICS | M SERIES HUMIDIFIER | 2018-08-13 | 150
RESPIRONICS | M SERIES HUMIDIFIER | 2018-08-13 | 150
RESPIRONICS | M SERIES HUMIDIFIER | 2018-08-13 | 150
RESPIRONICS | M SERIES HUMIDIFIER | 2018-08-13 | 150
RESPIRONICS | M SERIES HUMIDIFIER | 2018-08-13 | 150
RESPIRONICS | M SERIES HUMIDIFIER | 2018-08-13 | 150
RESPIRONICS | M SERIES HUMIDIFIER | 2018-08-13 | 150
RESPIRONICS | M SERIES HUMIDIFIER | 2018-08-13 | 150
RESPIRONICS | M SERIES HUMIDIFIER | 2018-08-13 | 150
RESPIRONICS | M SERIES HUMIDIFIER | 2018-08-13 | 150
RESPIRONICS | M SERIES HUMIDIFIER | 2018-08-13 | 150
RESPIRONICS | M SERIES HUMIDIFIER | 2018-08-13 | 150
RESPIRONICS | M SERIES HUMIDIFIER | 2018-08-13 | 150
RESPIRONICS | M SERIES HUMIDIFIER | 2018-08-13 | 150
RESPIRONICS | M SERIES HUMIDIFIER | 2018-08-13 | 150
RESPIRONICS | M SERIES HUMIDIFIER | 2018-08-13 | 150
RESPIRONICS | M SERIES HUMIDIFIER | 2018-08-13 | 150
RESPIRONICS | M SERIES HUMIDIFIER | 2018-08-13 | 150
RESPIRONICS | M SERIES HUMIDIFIER | 2018-08-13 | 150
RESPIRONICS | M SERIES HUMIDIFIER | 2018-08-13 | 150
RESPIRONICS | M SERIES HUMIDIFIER | 2018-08-13 | 150
RESPIRONICS | M SERIES HUMIDIFIER | 2018-08-13 | 150
RESPIRONICS | M SERIES HUMIDIFIER | 2018-08-13 | 150
RESPIRONICS | M SERIES HUMIDIFIER | 2018-08-13 | 150
RESPIRONICS | M SERIES HUMIDIFIER | 2018-08-13 | 150
RESPIRONICS | M SERIES HUMIDIFIER | 2018-08-13 | 150
RESPIRONICS | M SERIES HUMIDIFIER | 2018-08-13 | 150
RESPIRONICS | M SERIES HUMIDIFIER | 2018-08-13 | 150
RESPIRONICS | M SERIES HUMIDIFIER | 2018-08-13 | 150
RESPIRONICS | M SERIES HUMIDIFIER | 2018-08-13 | 150
RESPIRONICS | M SERIES HUMIDIFIER | 2018-08-13 | 150
RESPIRONICS | M SERIES HUMIDIFIER | 2018-08-13 | 150
RESPIRONICS | M SERIES HUMIDIFIER | 2018-08-13 | 150
RESPIRONICS | M SERIES HUMIDIFIER | 2018-08-13 | 150
RESPIRONICS | M SERIES HUMIDIFIER | 2018-08-13 | 150
RESPIRONICS | M SERIES HUMIDIFIER | 2018-08-13 | 150
RESPIRONICS | M SERIES HUMIDIFIER | 2018-08-13 | 150
RESPIRONICS | M SERIES HUMIDIFIER | 2018-08-13 | 150
RESPIRONICS | M SERIES HUMIDIFIER | 2018-08-13 | 150
RESPIRONICS | M SERIES HUMIDIFIER | 2018-08-13 | 150
RESPIRONICS | M SERIES HUMIDIFIER | 2018-08-13 | 150
RESPIRONICS | M SERIES HUMIDIFIER | 2018-08-08 | 150
RESPIRONICS | M SERIES HUMIDIFIER | 2018-08-08 | 150
RESPIRONICS | M SERIES HUMIDIFIER | 2018-08-08 | 150
RESPIRONICS | M SERIES HUMIDIFIER | 2018-08-08 | 150
RESPIRONICS | TRILOGY 100 | 2018-08-08 | 3586
RESPIRONICS | TRILOGY 100 | 2018-08-08 | 3586
RESPIRONICS | M SERIES HUMIDIFIER | 2018-08-08 | 150
RESPIRONICS | M SERIES HUMIDIFIER | 2018-08-08 | 150
RESPIRONICS | M SERIES HUMIDIFIER | 2018-08-08 | 150
RESPIRONICS | M SERIES HUMIDIFIER | 2018-08-08 | 150
RESPIRONICS | M SERIES HUMIDIFIER | 2018-08-08 | 150
RESPIRONICS | M SERIES HUMIDIFIER | 2018-08-08 | 150
RESPIRONICS | M SERIES HUMIDIFIER | 2018-08-08 | 150
RESPIRONICS | M SERIES HUMIDIFIER | 2018-08-08 | 150
RESPIRONICS | M SERIES HUMIDIFIER | 2018-08-08 | 150
RESPIRONICS | M SERIES HUMIDIFIER | 2018-08-08 | 150
RESPIRONICS | M SERIES HUMIDIFIER | 2018-08-08 | 150
RESPIRONICS | M SERIES HUMIDIFIER | 2018-08-08 | 150
RESPIRONICS | M SERIES HUMIDIFIER | 2018-08-08 | 150
RESPIRONICS | M SERIES HUMIDIFIER | 2018-08-08 | 150
RESPIRONICS | M SERIES HUMIDIFIER | 2018-08-08 | 150
RESPIRONICS | M SERIES HUMIDIFIER | 2018-08-08 | 150
RESPIRONICS | M SERIES HUMIDIFIER | 2018-08-08 | 150
RESPIRONICS | M SERIES HUMIDIFIER | 2018-08-08 | 150
RESPIRONICS | M SERIES HUMIDIFIER | 2018-08-08 | 150
RESPIRONICS | M SERIES HUMIDIFIER | 2018-08-08 | 150
RESPIRONICS | M SERIES HUMIDIFIER | 2018-08-08 | 150
RESPIRONICS | M SERIES HUMIDIFIER | 2018-08-08 | 150
RESPIRONICS | M SERIES HUMIDIFIER | 2018-08-08 | 150
RESPIRONICS | M SERIES HUMIDIFIER | 2018-08-08 | 150
RESPIRONICS | M SERIES HUMIDIFIER | 2018-08-08 | 150
RESPIRONICS | M SERIES HUMIDIFIER | 2018-08-08 | 150
RESPIRONICS | M SERIES HUMIDIFIER | 2018-08-08 | 150
RESPIRONICS | M SERIES HUMIDIFIER | 2018-08-08 | 150
RESPIRONICS | M SERIES HUMIDIFIER | 2018-08-08 | 150
RESPIRONICS | M SERIES HUMIDIFIER | 2018-08-08 | 150
RESPIRONICS | M SERIES HUMIDIFIER | 2018-08-08 | 150
RESPIRONICS | M SERIES HUMIDIFIER | 2018-08-08 | 150
RESPIRONICS | M SERIES HUMIDIFIER | 2018-08-08 | 150
RESPIRONICS | M SERIES HUMIDIFIER | 2018-08-08 | 150
RESPIRONICS | M SERIES HUMIDIFIER | 2018-08-08 | 150
RESPIRONICS | M SERIES HUMIDIFIER | 2018-08-08 | 150
RESPIRONICS | M SERIES HUMIDIFIER | 2018-08-08 | 150
RESPIRONICS | M SERIES HUMIDIFIER | 2018-08-08 | 150
RESPIRONICS | M SERIES HUMIDIFIER | 2018-08-08 | 150
RESPIRONICS | M SERIES HUMIDIFIER | 2018-08-08 | 150
RESPIRONICS | M SERIES HUMIDIFIER | 2018-08-08 | 150
RESPIRONICS | M SERIES HUMIDIFIER | 2018-08-08 | 150
RESPIRONICS | M SERIES HUMIDIFIER | 2018-08-08 | 150
RESPIRONICS | M SERIES HUMIDIFIER | 2018-08-08 | 150
RESPIRONICS | M SERIES HUMIDIFIER | 2018-08-08 | 150
RESPIRONICS | M SERIES HUMIDIFIER | 2018-08-08 | 150
RESPIRONICS | M SERIES HUMIDIFIER | 2018-08-08 | 150
RESPIRONICS | M SERIES HUMIDIFIER | 2018-08-08 | 150
RESPIRONICS | M SERIES HUMIDIFIER | 2018-08-08 | 150
RESPIRONICS | M SERIES HUMIDIFIER | 2018-08-08 | 150
RESPIRONICS | M SERIES HUMIDIFIER | 2018-08-08 | 150
RESPIRONICS | M SERIES HUMIDIFIER | 2018-08-08 | 150
RESPIRONICS | M SERIES HUMIDIFIER | 2018-08-08 | 150
RESPIRONICS | M SERIES HUMIDIFIER | 2018-08-08 | 150
RESPIRONICS | M SERIES HUMIDIFIER | 2018-08-08 | 150
RESPIRONICS | M SERIES HUMIDIFIER | 2018-08-08 | 150
RESPIRONICS | M SERIES HUMIDIFIER | 2018-08-08 | 150
RESPIRONICS | M SERIES HUMIDIFIER | 2018-08-08 | 150
RESPIRONICS | M SERIES HUMIDIFIER | 2018-08-08 | 150
RESPIRONICS | M SERIES HUMIDIFIER | 2018-08-08 | 150
RESPIRONICS | M SERIES HUMIDIFIER | 2018-08-08 | 150
RESPIRONICS | M SERIES HUMIDIFIER | 2018-08-08 | 150
RESPIRONICS | M SERIES HUMIDIFIER | 2018-08-08 | 150
RESPIRONICS | M SERIES HUMIDIFIER | 2018-08-08 | 150
RESPIRONICS | M SERIES HUMIDIFIER | 2018-08-08 | 150
RESPIRONICS | M SERIES HUMIDIFIER | 2018-08-08 | 150
RESPIRONICS | M SERIES HUMIDIFIER | 2018-08-08 | 150
RESPIRONICS | M SERIES HUMIDIFIER | 2018-08-08 | 150
RESPIRONICS | M SERIES HUMIDIFIER | 2018-08-08 | 150
RESPIRONICS | M SERIES HUMIDIFIER | 2018-08-08 | 150
RESPIRONICS | M SERIES HUMIDIFIER | 2018-08-08 | 150
RESPIRONICS | M SERIES HUMIDIFIER | 2018-08-08 | 150
RESPIRONICS | M SERIES HUMIDIFIER | 2018-08-08 | 150
RESPIRONICS | M SERIES HUMIDIFIER | 2018-08-08 | 150
RESPIRONICS | A40 | 2018-08-08 | 2427.5
RESPIRONICS | A40 | 2018-08-08 | 2427.5
RESPIRONICS | A40 | 2018-08-08 | 2427.5
RESPIRONICS | A40 | 2018-08-08 | 2427.5
RESPIRONICS | A40 | 2018-08-08 | 2427.5
RESPIRONICS | A40 | 2018-08-08 | 2427.5
RESPIRONICS | A40 | 2018-08-08 | 2427.5
RESPIRONICS | TRILOGY 100 | 2018-08-08 | 3586
MINOLTA | PULSOX-300I | 2018-08-08 | 500
RESPIRONICS | TRILOGY 100 | 2018-08-08 | 3586
RESPIRONICS | A40 | 2018-08-08 | 2427.5
RESPIRONICS | TRILOGY 100 | 2018-08-08 | 3586
RESPIRONICS | A40 | 2018-08-08 | 2427.5
RESPIRONICS | M SERIES HUMIDIFIER | 2018-08-07 | 150
RESPIRONICS | M SERIES HUMIDIFIER | 2018-08-07 | 150
RESPIRONICS | M SERIES HUMIDIFIER | 2018-08-07 | 150
RESPIRONICS | M SERIES HUMIDIFIER | 2018-08-07 | 150
RESPIRONICS | M SERIES HUMIDIFIER | 2018-08-07 | 150
RESPIRONICS | M SERIES HUMIDIFIER | 2018-08-07 | 150
RESPIRONICS | M SERIES HUMIDIFIER | 2018-08-07 | 150
RESPIRONICS | M SERIES HUMIDIFIER | 2018-08-07 | 150
RESPIRONICS | M SERIES HUMIDIFIER | 2018-08-07 | 150
RESPIRONICS | M SERIES HUMIDIFIER | 2018-08-07 | 150
RESPIRONICS | M SERIES HUMIDIFIER | 2018-08-07 | 150
RESPIRONICS | M SERIES HUMIDIFIER | 2018-08-07 | 150
RESPIRONICS | M SERIES HUMIDIFIER | 2018-08-07 | 150
RESPIRONICS | M SERIES HUMIDIFIER | 2018-08-07 | 150
LAERDAL | LSU-2 | 2018-07-24 | 680
RESPIRONICS | M SERIES HUMIDIFIER | 2018-04-30 | 150
RESPIRONICS | M SERIES HUMIDIFIER | 2018-04-30 | 150
RESPIRONICS | M SERIES HUMIDIFIER | 2018-04-30 | 150
RESPIRONICS | M SERIES HUMIDIFIER | 2018-04-27 | 150
RESPIRONICS | M SERIES HUMIDIFIER | 2018-04-27 | 150
RESPIRONICS | M SERIES HUMIDIFIER | 2018-04-27 | 150
RESPIRONICS | M SERIES HUMIDIFIER | 2018-04-27 | 150
RESPIRONICS | M SERIES HUMIDIFIER | 2018-04-27 | 150
RESPIRONICS | M SERIES HUMIDIFIER | 2018-04-27 | 150
RESPIRONICS | M SERIES HUMIDIFIER | 2018-04-27 | 150
RESPIRONICS | M SERIES HUMIDIFIER | 2018-04-27 | 150
RESPIRONICS | M SERIES HUMIDIFIER | 2018-04-27 | 150
RESPIRONICS | M SERIES HUMIDIFIER | 2018-04-27 | 150
RESPIRONICS | M SERIES HUMIDIFIER | 2018-04-27 | 150
RESPIRONICS | M SERIES HUMIDIFIER | 2018-04-27 | 150
RESPIRONICS | M SERIES HUMIDIFIER | 2018-04-27 | 150
RESPIRONICS | M SERIES HUMIDIFIER | 2018-04-27 | 150
RESPIRONICS | M SERIES HUMIDIFIER | 2018-04-27 | 150
RESPIRONICS | M SERIES HUMIDIFIER | 2018-04-27 | 150
RESPIRONICS | M SERIES HUMIDIFIER | 2018-04-27 | 150
RESPIRONICS | M SERIES HUMIDIFIER | 2018-04-27 | 150
RESPIRONICS | M SERIES HUMIDIFIER | 2018-04-27 | 150
RESPIRONICS | M SERIES HUMIDIFIER | 2018-04-27 | 150
RESPIRONICS | M SERIES HUMIDIFIER | 2018-04-27 | 150
RESPIRONICS | M SERIES HUMIDIFIER | 2018-04-27 | 150
RESPIRONICS | M SERIES HUMIDIFIER | 2018-04-27 | 150
RESPIRONICS | M SERIES HUMIDIFIER | 2018-04-27 | 150
RESPIRONICS | M SERIES HUMIDIFIER | 2018-04-27 | 150
RESPIRONICS | M SERIES HUMIDIFIER | 2018-04-27 | 150
RESPIRONICS | M SERIES HUMIDIFIER | 2018-04-27 | 150
RESPIRONICS | M SERIES HUMIDIFIER | 2018-04-27 | 150
RESPIRONICS | M SERIES HUMIDIFIER | 2018-04-27 | 150
RESPIRONICS | M SERIES HUMIDIFIER | 2018-04-27 | 150
RESPIRONICS | M SERIES HUMIDIFIER | 2018-04-27 | 150
RESPIRONICS | M SERIES HUMIDIFIER | 2018-04-27 | 150
RESPIRONICS | M SERIES HUMIDIFIER | 2018-04-27 | 150
RESPIRONICS | M SERIES HUMIDIFIER | 2018-04-27 | 150
RESPIRONICS | A40 | 2018-04-27 | 2427.5
RESPIRONICS | A40 | 2018-04-27 | 2427.5
RESPIRONICS | A40 | 2018-04-27 | 2427.5
RESPIRONICS | A40 | 2018-04-27 | 2427.5
RESPIRONICS | A40 | 2018-04-27 | 2427.5
RESPIRONICS | A40 | 2018-04-27 | 2427.5
RESPIRONICS | A40 | 2018-04-27 | 2427.5
RESPIRONICS | A40 | 2018-04-27 | 2427.5
RESPIRONICS | A40 | 2018-04-27 | 2427.5
RESPIRONICS | M SERIES HUMIDIFIER | 2018-04-27 | 150
RESPIRONICS | M SERIES HUMIDIFIER | 2018-04-27 | 150
RESPIRONICS | M SERIES HUMIDIFIER | 2018-04-27 | 150
RESPIRONICS | M SERIES HUMIDIFIER | 2018-04-27 | 150
RESPIRONICS | M SERIES HUMIDIFIER | 2018-04-27 | 150
RESPIRONICS | M SERIES HUMIDIFIER | 2018-04-27 | 150
RESPIRONICS | M SERIES HUMIDIFIER | 2018-04-27 | 150
RESPIRONICS | M SERIES HUMIDIFIER | 2018-04-27 | 150
RESPIRONICS | M SERIES HUMIDIFIER | 2018-04-27 | 150
RESPIRONICS | M SERIES HUMIDIFIER | 2018-04-27 | 150
RESPIRONICS | M SERIES HUMIDIFIER | 2018-04-27 | 150
RESPIRONICS | M SERIES HUMIDIFIER | 2018-04-27 | 150
RESPIRONICS | M SERIES HUMIDIFIER | 2018-04-27 | 150
RESPIRONICS | M SERIES HUMIDIFIER | 2018-04-27 | 150
RESPIRONICS | M SERIES HUMIDIFIER | 2018-04-27 | 150
RESPIRONICS | M SERIES HUMIDIFIER | 2018-04-27 | 150
RESPIRONICS | M SERIES HUMIDIFIER | 2018-04-27 | 150
RESPIRONICS | M SERIES HUMIDIFIER | 2018-04-27 | 150
RESPIRONICS | M SERIES HUMIDIFIER | 2018-04-27 | 150
RESPIRONICS | M SERIES HUMIDIFIER | 2018-04-27 | 150
RESPIRONICS | M SERIES HUMIDIFIER | 2018-04-27 | 150
RESPIRONICS | M SERIES HUMIDIFIER | 2018-04-27 | 150
RESPIRONICS | M SERIES HUMIDIFIER | 2018-04-27 | 150
RESPIRONICS | M SERIES HUMIDIFIER | 2018-04-27 | 150
RESPIRONICS | M SERIES HUMIDIFIER | 2018-04-27 | 150
RESPIRONICS | M SERIES HUMIDIFIER | 2018-04-27 | 150
RESPIRONICS | M SERIES HUMIDIFIER | 2018-04-27 | 150
RESPIRONICS | M SERIES HUMIDIFIER | 2018-04-27 | 150
RESPIRONICS | M SERIES HUMIDIFIER | 2018-04-27 | 150
RESPIRONICS | M SERIES HUMIDIFIER | 2018-04-27 | 150
RESPIRONICS | M SERIES HUMIDIFIER | 2018-04-27 | 150
RESPIRONICS | M SERIES HUMIDIFIER | 2018-04-27 | 150
RESPIRONICS | M SERIES HUMIDIFIER | 2018-04-27 | 150
RESPIRONICS | M SERIES HUMIDIFIER | 2018-04-27 | 150
RESPIRONICS | M SERIES HUMIDIFIER | 2018-04-27 | 150
RESPIRONICS | M SERIES HUMIDIFIER | 2018-04-27 | 150
RESPIRONICS | M SERIES HUMIDIFIER | 2018-04-27 | 150
RESPIRONICS | M SERIES HUMIDIFIER | 2018-04-27 | 150
RESPIRONICS | M SERIES HUMIDIFIER | 2018-04-27 | 150
RESPIRONICS | M SERIES HUMIDIFIER | 2018-04-27 | 150
RESPIRONICS | M SERIES HUMIDIFIER | 2018-04-27 | 150
RESPIRONICS | M SERIES HUMIDIFIER | 2018-04-27 | 150
RESPIRONICS | M SERIES HUMIDIFIER | 2018-04-27 | 150
RESPIRONICS | M SERIES HUMIDIFIER | 2018-04-27 | 150
RESPIRONICS | M SERIES HUMIDIFIER | 2018-04-27 | 150
RESPIRONICS | M SERIES HUMIDIFIER | 2018-04-27 | 150
RESPIRONICS | M SERIES HUMIDIFIER | 2018-04-27 | 150
RESPIRONICS | M SERIES HUMIDIFIER | 2018-04-27 | 150
RESPIRONICS | M SERIES HUMIDIFIER | 2018-04-27 | 150
RESPIRONICS | M SERIES HUMIDIFIER | 2018-04-27 | 150
RESPIRONICS | M SERIES HUMIDIFIER | 2018-04-27 | 150
RESPIRONICS | M SERIES HUMIDIFIER | 2018-04-27 | 150
RESPIRONICS | M SERIES HUMIDIFIER | 2018-04-27 | 150
RESPIRONICS | M SERIES HUMIDIFIER | 2018-04-27 | 150
RESPIRONICS | M SERIES HUMIDIFIER | 2018-04-27 | 150
RESPIRONICS | M SERIES HUMIDIFIER | 2018-04-27 | 150
RESPIRONICS | M SERIES HUMIDIFIER | 2018-04-27 | 150
RESPIRONICS | M SERIES HUMIDIFIER | 2018-04-27 | 150
RESPIRONICS | M SERIES HUMIDIFIER | 2018-04-27 | 150
RESPIRONICS | M SERIES HUMIDIFIER | 2018-04-27 | 150
RESPIRONICS | M SERIES HUMIDIFIER | 2018-04-27 | 150
RESPIRONICS | M SERIES HUMIDIFIER | 2018-04-27 | 150
RESPIRONICS | M SERIES HUMIDIFIER | 2018-04-27 | 150
RESPIRONICS | M SERIES HUMIDIFIER | 2018-04-27 | 150
RESPIRONICS | M SERIES HUMIDIFIER | 2018-04-27 | 150
RESPIRONICS | M SERIES HUMIDIFIER | 2018-04-27 | 150
RESPIRONICS | M SERIES HUMIDIFIER | 2018-04-27 | 150
RESPIRONICS | M SERIES HUMIDIFIER | 2018-04-27 | 150
RESPIRONICS | M SERIES HUMIDIFIER | 2018-04-27 | 150
RESPIRONICS | M SERIES HUMIDIFIER | 2018-04-27 | 150
RESPIRONICS | M SERIES HUMIDIFIER | 2018-04-27 | 150
RESPIRONICS | M SERIES HUMIDIFIER | 2018-04-27 | 150
RESPIRONICS | M SERIES HUMIDIFIER | 2018-04-27 | 150
RESPIRONICS | M SERIES HUMIDIFIER | 2018-04-27 | 150
RESPIRONICS | M SERIES HUMIDIFIER | 2018-04-27 | 150
RESPIRONICS | M SERIES HUMIDIFIER | 2018-04-27 | 150
RESPIRONICS | M SERIES HUMIDIFIER | 2018-04-27 | 150
RESPIRONICS | M SERIES HUMIDIFIER | 2018-04-27 | 150
RESPIRONICS | M SERIES HUMIDIFIER | 2018-04-27 | 150
RESPIRONICS | M SERIES HUMIDIFIER | 2018-04-27 | 150
RESPIRONICS | M SERIES HUMIDIFIER | 2018-04-27 | 150
RESPIRONICS | M SERIES HUMIDIFIER | 2018-04-27 | 150
RESPIRONICS | M SERIES HUMIDIFIER | 2018-04-27 | 150
RESPIRONICS | M SERIES HUMIDIFIER | 2018-04-27 | 150
RESPIRONICS | M SERIES HUMIDIFIER | 2018-04-27 | 150
RESPIRONICS | M SERIES HUMIDIFIER | 2018-04-27 | 150
RESPIRONICS | M SERIES HUMIDIFIER | 2018-04-27 | 150
RESPIRONICS | M SERIES HUMIDIFIER | 2018-04-27 | 150
RESPIRONICS | M SERIES HUMIDIFIER | 2018-04-27 | 150
RESPIRONICS | M SERIES HUMIDIFIER | 2018-04-27 | 150
RESPIRONICS | M SERIES HUMIDIFIER | 2018-04-27 | 150
RESPIRONICS | M SERIES HUMIDIFIER | 2018-04-27 | 150
RESPIRONICS | M SERIES HUMIDIFIER | 2018-04-27 | 150
RESPIRONICS | M SERIES HUMIDIFIER | 2018-04-27 | 150
RESPIRONICS | M SERIES HUMIDIFIER | 2018-04-27 | 150
RESPIRONICS | M SERIES HUMIDIFIER | 2018-04-27 | 150
RESPIRONICS | M SERIES HUMIDIFIER | 2018-04-27 | 150
RESPIRONICS | M SERIES HUMIDIFIER | 2018-04-27 | 150
RESPIRONICS | M SERIES HUMIDIFIER | 2018-04-27 | 150
RESPIRONICS | M SERIES HUMIDIFIER | 2018-04-27 | 150
RESPIRONICS | M SERIES HUMIDIFIER | 2018-04-27 | 150
RESPIRONICS | M SERIES HUMIDIFIER | 2018-04-27 | 150
RESPIRONICS | M SERIES HUMIDIFIER | 2018-04-27 | 150
RESPIRONICS | M SERIES HUMIDIFIER | 2018-04-27 | 150
RESPIRONICS | M SERIES HUMIDIFIER | 2018-04-27 | 150
RESPIRONICS | M SERIES HUMIDIFIER | 2018-04-27 | 150
RESPIRONICS | M SERIES HUMIDIFIER | 2018-04-27 | 150
RESPIRONICS | M SERIES HUMIDIFIER | 2018-04-27 | 150
RESPIRONICS | M SERIES HUMIDIFIER | 2018-04-27 | 150
RESPIRONICS | M SERIES HUMIDIFIER | 2018-04-27 | 150
RESPIRONICS | M SERIES HUMIDIFIER | 2018-04-27 | 150
RESPIRONICS | M SERIES HUMIDIFIER | 2018-04-27 | 150
MINOLTA | PULSOX-300I | 2018-03-22 | 500
RESPIRONICS | A40 | 2018-03-22 | 2427.5
RESPIRONICS | A40 | 2018-03-22 | 2427.5
RESPIRONICS | A40 | 2018-03-22 | 2427.5
RESPIRONICS | A40 | 2018-03-22 | 2427.5
RESPIRONICS | A40 | 2018-03-22 | 2427.5
RESPIRONICS | M SERIES HUMIDIFIER | 2018-03-22 | 150
RESPIRONICS | M SERIES HUMIDIFIER | 2018-03-22 | 150
RESPIRONICS | M SERIES HUMIDIFIER | 2018-03-22 | 150
RESPIRONICS | M SERIES HUMIDIFIER | 2018-03-22 | 150
RESPIRONICS | M SERIES HUMIDIFIER | 2018-03-22 | 150
RESPIRONICS | M SERIES HUMIDIFIER | 2018-03-22 | 150
RESPIRONICS | M SERIES HUMIDIFIER | 2018-03-22 | 150
RESPIRONICS | M SERIES HUMIDIFIER | 2018-03-22 | 150
RESPIRONICS | M SERIES HUMIDIFIER | 2018-03-22 | 150
RESPIRONICS | M SERIES HUMIDIFIER | 2018-03-22 | 150
RESPIRONICS | M SERIES HUMIDIFIER | 2018-03-22 | 150
RESPIRONICS | M SERIES HUMIDIFIER | 2018-03-22 | 150
RESPIRONICS | M SERIES HUMIDIFIER | 2018-03-22 | 150
RESPIRONICS | M SERIES HUMIDIFIER | 2018-03-22 | 150
RESPIRONICS | M SERIES HUMIDIFIER | 2018-03-22 | 150
RESPIRONICS | M SERIES HUMIDIFIER | 2018-03-22 | 150
RESPIRONICS | M SERIES HUMIDIFIER | 2018-03-22 | 150
RESPIRONICS | M SERIES HUMIDIFIER | 2018-03-22 | 150
RESPIRONICS | M SERIES HUMIDIFIER | 2018-03-22 | 150
RESPIRONICS | M SERIES HUMIDIFIER | 2018-03-22 | 150
RESPIRONICS | M SERIES HUMIDIFIER | 2018-03-22 | 150
PHILIPS LTD | DREAMSTATION | 2018-03-19 | 449
PHILIPS LTD | DREAMSTATION | 2018-03-19 | 449
PHILIPS LTD | DREAMSTATION | 2018-03-19 | 449
PHILIPS LTD | DREAMSTATION | 2018-03-19 | 449
PHILIPS LTD | DREAMSTATION | 2018-03-19 | 449
PHILIPS LTD | DREAMSTATION | 2018-03-19 | 449
PHILIPS LTD | DREAMSTATION | 2018-03-19 | 449
PHILIPS LTD | DREAMSTATION | 2018-03-19 | 449
PHILIPS LTD | DREAMSTATION | 2018-03-19 | 449
PHILIPS LTD | DREAMSTATION | 2018-03-19 | 449
PHILIPS LTD | DREAMSTATION | 2018-03-19 | 449
PHILIPS LTD | DREAMSTATION | 2018-03-19 | 449
PHILIPS LTD | DREAMSTATION | 2018-03-19 | 449
PHILIPS LTD | DREAMSTATION | 2018-03-19 | 449
PHILIPS LTD | DREAMSTATION | 2018-03-19 | 449
PHILIPS LTD | DREAMSTATION | 2018-03-19 | 449
PHILIPS LTD | DREAMSTATION | 2018-03-19 | 449
PHILIPS LTD | DREAMSTATION | 2018-03-19 | 449
PHILIPS LTD | DREAMSTATION | 2018-03-19 | 449
PHILIPS LTD | DREAMSTATION | 2018-03-19 | 449
PHILIPS LTD | DREAMSTATION | 2018-03-19 | 449
PHILIPS LTD | DREAMSTATION | 2018-03-19 | 449
PHILIPS LTD | DREAMSTATION | 2018-03-19 | 449
PHILIPS LTD | DREAMSTATION | 2018-03-19 | 449
PHILIPS LTD | DREAMSTATION | 2018-03-19 | 449
PHILIPS LTD | DREAMSTATION | 2018-03-19 | 449
PHILIPS LTD | DREAMSTATION | 2018-03-19 | 449
PHILIPS LTD | DREAMSTATION | 2018-03-19 | 449
PHILIPS LTD | DREAMSTATION | 2018-03-19 | 449
RESPIRONICS | M SERIES HUMIDIFIER | 2018-03-19 | 150
RESPIRONICS | M SERIES HUMIDIFIER | 2018-03-19 | 150
RESPIRONICS | M SERIES HUMIDIFIER | 2018-03-19 | 150
MINOLTA | PULSOX-300I | 2018-03-19 | 500
MINOLTA | PULSOX-300I | 2018-03-19 | 500
MINOLTA | PULSOX-300I | 2018-03-19 | 500
MINOLTA | PULSOX-300I | 2018-03-19 | 500
MINOLTA | PULSOX-300I | 2018-03-19 | 500
MINOLTA | PULSOX-300I | 2018-03-19 | 500
MINOLTA | PULSOX-300I | 2018-03-19 | 500
MINOLTA | PULSOX-300I | 2018-03-19 | 500
MINOLTA | PULSOX-300I | 2018-03-19 | 500
MINOLTA | PULSOX-300I | 2018-03-19 | 500
MINOLTA | PULSOX-300I | 2018-03-19 | 500
MINOLTA | PULSOX-300I | 2018-03-19 | 500
MINOLTA | PULSOX-300I | 2018-03-19 | 500
MINOLTA | PULSOX-300I | 2018-03-19 | 500
MINOLTA | PULSOX-300I | 2018-03-19 | 500
MINOLTA | PULSOX-300I | 2018-03-19 | 500
RESPIRONICS | A40 | 2018-03-19 | 2427.5
RESPIRONICS | A40 | 2018-03-19 | 2427.5
RESPIRONICS | A40 | 2018-03-19 | 2427.5
RESPIRONICS | M SERIES HUMIDIFIER | 2018-03-19 | 150
RESPIRONICS | M SERIES HUMIDIFIER | 2018-03-19 | 150
RESPIRONICS | M SERIES HUMIDIFIER | 2018-03-19 | 150
RESPIRONICS | M SERIES HUMIDIFIER | 2018-03-19 | 150
RESPIRONICS | M SERIES HUMIDIFIER | 2018-03-19 | 150
RESPIRONICS | M SERIES HUMIDIFIER | 2018-03-19 | 150
RESPIRONICS | M SERIES HUMIDIFIER | 2018-03-19 | 150
RESPIRONICS | M SERIES HUMIDIFIER | 2018-03-19 | 150
RESPIRONICS | M SERIES HUMIDIFIER | 2018-03-19 | 150
RESPIRONICS | M SERIES HUMIDIFIER | 2018-03-19 | 150
RESPIRONICS | M SERIES HUMIDIFIER | 2018-03-19 | 150
RESPIRONICS | M SERIES HUMIDIFIER | 2018-03-19 | 150
RESPIRONICS | M SERIES HUMIDIFIER | 2018-03-19 | 150
RESPIRONICS | M SERIES HUMIDIFIER | 2018-03-19 | 150
RESPIRONICS | M SERIES HUMIDIFIER | 2018-03-19 | 150
RESPIRONICS | M SERIES HUMIDIFIER | 2018-03-19 | 150
RESPIRONICS | M SERIES HUMIDIFIER | 2018-03-19 | 150
RESPIRONICS | M SERIES HUMIDIFIER | 2018-03-19 | 150
RESPIRONICS | M SERIES HUMIDIFIER | 2018-03-19 | 150
RESPIRONICS | M SERIES HUMIDIFIER | 2018-03-19 | 150
RESPIRONICS | M SERIES HUMIDIFIER | 2018-03-19 | 150
RESPIRONICS | M SERIES HUMIDIFIER | 2018-03-19 | 150
RESPIRONICS | M SERIES HUMIDIFIER | 2018-03-19 | 150
RESPIRONICS | M SERIES HUMIDIFIER | 2018-03-19 | 150
RESPIRONICS | M SERIES HUMIDIFIER | 2018-03-19 | 150
RESPIRONICS | M SERIES HUMIDIFIER | 2018-03-19 | 150
RESPIRONICS | M SERIES HUMIDIFIER | 2018-03-19 | 150
RESPIRONICS | M SERIES HUMIDIFIER | 2018-03-19 | 150
RESPIRONICS | M SERIES HUMIDIFIER | 2018-03-19 | 150
RESPIRONICS | M SERIES HUMIDIFIER | 2018-03-19 | 150
RESPIRONICS | M SERIES HUMIDIFIER | 2018-03-19 | 150
RESPIRONICS | M SERIES HUMIDIFIER | 2018-03-19 | 150
RESPIRONICS | M SERIES HUMIDIFIER | 2018-03-19 | 150
RESPIRONICS | M SERIES HUMIDIFIER | 2018-03-19 | 150
RESPIRONICS | M SERIES HUMIDIFIER | 2018-03-19 | 150
RESPIRONICS | M SERIES HUMIDIFIER | 2018-03-19 | 150
RESPIRONICS | M SERIES HUMIDIFIER | 2018-03-19 | 150
RESPIRONICS | M SERIES HUMIDIFIER | 2018-03-19 | 150
RESPIRONICS | M SERIES HUMIDIFIER | 2018-03-19 | 150
RESPIRONICS | M SERIES HUMIDIFIER | 2018-03-19 | 150
RESPIRONICS | M SERIES HUMIDIFIER | 2018-03-19 | 150
RESPIRONICS | M SERIES HUMIDIFIER | 2018-03-19 | 150
RESPIRONICS | M SERIES HUMIDIFIER | 2018-03-19 | 150
RESPIRONICS | M SERIES HUMIDIFIER | 2018-03-19 | 150
RESPIRONICS | M SERIES HUMIDIFIER | 2018-03-19 | 150
RESPIRONICS | M SERIES HUMIDIFIER | 2018-03-19 | 150
RESPIRONICS | M SERIES HUMIDIFIER | 2018-03-19 | 150
RESPIRONICS | M SERIES HUMIDIFIER | 2018-03-19 | 150
RESPIRONICS | M SERIES HUMIDIFIER | 2018-03-19 | 150
RESPIRONICS | M SERIES HUMIDIFIER | 2018-03-19 | 150
RESPIRONICS | M SERIES HUMIDIFIER | 2018-03-19 | 150
RESPIRONICS | M SERIES HUMIDIFIER | 2018-03-19 | 150
RESPIRONICS | M SERIES HUMIDIFIER | 2018-03-19 | 150
RESPIRONICS | M SERIES HUMIDIFIER | 2018-03-19 | 150
RESPIRONICS | M SERIES HUMIDIFIER | 2018-03-19 | 150
RESPIRONICS | M SERIES HUMIDIFIER | 2018-03-19 | 150
RESPIRONICS | M SERIES HUMIDIFIER | 2018-03-19 | 150
RESPIRONICS | M SERIES HUMIDIFIER | 2018-03-19 | 150
RESPIRONICS | M SERIES HUMIDIFIER | 2018-03-19 | 150
RESPIRONICS | M SERIES HUMIDIFIER | 2018-03-19 | 150
RESPIRONICS | M SERIES HUMIDIFIER | 2018-03-19 | 150
RESPIRONICS | M SERIES HUMIDIFIER | 2018-03-19 | 150
RESPIRONICS | M SERIES HUMIDIFIER | 2018-03-19 | 150
RESPIRONICS | M SERIES HUMIDIFIER | 2018-03-19 | 150
RESPIRONICS | M SERIES HUMIDIFIER | 2018-03-19 | 150
RESPIRONICS | M SERIES HUMIDIFIER | 2018-03-19 | 150
RESPIRONICS | M SERIES HUMIDIFIER | 2018-03-19 | 150
RESPIRONICS | M SERIES HUMIDIFIER | 2018-03-19 | 150
RESPIRONICS | M SERIES HUMIDIFIER | 2018-03-19 | 150
RESPIRONICS | M SERIES HUMIDIFIER | 2018-03-19 | 150
RESPIRONICS | M SERIES HUMIDIFIER | 2018-03-19 | 150
RESPIRONICS | M SERIES HUMIDIFIER | 2018-03-19 | 150
RESPIRONICS | M SERIES HUMIDIFIER | 2018-03-19 | 150
RESPIRONICS | M SERIES HUMIDIFIER | 2018-03-19 | 150
RESPIRONICS | M SERIES HUMIDIFIER | 2018-03-19 | 150
RESPIRONICS | M SERIES HUMIDIFIER | 2018-03-19 | 150
RESPIRONICS | M SERIES HUMIDIFIER | 2018-03-19 | 150
RESPIRONICS | M SERIES HUMIDIFIER | 2018-03-19 | 150
RESPIRONICS | M SERIES HUMIDIFIER | 2018-03-19 | 150
RESPIRONICS | M SERIES HUMIDIFIER | 2018-03-19 | 150
RESPIRONICS | M SERIES HUMIDIFIER | 2018-03-19 | 150
RESPIRONICS | M SERIES HUMIDIFIER | 2018-03-19 | 150
RESPIRONICS | M SERIES HUMIDIFIER | 2018-03-19 | 150
RESPIRONICS | M SERIES HUMIDIFIER | 2018-03-19 | 150
RESPIRONICS | M SERIES HUMIDIFIER | 2018-03-19 | 150
RESPIRONICS | M SERIES HUMIDIFIER | 2018-03-19 | 150
RESPIRONICS | M SERIES HUMIDIFIER | 2018-03-19 | 150
RESPIRONICS | M SERIES HUMIDIFIER | 2018-03-19 | 150
RESPIRONICS | M SERIES HUMIDIFIER | 2018-03-19 | 150
RESPIRONICS | M SERIES HUMIDIFIER | 2018-03-19 | 150
RESPIRONICS | M SERIES HUMIDIFIER | 2018-03-19 | 150
RESPIRONICS | M SERIES HUMIDIFIER | 2018-03-19 | 150
RESPIRONICS | M SERIES HUMIDIFIER | 2018-03-19 | 150
RESPIRONICS | M SERIES HUMIDIFIER | 2018-03-19 | 150
RESPIRONICS | M SERIES HUMIDIFIER | 2018-03-19 | 150
RESPIRONICS | M SERIES HUMIDIFIER | 2018-03-19 | 150
RESPIRONICS | M SERIES HUMIDIFIER | 2018-03-19 | 150
RESPIRONICS | M SERIES HUMIDIFIER | 2018-03-19 | 150
RESPIRONICS | M SERIES HUMIDIFIER | 2018-03-19 | 150
RESPIRONICS | M SERIES HUMIDIFIER | 2018-03-19 | 150
RESPIRONICS | M SERIES HUMIDIFIER | 2018-03-19 | 150
RESPIRONICS | M SERIES HUMIDIFIER | 2018-03-19 | 150
RESPIRONICS | M SERIES HUMIDIFIER | 2018-03-19 | 150
RESPIRONICS | M SERIES HUMIDIFIER | 2018-03-19 | 150
RESPIRONICS | M SERIES HUMIDIFIER | 2018-03-19 | 150
RESPIRONICS | M SERIES HUMIDIFIER | 2018-03-19 | 150
RESPIRONICS | M SERIES HUMIDIFIER | 2018-03-19 | 150
RESPIRONICS | M SERIES HUMIDIFIER | 2018-03-19 | 150
RESPIRONICS | M SERIES HUMIDIFIER | 2018-03-19 | 150
RESPIRONICS | M SERIES HUMIDIFIER | 2018-03-19 | 150
RESPIRONICS | M SERIES HUMIDIFIER | 2018-03-19 | 150
RESPIRONICS | M SERIES HUMIDIFIER | 2018-03-19 | 150
RESPIRONICS | M SERIES HUMIDIFIER | 2018-03-19 | 150
RESPIRONICS | M SERIES HUMIDIFIER | 2018-03-19 | 150
RESPIRONICS | M SERIES HUMIDIFIER | 2018-03-08 | 150
RESPIRONICS | M SERIES HUMIDIFIER | 2018-03-08 | 150
RESPIRONICS | M SERIES HUMIDIFIER | 2018-03-08 | 150
RESPIRONICS | M SERIES HUMIDIFIER | 2018-03-08 | 150
RESPIRONICS | M SERIES HUMIDIFIER | 2018-03-08 | 150
RESPIRONICS | M SERIES HUMIDIFIER | 2018-03-08 | 150
RESPIRONICS | M SERIES HUMIDIFIER | 2018-03-08 | 150
RESPIRONICS | M SERIES HUMIDIFIER | 2018-03-08 | 150
RESPIRONICS | M SERIES HUMIDIFIER | 2018-03-08 | 150
RESPIRONICS | M SERIES HUMIDIFIER | 2018-03-08 | 150
RESPIRONICS | M SERIES HUMIDIFIER | 2018-03-08 | 150
RESPIRONICS | M SERIES HUMIDIFIER | 2018-03-08 | 150
RESPIRONICS | M SERIES HUMIDIFIER | 2018-03-08 | 150
RESPIRONICS | M SERIES HUMIDIFIER | 2018-03-08 | 150
RESPIRONICS | M SERIES HUMIDIFIER | 2018-03-08 | 150
RESPIRONICS | M SERIES HUMIDIFIER | 2018-03-08 | 150
RESPIRONICS | M SERIES HUMIDIFIER | 2018-03-08 | 150
RESPIRONICS | M SERIES HUMIDIFIER | 2018-03-08 | 150
RESPIRONICS | M SERIES HUMIDIFIER | 2018-03-08 | 150
RESPIRONICS | M SERIES HUMIDIFIER | 2018-03-08 | 150
RESPIRONICS | M SERIES HUMIDIFIER | 2018-03-08 | 150
RESPIRONICS | M SERIES HUMIDIFIER | 2018-03-08 | 150
RESPIRONICS | M SERIES HUMIDIFIER | 2018-03-08 | 150
RESPIRONICS | M SERIES HUMIDIFIER | 2018-03-08 | 150
RESPIRONICS | M SERIES HUMIDIFIER | 2018-03-08 | 150
RESPIRONICS | M SERIES HUMIDIFIER | 2018-03-08 | 150
RESPIRONICS | M SERIES HUMIDIFIER | 2018-03-08 | 150
RESPIRONICS | M SERIES HUMIDIFIER | 2018-03-08 | 150
RESPIRONICS | M SERIES HUMIDIFIER | 2018-03-08 | 150
RESPIRONICS | M SERIES HUMIDIFIER | 2018-03-08 | 150
RESPIRONICS | M SERIES HUMIDIFIER | 2018-03-08 | 150
RESPIRONICS | M SERIES HUMIDIFIER | 2018-03-08 | 150
RESPIRONICS | M SERIES HUMIDIFIER | 2018-03-08 | 150
RESPIRONICS | M SERIES HUMIDIFIER | 2018-03-08 | 150
RESPIRONICS | M SERIES HUMIDIFIER | 2018-03-08 | 150
RESPIRONICS | M SERIES HUMIDIFIER | 2018-03-08 | 150
RESPIRONICS | M SERIES HUMIDIFIER | 2018-03-08 | 150
RESPIRONICS | M SERIES HUMIDIFIER | 2018-03-08 | 150
RESPIRONICS | M SERIES HUMIDIFIER | 2018-03-08 | 150
RESPIRONICS | M SERIES HUMIDIFIER | 2018-03-08 | 150
RESPIRONICS | M SERIES HUMIDIFIER | 2018-03-08 | 150
RESPIRONICS | M SERIES HUMIDIFIER | 2018-03-08 | 150
RESPIRONICS | M SERIES HUMIDIFIER | 2018-03-08 | 150
RESPIRONICS | M SERIES HUMIDIFIER | 2018-03-08 | 150
RESPIRONICS | M SERIES HUMIDIFIER | 2018-03-08 | 150
RESPIRONICS | M SERIES HUMIDIFIER | 2018-03-08 | 150
RESPIRONICS | A40 | 2018-03-08 | 2427.5
RESPIRONICS | A40 | 2018-03-08 | 2427.5
RESPIRONICS | A40 | 2018-03-08 | 2427.5
RESPIRONICS | A40 | 2018-03-08 | 2427.5
RESPIRONICS | A40 | 2018-03-08 | 2427.5
PHILIPS LTD | DREAMSTATION | 2018-03-08 | 449
PHILIPS LTD | DREAMSTATION | 2018-03-08 | 449
PHILIPS LTD | DREAMSTATION | 2018-03-08 | 449
PHILIPS LTD | DREAMSTATION | 2018-03-08 | 449
PHILIPS LTD | DREAMSTATION | 2018-03-08 | 449
PHILIPS LTD | DREAMSTATION | 2018-03-08 | 449
PHILIPS LTD | DREAMSTATION | 2018-03-08 | 449
PHILIPS LTD | DREAMSTATION | 2018-03-08 | 449
PHILIPS LTD | DREAMSTATION | 2018-03-08 | 449
PHILIPS LTD | DREAMSTATION | 2018-03-08 | 449
PHILIPS LTD | DREAMSTATION | 2018-03-08 | 449
PHILIPS LTD | DREAMSTATION | 2018-03-08 | 449
PHILIPS LTD | DREAMSTATION | 2018-03-08 | 449
PHILIPS LTD | DREAMSTATION | 2018-03-08 | 449
PHILIPS LTD | DREAMSTATION | 2018-03-08 | 449
PHILIPS LTD | DREAMSTATION | 2018-03-08 | 449
PHILIPS LTD | DREAMSTATION | 2018-03-08 | 449
PHILIPS LTD | DREAMSTATION | 2018-03-08 | 449
PHILIPS LTD | DREAMSTATION | 2018-03-08 | 449
PHILIPS LTD | DREAMSTATION | 2018-03-08 | 449
PHILIPS LTD | DREAMSTATION | 2018-03-08 | 449
PHILIPS LTD | DREAMSTATION | 2018-03-08 | 449
PHILIPS LTD | DREAMSTATION | 2018-03-08 | 449
PHILIPS LTD | DREAMSTATION | 2018-03-08 | 449
PHILIPS LTD | DREAMSTATION | 2018-03-08 | 449
PHILIPS LTD | DREAMSTATION | 2018-03-08 | 449
PHILIPS LTD | DREAMSTATION | 2018-03-08 | 449
PHILIPS LTD | DREAMSTATION | 2018-03-08 | 449
PHILIPS LTD | DREAMSTATION | 2018-03-08 | 449
PHILIPS LTD | DREAMSTATION | 2018-03-08 | 449
PHILIPS LTD | DREAMSTATION | 2018-03-08 | 449
PHILIPS LTD | DREAMSTATION | 2018-03-07 | 449
PHILIPS LTD | DREAMSTATION | 2018-03-07 | 449
PHILIPS LTD | DREAMSTATION | 2018-03-07 | 449
RESPIRONICS | M SERIES HUMIDIFIER | 2018-03-07 | 150
RESPIRONICS | M SERIES HUMIDIFIER | 2018-03-07 | 150
RESPIRONICS | M SERIES HUMIDIFIER | 2018-03-07 | 150
RESPIRONICS | M SERIES HUMIDIFIER | 2018-03-07 | 150
RESPIRONICS | M SERIES HUMIDIFIER | 2018-03-07 | 150
RESPIRONICS | M SERIES HUMIDIFIER | 2018-03-07 | 150
RESPIRONICS | M SERIES HUMIDIFIER | 2018-03-07 | 150
RESPIRONICS | M SERIES HUMIDIFIER | 2018-03-07 | 150
RESPIRONICS | M SERIES HUMIDIFIER | 2018-03-07 | 150
RESPIRONICS | M SERIES HUMIDIFIER | 2018-03-07 | 150
RESPIRONICS | M SERIES HUMIDIFIER | 2018-03-07 | 150
RESPIRONICS | M SERIES HUMIDIFIER | 2018-03-07 | 150
RESPIRONICS | M SERIES HUMIDIFIER | 2018-03-07 | 150
RESPIRONICS | M SERIES HUMIDIFIER | 2018-03-07 | 150
RESPIRONICS | M SERIES HUMIDIFIER | 2018-03-07 | 150
RESPIRONICS | M SERIES HUMIDIFIER | 2018-03-07 | 150
RESPIRONICS | M SERIES HUMIDIFIER | 2018-03-07 | 150
RESPIRONICS | M SERIES HUMIDIFIER | 2018-03-07 | 150
RESPIRONICS | M SERIES HUMIDIFIER | 2018-03-07 | 150
RESPIRONICS | M SERIES HUMIDIFIER | 2018-03-07 | 150
RESPIRONICS | M SERIES HUMIDIFIER | 2018-03-07 | 150
RESPIRONICS | M SERIES HUMIDIFIER | 2018-03-07 | 150
RESPIRONICS | M SERIES HUMIDIFIER | 2018-03-07 | 150
RESPIRONICS | M SERIES HUMIDIFIER | 2018-03-07 | 150
RESPIRONICS | M SERIES HUMIDIFIER | 2018-03-07 | 150
RESPIRONICS | M SERIES HUMIDIFIER | 2018-03-07 | 150
RESPIRONICS | M SERIES HUMIDIFIER | 2018-03-07 | 150
RESPIRONICS | M SERIES HUMIDIFIER | 2018-03-07 | 150
RESPIRONICS | M SERIES HUMIDIFIER | 2018-03-07 | 150
RESPIRONICS | M SERIES HUMIDIFIER | 2018-03-07 | 150
RESPIRONICS | M SERIES HUMIDIFIER | 2018-03-07 | 150
RESPIRONICS | M SERIES HUMIDIFIER | 2018-03-07 | 150
RESPIRONICS | M SERIES HUMIDIFIER | 2018-03-07 | 150
RESPIRONICS | M SERIES HUMIDIFIER | 2018-03-07 | 150
RESPIRONICS | M SERIES HUMIDIFIER | 2018-03-07 | 150
RESPIRONICS | M SERIES HUMIDIFIER | 2018-03-07 | 150
RESPIRONICS | M SERIES HUMIDIFIER | 2018-03-07 | 150
RESPIRONICS | M SERIES HUMIDIFIER | 2018-03-07 | 150
RESPIRONICS | M SERIES HUMIDIFIER | 2018-03-07 | 150
RESPIRONICS | M SERIES HUMIDIFIER | 2018-03-07 | 150
RESPIRONICS | M SERIES HUMIDIFIER | 2018-03-07 | 150
RESPIRONICS | M SERIES HUMIDIFIER | 2018-03-07 | 150
RESPIRONICS | M SERIES HUMIDIFIER | 2018-03-07 | 150
RESPIRONICS | M SERIES HUMIDIFIER | 2018-03-07 | 150
RESPIRONICS | M SERIES HUMIDIFIER | 2018-03-07 | 150
RESPIRONICS | M SERIES HUMIDIFIER | 2018-03-07 | 150
RESPIRONICS | M SERIES HUMIDIFIER | 2018-03-07 | 150
RESPIRONICS | M SERIES HUMIDIFIER | 2018-03-07 | 150
RESPIRONICS | M SERIES HUMIDIFIER | 2018-03-07 | 150
RESPIRONICS | M SERIES HUMIDIFIER | 2018-03-07 | 150
RESPIRONICS | M SERIES HUMIDIFIER | 2018-03-07 | 150
RESPIRONICS | M SERIES HUMIDIFIER | 2018-03-07 | 150
RESPIRONICS | M SERIES HUMIDIFIER | 2018-03-07 | 150
RESPIRONICS | M SERIES HUMIDIFIER | 2018-03-07 | 150
RESPIRONICS | M SERIES HUMIDIFIER | 2018-03-07 | 150
RESPIRONICS | M SERIES HUMIDIFIER | 2018-03-07 | 150
RESPIRONICS | M SERIES HUMIDIFIER | 2018-03-07 | 150
RESPIRONICS | M SERIES HUMIDIFIER | 2018-03-07 | 150
RESPIRONICS | M SERIES HUMIDIFIER | 2018-03-07 | 150
RESPIRONICS | M SERIES HUMIDIFIER | 2018-03-07 | 150
RESPIRONICS | M SERIES HUMIDIFIER | 2018-03-07 | 150
RESPIRONICS | M SERIES HUMIDIFIER | 2018-03-07 | 150
RESPIRONICS | M SERIES HUMIDIFIER | 2018-03-07 | 150
RESPIRONICS | M SERIES HUMIDIFIER | 2018-03-07 | 150
RESPIRONICS | M SERIES HUMIDIFIER | 2018-03-07 | 150
RESPIRONICS | M SERIES HUMIDIFIER | 2018-03-07 | 150
RESPIRONICS | M SERIES HUMIDIFIER | 2018-03-07 | 150
RESPIRONICS | M SERIES HUMIDIFIER | 2018-03-07 | 150
RESPIRONICS | M SERIES HUMIDIFIER | 2018-03-07 | 150
RESPIRONICS | M SERIES HUMIDIFIER | 2018-03-07 | 150
RESPIRONICS | M SERIES HUMIDIFIER | 2018-03-07 | 150
RESPIRONICS | M SERIES HUMIDIFIER | 2018-03-07 | 150
RESPIRONICS | M SERIES HUMIDIFIER | 2018-03-07 | 150
RESPIRONICS | M SERIES HUMIDIFIER | 2018-03-07 | 150
RESPIRONICS | M SERIES HUMIDIFIER | 2018-03-07 | 150
RESPIRONICS | M SERIES HUMIDIFIER | 2018-03-07 | 150
RESPIRONICS | M SERIES HUMIDIFIER | 2018-03-07 | 150
RESPIRONICS | M SERIES HUMIDIFIER | 2018-03-07 | 150
RESPIRONICS | M SERIES HUMIDIFIER | 2018-03-07 | 150
RESPIRONICS | M SERIES HUMIDIFIER | 2018-03-07 | 150
RESPIRONICS | M SERIES HUMIDIFIER | 2018-03-07 | 150
RESPIRONICS | M SERIES HUMIDIFIER | 2018-03-07 | 150
RESPIRONICS | M SERIES HUMIDIFIER | 2018-03-07 | 150
RESPIRONICS | M SERIES HUMIDIFIER | 2018-03-07 | 150
RESPIRONICS | M SERIES HUMIDIFIER | 2018-03-07 | 150
RESPIRONICS | M SERIES HUMIDIFIER | 2018-03-07 | 150
RESPIRONICS | M SERIES HUMIDIFIER | 2018-03-07 | 150
RESPIRONICS | M SERIES HUMIDIFIER | 2018-03-07 | 150
RESPIRONICS | M SERIES HUMIDIFIER | 2018-03-07 | 150
RESPIRONICS | M SERIES HUMIDIFIER | 2018-03-07 | 150
RESPIRONICS | M SERIES HUMIDIFIER | 2018-03-07 | 150
RESPIRONICS | M SERIES HUMIDIFIER | 2018-03-07 | 150
RESPIRONICS | M SERIES HUMIDIFIER | 2018-03-07 | 150
RESPIRONICS | BIPAP A30 | 2018-03-07 | 2255
RESPIRONICS | M SERIES HUMIDIFIER | 2018-03-07 | 150
RESPIRONICS | M SERIES HUMIDIFIER | 2018-03-07 | 150
MINOLTA | PULSOX-300I | 2018-03-07 | 500
MINOLTA | PULSOX-300I | 2018-03-07 | 500
MINOLTA | PULSOX-300I | 2018-03-07 | 500
MINOLTA | PULSOX-300I | 2018-03-07 | 500
MINOLTA | PULSOX-300I | 2018-03-07 | 500
MINOLTA | PULSOX-300I | 2018-03-07 | 500
MINOLTA | PULSOX-300I | 2018-03-07 | 500
MINOLTA | PULSOX-300I | 2018-03-07 | 500
MINOLTA | PULSOX-300I | 2018-03-07 | 500
MINOLTA | PULSOX-300I | 2018-03-07 | 500
MINOLTA | PULSOX-300I | 2018-03-06 | 500
MINOLTA | PULSOX-300I | 2018-03-06 | 500
MINOLTA | PULSOX-300I | 2018-03-06 | 500
MINOLTA | PULSOX-300I | 2018-03-06 | 500
MINOLTA | PULSOX-300I | 2018-03-06 | 500
MINOLTA | PULSOX-300I | 2018-03-06 | 500
MINOLTA | PULSOX-300I | 2018-03-06 | 500
MINOLTA | PULSOX-300I | 2018-03-06 | 500
MINOLTA | PULSOX-300I | 2018-03-06 | 500
MINOLTA | PULSOX-300I | 2018-03-06 | 500
MINOLTA | PULSOX-300I | 2018-03-06 | 500
MINOLTA | PULSOX-300I | 2018-03-06 | 500
MINOLTA | PULSOX-300I | 2018-03-06 | 500
MINOLTA | PULSOX-300I | 2018-03-06 | 500
MINOLTA | PULSOX-300I | 2018-03-06 | 500
MINOLTA | PULSOX-300I | 2018-03-06 | 500
MINOLTA | PULSOX-300I | 2018-03-06 | 500
MINOLTA | PULSOX-300I | 2018-03-06 | 500
MINOLTA | PULSOX-300I | 2018-03-06 | 500
MINOLTA | PULSOX-300I | 2018-03-06 | 500
MINOLTA | PULSOX-300I | 2018-03-06 | 500
MINOLTA | PULSOX-300I | 2018-03-06 | 500
MINOLTA | PULSOX-300I | 2018-03-06 | 500
MINOLTA | PULSOX-300I | 2018-03-06 | 500
MINOLTA | PULSOX-300I | 2018-03-06 | 500
MINOLTA | PULSOX-300I | 2018-03-06 | 500
MINOLTA | PULSOX-300I | 2018-03-06 | 500
MINOLTA | PULSOX-300I | 2018-03-06 | 500
MINOLTA | PULSOX-300I | 2018-03-06 | 500
MINOLTA | PULSOX-300I | 2018-03-06 | 500
MINOLTA | PULSOX-300I | 2018-03-06 | 500
MINOLTA | PULSOX-300I | 2018-03-06 | 500
PHILIPS LTD | DREAMSTATION | 2018-03-06 | 449
PHILIPS LTD | DREAMSTATION | 2018-03-06 | 449
PHILIPS LTD | DREAMSTATION | 2018-03-06 | 449
PHILIPS LTD | DREAMSTATION | 2018-03-06 | 449
PHILIPS LTD | DREAMSTATION | 2018-03-06 | 449
PHILIPS LTD | DREAMSTATION | 2018-03-06 | 449
PHILIPS LTD | DREAMSTATION | 2018-03-06 | 449
PHILIPS LTD | DREAMSTATION | 2018-03-06 | 449
PHILIPS LTD | DREAMSTATION | 2018-03-06 | 449
PHILIPS LTD | DREAMSTATION | 2018-03-06 | 449
PHILIPS LTD | DREAMSTATION | 2018-03-06 | 449
PHILIPS LTD | DREAMSTATION | 2018-03-06 | 449
PHILIPS LTD | DREAMSTATION | 2018-03-06 | 449
PHILIPS LTD | DREAMSTATION | 2018-03-06 | 449
PHILIPS LTD | DREAMSTATION | 2018-03-06 | 449
PHILIPS LTD | DREAMSTATION | 2018-03-06 | 449
PHILIPS LTD | DREAMSTATION | 2018-03-06 | 449
PHILIPS LTD | DREAMSTATION | 2018-03-06 | 449
PHILIPS LTD | DREAMSTATION | 2018-03-06 | 449
PHILIPS LTD | DREAMSTATION | 2018-03-06 | 449
PHILIPS LTD | DREAMSTATION | 2018-03-06 | 449
PHILIPS LTD | DREAMSTATION | 2018-03-06 | 449
PHILIPS LTD | DREAMSTATION | 2018-03-06 | 449
PHILIPS LTD | DREAMSTATION | 2018-03-06 | 449
PHILIPS LTD | DREAMSTATION | 2018-03-06 | 449
PHILIPS LTD | DREAMSTATION | 2018-03-06 | 449
PHILIPS LTD | DREAMSTATION | 2018-03-06 | 449
PHILIPS LTD | DREAMSTATION | 2018-03-06 | 449
PHILIPS LTD | DREAMSTATION | 2018-03-06 | 449
PHILIPS LTD | DREAMSTATION | 2018-03-06 | 449
PHILIPS LTD | DREAMSTATION | 2018-03-06 | 449
PHILIPS LTD | DREAMSTATION | 2018-03-06 | 449
PHILIPS LTD | DREAMSTATION | 2018-03-06 | 449
PHILIPS LTD | DREAMSTATION | 2018-03-06 | 449
PHILIPS LTD | DREAMSTATION | 2018-03-06 | 449
PHILIPS LTD | DREAMSTATION | 2018-03-06 | 449
PHILIPS LTD | DREAMSTATION | 2018-03-06 | 449
PHILIPS LTD | DREAMSTATION | 2018-03-06 | 449
PHILIPS LTD | DREAMSTATION | 2018-03-06 | 449
PHILIPS LTD | DREAMSTATION | 2018-03-06 | 449
PHILIPS LTD | DREAMSTATION | 2018-03-06 | 449
PHILIPS LTD | DREAMSTATION | 2018-03-06 | 449
PHILIPS LTD | DREAMSTATION | 2018-03-06 | 449
PHILIPS LTD | DREAMSTATION | 2018-03-06 | 449
PHILIPS LTD | DREAMSTATION | 2018-03-06 | 449
PHILIPS LTD | DREAMSTATION | 2018-03-06 | 449
PHILIPS LTD | DREAMSTATION | 2018-03-06 | 449
PHILIPS LTD | DREAMSTATION | 2018-03-06 | 449
PHILIPS LTD | DREAMSTATION | 2018-03-06 | 449
RESPIRONICS | M SERIES HUMIDIFIER | 2018-02-26 | 150
RESPIRONICS | M SERIES HUMIDIFIER | 2018-02-26 | 150
RESPIRONICS | M SERIES HUMIDIFIER | 2018-02-26 | 150
RESPIRONICS | M SERIES HUMIDIFIER | 2018-02-26 | 150
RESPIRONICS | M SERIES HUMIDIFIER | 2018-02-26 | 150
RESPIRONICS | M SERIES HUMIDIFIER | 2018-02-26 | 150
RESPIRONICS | M SERIES HUMIDIFIER | 2018-02-26 | 150
RESPIRONICS | M SERIES HUMIDIFIER | 2018-02-26 | 150
RESPIRONICS | M SERIES HUMIDIFIER | 2018-02-26 | 150
RESPIRONICS | M SERIES HUMIDIFIER | 2018-02-26 | 150
RESPIRONICS | M SERIES HUMIDIFIER | 2018-02-26 | 150
RESPIRONICS | M SERIES HUMIDIFIER | 2018-02-26 | 150
RESPIRONICS | M SERIES HUMIDIFIER | 2018-02-26 | 150
RESPIRONICS | M SERIES HUMIDIFIER | 2018-02-26 | 150
RESPIRONICS | M SERIES HUMIDIFIER | 2018-02-26 | 150
RESPIRONICS | M SERIES HUMIDIFIER | 2018-02-26 | 150
RESPIRONICS | M SERIES HUMIDIFIER | 2018-02-26 | 150
RESPIRONICS | M SERIES HUMIDIFIER | 2018-02-26 | 150
RESPIRONICS | M SERIES HUMIDIFIER | 2018-02-26 | 150
RESPIRONICS | M SERIES HUMIDIFIER | 2018-02-26 | 150
RESPIRONICS | M SERIES HUMIDIFIER | 2018-02-26 | 150
RESPIRONICS | M SERIES HUMIDIFIER | 2018-02-26 | 150
RESPIRONICS | M SERIES HUMIDIFIER | 2018-02-26 | 150
RESPIRONICS | M SERIES HUMIDIFIER | 2018-02-26 | 150
RESPIRONICS | M SERIES HUMIDIFIER | 2018-02-26 | 150
RESPIRONICS | M SERIES HUMIDIFIER | 2018-02-26 | 150
RESPIRONICS | M SERIES HUMIDIFIER | 2018-02-26 | 150
RESPIRONICS | M SERIES HUMIDIFIER | 2018-02-26 | 150
RESPIRONICS | M SERIES HUMIDIFIER | 2018-02-26 | 150
RESPIRONICS | A40 | 2018-02-26 | 2427.5
RESPIRONICS | A40 | 2018-02-26 | 2427.5
RESPIRONICS | M SERIES HUMIDIFIER | 2018-02-26 | 150
RESPIRONICS | M SERIES HUMIDIFIER | 2018-02-26 | 150
RESPIRONICS | M SERIES HUMIDIFIER | 2018-02-26 | 150
RESPIRONICS | M SERIES HUMIDIFIER | 2018-02-26 | 150
RESPIRONICS | M SERIES HUMIDIFIER | 2018-02-26 | 150
RESPIRONICS | M SERIES HUMIDIFIER | 2018-02-26 | 150
RESPIRONICS | M SERIES HUMIDIFIER | 2018-02-26 | 150
RESPIRONICS | M SERIES HUMIDIFIER | 2018-02-26 | 150
RESPIRONICS | M SERIES HUMIDIFIER | 2018-02-26 | 150
RESPIRONICS | M SERIES HUMIDIFIER | 2018-02-26 | 150
RESPIRONICS | M SERIES HUMIDIFIER | 2018-02-26 | 150
RESPIRONICS | M SERIES HUMIDIFIER | 2018-02-26 | 150
RESPIRONICS | M SERIES HUMIDIFIER | 2018-02-26 | 150
RESPIRONICS | M SERIES HUMIDIFIER | 2018-02-26 | 150
RESPIRONICS | M SERIES HUMIDIFIER | 2018-02-26 | 150
RESPIRONICS | M SERIES HUMIDIFIER | 2018-02-26 | 150
RESPIRONICS | M SERIES HUMIDIFIER | 2018-02-26 | 150
RESPIRONICS | A40 | 2018-02-26 | 2427.5
RESPIRONICS | A40 | 2018-02-26 | 2427.5
RESPIRONICS | A40 | 2018-02-26 | 2427.5
RESPIRONICS | A40 | 2018-02-26 | 2427.5
RESPIRONICS | M SERIES HUMIDIFIER | 2018-02-26 | 150
RESPIRONICS | M SERIES HUMIDIFIER | 2018-02-26 | 150
RESPIRONICS | M SERIES HUMIDIFIER | 2018-02-26 | 150
RESPIRONICS | M SERIES HUMIDIFIER | 2018-02-26 | 150
RESPIRONICS | M SERIES HUMIDIFIER | 2018-02-26 | 150
RESPIRONICS | M SERIES HUMIDIFIER | 2018-02-26 | 150
RESPIRONICS | M SERIES HUMIDIFIER | 2018-02-26 | 150
RESPIRONICS | M SERIES HUMIDIFIER | 2018-02-26 | 150
RESPIRONICS | M SERIES HUMIDIFIER | 2018-02-26 | 150
RESPIRONICS | M SERIES HUMIDIFIER | 2018-02-26 | 150
RESPIRONICS | M SERIES HUMIDIFIER | 2018-02-26 | 150
RESPIRONICS | M SERIES HUMIDIFIER | 2018-02-26 | 150
RESPIRONICS | M SERIES HUMIDIFIER | 2018-02-26 | 150
RESPIRONICS | M SERIES HUMIDIFIER | 2018-02-26 | 150
RESPIRONICS | M SERIES HUMIDIFIER | 2018-02-26 | 150
RESPIRONICS | M SERIES HUMIDIFIER | 2018-02-26 | 150
RESPIRONICS | M SERIES HUMIDIFIER | 2018-02-26 | 150
RESPIRONICS | M SERIES HUMIDIFIER | 2018-02-26 | 150
RESPIRONICS | M SERIES HUMIDIFIER | 2018-02-26 | 150
RESPIRONICS | M SERIES HUMIDIFIER | 2018-02-26 | 150
RESPIRONICS | M SERIES HUMIDIFIER | 2018-02-26 | 150
RESPIRONICS | M SERIES HUMIDIFIER | 2018-02-26 | 150
RESPIRONICS | M SERIES HUMIDIFIER | 2018-02-26 | 150
RESPIRONICS | M SERIES HUMIDIFIER | 2018-02-26 | 150
RESPIRONICS | M SERIES HUMIDIFIER | 2018-02-26 | 150
RESPIRONICS | M SERIES HUMIDIFIER | 2018-02-26 | 150
RESPIRONICS | M SERIES HUMIDIFIER | 2018-02-26 | 150
RESPIRONICS | M SERIES HUMIDIFIER | 2018-02-26 | 150
RESPIRONICS | M SERIES HUMIDIFIER | 2018-02-26 | 150
RESPIRONICS | M SERIES HUMIDIFIER | 2018-02-26 | 150
RESPIRONICS | M SERIES HUMIDIFIER | 2018-02-26 | 150
RESPIRONICS | M SERIES HUMIDIFIER | 2018-02-26 | 150
RESPIRONICS | M SERIES HUMIDIFIER | 2018-02-26 | 150
RESPIRONICS | M SERIES HUMIDIFIER | 2018-02-26 | 150
RESPIRONICS | M SERIES HUMIDIFIER | 2018-02-26 | 150
RESPIRONICS | M SERIES HUMIDIFIER | 2018-02-26 | 150
RESPIRONICS | M SERIES HUMIDIFIER | 2018-02-26 | 150
RESPIRONICS | M SERIES HUMIDIFIER | 2018-02-26 | 150
RESPIRONICS | M SERIES HUMIDIFIER | 2018-02-26 | 150
RESPIRONICS | M SERIES HUMIDIFIER | 2018-02-26 | 150
RESPIRONICS | M SERIES HUMIDIFIER | 2018-02-26 | 150
RESPIRONICS | M SERIES HUMIDIFIER | 2018-02-26 | 150
RESPIRONICS | M SERIES HUMIDIFIER | 2018-02-26 | 150
RESPIRONICS | M SERIES HUMIDIFIER | 2018-02-26 | 150
RESPIRONICS | M SERIES HUMIDIFIER | 2018-02-26 | 150
RESPIRONICS | M SERIES HUMIDIFIER | 2018-02-26 | 150
RESPIRONICS | M SERIES HUMIDIFIER | 2018-02-26 | 150
RESPIRONICS | M SERIES HUMIDIFIER | 2018-02-26 | 150
RESPIRONICS | M SERIES HUMIDIFIER | 2018-02-26 | 150
RESPIRONICS | M SERIES HUMIDIFIER | 2018-02-26 | 150
RESPIRONICS | M SERIES HUMIDIFIER | 2018-02-26 | 150
RESPIRONICS | M SERIES HUMIDIFIER | 2018-02-26 | 150
RESPIRONICS | M SERIES HUMIDIFIER | 2018-02-26 | 150
RESPIRONICS | M SERIES HUMIDIFIER | 2018-02-26 | 150
RESPIRONICS | M SERIES HUMIDIFIER | 2018-02-26 | 150
RESPIRONICS | M SERIES HUMIDIFIER | 2018-02-26 | 150
RESPIRONICS | M SERIES HUMIDIFIER | 2018-02-26 | 150
RESPIRONICS | M SERIES HUMIDIFIER | 2018-02-26 | 150
RESPIRONICS | M SERIES HUMIDIFIER | 2018-02-26 | 150
RESPIRONICS | M SERIES HUMIDIFIER | 2018-02-26 | 150
RESPIRONICS | M SERIES HUMIDIFIER | 2018-02-26 | 150
RESPIRONICS | M SERIES HUMIDIFIER | 2018-02-26 | 150
RESPIRONICS | M SERIES HUMIDIFIER | 2018-02-21 | 150
RESPIRONICS | M SERIES HUMIDIFIER | 2018-02-21 | 150
RESPIRONICS | M SERIES HUMIDIFIER | 2018-02-21 | 150
RESPIRONICS | M SERIES HUMIDIFIER | 2018-02-21 | 150
RESPIRONICS | M SERIES HUMIDIFIER | 2018-02-21 | 150
RESPIRONICS | M SERIES HUMIDIFIER | 2018-02-21 | 150
RESPIRONICS | M SERIES HUMIDIFIER | 2018-02-21 | 150
RESPIRONICS | M SERIES HUMIDIFIER | 2018-02-21 | 150
RESPIRONICS | M SERIES HUMIDIFIER | 2018-02-21 | 150
RESPIRONICS | M SERIES HUMIDIFIER | 2018-02-21 | 150
RESPIRONICS | M SERIES HUMIDIFIER | 2018-02-21 | 150
RESPIRONICS | M SERIES HUMIDIFIER | 2018-02-21 | 150
RESPIRONICS | M SERIES HUMIDIFIER | 2018-02-21 | 150
RESPIRONICS | M SERIES HUMIDIFIER | 2018-02-21 | 150
RESPIRONICS | M SERIES HUMIDIFIER | 2018-02-21 | 150
RESPIRONICS | M SERIES HUMIDIFIER | 2018-02-21 | 150
RESPIRONICS | M SERIES HUMIDIFIER | 2018-02-21 | 150
RESPIRONICS | M SERIES HUMIDIFIER | 2018-02-21 | 150
RESPIRONICS | M SERIES HUMIDIFIER | 2018-02-21 | 150
RESPIRONICS | M SERIES HUMIDIFIER | 2018-02-21 | 150
RESPIRONICS | M SERIES HUMIDIFIER | 2018-02-21 | 150
RESPIRONICS | M SERIES HUMIDIFIER | 2018-02-21 | 150
RESPIRONICS | M SERIES HUMIDIFIER | 2018-02-21 | 150
RESPIRONICS | M SERIES HUMIDIFIER | 2018-02-21 | 150
RESPIRONICS | M SERIES HUMIDIFIER | 2018-02-21 | 150
RESPIRONICS | M SERIES HUMIDIFIER | 2018-02-21 | 150
RESPIRONICS | M SERIES HUMIDIFIER | 2018-02-21 | 150
RESPIRONICS | M SERIES HUMIDIFIER | 2018-02-21 | 150
RESPIRONICS | M SERIES HUMIDIFIER | 2018-02-21 | 150
RESPIRONICS | M SERIES HUMIDIFIER | 2018-02-21 | 150
RESPIRONICS | M SERIES HUMIDIFIER | 2018-02-21 | 150
RESPIRONICS | M SERIES HUMIDIFIER | 2018-02-21 | 150
RESPIRONICS | M SERIES HUMIDIFIER | 2018-02-21 | 150
RESPIRONICS | M SERIES HUMIDIFIER | 2018-02-21 | 150
RESPIRONICS | M SERIES HUMIDIFIER | 2018-02-21 | 150
RESPIRONICS | M SERIES HUMIDIFIER | 2018-02-21 | 150
RESPIRONICS | M SERIES HUMIDIFIER | 2018-02-21 | 150
RESPIRONICS | M SERIES HUMIDIFIER | 2018-02-21 | 150
RESPIRONICS | M SERIES HUMIDIFIER | 2018-02-21 | 150
RESPIRONICS | M SERIES HUMIDIFIER | 2018-02-20 | 150
RESPIRONICS | M SERIES HUMIDIFIER | 2018-02-20 | 150
RESPIRONICS | M SERIES HUMIDIFIER | 2018-02-20 | 150
RESPIRONICS | M SERIES HUMIDIFIER | 2018-02-20 | 150
RESPIRONICS | M SERIES HUMIDIFIER | 2018-02-20 | 150
RESPIRONICS | M SERIES HUMIDIFIER | 2018-02-20 | 150
RESPIRONICS | M SERIES HUMIDIFIER | 2018-02-20 | 150
RESPIRONICS | M SERIES HUMIDIFIER | 2018-02-20 | 150
RESPIRONICS | M SERIES HUMIDIFIER | 2018-02-20 | 150
RESPIRONICS | M SERIES HUMIDIFIER | 2018-02-20 | 150
RESPIRONICS | M SERIES HUMIDIFIER | 2018-02-20 | 150
RESPIRONICS | M SERIES HUMIDIFIER | 2018-02-20 | 150
RESPIRONICS | M SERIES HUMIDIFIER | 2018-02-20 | 150
RESPIRONICS | M SERIES HUMIDIFIER | 2018-02-20 | 150
RESPIRONICS | M SERIES HUMIDIFIER | 2018-02-20 | 150
RESPIRONICS | M SERIES HUMIDIFIER | 2018-02-20 | 150
RESPIRONICS | M SERIES HUMIDIFIER | 2018-02-20 | 150
RESPIRONICS | M SERIES HUMIDIFIER | 2018-02-20 | 150
RESPIRONICS | M SERIES HUMIDIFIER | 2018-02-20 | 150
RESPIRONICS | M SERIES HUMIDIFIER | 2018-02-20 | 150
RESPIRONICS | M SERIES HUMIDIFIER | 2018-02-20 | 150
RESPIRONICS | M SERIES HUMIDIFIER | 2018-02-20 | 150
RESPIRONICS | M SERIES HUMIDIFIER | 2018-02-20 | 150
RESPIRONICS | M SERIES HUMIDIFIER | 2018-02-20 | 150
RESPIRONICS | M SERIES HUMIDIFIER | 2018-02-20 | 150
RESPIRONICS | M SERIES HUMIDIFIER | 2018-02-20 | 150
RESPIRONICS | M SERIES HUMIDIFIER | 2018-02-20 | 150
RESPIRONICS | M SERIES HUMIDIFIER | 2018-02-20 | 150
RESPIRONICS | M SERIES HUMIDIFIER | 2018-02-20 | 150
RESPIRONICS | M SERIES HUMIDIFIER | 2018-02-20 | 150
RESPIRONICS | M SERIES HUMIDIFIER | 2018-02-20 | 150
RESPIRONICS | M SERIES HUMIDIFIER | 2018-02-20 | 150
RESPIRONICS | M SERIES HUMIDIFIER | 2018-02-20 | 150
RESPIRONICS | M SERIES HUMIDIFIER | 2018-02-20 | 150
RESPIRONICS | M SERIES HUMIDIFIER | 2018-02-20 | 150
RESPIRONICS | M SERIES HUMIDIFIER | 2018-02-20 | 150
RESPIRONICS | M SERIES HUMIDIFIER | 2018-02-20 | 150
RESPIRONICS | M SERIES HUMIDIFIER | 2018-02-20 | 150
RESPIRONICS | M SERIES HUMIDIFIER | 2018-02-20 | 150
RESPIRONICS | M SERIES HUMIDIFIER | 2018-02-20 | 150
RESPIRONICS | M SERIES HUMIDIFIER | 2018-02-20 | 150
RESPIRONICS | M SERIES HUMIDIFIER | 2018-02-20 | 150
RESPIRONICS | M SERIES HUMIDIFIER | 2018-02-20 | 150
RESPIRONICS | M SERIES HUMIDIFIER | 2018-02-20 | 150
RESPIRONICS | M SERIES HUMIDIFIER | 2018-02-20 | 150
RESPIRONICS | M SERIES HUMIDIFIER | 2018-02-20 | 150
RESPIRONICS | M SERIES HUMIDIFIER | 2018-02-20 | 150
RESPIRONICS | M SERIES HUMIDIFIER | 2018-02-20 | 150
RESPIRONICS | M SERIES HUMIDIFIER | 2018-02-20 | 150
RESPIRONICS | M SERIES HUMIDIFIER | 2018-02-20 | 150
RESPIRONICS | M SERIES HUMIDIFIER | 2018-02-20 | 150
RESPIRONICS | M SERIES HUMIDIFIER | 2018-02-20 | 150
RESPIRONICS | M SERIES HUMIDIFIER | 2018-02-20 | 150
RESPIRONICS | M SERIES HUMIDIFIER | 2018-02-20 | 150
RESPIRONICS | M SERIES HUMIDIFIER | 2018-02-20 | 150
RESPIRONICS | M SERIES HUMIDIFIER | 2018-02-20 | 150
RESPIRONICS | M SERIES HUMIDIFIER | 2018-02-20 | 150
RESPIRONICS | M SERIES HUMIDIFIER | 2018-02-20 | 150
RESPIRONICS | M SERIES HUMIDIFIER | 2018-02-20 | 150
RESPIRONICS | M SERIES HUMIDIFIER | 2018-02-20 | 150
RESPIRONICS | M SERIES HUMIDIFIER | 2018-02-20 | 150
RESPIRONICS | M SERIES HUMIDIFIER | 2018-02-20 | 150
RESPIRONICS | M SERIES HUMIDIFIER | 2018-02-20 | 150
RESPIRONICS | M SERIES HUMIDIFIER | 2018-02-20 | 150
RESPIRONICS | M SERIES HUMIDIFIER | 2018-02-20 | 150
RESPIRONICS | M SERIES HUMIDIFIER | 2018-02-20 | 150
RESPIRONICS | M SERIES HUMIDIFIER | 2018-02-20 | 150
RESPIRONICS | M SERIES HUMIDIFIER | 2018-02-20 | 150
RESPIRONICS | M SERIES HUMIDIFIER | 2018-02-20 | 150
RESPIRONICS | M SERIES HUMIDIFIER | 2018-02-20 | 150
RESPIRONICS | M SERIES HUMIDIFIER | 2018-02-20 | 150
RESPIRONICS | M SERIES HUMIDIFIER | 2018-02-20 | 150
RESPIRONICS | M SERIES HUMIDIFIER | 2018-02-20 | 150
RESPIRONICS | M SERIES HUMIDIFIER | 2018-02-20 | 150
RESPIRONICS | M SERIES HUMIDIFIER | 2018-02-20 | 150
RESPIRONICS | M SERIES HUMIDIFIER | 2018-02-20 | 150
RESPIRONICS | M SERIES HUMIDIFIER | 2018-02-20 | 150
RESPIRONICS | M SERIES HUMIDIFIER | 2018-02-20 | 150
RESPIRONICS | M SERIES HUMIDIFIER | 2018-02-20 | 150
RESPIRONICS | M SERIES HUMIDIFIER | 2018-02-20 | 150
RESPIRONICS | M SERIES HUMIDIFIER | 2018-02-20 | 150
RESPIRONICS | M SERIES HUMIDIFIER | 2018-02-20 | 150
RESPIRONICS | M SERIES HUMIDIFIER | 2018-02-20 | 150
RESPIRONICS | M SERIES HUMIDIFIER | 2018-02-20 | 150
RESPIRONICS | M SERIES HUMIDIFIER | 2018-02-20 | 150
RESPIRONICS | M SERIES HUMIDIFIER | 2018-02-20 | 150
RESPIRONICS | M SERIES HUMIDIFIER | 2018-02-20 | 150
RESPIRONICS | M SERIES HUMIDIFIER | 2018-02-20 | 150
RESPIRONICS | M SERIES HUMIDIFIER | 2018-02-20 | 150
RESPIRONICS | M SERIES HUMIDIFIER | 2018-02-20 | 150
RESPIRONICS | M SERIES HUMIDIFIER | 2018-02-20 | 150
RESPIRONICS | M SERIES HUMIDIFIER | 2018-02-20 | 150
RESPIRONICS | M SERIES HUMIDIFIER | 2018-02-20 | 150
RESPIRONICS | A40 | 2018-02-20 | 2427.5
RESPIRONICS | A40 | 2018-02-20 | 2427.5
RESPIRONICS | A40 | 2018-02-20 | 2427.5
RESPIRONICS | A40 | 2018-02-20 | 2427.5
RESPIRONICS | M SERIES HUMIDIFIER | 2018-02-20 | 150
RESPIRONICS | M SERIES HUMIDIFIER | 2018-02-20 | 150
RESPIRONICS | M SERIES HUMIDIFIER | 2018-02-20 | 150
RESPIRONICS | M SERIES HUMIDIFIER | 2018-02-20 | 150
RESPIRONICS | M SERIES HUMIDIFIER | 2018-02-20 | 150
RESPIRONICS | M SERIES HUMIDIFIER | 2018-02-20 | 150
RESPIRONICS | M SERIES HUMIDIFIER | 2018-02-20 | 150
RESPIRONICS | M SERIES HUMIDIFIER | 2018-02-20 | 150
RESPIRONICS | M SERIES HUMIDIFIER | 2018-02-20 | 150
RESPIRONICS | M SERIES HUMIDIFIER | 2018-02-20 | 150
RESPIRONICS | M SERIES HUMIDIFIER | 2018-02-20 | 150
RESPIRONICS | M SERIES HUMIDIFIER | 2018-02-20 | 150
RESPIRONICS | M SERIES HUMIDIFIER | 2018-02-20 | 150
RESPIRONICS | M SERIES HUMIDIFIER | 2018-02-20 | 150
RESPIRONICS | M SERIES HUMIDIFIER | 2018-02-20 | 150
RESPIRONICS | M SERIES HUMIDIFIER | 2018-02-20 | 150
RESPIRONICS | M SERIES HUMIDIFIER | 2018-02-20 | 150
RESPIRONICS | M SERIES HUMIDIFIER | 2018-02-20 | 150
RESPIRONICS | M SERIES HUMIDIFIER | 2018-02-20 | 150
RESPIRONICS | M SERIES HUMIDIFIER | 2018-02-20 | 150
RESPIRONICS | M SERIES HUMIDIFIER | 2018-02-20 | 150
RESPIRONICS | M SERIES HUMIDIFIER | 2018-02-20 | 150
RESPIRONICS | M SERIES HUMIDIFIER | 2018-02-20 | 150
RESPIRONICS | M SERIES HUMIDIFIER | 2018-02-20 | 150
RESPIRONICS | M SERIES HUMIDIFIER | 2018-02-20 | 150
RESPIRONICS | M SERIES HUMIDIFIER | 2018-02-20 | 150
RESPIRONICS | M SERIES HUMIDIFIER | 2018-02-20 | 150
RESPIRONICS | M SERIES HUMIDIFIER | 2018-02-20 | 150
RESPIRONICS | M SERIES HUMIDIFIER | 2018-02-20 | 150
RESPIRONICS | M SERIES HUMIDIFIER | 2018-02-20 | 150
RESPIRONICS | M SERIES HUMIDIFIER | 2018-02-20 | 150
RESPIRONICS | M SERIES HUMIDIFIER | 2018-02-20 | 150
RESPIRONICS | M SERIES HUMIDIFIER | 2018-02-20 | 150
RESPIRONICS | M SERIES HUMIDIFIER | 2018-02-20 | 150
RESPIRONICS | M SERIES HUMIDIFIER | 2018-02-20 | 150
RESPIRONICS | M SERIES HUMIDIFIER | 2018-02-20 | 150
RESPIRONICS | M SERIES HUMIDIFIER | 2018-02-20 | 150
RESPIRONICS | M SERIES HUMIDIFIER | 2018-02-20 | 150
RESPIRONICS | M SERIES HUMIDIFIER | 2018-02-20 | 150
RESPIRONICS | M SERIES HUMIDIFIER | 2018-02-20 | 150
RESPIRONICS | M SERIES HUMIDIFIER | 2018-02-20 | 150
RESPIRONICS | M SERIES HUMIDIFIER | 2018-02-20 | 150
RESPIRONICS | M SERIES HUMIDIFIER | 2018-02-20 | 150
RESPIRONICS | M SERIES HUMIDIFIER | 2018-02-20 | 150
RESPIRONICS | M SERIES HUMIDIFIER | 2018-02-20 | 150
RESPIRONICS | M SERIES HUMIDIFIER | 2018-02-20 | 150
RESPIRONICS | A40 | 2018-02-20 | 2427.5
RESPIRONICS | A40 | 2018-02-20 | 2427.5
RESPIRONICS | A40 | 2018-02-20 | 2427.5
RESPIRONICS | A40 | 2018-02-20 | 2427.5
RESMED LTD | ASTRAL | 2018-02-20 | 6000
RESPIRONICS | M SERIES HUMIDIFIER | 2018-02-15 | 150
RESPIRONICS | M SERIES HUMIDIFIER | 2018-02-15 | 150
F & P | MR850 | 2018-02-15 | 1000
RESPIRONICS | TRILOGY 100 | 2018-02-15 | 3586
RESPIRONICS | TRILOGY 100 | 2018-02-15 | 3586
RESPIRONICS | M SERIES HUMIDIFIER | 2018-02-15 | 150
RESPIRONICS | M SERIES HUMIDIFIER | 2018-02-15 | 150
RESPIRONICS | M SERIES HUMIDIFIER | 2018-02-15 | 150
RESPIRONICS | M SERIES HUMIDIFIER | 2018-02-15 | 150
RESPIRONICS | M SERIES HUMIDIFIER | 2018-02-15 | 150
RESPIRONICS | M SERIES HUMIDIFIER | 2018-02-15 | 150
RESPIRONICS | M SERIES HUMIDIFIER | 2018-02-15 | 150
RESPIRONICS | M SERIES HUMIDIFIER | 2018-02-15 | 150
RESPIRONICS | M SERIES HUMIDIFIER | 2018-02-15 | 150
RESPIRONICS | TRILOGY 100 | 2018-02-15 | 3586
RESPIRONICS | TRILOGY 100 | 2018-02-15 | 3586
RESPIRONICS | M SERIES HUMIDIFIER | 2018-02-15 | 150
RESPIRONICS | A40 | 2018-02-15 | 2427.5
RESPIRONICS | M SERIES HUMIDIFIER | 2018-02-15 | 150
RESPIRONICS | A40 | 2018-02-15 | 2427.5
RESPIRONICS | BIPAP A30 | 2018-02-15 | 2255
RESPIRONICS | BIPAP A30 | 2018-02-15 | 2255
RESPIRONICS | BIPAP A30 | 2018-02-15 | 2255
RESPIRONICS | BIPAP A30 | 2018-02-15 | 2255
RESPIRONICS | M SERIES HUMIDIFIER | 2018-02-15 | 150
RESPIRONICS | M SERIES HUMIDIFIER | 2017-12-22 | 150
RESPIRONICS | M SERIES HUMIDIFIER | 2017-12-22 | 150
RESPIRONICS | M SERIES HUMIDIFIER | 2017-12-22 | 150
RESPIRONICS | M SERIES HUMIDIFIER | 2017-12-22 | 150
RESPIRONICS | M SERIES HUMIDIFIER | 2017-12-22 | 150
RESPIRONICS | M SERIES HUMIDIFIER | 2017-12-22 | 150
RESPIRONICS | M SERIES HUMIDIFIER | 2017-12-22 | 150
RESPIRONICS | M SERIES HUMIDIFIER | 2017-12-22 | 150
RESPIRONICS | M SERIES HUMIDIFIER | 2017-12-22 | 150
RESPIRONICS | M SERIES HUMIDIFIER | 2017-12-22 | 150
RESPIRONICS | M SERIES HUMIDIFIER | 2017-12-22 | 150
RESPIRONICS | M SERIES HUMIDIFIER | 2017-12-22 | 150
RESPIRONICS | M SERIES HUMIDIFIER | 2017-12-22 | 150
RESPIRONICS | M SERIES HUMIDIFIER | 2017-12-22 | 150
RESPIRONICS | M SERIES HUMIDIFIER | 2017-12-22 | 150
RESPIRONICS | M SERIES HUMIDIFIER | 2017-12-22 | 150
RESPIRONICS | M SERIES HUMIDIFIER | 2017-12-22 | 150
RESPIRONICS | M SERIES HUMIDIFIER | 2017-12-22 | 150
RESPIRONICS | M SERIES HUMIDIFIER | 2017-12-22 | 150
RESPIRONICS | M SERIES HUMIDIFIER | 2017-12-22 | 150
RESPIRONICS | M SERIES HUMIDIFIER | 2017-12-22 | 150
RESPIRONICS | M SERIES HUMIDIFIER | 2017-12-22 | 150
RESPIRONICS | A40 | 2017-12-22 | 2427.5
RESPIRONICS | A40 | 2017-12-22 | 2427.5
RESPIRONICS | A40 | 2017-12-22 | 2427.5
RESPIRONICS | A40 | 2017-12-22 | 2427.5
RESPIRONICS | TRILOGY 100 | 2017-12-22 | 3586
RESPIRONICS | M SERIES HUMIDIFIER | 2017-12-22 | 150
RESPIRONICS | M SERIES HUMIDIFIER | 2017-12-22 | 150
RESPIRONICS | M SERIES HUMIDIFIER | 2017-12-22 | 150
RESPIRONICS | M SERIES HUMIDIFIER | 2017-12-22 | 150
RESPIRONICS | M SERIES HUMIDIFIER | 2017-12-22 | 150
RESPIRONICS | M SERIES HUMIDIFIER | 2017-12-22 | 150
RESPIRONICS | M SERIES HUMIDIFIER | 2017-12-22 | 150
RESPIRONICS | M SERIES HUMIDIFIER | 2017-12-22 | 150
RESPIRONICS | M SERIES HUMIDIFIER | 2017-12-22 | 150
RESPIRONICS | M SERIES HUMIDIFIER | 2017-12-22 | 150
RESPIRONICS | M SERIES HUMIDIFIER | 2017-12-22 | 150
RESPIRONICS | M SERIES HUMIDIFIER | 2017-12-22 | 150
RESPIRONICS | M SERIES HUMIDIFIER | 2017-12-22 | 150
RESPIRONICS | M SERIES HUMIDIFIER | 2017-12-22 | 150
RESPIRONICS | M SERIES HUMIDIFIER | 2017-12-22 | 150
RESPIRONICS | M SERIES HUMIDIFIER | 2017-12-22 | 150
RESPIRONICS | M SERIES HUMIDIFIER | 2017-12-22 | 150
RESPIRONICS | M SERIES HUMIDIFIER | 2017-12-22 | 150
RESPIRONICS | M SERIES HUMIDIFIER | 2017-12-22 | 150
RESPIRONICS | M SERIES HUMIDIFIER | 2017-12-22 | 150
RESPIRONICS | M SERIES HUMIDIFIER | 2017-12-22 | 150
RESPIRONICS | M SERIES HUMIDIFIER | 2017-12-22 | 150
RESPIRONICS | M SERIES HUMIDIFIER | 2017-12-22 | 150
RESPIRONICS | M SERIES HUMIDIFIER | 2017-12-22 | 150
RESPIRONICS | M SERIES HUMIDIFIER | 2017-12-22 | 150
RESPIRONICS | M SERIES HUMIDIFIER | 2017-12-22 | 150
RESPIRONICS | M SERIES HUMIDIFIER | 2017-12-22 | 150
RESPIRONICS | M SERIES HUMIDIFIER | 2017-12-22 | 150
RESPIRONICS | M SERIES HUMIDIFIER | 2017-12-22 | 150
RESPIRONICS | M SERIES HUMIDIFIER | 2017-12-22 | 150
RESPIRONICS | M SERIES HUMIDIFIER | 2017-12-22 | 150
RESPIRONICS | M SERIES HUMIDIFIER | 2017-12-22 | 150
RESPIRONICS | M SERIES HUMIDIFIER | 2017-12-22 | 150
RESPIRONICS | M SERIES HUMIDIFIER | 2017-12-22 | 150
RESPIRONICS | M SERIES HUMIDIFIER | 2017-12-22 | 150
RESPIRONICS | M SERIES HUMIDIFIER | 2017-12-22 | 150
RESPIRONICS | M SERIES HUMIDIFIER | 2017-12-22 | 150
RESPIRONICS | M SERIES HUMIDIFIER | 2017-12-22 | 150
RESPIRONICS | M SERIES HUMIDIFIER | 2017-12-22 | 150
RESPIRONICS | M SERIES HUMIDIFIER | 2017-12-22 | 150
RESPIRONICS | M SERIES HUMIDIFIER | 2017-12-22 | 150
RESPIRONICS | M SERIES HUMIDIFIER | 2017-12-22 | 150
RESPIRONICS | M SERIES HUMIDIFIER | 2017-12-22 | 150
RESPIRONICS | M SERIES HUMIDIFIER | 2017-12-22 | 150
RESPIRONICS | M SERIES HUMIDIFIER | 2017-12-22 | 150
RESPIRONICS | M SERIES HUMIDIFIER | 2017-12-22 | 150
RESPIRONICS | M SERIES HUMIDIFIER | 2017-12-22 | 150
RESPIRONICS | M SERIES HUMIDIFIER | 2017-12-22 | 150
RESPIRONICS | M SERIES HUMIDIFIER | 2017-12-22 | 150
RESPIRONICS | M SERIES HUMIDIFIER | 2017-12-22 | 150
RESPIRONICS | M SERIES HUMIDIFIER | 2017-12-22 | 150
RESPIRONICS | M SERIES HUMIDIFIER | 2017-12-22 | 150
RESPIRONICS | M SERIES HUMIDIFIER | 2017-12-22 | 150
RESPIRONICS | M SERIES HUMIDIFIER | 2017-12-22 | 150
RESPIRONICS | M SERIES HUMIDIFIER | 2017-12-22 | 150
RESPIRONICS | M SERIES HUMIDIFIER | 2017-12-22 | 150
RESPIRONICS | M SERIES HUMIDIFIER | 2017-12-22 | 150
RESPIRONICS | M SERIES HUMIDIFIER | 2017-12-22 | 150
RESPIRONICS | M SERIES HUMIDIFIER | 2017-12-22 | 150
RESPIRONICS | M SERIES HUMIDIFIER | 2017-12-22 | 150
RESPIRONICS | M SERIES HUMIDIFIER | 2017-12-22 | 150
RESPIRONICS | M SERIES HUMIDIFIER | 2017-12-22 | 150
RESPIRONICS | M SERIES HUMIDIFIER | 2017-12-22 | 150
RESPIRONICS | M SERIES HUMIDIFIER | 2017-12-22 | 150
RESPIRONICS | M SERIES HUMIDIFIER | 2017-12-22 | 150
RESPIRONICS | M SERIES HUMIDIFIER | 2017-12-22 | 150
RESPIRONICS | M SERIES HUMIDIFIER | 2017-12-22 | 150
RESPIRONICS | M SERIES HUMIDIFIER | 2017-12-15 | 150
RESPIRONICS | M SERIES HUMIDIFIER | 2017-12-15 | 150
RESPIRONICS | M SERIES HUMIDIFIER | 2017-12-15 | 150
RESPIRONICS | M SERIES HUMIDIFIER | 2017-12-15 | 150
RESPIRONICS | M SERIES HUMIDIFIER | 2017-12-15 | 150
RESPIRONICS | M SERIES HUMIDIFIER | 2017-12-15 | 150
RESPIRONICS | M SERIES HUMIDIFIER | 2017-12-15 | 150
RESPIRONICS | M SERIES HUMIDIFIER | 2017-12-15 | 150
RESPIRONICS | M SERIES HUMIDIFIER | 2017-12-15 | 150
RESPIRONICS | M SERIES HUMIDIFIER | 2017-12-15 | 150
RESPIRONICS | M SERIES HUMIDIFIER | 2017-12-15 | 150
RESPIRONICS | M SERIES HUMIDIFIER | 2017-12-15 | 150
RESPIRONICS | M SERIES HUMIDIFIER | 2017-12-15 | 150
RESPIRONICS | M SERIES HUMIDIFIER | 2017-12-15 | 150
RESPIRONICS | M SERIES HUMIDIFIER | 2017-12-15 | 150
RESPIRONICS | M SERIES HUMIDIFIER | 2017-12-15 | 150
RESPIRONICS | M SERIES HUMIDIFIER | 2017-12-15 | 150
RESPIRONICS | M SERIES HUMIDIFIER | 2017-12-15 | 150
RESPIRONICS | M SERIES HUMIDIFIER | 2017-12-15 | 150
RESPIRONICS | M SERIES HUMIDIFIER | 2017-12-15 | 150
RESPIRONICS | M SERIES HUMIDIFIER | 2017-12-15 | 150
RESPIRONICS | M SERIES HUMIDIFIER | 2017-12-15 | 150
RESPIRONICS | M SERIES HUMIDIFIER | 2017-12-15 | 150
RESPIRONICS | M SERIES HUMIDIFIER | 2017-12-15 | 150
RESPIRONICS | M SERIES HUMIDIFIER | 2017-12-15 | 150
RESPIRONICS | M SERIES HUMIDIFIER | 2017-12-15 | 150
RESPIRONICS | M SERIES HUMIDIFIER | 2017-12-15 | 150
RESPIRONICS | M SERIES HUMIDIFIER | 2017-12-15 | 150
RESPIRONICS | M SERIES HUMIDIFIER | 2017-12-15 | 150
RESPIRONICS | M SERIES HUMIDIFIER | 2017-12-15 | 150
RESPIRONICS | M SERIES HUMIDIFIER | 2017-12-15 | 150
RESPIRONICS | M SERIES HUMIDIFIER | 2017-12-15 | 150
RESPIRONICS | M SERIES HUMIDIFIER | 2017-12-15 | 150
RESPIRONICS | M SERIES HUMIDIFIER | 2017-12-15 | 150
RESPIRONICS | M SERIES HUMIDIFIER | 2017-12-15 | 150
RESPIRONICS | M SERIES HUMIDIFIER | 2017-12-15 | 150
RESPIRONICS | M SERIES HUMIDIFIER | 2017-12-15 | 150
RESPIRONICS | M SERIES HUMIDIFIER | 2017-12-15 | 150
RESPIRONICS | M SERIES HUMIDIFIER | 2017-12-15 | 150
RESPIRONICS | M SERIES HUMIDIFIER | 2017-12-15 | 150
RESPIRONICS | M SERIES HUMIDIFIER | 2017-12-15 | 150
RESPIRONICS | M SERIES HUMIDIFIER | 2017-12-15 | 150
RESPIRONICS | M SERIES HUMIDIFIER | 2017-12-15 | 150
RESPIRONICS | M SERIES HUMIDIFIER | 2017-12-15 | 150
RESPIRONICS | M SERIES HUMIDIFIER | 2017-12-15 | 150
RESPIRONICS | M SERIES HUMIDIFIER | 2017-12-15 | 150
RESPIRONICS | M SERIES HUMIDIFIER | 2017-12-15 | 150
RESPIRONICS | M SERIES HUMIDIFIER | 2017-12-15 | 150
RESPIRONICS | M SERIES HUMIDIFIER | 2017-12-15 | 150
RESPIRONICS | M SERIES HUMIDIFIER | 2017-12-15 | 150
RESPIRONICS | M SERIES HUMIDIFIER | 2017-12-15 | 150
RESPIRONICS | M SERIES HUMIDIFIER | 2017-12-15 | 150
RESPIRONICS | M SERIES HUMIDIFIER | 2017-12-15 | 150
RESPIRONICS | M SERIES HUMIDIFIER | 2017-12-15 | 150
RESPIRONICS | A40 | 2017-12-15 | 2427.5
RESPIRONICS | A40 | 2017-12-15 | 2427.5
RESPIRONICS | A40 | 2017-12-15 | 2427.5
RESPIRONICS | M SERIES HUMIDIFIER | 2017-12-15 | 150
RESPIRONICS | M SERIES HUMIDIFIER | 2017-12-15 | 150
RESPIRONICS | M SERIES HUMIDIFIER | 2017-12-15 | 150
RESPIRONICS | M SERIES HUMIDIFIER | 2017-12-15 | 150
RESPIRONICS | M SERIES HUMIDIFIER | 2017-12-15 | 150
RESPIRONICS | M SERIES HUMIDIFIER | 2017-12-15 | 150
RESPIRONICS | M SERIES HUMIDIFIER | 2017-12-15 | 150
RESPIRONICS | M SERIES HUMIDIFIER | 2017-12-15 | 150
RESPIRONICS | M SERIES HUMIDIFIER | 2017-12-15 | 150
RESPIRONICS | M SERIES HUMIDIFIER | 2017-12-15 | 150
RESPIRONICS | M SERIES HUMIDIFIER | 2017-12-15 | 150
RESPIRONICS | M SERIES HUMIDIFIER | 2017-12-15 | 150
RESPIRONICS | M SERIES HUMIDIFIER | 2017-12-15 | 150
RESPIRONICS | M SERIES HUMIDIFIER | 2017-12-15 | 150
RESPIRONICS | M SERIES HUMIDIFIER | 2017-12-15 | 150
RESPIRONICS | M SERIES HUMIDIFIER | 2017-12-15 | 150
RESPIRONICS | M SERIES HUMIDIFIER | 2017-12-15 | 150
RESPIRONICS | M SERIES HUMIDIFIER | 2017-12-15 | 150
RESPIRONICS | M SERIES HUMIDIFIER | 2017-12-15 | 150
RESPIRONICS | M SERIES HUMIDIFIER | 2017-12-15 | 150
RESPIRONICS | M SERIES HUMIDIFIER | 2017-12-15 | 150
RESPIRONICS | M SERIES HUMIDIFIER | 2017-12-15 | 150
RESPIRONICS | M SERIES HUMIDIFIER | 2017-12-15 | 150
RESPIRONICS | M SERIES HUMIDIFIER | 2017-12-15 | 150
RESPIRONICS | M SERIES HUMIDIFIER | 2017-12-15 | 150
RESPIRONICS | M SERIES HUMIDIFIER | 2017-12-15 | 150
RESPIRONICS | M SERIES HUMIDIFIER | 2017-12-15 | 150
RESPIRONICS | M SERIES HUMIDIFIER | 2017-12-15 | 150
RESPIRONICS | M SERIES HUMIDIFIER | 2017-12-15 | 150
RESPIRONICS | M SERIES HUMIDIFIER | 2017-12-15 | 150
RESPIRONICS | M SERIES HUMIDIFIER | 2017-12-15 | 150
RESPIRONICS | M SERIES HUMIDIFIER | 2017-12-15 | 150
RESPIRONICS | M SERIES HUMIDIFIER | 2017-12-15 | 150
RESPIRONICS | M SERIES HUMIDIFIER | 2017-12-14 | 150
RESPIRONICS | M SERIES HUMIDIFIER | 2017-12-14 | 150
RESPIRONICS | M SERIES HUMIDIFIER | 2017-12-14 | 150
RESPIRONICS | M SERIES HUMIDIFIER | 2017-12-14 | 150
RESPIRONICS | M SERIES HUMIDIFIER | 2017-12-14 | 150
RESPIRONICS | M SERIES HUMIDIFIER | 2017-12-14 | 150
RESPIRONICS | M SERIES HUMIDIFIER | 2017-12-14 | 150
RESPIRONICS | M SERIES HUMIDIFIER | 2017-12-14 | 150
RESPIRONICS | M SERIES HUMIDIFIER | 2017-12-14 | 150
RESPIRONICS | M SERIES HUMIDIFIER | 2017-12-14 | 150
RESPIRONICS | M SERIES HUMIDIFIER | 2017-12-14 | 150
RESPIRONICS | M SERIES HUMIDIFIER | 2017-12-14 | 150
RESPIRONICS | M SERIES HUMIDIFIER | 2017-12-14 | 150
RESPIRONICS | M SERIES HUMIDIFIER | 2017-12-14 | 150
RESPIRONICS | M SERIES HUMIDIFIER | 2017-12-14 | 150
RESPIRONICS | M SERIES HUMIDIFIER | 2017-12-14 | 150
RESPIRONICS | M SERIES HUMIDIFIER | 2017-12-14 | 150
RESPIRONICS | M SERIES HUMIDIFIER | 2017-12-14 | 150
RESPIRONICS | M SERIES HUMIDIFIER | 2017-12-14 | 150
RESPIRONICS | M SERIES HUMIDIFIER | 2017-12-14 | 150
RESPIRONICS | M SERIES HUMIDIFIER | 2017-12-14 | 150
RESPIRONICS | M SERIES HUMIDIFIER | 2017-12-14 | 150
RESPIRONICS | M SERIES HUMIDIFIER | 2017-12-14 | 150
RESPIRONICS | M SERIES HUMIDIFIER | 2017-12-14 | 150
RESPIRONICS | M SERIES HUMIDIFIER | 2017-12-14 | 150
RESPIRONICS | M SERIES HUMIDIFIER | 2017-12-14 | 150
RESPIRONICS | M SERIES HUMIDIFIER | 2017-12-14 | 150
RESPIRONICS | M SERIES HUMIDIFIER | 2017-12-14 | 150
RESPIRONICS | M SERIES HUMIDIFIER | 2017-12-14 | 150
RESPIRONICS | M SERIES HUMIDIFIER | 2017-12-14 | 150
RESPIRONICS | M SERIES HUMIDIFIER | 2017-12-14 | 150
RESPIRONICS | M SERIES HUMIDIFIER | 2017-12-14 | 150
RESPIRONICS | M SERIES HUMIDIFIER | 2017-12-14 | 150
RESPIRONICS | M SERIES HUMIDIFIER | 2017-12-14 | 150
RESPIRONICS | M SERIES HUMIDIFIER | 2017-12-14 | 150
RESPIRONICS | M SERIES HUMIDIFIER | 2017-12-14 | 150
RESPIRONICS | M SERIES HUMIDIFIER | 2017-12-14 | 150
RESPIRONICS | M SERIES HUMIDIFIER | 2017-12-14 | 150
RESPIRONICS | M SERIES HUMIDIFIER | 2017-12-14 | 150
RESPIRONICS | M SERIES HUMIDIFIER | 2017-12-14 | 150
RESPIRONICS | M SERIES HUMIDIFIER | 2017-12-14 | 150
RESPIRONICS | M SERIES HUMIDIFIER | 2017-12-14 | 150
RESPIRONICS | M SERIES HUMIDIFIER | 2017-12-14 | 150
RESPIRONICS | M SERIES HUMIDIFIER | 2017-12-14 | 150
RESPIRONICS | M SERIES HUMIDIFIER | 2017-12-14 | 150
RESPIRONICS | M SERIES HUMIDIFIER | 2017-12-14 | 150
RESPIRONICS | M SERIES HUMIDIFIER | 2017-12-14 | 150
RESPIRONICS | M SERIES HUMIDIFIER | 2017-12-14 | 150
RESPIRONICS | M SERIES HUMIDIFIER | 2017-12-14 | 150
RESPIRONICS | M SERIES HUMIDIFIER | 2017-12-14 | 150
RESPIRONICS | M SERIES HUMIDIFIER | 2017-12-14 | 150
RESPIRONICS | M SERIES HUMIDIFIER | 2017-12-14 | 150
RESPIRONICS | M SERIES HUMIDIFIER | 2017-12-14 | 150
RESPIRONICS | M SERIES HUMIDIFIER | 2017-12-14 | 150
RESPIRONICS | M SERIES HUMIDIFIER | 2017-12-14 | 150
RESPIRONICS | M SERIES HUMIDIFIER | 2017-12-14 | 150
RESPIRONICS | M SERIES HUMIDIFIER | 2017-12-14 | 150
RESPIRONICS | M SERIES HUMIDIFIER | 2017-12-14 | 150
RESPIRONICS | M SERIES HUMIDIFIER | 2017-12-14 | 150
RESPIRONICS | M SERIES HUMIDIFIER | 2017-12-14 | 150
RESPIRONICS | M SERIES HUMIDIFIER | 2017-12-14 | 150
RESPIRONICS | M SERIES HUMIDIFIER | 2017-12-14 | 150
RESPIRONICS | M SERIES HUMIDIFIER | 2017-12-14 | 150
RESPIRONICS | M SERIES HUMIDIFIER | 2017-12-14 | 150
RESPIRONICS | M SERIES HUMIDIFIER | 2017-12-14 | 150
RESPIRONICS | M SERIES HUMIDIFIER | 2017-12-14 | 150
RESPIRONICS | M SERIES HUMIDIFIER | 2017-12-14 | 150
RESPIRONICS | M SERIES HUMIDIFIER | 2017-12-14 | 150
RESPIRONICS | M SERIES HUMIDIFIER | 2017-12-14 | 150
RESPIRONICS | M SERIES HUMIDIFIER | 2017-12-14 | 150
RESPIRONICS | M SERIES HUMIDIFIER | 2017-12-14 | 150
RESPIRONICS | M SERIES HUMIDIFIER | 2017-12-14 | 150
RESPIRONICS | M SERIES HUMIDIFIER | 2017-12-14 | 150
RESPIRONICS | COUGH ASSIST E70 | 2017-12-14 | 3300
RESPIRONICS | COUGH ASSIST E70 | 2017-12-14 | 3300
RESPIRONICS | M SERIES HUMIDIFIER | 2017-12-14 | 150
RESPIRONICS | M SERIES HUMIDIFIER | 2017-12-14 | 150
RESPIRONICS | M SERIES HUMIDIFIER | 2017-12-14 | 150
RESPIRONICS | M SERIES HUMIDIFIER | 2017-12-14 | 150
RESPIRONICS | M SERIES HUMIDIFIER | 2017-12-14 | 150
RESPIRONICS | M SERIES HUMIDIFIER | 2017-12-14 | 150
RESPIRONICS | M SERIES HUMIDIFIER | 2017-12-14 | 150
RESPIRONICS | M SERIES HUMIDIFIER | 2017-12-14 | 150
RESPIRONICS | M SERIES HUMIDIFIER | 2017-12-14 | 150
RESPIRONICS | M SERIES HUMIDIFIER | 2017-12-14 | 150
RESPIRONICS | M SERIES HUMIDIFIER | 2017-12-14 | 150
RESPIRONICS | M SERIES HUMIDIFIER | 2017-12-14 | 150
RESPIRONICS | M SERIES HUMIDIFIER | 2017-12-14 | 150
RESPIRONICS | M SERIES HUMIDIFIER | 2017-12-14 | 150
RESPIRONICS | M SERIES HUMIDIFIER | 2017-12-14 | 150
RESPIRONICS | M SERIES HUMIDIFIER | 2017-12-14 | 150
F & P | MR850 | 2017-12-14 | 1000
F & P | MR850 | 2017-12-14 | 1000
RESPIRONICS | BIPAP A30 | 2017-12-14 | 2255
RESPIRONICS | A40 | 2017-12-14 | 2427.5
RESPIRONICS | A40 | 2017-12-14 | 2427.5
RESPIRONICS | A40 | 2017-12-14 | 2427.5
RESPIRONICS | A40 | 2017-12-14 | 2427.5
RESPIRONICS | A40 | 2017-12-14 | 2427.5
RESPIRONICS | M SERIES HUMIDIFIER | 2017-12-14 | 150
RESPIRONICS | M SERIES HUMIDIFIER | 2017-12-14 | 150
RESPIRONICS | M SERIES HUMIDIFIER | 2017-12-14 | 150
RESPIRONICS | M SERIES HUMIDIFIER | 2017-12-14 | 150
RESPIRONICS | M SERIES HUMIDIFIER | 2017-12-14 | 150
RESPIRONICS | M SERIES HUMIDIFIER | 2017-12-14 | 150
RESPIRONICS | M SERIES HUMIDIFIER | 2017-12-14 | 150
RESPIRONICS | M SERIES HUMIDIFIER | 2017-12-14 | 150
RESPIRONICS | M SERIES HUMIDIFIER | 2017-12-14 | 150
RESPIRONICS | M SERIES HUMIDIFIER | 2017-12-14 | 150
RESPIRONICS | M SERIES HUMIDIFIER | 2017-12-14 | 150
RESPIRONICS | M SERIES HUMIDIFIER | 2017-12-14 | 150
RESPIRONICS | A40 | 2017-12-14 | 2427.5
RESPIRONICS | A40 | 2017-12-14 | 2427.5
RESPIRONICS | M SERIES HUMIDIFIER | 2017-12-14 | 150
RESPIRONICS | M SERIES HUMIDIFIER | 2017-12-14 | 150
RESPIRONICS | M SERIES HUMIDIFIER | 2017-12-14 | 150
RESPIRONICS | M SERIES HUMIDIFIER | 2017-12-14 | 150
RESPIRONICS | M SERIES HUMIDIFIER | 2017-12-14 | 150
RESPIRONICS | M SERIES HUMIDIFIER | 2017-12-14 | 150
RESPIRONICS | M SERIES HUMIDIFIER | 2017-12-14 | 150
RESPIRONICS | M SERIES HUMIDIFIER | 2017-12-14 | 150
RESPIRONICS | M SERIES HUMIDIFIER | 2017-12-14 | 150
RESPIRONICS | M SERIES HUMIDIFIER | 2017-12-14 | 150
RESPIRONICS | M SERIES HUMIDIFIER | 2017-12-14 | 150
RESPIRONICS | M SERIES HUMIDIFIER | 2017-12-14 | 150
RESPIRONICS | M SERIES HUMIDIFIER | 2017-12-14 | 150
RESPIRONICS | M SERIES HUMIDIFIER | 2017-12-14 | 150
RESPIRONICS | M SERIES HUMIDIFIER | 2017-12-14 | 150
RESPIRONICS | M SERIES HUMIDIFIER | 2017-12-14 | 150
RESPIRONICS | M SERIES HUMIDIFIER | 2017-12-14 | 150
RESPIRONICS | M SERIES HUMIDIFIER | 2017-12-14 | 150
RESPIRONICS | M SERIES HUMIDIFIER | 2017-12-14 | 150
RESPIRONICS | M SERIES HUMIDIFIER | 2017-12-14 | 150
RESPIRONICS | M SERIES HUMIDIFIER | 2017-12-14 | 150
RESPIRONICS | M SERIES HUMIDIFIER | 2017-12-14 | 150
RESPIRONICS | M SERIES HUMIDIFIER | 2017-12-14 | 150
RESPIRONICS | M SERIES HUMIDIFIER | 2017-12-14 | 150
RESPIRONICS | M SERIES HUMIDIFIER | 2017-12-14 | 150
RESPIRONICS | M SERIES HUMIDIFIER | 2017-12-14 | 150
RESPIRONICS | M SERIES HUMIDIFIER | 2017-12-14 | 150
RESPIRONICS | M SERIES HUMIDIFIER | 2017-12-14 | 150
RESPIRONICS | M SERIES HUMIDIFIER | 2017-12-14 | 150
RESPIRONICS | M SERIES HUMIDIFIER | 2017-12-14 | 150
RESPIRONICS | M SERIES HUMIDIFIER | 2017-12-14 | 150
RESPIRONICS | M SERIES HUMIDIFIER | 2017-12-14 | 150
RESPIRONICS | M SERIES HUMIDIFIER | 2017-12-14 | 150
RESPIRONICS | M SERIES HUMIDIFIER | 2017-12-14 | 150
RESPIRONICS | M SERIES HUMIDIFIER | 2017-12-14 | 150
RESPIRONICS | M SERIES HUMIDIFIER | 2017-12-14 | 150
RESPIRONICS | M SERIES HUMIDIFIER | 2017-12-14 | 150
RESPIRONICS | M SERIES HUMIDIFIER | 2017-12-14 | 150
RESPIRONICS | M SERIES HUMIDIFIER | 2017-12-14 | 150
RESPIRONICS | M SERIES HUMIDIFIER | 2017-12-14 | 150
RESPIRONICS | M SERIES HUMIDIFIER | 2017-12-14 | 150
RESPIRONICS | M SERIES HUMIDIFIER | 2017-12-14 | 150
RESPIRONICS | M SERIES HUMIDIFIER | 2017-12-14 | 150
RESPIRONICS | M SERIES HUMIDIFIER | 2017-12-14 | 150
RESPIRONICS | M SERIES HUMIDIFIER | 2017-12-14 | 150
RESPIRONICS | M SERIES HUMIDIFIER | 2017-12-14 | 150
RESPIRONICS | M SERIES HUMIDIFIER | 2017-12-14 | 150
RESPIRONICS | M SERIES HUMIDIFIER | 2017-12-14 | 150
RESPIRONICS | M SERIES HUMIDIFIER | 2017-12-14 | 150
RESPIRONICS | A40 | 2017-12-14 | 2427.5
RESPIRONICS | A40 | 2017-12-14 | 2427.5
RESPIRONICS | A40 | 2017-12-14 | 2427.5
RESPIRONICS | A40 | 2017-12-14 | 2427.5
BREAS MEDICAL | NIPPY CLEARWAY | 2017-12-14 | 4500
RESPIRONICS | A40 | 2017-12-14 | 2427.5
RESPIRONICS | A40 | 2017-12-14 | 2427.5
RESPIRONICS | A40 | 2017-12-14 | 2427.5
RESPIRONICS | A40 | 2017-12-14 | 2427.5
RESPIRONICS | A40 | 2017-12-14 | 2427.5
RESPIRONICS | M SERIES HUMIDIFIER | 2017-12-14 | 150
RESPIRONICS | M SERIES HUMIDIFIER | 2017-12-14 | 150
RESPIRONICS | M SERIES HUMIDIFIER | 2017-12-14 | 150
RESPIRONICS | M SERIES HUMIDIFIER | 2017-12-14 | 150
RESPIRONICS | M SERIES HUMIDIFIER | 2017-12-14 | 150
RESPIRONICS | M SERIES HUMIDIFIER | 2017-12-14 | 150
RESPIRONICS | M SERIES HUMIDIFIER | 2017-12-14 | 150
RESPIRONICS | M SERIES HUMIDIFIER | 2017-12-14 | 150
RESPIRONICS | M SERIES HUMIDIFIER | 2017-12-14 | 150
RESPIRONICS | M SERIES HUMIDIFIER | 2017-12-14 | 150
RESPIRONICS | M SERIES HUMIDIFIER | 2017-12-14 | 150
RESPIRONICS | M SERIES HUMIDIFIER | 2017-12-14 | 150
RESPIRONICS | M SERIES HUMIDIFIER | 2017-12-14 | 150
RESPIRONICS | M SERIES HUMIDIFIER | 2017-12-14 | 150
RESPIRONICS | M SERIES HUMIDIFIER | 2017-11-13 | 150
RESPIRONICS | M SERIES HUMIDIFIER | 2017-11-13 | 150
RESPIRONICS | M SERIES HUMIDIFIER | 2017-11-13 | 150
RESPIRONICS | M SERIES HUMIDIFIER | 2017-11-13 | 150
RESPIRONICS | M SERIES HUMIDIFIER | 2017-11-13 | 150
RESPIRONICS | M SERIES HUMIDIFIER | 2017-11-13 | 150
RESPIRONICS | M SERIES HUMIDIFIER | 2017-11-13 | 150
RESPIRONICS | M SERIES HUMIDIFIER | 2017-11-13 | 150
RESPIRONICS | M SERIES HUMIDIFIER | 2017-11-13 | 150
RESPIRONICS | M SERIES HUMIDIFIER | 2017-11-13 | 150
RESPIRONICS | M SERIES HUMIDIFIER | 2017-11-13 | 150
RESPIRONICS | M SERIES HUMIDIFIER | 2017-11-13 | 150
RESPIRONICS | M SERIES HUMIDIFIER | 2017-11-13 | 150
RESPIRONICS | M SERIES HUMIDIFIER | 2017-11-13 | 150
RESPIRONICS | M SERIES HUMIDIFIER | 2017-11-13 | 150
RESPIRONICS | M SERIES HUMIDIFIER | 2017-11-13 | 150
RESPIRONICS | M SERIES HUMIDIFIER | 2017-11-13 | 150
RESPIRONICS | M SERIES HUMIDIFIER | 2017-11-13 | 150
RESPIRONICS | M SERIES HUMIDIFIER | 2017-11-13 | 150
RESPIRONICS | M SERIES HUMIDIFIER | 2017-11-13 | 150
RESPIRONICS | M SERIES HUMIDIFIER | 2017-11-13 | 150
RESPIRONICS | M SERIES HUMIDIFIER | 2017-11-13 | 150
RESPIRONICS | M SERIES HUMIDIFIER | 2017-11-13 | 150
RESPIRONICS | M SERIES HUMIDIFIER | 2017-11-13 | 150
RESPIRONICS | M SERIES HUMIDIFIER | 2017-11-13 | 150
RESPIRONICS | M SERIES HUMIDIFIER | 2017-11-13 | 150
RESPIRONICS | M SERIES HUMIDIFIER | 2017-11-13 | 150
RESPIRONICS | M SERIES HUMIDIFIER | 2017-11-13 | 150
RESPIRONICS | M SERIES HUMIDIFIER | 2017-11-13 | 150
RESPIRONICS | M SERIES HUMIDIFIER | 2017-11-13 | 150
RESPIRONICS | M SERIES HUMIDIFIER | 2017-11-13 | 150
RESPIRONICS | M SERIES HUMIDIFIER | 2017-11-13 | 150
RESPIRONICS | M SERIES HUMIDIFIER | 2017-11-13 | 150
RESPIRONICS | M SERIES HUMIDIFIER | 2017-11-13 | 150
RESPIRONICS | M SERIES HUMIDIFIER | 2017-11-13 | 150
RESPIRONICS | M SERIES HUMIDIFIER | 2017-11-13 | 150
RESPIRONICS | M SERIES HUMIDIFIER | 2017-11-13 | 150
RESPIRONICS | M SERIES HUMIDIFIER | 2017-11-13 | 150
RESPIRONICS | M SERIES HUMIDIFIER | 2017-11-13 | 150
RESPIRONICS | M SERIES HUMIDIFIER | 2017-11-13 | 150
RESPIRONICS | M SERIES HUMIDIFIER | 2017-11-13 | 150
RESPIRONICS | M SERIES HUMIDIFIER | 2017-11-13 | 150
RESPIRONICS | M SERIES HUMIDIFIER | 2017-11-13 | 150
RESPIRONICS | M SERIES HUMIDIFIER | 2017-11-13 | 150
RESPIRONICS | M SERIES HUMIDIFIER | 2017-11-13 | 150
RESPIRONICS | M SERIES HUMIDIFIER | 2017-11-13 | 150
RESPIRONICS | M SERIES HUMIDIFIER | 2017-11-13 | 150
RESPIRONICS | M SERIES HUMIDIFIER | 2017-11-13 | 150
RESPIRONICS | M SERIES HUMIDIFIER | 2017-11-13 | 150
RESPIRONICS | M SERIES HUMIDIFIER | 2017-11-13 | 150
RESPIRONICS | M SERIES HUMIDIFIER | 2017-11-13 | 150
RESPIRONICS | M SERIES HUMIDIFIER | 2017-11-13 | 150
RESPIRONICS | M SERIES HUMIDIFIER | 2017-11-13 | 150
RESPIRONICS | M SERIES HUMIDIFIER | 2017-11-13 | 150
RESPIRONICS | A40 | 2017-11-13 | 2427.5
RESPIRONICS | A40 | 2017-11-13 | 2427.5
RESPIRONICS | M SERIES HUMIDIFIER | 2017-11-13 | 150
RESPIRONICS | M SERIES HUMIDIFIER | 2017-11-13 | 150
RESPIRONICS | M SERIES HUMIDIFIER | 2017-11-13 | 150
RESPIRONICS | M SERIES HUMIDIFIER | 2017-11-13 | 150
RESPIRONICS | M SERIES HUMIDIFIER | 2017-11-13 | 150
RESPIRONICS | M SERIES HUMIDIFIER | 2017-11-13 | 150
RESPIRONICS | M SERIES HUMIDIFIER | 2017-11-13 | 150
RESPIRONICS | M SERIES HUMIDIFIER | 2017-11-13 | 150
RESPIRONICS | M SERIES HUMIDIFIER | 2017-11-13 | 150
RESPIRONICS | M SERIES HUMIDIFIER | 2017-11-13 | 150
RESPIRONICS | M SERIES HUMIDIFIER | 2017-11-13 | 150
RESPIRONICS | M SERIES HUMIDIFIER | 2017-11-13 | 150
RESPIRONICS | M SERIES HUMIDIFIER | 2017-11-13 | 150
RESPIRONICS | M SERIES HUMIDIFIER | 2017-11-13 | 150
RESPIRONICS | M SERIES HUMIDIFIER | 2017-11-13 | 150
RESPIRONICS | M SERIES HUMIDIFIER | 2017-11-13 | 150
RESPIRONICS | M SERIES HUMIDIFIER | 2017-11-13 | 150
RESPIRONICS | M SERIES HUMIDIFIER | 2017-11-13 | 150
RESPIRONICS | M SERIES HUMIDIFIER | 2017-11-13 | 150
RESPIRONICS | M SERIES HUMIDIFIER | 2017-11-13 | 150
RESPIRONICS | M SERIES HUMIDIFIER | 2017-11-13 | 150
RESPIRONICS | M SERIES HUMIDIFIER | 2017-11-13 | 150
RESPIRONICS | M SERIES HUMIDIFIER | 2017-11-13 | 150
RESPIRONICS | M SERIES HUMIDIFIER | 2017-11-13 | 150
RESPIRONICS | M SERIES HUMIDIFIER | 2017-11-13 | 150
RESPIRONICS | M SERIES HUMIDIFIER | 2017-11-13 | 150
RESPIRONICS | M SERIES HUMIDIFIER | 2017-11-13 | 150
RESPIRONICS | M SERIES HUMIDIFIER | 2017-11-13 | 150
RESPIRONICS | M SERIES HUMIDIFIER | 2017-11-13 | 150
RESPIRONICS | M SERIES HUMIDIFIER | 2017-11-13 | 150
RESPIRONICS | M SERIES HUMIDIFIER | 2017-11-13 | 150
RESPIRONICS | M SERIES HUMIDIFIER | 2017-11-13 | 150
RESPIRONICS | M SERIES HUMIDIFIER | 2017-11-13 | 150
RESPIRONICS | M SERIES HUMIDIFIER | 2017-11-13 | 150
RESPIRONICS | M SERIES HUMIDIFIER | 2017-11-13 | 150
RESPIRONICS | M SERIES HUMIDIFIER | 2017-11-13 | 150
RESPIRONICS | M SERIES HUMIDIFIER | 2017-11-13 | 150
RESPIRONICS | M SERIES HUMIDIFIER | 2017-11-13 | 150
RESPIRONICS | M SERIES HUMIDIFIER | 2017-09-05 | 150
RESPIRONICS | M SERIES HUMIDIFIER | 2017-09-05 | 150
RESPIRONICS | M SERIES HUMIDIFIER | 2017-09-05 | 150
RESPIRONICS | M SERIES HUMIDIFIER | 2017-09-05 | 150
RESPIRONICS | M SERIES HUMIDIFIER | 2017-09-05 | 150
RESPIRONICS | M SERIES HUMIDIFIER | 2017-09-05 | 150
RESPIRONICS | M SERIES HUMIDIFIER | 2017-09-05 | 150
RESPIRONICS | M SERIES HUMIDIFIER | 2017-09-05 | 150
RESPIRONICS | M SERIES HUMIDIFIER | 2017-09-05 | 150
RESPIRONICS | M SERIES HUMIDIFIER | 2017-09-05 | 150
RESPIRONICS | M SERIES HUMIDIFIER | 2017-09-05 | 150
RESPIRONICS | M SERIES HUMIDIFIER | 2017-09-05 | 150
RESPIRONICS | M SERIES HUMIDIFIER | 2017-09-05 | 150
RESPIRONICS | M SERIES HUMIDIFIER | 2017-09-05 | 150
RESPIRONICS | M SERIES HUMIDIFIER | 2017-09-05 | 150
RESPIRONICS | M SERIES HUMIDIFIER | 2017-09-05 | 150
RESPIRONICS | M SERIES HUMIDIFIER | 2017-09-05 | 150
RESPIRONICS | M SERIES HUMIDIFIER | 2017-09-05 | 150
RESPIRONICS | M SERIES HUMIDIFIER | 2017-09-05 | 150
RESPIRONICS | M SERIES HUMIDIFIER | 2017-09-05 | 150
RESPIRONICS | M SERIES HUMIDIFIER | 2017-09-05 | 150
RESPIRONICS | M SERIES HUMIDIFIER | 2017-09-05 | 150
RESPIRONICS | M SERIES HUMIDIFIER | 2017-09-05 | 150
RESPIRONICS | M SERIES HUMIDIFIER | 2017-09-05 | 150
RESPIRONICS | M SERIES HUMIDIFIER | 2017-09-05 | 150
RESPIRONICS | M SERIES HUMIDIFIER | 2017-09-05 | 150
RESPIRONICS | M SERIES HUMIDIFIER | 2017-09-05 | 150
RESPIRONICS | M SERIES HUMIDIFIER | 2017-09-05 | 150
RESPIRONICS | M SERIES HUMIDIFIER | 2017-09-05 | 150
RESPIRONICS | M SERIES HUMIDIFIER | 2017-09-05 | 150
RESPIRONICS | M SERIES HUMIDIFIER | 2017-09-05 | 150
RESPIRONICS | M SERIES HUMIDIFIER | 2017-09-05 | 150
RESPIRONICS | M SERIES HUMIDIFIER | 2017-09-05 | 150
RESPIRONICS | M SERIES HUMIDIFIER | 2017-09-05 | 150
RESPIRONICS | M SERIES HUMIDIFIER | 2017-09-05 | 150
RESPIRONICS | M SERIES HUMIDIFIER | 2017-09-05 | 150
RESPIRONICS | M SERIES HUMIDIFIER | 2017-09-05 | 150
RESPIRONICS | M SERIES HUMIDIFIER | 2017-09-05 | 150
RESPIRONICS | M SERIES HUMIDIFIER | 2017-09-05 | 150
RESPIRONICS | M SERIES HUMIDIFIER | 2017-09-05 | 150
RESPIRONICS | M SERIES HUMIDIFIER | 2017-09-05 | 150
RESPIRONICS | TRILOGY 100 | 2017-09-05 | 3586
RESPIRONICS | TRILOGY 100 | 2017-09-05 | 3586
RESPIRONICS | TRILOGY 100 | 2017-09-05 | 3586
RESPIRONICS | M SERIES HUMIDIFIER | 2017-09-05 | 150
RESPIRONICS | M SERIES HUMIDIFIER | 2017-09-05 | 150
RESPIRONICS | M SERIES HUMIDIFIER | 2017-09-05 | 150
RESPIRONICS | M SERIES HUMIDIFIER | 2017-09-05 | 150
RESPIRONICS | M SERIES HUMIDIFIER | 2017-09-05 | 150
RESPIRONICS | M SERIES HUMIDIFIER | 2017-09-05 | 150
RESPIRONICS | M SERIES HUMIDIFIER | 2017-09-05 | 150
RESPIRONICS | M SERIES HUMIDIFIER | 2017-09-05 | 150
RESPIRONICS | M SERIES HUMIDIFIER | 2017-09-05 | 150
RESPIRONICS | M SERIES HUMIDIFIER | 2017-09-05 | 150
RESPIRONICS | M SERIES HUMIDIFIER | 2017-09-05 | 150
RESPIRONICS | M SERIES HUMIDIFIER | 2017-09-05 | 150
RESPIRONICS | M SERIES HUMIDIFIER | 2017-09-05 | 150
RESPIRONICS | M SERIES HUMIDIFIER | 2017-09-05 | 150
RESPIRONICS | M SERIES HUMIDIFIER | 2017-09-05 | 150
RESPIRONICS | M SERIES HUMIDIFIER | 2017-09-05 | 150
RESPIRONICS | M SERIES HUMIDIFIER | 2017-09-05 | 150
RESPIRONICS | M SERIES HUMIDIFIER | 2017-09-05 | 150
RESPIRONICS | M SERIES HUMIDIFIER | 2017-09-05 | 150
RESPIRONICS | M SERIES HUMIDIFIER | 2017-09-05 | 150
RESPIRONICS | M SERIES HUMIDIFIER | 2017-09-05 | 150
RESPIRONICS | M SERIES HUMIDIFIER | 2017-09-05 | 150
RESPIRONICS | M SERIES HUMIDIFIER | 2017-09-05 | 150
RESPIRONICS | M SERIES HUMIDIFIER | 2017-09-05 | 150
RESPIRONICS | M SERIES HUMIDIFIER | 2017-09-05 | 150
RESPIRONICS | M SERIES HUMIDIFIER | 2017-09-05 | 150
RESPIRONICS | M SERIES HUMIDIFIER | 2017-09-05 | 150
RESPIRONICS | M SERIES HUMIDIFIER | 2017-09-05 | 150
RESPIRONICS | M SERIES HUMIDIFIER | 2017-09-05 | 150
RESPIRONICS | M SERIES HUMIDIFIER | 2017-09-05 | 150
RESPIRONICS | M SERIES HUMIDIFIER | 2017-09-05 | 150
RESPIRONICS | M SERIES HUMIDIFIER | 2017-09-05 | 150
RESPIRONICS | M SERIES HUMIDIFIER | 2017-09-05 | 150
RESPIRONICS | M SERIES HUMIDIFIER | 2017-09-05 | 150
RESPIRONICS | M SERIES HUMIDIFIER | 2017-09-05 | 150
RESPIRONICS | M SERIES HUMIDIFIER | 2017-09-05 | 150
RESPIRONICS | M SERIES HUMIDIFIER | 2017-09-05 | 150
RESPIRONICS | M SERIES HUMIDIFIER | 2017-09-05 | 150
RESPIRONICS | M SERIES HUMIDIFIER | 2017-09-05 | 150
RESPIRONICS | M SERIES HUMIDIFIER | 2017-09-05 | 150
RESPIRONICS | M SERIES HUMIDIFIER | 2017-09-05 | 150
RESPIRONICS | M SERIES HUMIDIFIER | 2017-09-05 | 150
RESPIRONICS | M SERIES HUMIDIFIER | 2017-09-05 | 150
RESPIRONICS | M SERIES HUMIDIFIER | 2017-09-05 | 150
RESPIRONICS | M SERIES HUMIDIFIER | 2017-09-05 | 150
RESPIRONICS | M SERIES HUMIDIFIER | 2017-09-05 | 150
RESPIRONICS | M SERIES HUMIDIFIER | 2017-09-05 | 150
RESPIRONICS | M SERIES HUMIDIFIER | 2017-09-05 | 150
RESPIRONICS | M SERIES HUMIDIFIER | 2017-09-05 | 150
RESPIRONICS | M SERIES HUMIDIFIER | 2017-09-05 | 150
RESPIRONICS | M SERIES HUMIDIFIER | 2017-09-05 | 150
RESPIRONICS | M SERIES HUMIDIFIER | 2017-09-05 | 150
RESPIRONICS | M SERIES HUMIDIFIER | 2017-09-05 | 150
RESPIRONICS | M SERIES HUMIDIFIER | 2017-09-05 | 150
RESPIRONICS | M SERIES HUMIDIFIER | 2017-09-05 | 150
RESPIRONICS | M SERIES HUMIDIFIER | 2017-09-05 | 150
RESPIRONICS | M SERIES HUMIDIFIER | 2017-09-05 | 150
RESPIRONICS | M SERIES HUMIDIFIER | 2017-09-05 | 150
RESPIRONICS | M SERIES HUMIDIFIER | 2017-09-05 | 150
RESPIRONICS | M SERIES HUMIDIFIER | 2017-09-05 | 150
RESPIRONICS | M SERIES HUMIDIFIER | 2017-09-05 | 150
RESPIRONICS | M SERIES HUMIDIFIER | 2017-09-05 | 150
RESPIRONICS | M SERIES HUMIDIFIER | 2017-09-05 | 150
RESPIRONICS | M SERIES HUMIDIFIER | 2017-09-05 | 150
RESPIRONICS | M SERIES HUMIDIFIER | 2017-09-05 | 150
RESPIRONICS | M SERIES HUMIDIFIER | 2017-09-05 | 150
RESPIRONICS | M SERIES HUMIDIFIER | 2017-09-05 | 150
RESPIRONICS | M SERIES HUMIDIFIER | 2017-09-05 | 150
RESPIRONICS | M SERIES HUMIDIFIER | 2017-09-05 | 150
RESPIRONICS | M SERIES HUMIDIFIER | 2017-09-05 | 150
RESPIRONICS | M SERIES HUMIDIFIER | 2017-09-05 | 150
RESPIRONICS | M SERIES HUMIDIFIER | 2017-09-05 | 150
RESPIRONICS | M SERIES HUMIDIFIER | 2017-09-05 | 150
RESPIRONICS | M SERIES HUMIDIFIER | 2017-09-05 | 150
RESPIRONICS | M SERIES HUMIDIFIER | 2017-09-05 | 150
RESPIRONICS | M SERIES HUMIDIFIER | 2017-09-05 | 150
RESPIRONICS | M SERIES HUMIDIFIER | 2017-09-05 | 150
RESPIRONICS | A40 | 2017-09-05 | 2427.5
RESPIRONICS | A40 | 2017-09-05 | 2427.5
RESPIRONICS | A40 | 2017-09-05 | 2427.5
RESPIRONICS | A40 | 2017-09-05 | 2427.5
RESPIRONICS | A40 | 2017-09-05 | 2427.5
RESPIRONICS | BIPAP A30 | 2017-09-05 | 2255
RESPIRONICS | A40 | 2017-09-05 | 2427.5
RESPIRONICS | A40 | 2017-09-05 | 2427.5
RESPIRONICS | A40 | 2017-09-05 | 2427.5
RESPIRONICS | BIPAP A30 | 2017-09-05 | 2255
RESPIRONICS | BIPAP A30 | 2017-09-05 | 2255
RESPIRONICS | M SERIES HUMIDIFIER | 2017-09-05 | 150
RESPIRONICS | M SERIES HUMIDIFIER | 2017-09-05 | 150
RESPIRONICS | M SERIES HUMIDIFIER | 2017-09-05 | 150
RESPIRONICS | M SERIES HUMIDIFIER | 2017-09-05 | 150
RESPIRONICS | M SERIES HUMIDIFIER | 2017-09-05 | 150
RESPIRONICS | M SERIES HUMIDIFIER | 2017-09-05 | 150
RESPIRONICS | M SERIES HUMIDIFIER | 2017-09-05 | 150
RESPIRONICS | M SERIES HUMIDIFIER | 2017-09-05 | 150
RESPIRONICS | M SERIES HUMIDIFIER | 2017-09-05 | 150
RESPIRONICS | COUGH ASSIST E70 | 2017-09-05 | 3300
RESPIRONICS | COUGH ASSIST E70 | 2017-09-05 | 3300
RESPIRONICS | COUGH ASSIST E70 | 2017-09-05 | 3300
RESPIRONICS | M SERIES HUMIDIFIER | 2017-09-05 | 150
RESPIRONICS | M SERIES HUMIDIFIER | 2017-09-05 | 150
RESPIRONICS | M SERIES HUMIDIFIER | 2017-09-05 | 150
RESPIRONICS | M SERIES HUMIDIFIER | 2017-09-05 | 150
RESPIRONICS | M SERIES HUMIDIFIER | 2017-09-05 | 150
RESPIRONICS | M SERIES HUMIDIFIER | 2017-09-05 | 150
RESPIRONICS | M SERIES HUMIDIFIER | 2017-09-05 | 150
RESPIRONICS | M SERIES HUMIDIFIER | 2017-09-05 | 150
RESPIRONICS | M SERIES HUMIDIFIER | 2017-09-05 | 150
RESPIRONICS | M SERIES HUMIDIFIER | 2017-09-05 | 150
RESPIRONICS | M SERIES HUMIDIFIER | 2017-09-05 | 150
RESPIRONICS | M SERIES HUMIDIFIER | 2017-09-05 | 150
RESPIRONICS | M SERIES HUMIDIFIER | 2017-09-05 | 150
RESPIRONICS | M SERIES HUMIDIFIER | 2017-09-05 | 150
RESPIRONICS | M SERIES HUMIDIFIER | 2017-09-05 | 150
RESPIRONICS | M SERIES HUMIDIFIER | 2017-09-05 | 150
RESPIRONICS | M SERIES HUMIDIFIER | 2017-09-05 | 150
RESPIRONICS | M SERIES HUMIDIFIER | 2017-09-05 | 150
RESPIRONICS | M SERIES HUMIDIFIER | 2017-09-05 | 150
RESPIRONICS | M SERIES HUMIDIFIER | 2017-09-05 | 150
RESPIRONICS | M SERIES HUMIDIFIER | 2017-09-05 | 150
RESPIRONICS | M SERIES HUMIDIFIER | 2017-09-05 | 150
RESPIRONICS | M SERIES HUMIDIFIER | 2017-09-05 | 150
RESPIRONICS | M SERIES HUMIDIFIER | 2017-09-05 | 150
RESPIRONICS | M SERIES HUMIDIFIER | 2017-09-05 | 150
RESPIRONICS | M SERIES HUMIDIFIER | 2017-09-05 | 150
RESPIRONICS | M SERIES HUMIDIFIER | 2017-09-05 | 150
RESPIRONICS | M SERIES HUMIDIFIER | 2017-09-05 | 150
RESPIRONICS | M SERIES HUMIDIFIER | 2017-09-05 | 150
RESPIRONICS | M SERIES HUMIDIFIER | 2017-09-05 | 150
RESPIRONICS | M SERIES HUMIDIFIER | 2017-09-05 | 150
RESPIRONICS | M SERIES HUMIDIFIER | 2017-09-05 | 150
RESPIRONICS | M SERIES HUMIDIFIER | 2017-09-05 | 150
RESPIRONICS | M SERIES HUMIDIFIER | 2017-09-05 | 150
RESPIRONICS | M SERIES HUMIDIFIER | 2017-08-22 | 150
RESPIRONICS | REMSTAR AUTO M SERIES | 2017-08-22 | 500
RESPIRONICS | REMSTAR AUTO M SERIES | 2017-08-22 | 500
RESPIRONICS | REMSTAR AUTO M SERIES | 2017-08-22 | 500
RESPIRONICS | REMSTAR AUTO M SERIES | 2017-08-22 | 500
RESPIRONICS | REMSTAR AUTO M SERIES | 2017-08-22 | 500
RESPIRONICS | REMSTAR AUTO M SERIES | 2017-08-22 | 500
RESPIRONICS | REMSTAR AUTO M SERIES | 2017-08-22 | 500
RESPIRONICS | REMSTAR AUTO M SERIES | 2017-08-22 | 500
RESPIRONICS | REMSTAR AUTO M SERIES | 2017-08-22 | 500
RESPIRONICS | REMSTAR AUTO M SERIES | 2017-08-22 | 500
RESPIRONICS | REMSTAR AUTO M SERIES | 2017-08-22 | 500
RESPIRONICS | REMSTAR AUTO M SERIES | 2017-08-22 | 500
RESPIRONICS | REMSTAR AUTO M SERIES | 2017-08-22 | 500
RESPIRONICS | REMSTAR AUTO M SERIES | 2017-08-22 | 500
RESPIRONICS | REMSTAR AUTO M SERIES | 2017-08-22 | 500
RESPIRONICS | REMSTAR AUTO M SERIES | 2017-08-22 | 500
RESPIRONICS | REMSTAR AUTO M SERIES | 2017-08-22 | 500
RESPIRONICS | REMSTAR AUTO M SERIES | 2017-08-22 | 500
RESPIRONICS | REMSTAR AUTO M SERIES | 2017-08-22 | 500
RESPIRONICS | REMSTAR AUTO M SERIES | 2017-08-22 | 500
RESPIRONICS | REMSTAR AUTO M SERIES | 2017-08-22 | 500
RESPIRONICS | REMSTAR AUTO M SERIES | 2017-08-22 | 500
RESPIRONICS | REMSTAR AUTO M SERIES | 2017-08-22 | 500
RESPIRONICS | REMSTAR AUTO M SERIES | 2017-08-22 | 500
RESPIRONICS | REMSTAR AUTO M SERIES | 2017-08-22 | 500
RESPIRONICS | REMSTAR AUTO M SERIES | 2017-08-22 | 500
RESPIRONICS | REMSTAR AUTO M SERIES | 2017-08-22 | 500
RESPIRONICS | REMSTAR AUTO M SERIES | 2017-08-22 | 500
RESPIRONICS | REMSTAR AUTO M SERIES | 2017-08-22 | 500
RESPIRONICS | REMSTAR AUTO M SERIES | 2017-08-22 | 500
RESPIRONICS | REMSTAR AUTO M SERIES | 2017-08-22 | 500
RESPIRONICS | REMSTAR AUTO M SERIES | 2017-08-22 | 500
RESPIRONICS | REMSTAR AUTO M SERIES | 2017-08-22 | 500
RESPIRONICS | REMSTAR AUTO M SERIES | 2017-08-22 | 500
RESPIRONICS | REMSTAR AUTO M SERIES | 2017-08-22 | 500
RESPIRONICS | REMSTAR AUTO M SERIES | 2017-08-22 | 500
RESPIRONICS | REMSTAR AUTO M SERIES | 2017-08-22 | 500
RESPIRONICS | REMSTAR AUTO M SERIES | 2017-08-22 | 500
RESPIRONICS | REMSTAR AUTO M SERIES | 2017-08-22 | 500
RESPIRONICS | REMSTAR AUTO M SERIES | 2017-08-22 | 500
RESPIRONICS | REMSTAR AUTO M SERIES | 2017-08-22 | 500
RESPIRONICS | REMSTAR AUTO M SERIES | 2017-08-22 | 500
RESPIRONICS | REMSTAR AUTO M SERIES | 2017-08-22 | 500
RESPIRONICS | REMSTAR AUTO M SERIES | 2017-08-22 | 500
RESPIRONICS | REMSTAR AUTO M SERIES | 2017-08-22 | 500
RESPIRONICS | REMSTAR AUTO M SERIES | 2017-08-22 | 500
RESPIRONICS | REMSTAR AUTO M SERIES | 2017-08-22 | 500
RESPIRONICS | REMSTAR AUTO M SERIES | 2017-08-22 | 500
RESPIRONICS | REMSTAR AUTO M SERIES | 2017-08-22 | 500
RESPIRONICS | REMSTAR AUTO M SERIES | 2017-08-22 | 500
RESPIRONICS | REMSTAR AUTO M SERIES | 2017-08-22 | 500
RESPIRONICS | REMSTAR AUTO M SERIES | 2017-08-22 | 500
RESPIRONICS | REMSTAR AUTO M SERIES | 2017-08-22 | 500
RESPIRONICS | REMSTAR AUTO M SERIES | 2017-08-22 | 500
RESPIRONICS | REMSTAR AUTO M SERIES | 2017-08-22 | 500
RESPIRONICS | REMSTAR AUTO M SERIES | 2017-08-22 | 500
RESPIRONICS | REMSTAR AUTO M SERIES | 2017-08-22 | 500
RESPIRONICS | REMSTAR AUTO M SERIES | 2017-08-22 | 500
RESPIRONICS | REMSTAR AUTO M SERIES | 2017-08-22 | 500
RESPIRONICS | TRILOGY 100 | 2017-08-22 | 3586
RESPIRONICS | REMSTAR AUTO M SERIES | 2017-08-22 | 500
RESPIRONICS | REMSTAR AUTO M SERIES | 2017-08-22 | 500
RESPIRONICS | REMSTAR AUTO M SERIES | 2017-08-22 | 500
RESPIRONICS | REMSTAR AUTO M SERIES | 2017-08-22 | 500
RESPIRONICS | REMSTAR AUTO M SERIES | 2017-08-22 | 500
RESPIRONICS | REMSTAR AUTO M SERIES | 2017-08-22 | 500
RESPIRONICS | REMSTAR AUTO M SERIES | 2017-08-22 | 500
RESPIRONICS | REMSTAR AUTO M SERIES | 2017-08-22 | 500
RESPIRONICS | REMSTAR AUTO M SERIES | 2017-08-22 | 500
RESPIRONICS | REMSTAR AUTO M SERIES | 2017-08-22 | 500
RESPIRONICS | REMSTAR AUTO M SERIES | 2017-08-22 | 500
RESPIRONICS | REMSTAR AUTO M SERIES | 2017-08-22 | 500
RESPIRONICS | REMSTAR AUTO M SERIES | 2017-08-22 | 500
RESPIRONICS | REMSTAR AUTO M SERIES | 2017-08-22 | 500
RESPIRONICS | REMSTAR AUTO M SERIES | 2017-08-22 | 500
RESPIRONICS | REMSTAR AUTO M SERIES | 2017-08-22 | 500
RESPIRONICS | REMSTAR AUTO M SERIES | 2017-08-22 | 500
RESPIRONICS | REMSTAR AUTO M SERIES | 2017-08-22 | 500
RESPIRONICS | REMSTAR AUTO M SERIES | 2017-08-22 | 500
RESPIRONICS | REMSTAR AUTO M SERIES | 2017-08-22 | 500
RESPIRONICS | REMSTAR AUTO M SERIES | 2017-08-22 | 500
RESPIRONICS | REMSTAR AUTO M SERIES | 2017-08-22 | 500
RESPIRONICS | REMSTAR AUTO M SERIES | 2017-08-22 | 500
RESPIRONICS | REMSTAR AUTO M SERIES | 2017-08-22 | 500
RESPIRONICS | REMSTAR AUTO M SERIES | 2017-08-22 | 500
RESPIRONICS | REMSTAR AUTO M SERIES | 2017-08-22 | 500
RESPIRONICS | REMSTAR AUTO M SERIES | 2017-08-22 | 500
RESPIRONICS | REMSTAR AUTO M SERIES | 2017-08-22 | 500
RESPIRONICS | REMSTAR AUTO M SERIES | 2017-08-22 | 500
RESPIRONICS | A40 | 2017-08-22 | 2427.5
RESPIRONICS | REMSTAR AUTO M SERIES | 2017-08-22 | 500
RESPIRONICS | A40 | 2017-08-22 | 2427.5
RESPIRONICS | REMSTAR AUTO M SERIES | 2017-08-22 | 500
RESPIRONICS | REMSTAR AUTO M SERIES | 2017-08-22 | 500
RESPIRONICS | REMSTAR AUTO M SERIES | 2017-08-22 | 500
RESPIRONICS | REMSTAR AUTO M SERIES | 2017-08-22 | 500
RESPIRONICS | REMSTAR AUTO M SERIES | 2017-08-22 | 500
RESPIRONICS | REMSTAR AUTO M SERIES | 2017-08-22 | 500
RESPIRONICS | REMSTAR AUTO M SERIES | 2017-08-22 | 500
RESPIRONICS | REMSTAR AUTO M SERIES | 2017-08-22 | 500
RESPIRONICS | REMSTAR AUTO M SERIES | 2017-08-22 | 500
RESPIRONICS | REMSTAR AUTO M SERIES | 2017-08-22 | 500
RESPIRONICS | REMSTAR AUTO M SERIES | 2017-08-22 | 500
RESPIRONICS | REMSTAR AUTO M SERIES | 2017-08-22 | 500
RESPIRONICS | REMSTAR AUTO M SERIES | 2017-08-22 | 500
RESPIRONICS | REMSTAR AUTO M SERIES | 2017-08-22 | 500
RESPIRONICS | REMSTAR AUTO M SERIES | 2017-08-22 | 500
RESPIRONICS | REMSTAR AUTO M SERIES | 2017-08-22 | 500
RESPIRONICS | REMSTAR AUTO M SERIES | 2017-08-22 | 500
RESPIRONICS | REMSTAR AUTO M SERIES | 2017-08-22 | 500
RESPIRONICS | REMSTAR AUTO M SERIES | 2017-08-22 | 500
RESPIRONICS | REMSTAR AUTO M SERIES | 2017-08-22 | 500
RESPIRONICS | REMSTAR AUTO M SERIES | 2017-08-22 | 500
RESPIRONICS | REMSTAR AUTO M SERIES | 2017-08-22 | 500
RESPIRONICS | REMSTAR AUTO M SERIES | 2017-08-22 | 500
RESPIRONICS | REMSTAR AUTO M SERIES | 2017-08-22 | 500
RESPIRONICS | REMSTAR AUTO M SERIES | 2017-08-22 | 500
RESPIRONICS | REMSTAR AUTO M SERIES | 2017-08-22 | 500
RESPIRONICS | REMSTAR AUTO M SERIES | 2017-08-22 | 500
RESPIRONICS | REMSTAR AUTO M SERIES | 2017-08-22 | 500
RESPIRONICS | REMSTAR AUTO M SERIES | 2017-08-22 | 500
RESPIRONICS | REMSTAR AUTO M SERIES | 2017-08-22 | 500
RESPIRONICS | REMSTAR AUTO M SERIES | 2017-08-22 | 500
RESPIRONICS | REMSTAR AUTO M SERIES | 2017-08-22 | 500
RESPIRONICS | REMSTAR AUTO M SERIES | 2017-08-22 | 500
RESPIRONICS | REMSTAR AUTO M SERIES | 2017-08-22 | 500
RESPIRONICS | REMSTAR AUTO M SERIES | 2017-08-22 | 500
RESPIRONICS | REMSTAR AUTO M SERIES | 2017-08-22 | 500
RESPIRONICS | REMSTAR AUTO M SERIES | 2017-08-22 | 500
RESPIRONICS | REMSTAR AUTO M SERIES | 2017-08-22 | 500
RESPIRONICS | REMSTAR AUTO M SERIES | 2017-08-22 | 500
RESPIRONICS | REMSTAR AUTO M SERIES | 2017-08-22 | 500
RESPIRONICS | REMSTAR AUTO M SERIES | 2017-08-22 | 500
RESPIRONICS | REMSTAR AUTO M SERIES | 2017-08-22 | 500
RESPIRONICS | REMSTAR AUTO M SERIES | 2017-08-22 | 500
RESPIRONICS | REMSTAR AUTO M SERIES | 2017-08-22 | 500
RESPIRONICS | REMSTAR AUTO M SERIES | 2017-08-22 | 500
RESPIRONICS | REMSTAR AUTO M SERIES | 2017-08-22 | 500
RESPIRONICS | REMSTAR AUTO M SERIES | 2017-08-22 | 500
RESPIRONICS | REMSTAR AUTO M SERIES | 2017-08-22 | 500
RESPIRONICS | REMSTAR AUTO M SERIES | 2017-08-22 | 500
RESPIRONICS | REMSTAR AUTO M SERIES | 2017-08-22 | 500
RESPIRONICS | REMSTAR AUTO M SERIES | 2017-08-22 | 500
RESPIRONICS | A40 | 2017-08-22 | 2427.5
RESPIRONICS | REMSTAR AUTO M SERIES | 2017-08-22 | 500
RESPIRONICS | REMSTAR AUTO M SERIES | 2017-08-22 | 500
RESPIRONICS | REMSTAR AUTO M SERIES | 2017-08-22 | 500
RESPIRONICS | REMSTAR AUTO M SERIES | 2017-08-22 | 500
RESPIRONICS | REMSTAR AUTO M SERIES | 2017-08-22 | 500
RESPIRONICS | REMSTAR AUTO M SERIES | 2017-08-22 | 500
RESPIRONICS | REMSTAR AUTO M SERIES | 2017-08-22 | 500
RESPIRONICS | REMSTAR AUTO M SERIES | 2017-08-22 | 500
RESPIRONICS | REMSTAR AUTO M SERIES | 2017-08-22 | 500
RESPIRONICS | REMSTAR AUTO M SERIES | 2017-08-22 | 500
RESPIRONICS | A40 | 2017-08-22 | 2427.5
RESPIRONICS | REMSTAR AUTO M SERIES | 2017-08-22 | 500
RESPIRONICS | A40 | 2017-08-22 | 2427.5
RESPIRONICS | REMSTAR AUTO M SERIES | 2017-08-22 | 500
RESPIRONICS | REMSTAR AUTO M SERIES | 2017-08-22 | 500
RESPIRONICS | A40 | 2017-08-22 | 2427.5
RESPIRONICS | REMSTAR AUTO M SERIES | 2017-08-22 | 500
RESPIRONICS | REMSTAR AUTO M SERIES | 2017-08-22 | 500
RESPIRONICS | REMSTAR AUTO M SERIES | 2017-08-22 | 500
RESPIRONICS | REMSTAR AUTO M SERIES | 2017-08-22 | 500
RESPIRONICS | REMSTAR AUTO M SERIES | 2017-08-22 | 500
RESPIRONICS | TRILOGY 100 | 2017-08-22 | 3586
RESPIRONICS | REMSTAR AUTO M SERIES | 2017-08-22 | 500
RESPIRONICS | REMSTAR AUTO M SERIES | 2017-08-22 | 500
RESPIRONICS | REMSTAR AUTO M SERIES | 2017-08-22 | 500
RESPIRONICS | REMSTAR AUTO M SERIES | 2017-08-22 | 500
RESPIRONICS | REMSTAR AUTO M SERIES | 2017-08-22 | 500
RESPIRONICS | TRILOGY 100 | 2017-08-22 | 3586
RESPIRONICS | REMSTAR AUTO M SERIES | 2017-08-22 | 500
RESPIRONICS | REMSTAR AUTO M SERIES | 2017-08-22 | 500
RESPIRONICS | TRILOGY 100 | 2017-08-22 | 3586
RESPIRONICS | REMSTAR AUTO M SERIES | 2017-08-22 | 500
RESPIRONICS | REMSTAR AUTO M SERIES | 2017-08-22 | 500
RESPIRONICS | TRILOGY 100 | 2017-08-22 | 3586
RESPIRONICS | REMSTAR AUTO M SERIES | 2017-08-22 | 500
RESPIRONICS | REMSTAR AUTO M SERIES | 2017-08-22 | 500
RESPIRONICS | REMSTAR AUTO M SERIES | 2017-08-22 | 500
RESPIRONICS | REMSTAR AUTO M SERIES | 2017-08-22 | 500
RESPIRONICS | REMSTAR AUTO M SERIES | 2017-08-22 | 500
RESPIRONICS | REMSTAR AUTO M SERIES | 2017-08-22 | 500
RESPIRONICS | REMSTAR AUTO M SERIES | 2017-08-22 | 500
RESPIRONICS | REMSTAR AUTO M SERIES | 2017-08-22 | 500
RESPIRONICS | REMSTAR AUTO M SERIES | 2017-08-22 | 500
RESPIRONICS | REMSTAR AUTO M SERIES | 2017-08-22 | 500
RESPIRONICS | REMSTAR AUTO M SERIES | 2017-08-22 | 500
RESPIRONICS | REMSTAR AUTO M SERIES | 2017-08-22 | 500
RESPIRONICS | REMSTAR AUTO M SERIES | 2017-08-22 | 500
RESPIRONICS | REMSTAR AUTO M SERIES | 2017-08-22 | 500
RESPIRONICS | REMSTAR AUTO M SERIES | 2017-08-22 | 500
RESPIRONICS | REMSTAR AUTO M SERIES | 2017-08-22 | 500
RESPIRONICS | REMSTAR AUTO M SERIES | 2017-08-22 | 500
RESPIRONICS | REMSTAR AUTO M SERIES | 2017-08-22 | 500
RESPIRONICS | REMSTAR AUTO M SERIES | 2017-08-22 | 500
RESPIRONICS | REMSTAR AUTO M SERIES | 2017-08-22 | 500
RESPIRONICS | REMSTAR AUTO M SERIES | 2017-08-22 | 500
RESPIRONICS | REMSTAR AUTO M SERIES | 2017-08-22 | 500
RESPIRONICS | REMSTAR AUTO M SERIES | 2017-08-22 | 500
RESPIRONICS | REMSTAR AUTO M SERIES | 2017-08-22 | 500
RESPIRONICS | REMSTAR AUTO M SERIES | 2017-08-22 | 500
RESPIRONICS | REMSTAR AUTO M SERIES | 2017-08-22 | 500
RESPIRONICS | REMSTAR AUTO M SERIES | 2017-08-22 | 500
RESPIRONICS | REMSTAR AUTO M SERIES | 2017-08-22 | 500
RESPIRONICS | REMSTAR AUTO M SERIES | 2017-08-22 | 500
RESPIRONICS | REMSTAR AUTO M SERIES | 2017-08-22 | 500
RESPIRONICS | REMSTAR AUTO M SERIES | 2017-08-22 | 500
RESPIRONICS | REMSTAR AUTO M SERIES | 2017-08-22 | 500
RESPIRONICS | REMSTAR AUTO M SERIES | 2017-08-22 | 500
RESPIRONICS | REMSTAR AUTO M SERIES | 2017-08-22 | 500
RESPIRONICS | REMSTAR AUTO M SERIES | 2017-08-22 | 500
RESPIRONICS | REMSTAR AUTO M SERIES | 2017-08-22 | 500
RESPIRONICS | REMSTAR AUTO M SERIES | 2017-08-22 | 500
RESPIRONICS | REMSTAR AUTO M SERIES | 2017-08-22 | 500
RESPIRONICS | REMSTAR AUTO M SERIES | 2017-08-22 | 500
RESPIRONICS | REMSTAR AUTO M SERIES | 2017-08-22 | 500
RESPIRONICS | REMSTAR AUTO M SERIES | 2017-08-22 | 500
RESPIRONICS | REMSTAR AUTO M SERIES | 2017-08-22 | 500
RESPIRONICS | REMSTAR AUTO M SERIES | 2017-08-22 | 500
RESPIRONICS | REMSTAR AUTO M SERIES | 2017-08-22 | 500
RESPIRONICS | REMSTAR AUTO M SERIES | 2017-08-22 | 500
RESPIRONICS | REMSTAR AUTO M SERIES | 2017-08-22 | 500
RESPIRONICS | REMSTAR AUTO M SERIES | 2017-08-22 | 500
RESPIRONICS | REMSTAR AUTO M SERIES | 2017-08-22 | 500
RESPIRONICS | REMSTAR AUTO M SERIES | 2017-08-22 | 500
RESPIRONICS | REMSTAR AUTO M SERIES | 2017-08-22 | 500
RESPIRONICS | REMSTAR AUTO M SERIES | 2017-08-22 | 500
RESPIRONICS | REMSTAR AUTO M SERIES | 2017-08-22 | 500
RESPIRONICS | REMSTAR AUTO M SERIES | 2017-08-22 | 500
RESPIRONICS | REMSTAR AUTO M SERIES | 2017-08-22 | 500
RESPIRONICS | REMSTAR AUTO M SERIES | 2017-08-22 | 500
RESPIRONICS | REMSTAR AUTO M SERIES | 2017-08-22 | 500
RESPIRONICS | REMSTAR AUTO M SERIES | 2017-08-22 | 500
RESPIRONICS | REMSTAR AUTO M SERIES | 2017-08-22 | 500
RESPIRONICS | REMSTAR AUTO M SERIES | 2017-08-22 | 500
RESPIRONICS | REMSTAR AUTO M SERIES | 2017-08-22 | 500
RESPIRONICS | REMSTAR AUTO M SERIES | 2017-08-22 | 500
RESPIRONICS | REMSTAR AUTO M SERIES | 2017-08-22 | 500
RESPIRONICS | REMSTAR AUTO M SERIES | 2017-08-22 | 500
RESPIRONICS | REMSTAR AUTO M SERIES | 2017-08-22 | 500
RESPIRONICS | COUGH ASSIST E70 | 2017-08-22 | 3300
RESPIRONICS | REMSTAR AUTO M SERIES | 2017-08-22 | 500
RESPIRONICS | REMSTAR AUTO M SERIES | 2017-08-22 | 500
RESPIRONICS | REMSTAR AUTO M SERIES | 2017-08-22 | 500
RESPIRONICS | REMSTAR AUTO M SERIES | 2017-08-22 | 500
RESPIRONICS | REMSTAR AUTO M SERIES | 2017-08-22 | 500
RESPIRONICS | REMSTAR AUTO M SERIES | 2017-08-22 | 500
RESPIRONICS | REMSTAR AUTO M SERIES | 2017-08-22 | 500
RESPIRONICS | REMSTAR AUTO M SERIES | 2017-08-22 | 500
RESPIRONICS | REMSTAR AUTO M SERIES | 2017-08-22 | 500
RESPIRONICS | REMSTAR AUTO M SERIES | 2017-08-22 | 500
RESPIRONICS | REMSTAR AUTO M SERIES | 2017-08-22 | 500
RESPIRONICS | REMSTAR AUTO M SERIES | 2017-08-22 | 500
RESPIRONICS | REMSTAR AUTO M SERIES | 2017-08-22 | 500
RESPIRONICS | REMSTAR AUTO M SERIES | 2017-08-22 | 500
RESPIRONICS | REMSTAR AUTO M SERIES | 2017-08-22 | 500
RESPIRONICS | REMSTAR AUTO M SERIES | 2017-08-22 | 500
RESPIRONICS | REMSTAR AUTO M SERIES | 2017-08-22 | 500
RESPIRONICS | REMSTAR AUTO M SERIES | 2017-08-22 | 500
RESPIRONICS | REMSTAR AUTO M SERIES | 2017-08-22 | 500
RESPIRONICS | REMSTAR AUTO M SERIES | 2017-08-22 | 500
RESPIRONICS | REMSTAR AUTO M SERIES | 2017-08-22 | 500
RESPIRONICS | REMSTAR AUTO M SERIES | 2017-08-22 | 500
RESPIRONICS | REMSTAR AUTO M SERIES | 2017-08-22 | 500
RESPIRONICS | REMSTAR AUTO M SERIES | 2017-08-22 | 500
RESPIRONICS | REMSTAR AUTO M SERIES | 2017-08-22 | 500
RESPIRONICS | REMSTAR AUTO M SERIES | 2017-08-22 | 500
RESPIRONICS | REMSTAR AUTO M SERIES | 2017-08-22 | 500
RESPIRONICS | REMSTAR AUTO M SERIES | 2017-08-22 | 500
RESPIRONICS | REMSTAR AUTO M SERIES | 2017-08-22 | 500
RESPIRONICS | REMSTAR AUTO M SERIES | 2017-08-22 | 500
RESPIRONICS | REMSTAR AUTO M SERIES | 2017-08-22 | 500
RESPIRONICS | REMSTAR AUTO M SERIES | 2017-08-22 | 500
RESPIRONICS | REMSTAR AUTO M SERIES | 2017-08-22 | 500
RESPIRONICS | REMSTAR AUTO M SERIES | 2017-08-22 | 500
RESPIRONICS | REMSTAR AUTO M SERIES | 2017-08-22 | 500
RESPIRONICS | REMSTAR AUTO M SERIES | 2017-08-22 | 500
RESPIRONICS | REMSTAR AUTO M SERIES | 2017-08-22 | 500
RESPIRONICS | REMSTAR AUTO M SERIES | 2017-08-22 | 500
RESPIRONICS | REMSTAR AUTO M SERIES | 2017-08-22 | 500
RESPIRONICS | REMSTAR AUTO M SERIES | 2017-08-22 | 500
RESPIRONICS | REMSTAR AUTO M SERIES | 2017-08-22 | 500
RESPIRONICS | REMSTAR AUTO M SERIES | 2017-08-22 | 500
RESPIRONICS | REMSTAR AUTO M SERIES | 2017-08-22 | 500
RESPIRONICS | REMSTAR AUTO M SERIES | 2017-08-22 | 500
RESPIRONICS | REMSTAR AUTO M SERIES | 2017-08-22 | 500
RESPIRONICS | REMSTAR AUTO M SERIES | 2017-08-22 | 500
RESPIRONICS | REMSTAR AUTO M SERIES | 2017-08-22 | 500
RESPIRONICS | REMSTAR AUTO M SERIES | 2017-08-22 | 500
RESPIRONICS | REMSTAR AUTO M SERIES | 2017-08-22 | 500
RESPIRONICS | A40 | 2017-08-22 | 2427.5
RESPIRONICS | A40 | 2017-08-22 | 2427.5
RESPIRONICS | A40 | 2017-08-22 | 2427.5
RESPIRONICS | A40 | 2017-08-22 | 2427.5
RESPIRONICS | REMSTAR AUTO M SERIES | 2017-08-22 | 500
RESPIRONICS | REMSTAR AUTO M SERIES | 2017-08-22 | 500
RESPIRONICS | REMSTAR AUTO M SERIES | 2017-08-22 | 500
RESPIRONICS | REMSTAR AUTO M SERIES | 2017-08-22 | 500
RESPIRONICS | REMSTAR AUTO M SERIES | 2017-08-22 | 500
RESPIRONICS | REMSTAR AUTO M SERIES | 2017-08-22 | 500
RESPIRONICS | REMSTAR AUTO M SERIES | 2017-08-22 | 500
RESPIRONICS | REMSTAR AUTO M SERIES | 2017-08-22 | 500
RESPIRONICS | REMSTAR AUTO M SERIES | 2017-08-22 | 500
RESPIRONICS | REMSTAR AUTO M SERIES | 2017-08-22 | 500
RESPIRONICS | REMSTAR AUTO M SERIES | 2017-08-22 | 500
RESPIRONICS | REMSTAR AUTO M SERIES | 2017-08-22 | 500
RESPIRONICS | REMSTAR AUTO M SERIES | 2017-08-22 | 500
RESPIRONICS | REMSTAR AUTO M SERIES | 2017-08-22 | 500
RESPIRONICS | REMSTAR AUTO M SERIES | 2017-08-22 | 500
RESPIRONICS | REMSTAR AUTO M SERIES | 2017-08-22 | 500
RESPIRONICS | REMSTAR AUTO M SERIES | 2017-08-22 | 500
RESPIRONICS | REMSTAR AUTO M SERIES | 2017-08-22 | 500
RESPIRONICS | REMSTAR AUTO M SERIES | 2017-08-22 | 500
RESPIRONICS | REMSTAR AUTO M SERIES | 2017-08-22 | 500
RESPIRONICS | REMSTAR AUTO M SERIES | 2017-08-22 | 500
RESPIRONICS | REMSTAR AUTO M SERIES | 2017-08-22 | 500
RESPIRONICS | REMSTAR AUTO M SERIES | 2017-08-22 | 500
RESPIRONICS | REMSTAR AUTO M SERIES | 2017-08-22 | 500
RESPIRONICS | REMSTAR AUTO M SERIES | 2017-08-22 | 500
RESPIRONICS | REMSTAR AUTO M SERIES | 2017-08-22 | 500
RESPIRONICS | REMSTAR AUTO M SERIES | 2017-08-22 | 500
RESPIRONICS | A40 | 2017-08-22 | 2427.5
RESPIRONICS | A40 | 2017-08-22 | 2427.5
RESPIRONICS | TRILOGY 100 | 2017-08-22 | 3586
RESPIRONICS | TRILOGY 100 | 2017-08-22 | 3586
RESPIRONICS | A40 | 2017-08-22 | 2427.5
RESPIRONICS | A40 | 2017-08-22 | 2427.5
RESPIRONICS | REMSTAR AUTO M SERIES | 2017-08-22 | 500
RESPIRONICS | REMSTAR AUTO M SERIES | 2017-08-22 | 500
RESPIRONICS | REMSTAR AUTO M SERIES | 2017-08-22 | 500
RESPIRONICS | REMSTAR AUTO M SERIES | 2017-08-22 | 500
RESPIRONICS | REMSTAR AUTO M SERIES | 2017-08-22 | 500
RESPIRONICS | REMSTAR AUTO M SERIES | 2017-08-22 | 500
RESPIRONICS | REMSTAR AUTO M SERIES | 2017-08-22 | 500
RESPIRONICS | REMSTAR AUTO M SERIES | 2017-08-22 | 500
RESPIRONICS | REMSTAR AUTO M SERIES | 2017-08-22 | 500
RESPIRONICS | REMSTAR AUTO M SERIES | 2017-08-22 | 500
RESPIRONICS | REMSTAR AUTO M SERIES | 2017-08-22 | 500
RESPIRONICS | REMSTAR AUTO M SERIES | 2017-08-22 | 500
RESPIRONICS | REMSTAR AUTO M SERIES | 2017-08-22 | 500
RESPIRONICS | REMSTAR AUTO M SERIES | 2017-08-22 | 500
RESPIRONICS | REMSTAR AUTO M SERIES | 2017-08-22 | 500
RESPIRONICS | REMSTAR AUTO M SERIES | 2017-08-22 | 500
RESPIRONICS | REMSTAR AUTO M SERIES | 2017-08-22 | 500
RESPIRONICS | REMSTAR AUTO M SERIES | 2017-08-22 | 500
RESPIRONICS | REMSTAR AUTO M SERIES | 2017-08-22 | 500
RESPIRONICS | REMSTAR AUTO M SERIES | 2017-08-22 | 500
RESPIRONICS | REMSTAR AUTO M SERIES | 2017-08-22 | 500
RESPIRONICS | REMSTAR AUTO M SERIES | 2017-08-22 | 500
RESPIRONICS | REMSTAR AUTO M SERIES | 2017-08-22 | 500
RESPIRONICS | REMSTAR AUTO M SERIES | 2017-08-22 | 500
RESPIRONICS | REMSTAR AUTO M SERIES | 2017-08-22 | 500
RESPIRONICS | REMSTAR AUTO M SERIES | 2017-08-22 | 500
RESPIRONICS | REMSTAR AUTO M SERIES | 2017-08-22 | 500
RESPIRONICS | REMSTAR AUTO M SERIES | 2017-08-22 | 500
RESPIRONICS | REMSTAR AUTO M SERIES | 2017-08-22 | 500
RESPIRONICS | REMSTAR AUTO M SERIES | 2017-08-22 | 500
RESPIRONICS | REMSTAR AUTO M SERIES | 2017-08-22 | 500
RESPIRONICS | REMSTAR AUTO M SERIES | 2017-08-22 | 500
RESPIRONICS | REMSTAR AUTO M SERIES | 2017-08-22 | 500
RESPIRONICS | REMSTAR AUTO M SERIES | 2017-08-22 | 500
RESPIRONICS | REMSTAR AUTO M SERIES | 2017-08-22 | 500
RESPIRONICS | REMSTAR AUTO M SERIES | 2017-08-22 | 500
RESPIRONICS | REMSTAR AUTO M SERIES | 2017-08-22 | 500
RESPIRONICS | REMSTAR AUTO M SERIES | 2017-08-22 | 500
RESPIRONICS | REMSTAR AUTO M SERIES | 2017-08-22 | 500
RESPIRONICS | REMSTAR AUTO M SERIES | 2017-08-22 | 500
RESPIRONICS | REMSTAR AUTO M SERIES | 2017-08-22 | 500
RESPIRONICS | REMSTAR AUTO M SERIES | 2017-08-22 | 500
RESPIRONICS | REMSTAR AUTO M SERIES | 2017-08-22 | 500
RESPIRONICS | REMSTAR AUTO M SERIES | 2017-08-22 | 500
RESPIRONICS | REMSTAR AUTO M SERIES | 2017-08-22 | 500
RESPIRONICS | A40 | 2017-08-22 | 2427.5
RESPIRONICS | A40 | 2017-08-22 | 2427.5
RESPIRONICS | COUGH ASSIST E70 | 2017-08-22 | 3300
RESPIRONICS | A40 | 2017-08-22 | 2427.5
RESPIRONICS | A40 | 2017-08-22 | 2427.5
RESPIRONICS | A40 | 2017-08-22 | 2427.5
RESPIRONICS | TRILOGY 100 | 2017-08-22 | 3586
RESPIRONICS | TRILOGY 100 | 2017-08-22 | 3586
RESPIRONICS | REMSTAR AUTO M SERIES | 2017-08-22 | 500
RESPIRONICS | REMSTAR AUTO M SERIES | 2017-08-22 | 500
RESPIRONICS | REMSTAR AUTO M SERIES | 2017-08-22 | 500
RESPIRONICS | REMSTAR AUTO M SERIES | 2017-08-22 | 500
RESPIRONICS | REMSTAR AUTO M SERIES | 2017-08-22 | 500
RESPIRONICS | REMSTAR AUTO M SERIES | 2017-08-22 | 500
RESPIRONICS | REMSTAR AUTO M SERIES | 2017-08-22 | 500
RESPIRONICS | REMSTAR AUTO M SERIES | 2017-08-22 | 500
RESPIRONICS | REMSTAR AUTO M SERIES | 2017-08-22 | 500
RESPIRONICS | REMSTAR AUTO M SERIES | 2017-08-22 | 500
RESPIRONICS | REMSTAR AUTO M SERIES | 2017-08-22 | 500
RESPIRONICS | REMSTAR AUTO M SERIES | 2017-08-22 | 500
RESPIRONICS | REMSTAR AUTO M SERIES | 2017-08-22 | 500
RESPIRONICS | REMSTAR AUTO M SERIES | 2017-08-22 | 500
RESPIRONICS | REMSTAR AUTO M SERIES | 2017-08-22 | 500
RESPIRONICS | REMSTAR AUTO M SERIES | 2017-08-22 | 500
RESPIRONICS | REMSTAR AUTO M SERIES | 2017-08-22 | 500
RESPIRONICS | REMSTAR AUTO M SERIES | 2017-08-22 | 500
RESPIRONICS | REMSTAR AUTO M SERIES | 2017-08-22 | 500
RESPIRONICS | REMSTAR AUTO M SERIES | 2017-08-22 | 500
RESPIRONICS | REMSTAR AUTO M SERIES | 2017-08-22 | 500
RESPIRONICS | REMSTAR AUTO M SERIES | 2017-08-22 | 500
RESPIRONICS | REMSTAR AUTO M SERIES | 2017-08-22 | 500
RESPIRONICS | M SERIES HUMIDIFIER | 2017-08-11 | 150
RESPIRONICS | M SERIES HUMIDIFIER | 2017-08-11 | 150
RESPIRONICS | M SERIES HUMIDIFIER | 2017-08-11 | 150
RESPIRONICS | M SERIES HUMIDIFIER | 2017-08-11 | 150
RESPIRONICS | M SERIES HUMIDIFIER | 2017-08-11 | 150
RESPIRONICS | M SERIES HUMIDIFIER | 2017-08-11 | 150
RESPIRONICS | M SERIES HUMIDIFIER | 2017-08-11 | 150
RESPIRONICS | M SERIES HUMIDIFIER | 2017-08-11 | 150
RESPIRONICS | M SERIES HUMIDIFIER | 2017-08-11 | 150
RESPIRONICS | M SERIES HUMIDIFIER | 2017-08-11 | 150
RESPIRONICS | M SERIES HUMIDIFIER | 2017-08-11 | 150
RESPIRONICS | M SERIES HUMIDIFIER | 2017-08-11 | 150
RESPIRONICS | M SERIES HUMIDIFIER | 2017-08-11 | 150
RESPIRONICS | M SERIES HUMIDIFIER | 2017-08-11 | 150
RESPIRONICS | M SERIES HUMIDIFIER | 2017-08-11 | 150
RESPIRONICS | M SERIES HUMIDIFIER | 2017-08-11 | 150
RESPIRONICS | M SERIES HUMIDIFIER | 2017-08-11 | 150
RESPIRONICS | M SERIES HUMIDIFIER | 2017-08-11 | 150
RESPIRONICS | M SERIES HUMIDIFIER | 2017-08-11 | 150
RESPIRONICS | M SERIES HUMIDIFIER | 2017-08-11 | 150
RESPIRONICS | M SERIES HUMIDIFIER | 2017-08-11 | 150
RESPIRONICS | M SERIES HUMIDIFIER | 2017-08-11 | 150
RESPIRONICS | M SERIES HUMIDIFIER | 2017-08-11 | 150
RESPIRONICS | M SERIES HUMIDIFIER | 2017-08-11 | 150
RESPIRONICS | M SERIES HUMIDIFIER | 2017-08-11 | 150
RESPIRONICS | M SERIES HUMIDIFIER | 2017-08-11 | 150
RESPIRONICS | M SERIES HUMIDIFIER | 2017-08-11 | 150
RESPIRONICS | M SERIES HUMIDIFIER | 2017-08-11 | 150
RESPIRONICS | M SERIES HUMIDIFIER | 2017-08-11 | 150
RESPIRONICS | M SERIES HUMIDIFIER | 2017-08-11 | 150
RESPIRONICS | M SERIES HUMIDIFIER | 2017-08-11 | 150
RESPIRONICS | M SERIES HUMIDIFIER | 2017-08-11 | 150
RESPIRONICS | M SERIES HUMIDIFIER | 2017-08-11 | 150
RESPIRONICS | M SERIES HUMIDIFIER | 2017-08-11 | 150
RESPIRONICS | M SERIES HUMIDIFIER | 2017-08-11 | 150
RESPIRONICS | M SERIES HUMIDIFIER | 2017-08-11 | 150
RESPIRONICS | M SERIES HUMIDIFIER | 2017-08-11 | 150
RESPIRONICS | M SERIES HUMIDIFIER | 2017-08-11 | 150
RESPIRONICS | M SERIES HUMIDIFIER | 2017-08-11 | 150
RESPIRONICS | M SERIES HUMIDIFIER | 2017-08-11 | 150
RESPIRONICS | M SERIES HUMIDIFIER | 2017-08-11 | 150
RESPIRONICS | M SERIES HUMIDIFIER | 2017-08-11 | 150
RESPIRONICS | M SERIES HUMIDIFIER | 2017-08-11 | 150
RESPIRONICS | M SERIES HUMIDIFIER | 2017-08-11 | 150
RESPIRONICS | M SERIES HUMIDIFIER | 2017-08-11 | 150
RESPIRONICS | M SERIES HUMIDIFIER | 2017-08-11 | 150
RESPIRONICS | M SERIES HUMIDIFIER | 2017-08-11 | 150
RESPIRONICS | M SERIES HUMIDIFIER | 2017-08-11 | 150
RESPIRONICS | M SERIES HUMIDIFIER | 2017-08-11 | 150
RESPIRONICS | M SERIES HUMIDIFIER | 2017-08-11 | 150
RESPIRONICS | M SERIES HUMIDIFIER | 2017-08-11 | 150
RESPIRONICS | M SERIES HUMIDIFIER | 2017-08-11 | 150
RESPIRONICS | M SERIES HUMIDIFIER | 2017-08-11 | 150
RESPIRONICS | M SERIES HUMIDIFIER | 2017-08-11 | 150
RESPIRONICS | M SERIES HUMIDIFIER | 2017-08-11 | 150
RESPIRONICS | M SERIES HUMIDIFIER | 2017-08-11 | 150
RESPIRONICS | M SERIES HUMIDIFIER | 2017-08-11 | 150
RESPIRONICS | M SERIES HUMIDIFIER | 2017-08-11 | 150
RESPIRONICS | M SERIES HUMIDIFIER | 2017-08-11 | 150
RESPIRONICS | A40 | 2017-08-11 | 2427.5
RESPIRONICS | A40 | 2017-08-11 | 2427.5
RESPIRONICS | M SERIES HUMIDIFIER | 2017-08-11 | 150
RESPIRONICS | M SERIES HUMIDIFIER | 2017-08-11 | 150
RESPIRONICS | M SERIES HUMIDIFIER | 2017-08-11 | 150
RESPIRONICS | M SERIES HUMIDIFIER | 2017-08-11 | 150
RESPIRONICS | M SERIES HUMIDIFIER | 2017-08-11 | 150
RESPIRONICS | M SERIES HUMIDIFIER | 2017-08-11 | 150
RESPIRONICS | M SERIES HUMIDIFIER | 2017-08-11 | 150
RESPIRONICS | M SERIES HUMIDIFIER | 2017-08-11 | 150
RESPIRONICS | M SERIES HUMIDIFIER | 2017-08-11 | 150
RESPIRONICS | M SERIES HUMIDIFIER | 2017-08-11 | 150
RESPIRONICS | M SERIES HUMIDIFIER | 2017-08-11 | 150
RESPIRONICS | M SERIES HUMIDIFIER | 2017-08-11 | 150
RESPIRONICS | M SERIES HUMIDIFIER | 2017-08-11 | 150
RESPIRONICS | M SERIES HUMIDIFIER | 2017-08-11 | 150
RESPIRONICS | M SERIES HUMIDIFIER | 2017-08-11 | 150
RESPIRONICS | M SERIES HUMIDIFIER | 2017-08-11 | 150
RESPIRONICS | M SERIES HUMIDIFIER | 2017-08-11 | 150
RESPIRONICS | M SERIES HUMIDIFIER | 2017-08-11 | 150
RESPIRONICS | M SERIES HUMIDIFIER | 2017-08-11 | 150
RESPIRONICS | M SERIES HUMIDIFIER | 2017-08-11 | 150
RESPIRONICS | M SERIES HUMIDIFIER | 2017-08-11 | 150
RESPIRONICS | M SERIES HUMIDIFIER | 2017-08-11 | 150
RESPIRONICS | COUGH ASSIST E70 | 2017-08-11 | 3300
RESPIRONICS | A40 | 2017-08-11 | 2427.5
RESPIRONICS | A40 | 2017-08-11 | 2427.5
RESPIRONICS | A40 | 2017-08-11 | 2427.5
RESPIRONICS | M SERIES HUMIDIFIER | 2017-08-11 | 150
RESPIRONICS | M SERIES HUMIDIFIER | 2017-08-11 | 150
RESPIRONICS | M SERIES HUMIDIFIER | 2017-08-11 | 150
RESPIRONICS | M SERIES HUMIDIFIER | 2017-08-11 | 150
RESPIRONICS | M SERIES HUMIDIFIER | 2017-08-11 | 150
RESPIRONICS | M SERIES HUMIDIFIER | 2017-08-11 | 150
RESPIRONICS | M SERIES HUMIDIFIER | 2017-08-11 | 150
RESPIRONICS | M SERIES HUMIDIFIER | 2017-08-11 | 150
RESPIRONICS | M SERIES HUMIDIFIER | 2017-08-11 | 150
RESPIRONICS | M SERIES HUMIDIFIER | 2017-08-11 | 150
RESPIRONICS | M SERIES HUMIDIFIER | 2017-08-11 | 150
RESPIRONICS | M SERIES HUMIDIFIER | 2017-08-11 | 150
RESPIRONICS | M SERIES HUMIDIFIER | 2017-08-11 | 150
RESPIRONICS | M SERIES HUMIDIFIER | 2017-08-11 | 150
RESPIRONICS | M SERIES HUMIDIFIER | 2017-08-11 | 150
RESPIRONICS | M SERIES HUMIDIFIER | 2017-08-11 | 150
RESPIRONICS | M SERIES HUMIDIFIER | 2017-08-11 | 150
RESPIRONICS | M SERIES HUMIDIFIER | 2017-08-11 | 150
RESPIRONICS | M SERIES HUMIDIFIER | 2017-08-11 | 150
RESPIRONICS | M SERIES HUMIDIFIER | 2017-08-11 | 150
RESPIRONICS | M SERIES HUMIDIFIER | 2017-08-11 | 150
RESPIRONICS | M SERIES HUMIDIFIER | 2017-08-11 | 150
RESPIRONICS | M SERIES HUMIDIFIER | 2017-08-11 | 150
RESPIRONICS | M SERIES HUMIDIFIER | 2017-08-11 | 150
RESPIRONICS | M SERIES HUMIDIFIER | 2017-08-11 | 150
RESPIRONICS | M SERIES HUMIDIFIER | 2017-08-11 | 150
RESPIRONICS | M SERIES HUMIDIFIER | 2017-08-11 | 150
RESPIRONICS | M SERIES HUMIDIFIER | 2017-08-11 | 150
RESPIRONICS | M SERIES HUMIDIFIER | 2017-08-11 | 150
RESPIRONICS | M SERIES HUMIDIFIER | 2017-08-11 | 150
RESPIRONICS | M SERIES HUMIDIFIER | 2017-08-11 | 150
RESPIRONICS | M SERIES HUMIDIFIER | 2017-08-11 | 150
RESPIRONICS | M SERIES HUMIDIFIER | 2017-08-11 | 150
RESPIRONICS | M SERIES HUMIDIFIER | 2017-08-11 | 150
RESPIRONICS | M SERIES HUMIDIFIER | 2017-08-11 | 150
RESPIRONICS | M SERIES HUMIDIFIER | 2017-08-11 | 150
RESPIRONICS | M SERIES HUMIDIFIER | 2017-08-11 | 150
RESPIRONICS | M SERIES HUMIDIFIER | 2017-08-11 | 150
RESPIRONICS | M SERIES HUMIDIFIER | 2017-08-11 | 150
RESPIRONICS | M SERIES HUMIDIFIER | 2017-08-11 | 150
RESPIRONICS | M SERIES HUMIDIFIER | 2017-08-11 | 150
RESPIRONICS | M SERIES HUMIDIFIER | 2017-08-11 | 150
RESPIRONICS | M SERIES HUMIDIFIER | 2017-08-11 | 150
RESPIRONICS | M SERIES HUMIDIFIER | 2017-08-11 | 150
RESPIRONICS | M SERIES HUMIDIFIER | 2017-08-11 | 150
RESPIRONICS | M SERIES HUMIDIFIER | 2017-08-11 | 150
RESPIRONICS | M SERIES HUMIDIFIER | 2017-08-11 | 150
RESPIRONICS | M SERIES HUMIDIFIER | 2017-08-11 | 150
RESPIRONICS | M SERIES HUMIDIFIER | 2017-08-11 | 150
RESPIRONICS | M SERIES HUMIDIFIER | 2017-08-11 | 150
RESPIRONICS | M SERIES HUMIDIFIER | 2017-08-11 | 150
RESPIRONICS | M SERIES HUMIDIFIER | 2017-08-11 | 150
RESPIRONICS | M SERIES HUMIDIFIER | 2017-08-11 | 150
RESPIRONICS | M SERIES HUMIDIFIER | 2017-08-11 | 150
RESPIRONICS | M SERIES HUMIDIFIER | 2017-08-11 | 150
RESPIRONICS | M SERIES HUMIDIFIER | 2017-08-11 | 150
RESPIRONICS | M SERIES HUMIDIFIER | 2017-08-11 | 150
RESPIRONICS | M SERIES HUMIDIFIER | 2017-08-11 | 150
RESPIRONICS | M SERIES HUMIDIFIER | 2017-08-11 | 150
RESPIRONICS | M SERIES HUMIDIFIER | 2017-08-11 | 150
RESPIRONICS | M SERIES HUMIDIFIER | 2017-08-11 | 150
RESPIRONICS | M SERIES HUMIDIFIER | 2017-08-11 | 150
RESPIRONICS | M SERIES HUMIDIFIER | 2017-08-11 | 150
RESPIRONICS | M SERIES HUMIDIFIER | 2017-08-11 | 150
RESPIRONICS | M SERIES HUMIDIFIER | 2017-08-11 | 150
RESPIRONICS | M SERIES HUMIDIFIER | 2017-08-11 | 150
RESPIRONICS | M SERIES HUMIDIFIER | 2017-08-11 | 150
RESPIRONICS | M SERIES HUMIDIFIER | 2017-08-11 | 150
RESPIRONICS | M SERIES HUMIDIFIER | 2017-08-11 | 150
RESPIRONICS | M SERIES HUMIDIFIER | 2017-08-11 | 150
RESPIRONICS | M SERIES HUMIDIFIER | 2017-08-11 | 150
RESPIRONICS | M SERIES HUMIDIFIER | 2017-08-11 | 150
RESPIRONICS | M SERIES HUMIDIFIER | 2017-08-11 | 150
RESPIRONICS | M SERIES HUMIDIFIER | 2017-08-11 | 150
RESPIRONICS | M SERIES HUMIDIFIER | 2017-08-11 | 150
RESPIRONICS | M SERIES HUMIDIFIER | 2017-08-11 | 150
RESPIRONICS | M SERIES HUMIDIFIER | 2017-08-11 | 150
RESPIRONICS | M SERIES HUMIDIFIER | 2017-08-11 | 150
RESPIRONICS | M SERIES HUMIDIFIER | 2017-08-11 | 150
RESPIRONICS | M SERIES HUMIDIFIER | 2017-08-11 | 150
RESPIRONICS | M SERIES HUMIDIFIER | 2017-08-11 | 150
RESPIRONICS | M SERIES HUMIDIFIER | 2017-08-11 | 150
RESPIRONICS | M SERIES HUMIDIFIER | 2017-08-11 | 150
RESPIRONICS | M SERIES HUMIDIFIER | 2017-08-11 | 150
RESPIRONICS | M SERIES HUMIDIFIER | 2017-08-11 | 150
RESPIRONICS | M SERIES HUMIDIFIER | 2017-08-11 | 150
RESPIRONICS | M SERIES HUMIDIFIER | 2017-08-11 | 150
RESPIRONICS | M SERIES HUMIDIFIER | 2017-08-11 | 150
RESPIRONICS | M SERIES HUMIDIFIER | 2017-08-11 | 150
RESPIRONICS | M SERIES HUMIDIFIER | 2017-08-11 | 150
RESPIRONICS | M SERIES HUMIDIFIER | 2017-08-11 | 150
RESPIRONICS | M SERIES HUMIDIFIER | 2017-08-11 | 150
RESPIRONICS | M SERIES HUMIDIFIER | 2017-08-11 | 150
RESPIRONICS | M SERIES HUMIDIFIER | 2017-08-11 | 150
RESPIRONICS | M SERIES HUMIDIFIER | 2017-08-11 | 150
RESPIRONICS | M SERIES HUMIDIFIER | 2017-08-11 | 150
RESPIRONICS | M SERIES HUMIDIFIER | 2017-08-11 | 150
RESPIRONICS | M SERIES HUMIDIFIER | 2017-08-11 | 150
RESPIRONICS | A40 | 2017-08-10 | 2427.5
RESPIRONICS | TRILOGY 100 | 2017-08-10 | 3586
RESPIRONICS | TRILOGY 100 | 2017-08-10 | 3586
RESPIRONICS | A40 | 2017-06-16 | 2427.5
RESPIRONICS | A40 | 2017-06-16 | 2427.5
RESPIRONICS | A40 | 2017-06-16 | 2427.5
RESPIRONICS | REMSTAR AUTO M SERIES | 2017-06-16 | 500
RESPIRONICS | REMSTAR AUTO M SERIES | 2017-06-16 | 500
RESPIRONICS | REMSTAR AUTO M SERIES | 2017-06-16 | 500
RESPIRONICS | REMSTAR AUTO M SERIES | 2017-06-16 | 500
RESPIRONICS | COUGH ASSIST E70 | 2017-06-16 | 3300
RESPIRONICS | REMSTAR AUTO M SERIES | 2017-06-16 | 500
RESPIRONICS | COUGH ASSIST E70 | 2017-06-16 | 3300
RESPIRONICS | REMSTAR AUTO M SERIES | 2017-06-16 | 500
RESPIRONICS | REMSTAR AUTO M SERIES | 2017-06-16 | 500
RESPIRONICS | REMSTAR AUTO M SERIES | 2017-06-16 | 500
RESPIRONICS | REMSTAR AUTO M SERIES | 2017-06-16 | 500
RESPIRONICS | REMSTAR AUTO M SERIES | 2017-06-16 | 500
RESPIRONICS | REMSTAR AUTO M SERIES | 2017-06-16 | 500
RESPIRONICS | REMSTAR AUTO M SERIES | 2017-06-16 | 500
RESPIRONICS | REMSTAR AUTO M SERIES | 2017-06-16 | 500
RESPIRONICS | REMSTAR AUTO M SERIES | 2017-06-16 | 500
RESPIRONICS | A40 | 2017-06-16 | 2427.5
RESPIRONICS | REMSTAR AUTO M SERIES | 2017-06-16 | 500
RESPIRONICS | REMSTAR AUTO M SERIES | 2017-06-16 | 500
RESPIRONICS | COUGH ASSIST E70 | 2017-06-16 | 3300
RESPIRONICS | REMSTAR AUTO M SERIES | 2017-06-16 | 500
RESPIRONICS | REMSTAR AUTO M SERIES | 2017-06-16 | 500
RESPIRONICS | COUGH ASSIST E70 | 2017-06-16 | 3300
RESPIRONICS | REMSTAR AUTO M SERIES | 2017-06-16 | 500
RESPIRONICS | REMSTAR AUTO M SERIES | 2017-06-16 | 500
RESPIRONICS | REMSTAR AUTO M SERIES | 2017-06-16 | 500
RESPIRONICS | REMSTAR AUTO M SERIES | 2017-06-16 | 500
RESPIRONICS | REMSTAR AUTO M SERIES | 2017-06-16 | 500
RESPIRONICS | REMSTAR AUTO M SERIES | 2017-06-16 | 500
RESPIRONICS | REMSTAR AUTO M SERIES | 2017-06-16 | 500
RESPIRONICS | REMSTAR AUTO M SERIES | 2017-06-16 | 500
RESPIRONICS | REMSTAR AUTO M SERIES | 2017-06-16 | 500
RESPIRONICS | REMSTAR AUTO M SERIES | 2017-06-16 | 500
RESPIRONICS | REMSTAR AUTO M SERIES | 2017-06-16 | 500
RESPIRONICS | REMSTAR AUTO M SERIES | 2017-06-16 | 500
RESPIRONICS | REMSTAR AUTO M SERIES | 2017-06-16 | 500
RESPIRONICS | REMSTAR AUTO M SERIES | 2017-06-16 | 500
RESPIRONICS | REMSTAR AUTO M SERIES | 2017-06-16 | 500
RESPIRONICS | REMSTAR AUTO M SERIES | 2017-06-16 | 500
RESPIRONICS | REMSTAR AUTO M SERIES | 2017-06-16 | 500
RESPIRONICS | REMSTAR AUTO M SERIES | 2017-06-16 | 500
RESPIRONICS | REMSTAR AUTO M SERIES | 2017-06-16 | 500
RESPIRONICS | REMSTAR AUTO M SERIES | 2017-06-16 | 500
RESPIRONICS | REMSTAR AUTO M SERIES | 2017-06-16 | 500
RESPIRONICS | REMSTAR AUTO M SERIES | 2017-06-16 | 500
RESPIRONICS | REMSTAR AUTO M SERIES | 2017-06-16 | 500
RESPIRONICS | REMSTAR AUTO M SERIES | 2017-06-16 | 500
RESPIRONICS | REMSTAR AUTO M SERIES | 2017-06-16 | 500
RESPIRONICS | REMSTAR AUTO M SERIES | 2017-06-16 | 500
RESPIRONICS | REMSTAR AUTO M SERIES | 2017-06-16 | 500
RESPIRONICS | REMSTAR AUTO M SERIES | 2017-06-16 | 500
RESPIRONICS | REMSTAR AUTO M SERIES | 2017-06-16 | 500
RESPIRONICS | REMSTAR AUTO M SERIES | 2017-06-16 | 500
RESPIRONICS | REMSTAR AUTO M SERIES | 2017-06-16 | 500
RESPIRONICS | REMSTAR AUTO M SERIES | 2017-06-16 | 500
RESPIRONICS | REMSTAR AUTO M SERIES | 2017-06-16 | 500
RESPIRONICS | REMSTAR AUTO M SERIES | 2017-06-16 | 500
RESPIRONICS | REMSTAR AUTO M SERIES | 2017-06-16 | 500
RESPIRONICS | REMSTAR AUTO M SERIES | 2017-06-16 | 500
RESPIRONICS | REMSTAR AUTO M SERIES | 2017-06-16 | 500
RESPIRONICS | REMSTAR AUTO M SERIES | 2017-06-16 | 500
RESPIRONICS | REMSTAR AUTO M SERIES | 2017-06-16 | 500
RESPIRONICS | REMSTAR AUTO M SERIES | 2017-06-16 | 500
RESPIRONICS | REMSTAR AUTO M SERIES | 2017-06-16 | 500
RESPIRONICS | REMSTAR AUTO M SERIES | 2017-06-16 | 500
RESPIRONICS | REMSTAR AUTO M SERIES | 2017-06-16 | 500
RESPIRONICS | M SERIES HUMIDIFIER | 2017-06-15 | 120
RESPIRONICS | COUGH ASSIST E70 | 2017-06-15 | 3300
RESPIRONICS | M SERIES HUMIDIFIER | 2017-06-15 | 120
RESPIRONICS | M SERIES HUMIDIFIER | 2017-06-15 | 120
RESPIRONICS | M SERIES HUMIDIFIER | 2017-06-15 | 120
RESPIRONICS | M SERIES HUMIDIFIER | 2017-06-15 | 120
RESPIRONICS | M SERIES HUMIDIFIER | 2017-06-15 | 120
RESPIRONICS | M SERIES HUMIDIFIER | 2017-06-15 | 120
RESPIRONICS | M SERIES HUMIDIFIER | 2017-06-15 | 120
RESPIRONICS | M SERIES HUMIDIFIER | 2017-06-15 | 120
RESPIRONICS | M SERIES HUMIDIFIER | 2017-06-15 | 120
RESPIRONICS | M SERIES HUMIDIFIER | 2017-06-15 | 120
RESPIRONICS | M SERIES HUMIDIFIER | 2017-06-15 | 120
RESPIRONICS | M SERIES HUMIDIFIER | 2017-06-15 | 120
RESPIRONICS | M SERIES HUMIDIFIER | 2017-06-15 | 120
RESPIRONICS | M SERIES HUMIDIFIER | 2017-06-15 | 120
RESPIRONICS | M SERIES HUMIDIFIER | 2017-06-15 | 120
RESPIRONICS | M SERIES HUMIDIFIER | 2017-06-15 | 120
RESPIRONICS | M SERIES HUMIDIFIER | 2017-06-15 | 120
RESPIRONICS | M SERIES HUMIDIFIER | 2017-06-15 | 120
RESPIRONICS | REMSTAR AUTO M SERIES | 2017-06-15 | 500
RESPIRONICS | REMSTAR AUTO M SERIES | 2017-06-15 | 500
RESPIRONICS | REMSTAR AUTO M SERIES | 2017-06-15 | 500
RESPIRONICS | REMSTAR AUTO M SERIES | 2017-06-15 | 500
F & P | MR850 | 2017-06-01 | 1100
LAERDAL | LSU-2 | 2017-04-27 | 680
THERAPY EQUIPMENT | DIAMOND RANGE HIGH | 2017-04-11 | 140
THERAPY EQUIPMENT | DIAMOND RANGE HIGH | 2017-04-11 | 140
RESPIRONICS | M SERIES HUMIDIFIER | 2017-04-06 | 120
RESPIRONICS | M SERIES HUMIDIFIER | 2017-04-06 | 120
RESPIRONICS | M SERIES HUMIDIFIER | 2017-04-06 | 120
RESPIRONICS | M SERIES HUMIDIFIER | 2017-04-06 | 120
RESPIRONICS | M SERIES HUMIDIFIER | 2017-04-06 | 120
RESPIRONICS | M SERIES HUMIDIFIER | 2017-04-06 | 120
RESPIRONICS | M SERIES HUMIDIFIER | 2017-04-06 | 120
RESPIRONICS | M SERIES HUMIDIFIER | 2017-04-06 | 120
RESPIRONICS | M SERIES HUMIDIFIER | 2017-04-06 | 120
RESPIRONICS | M SERIES HUMIDIFIER | 2017-04-06 | 120
RESPIRONICS | M SERIES HUMIDIFIER | 2017-04-06 | 120
RESPIRONICS | M SERIES HUMIDIFIER | 2017-04-06 | 120
RESPIRONICS | M SERIES HUMIDIFIER | 2017-04-06 | 120
RESPIRONICS | M SERIES HUMIDIFIER | 2017-04-06 | 120
RESPIRONICS | M SERIES HUMIDIFIER | 2017-04-06 | 120
RESPIRONICS | M SERIES HUMIDIFIER | 2017-04-06 | 120
RESPIRONICS | M SERIES HUMIDIFIER | 2017-04-06 | 120
RESPIRONICS | M SERIES HUMIDIFIER | 2017-04-06 | 120
RESPIRONICS | M SERIES HUMIDIFIER | 2017-04-06 | 120
RESPIRONICS | M SERIES HUMIDIFIER | 2017-04-06 | 120
RESPIRONICS | M SERIES HUMIDIFIER | 2017-04-06 | 120
RESPIRONICS | M SERIES HUMIDIFIER | 2017-04-06 | 120
RESPIRONICS | M SERIES HUMIDIFIER | 2017-04-06 | 120
RESPIRONICS | M SERIES HUMIDIFIER | 2017-04-06 | 120
RESPIRONICS | M SERIES HUMIDIFIER | 2017-04-06 | 120
RESPIRONICS | M SERIES HUMIDIFIER | 2017-04-06 | 120
RESPIRONICS | M SERIES HUMIDIFIER | 2017-04-06 | 120
RESPIRONICS | M SERIES HUMIDIFIER | 2017-04-06 | 120
RESPIRONICS | M SERIES HUMIDIFIER | 2017-04-06 | 120
RESPIRONICS | M SERIES HUMIDIFIER | 2017-04-06 | 120
RESPIRONICS | M SERIES HUMIDIFIER | 2017-04-06 | 120
RESPIRONICS | M SERIES HUMIDIFIER | 2017-04-06 | 120
RESPIRONICS | M SERIES HUMIDIFIER | 2017-04-06 | 120
RESPIRONICS | M SERIES HUMIDIFIER | 2017-04-06 | 120
RESPIRONICS | M SERIES HUMIDIFIER | 2017-04-06 | 120
RESPIRONICS | M SERIES HUMIDIFIER | 2017-04-06 | 120
RESPIRONICS | M SERIES HUMIDIFIER | 2017-04-06 | 120
RESPIRONICS | M SERIES HUMIDIFIER | 2017-04-06 | 120
RESPIRONICS | M SERIES HUMIDIFIER | 2017-04-06 | 120
RESPIRONICS | M SERIES HUMIDIFIER | 2017-04-06 | 120
RESPIRONICS | M SERIES HUMIDIFIER | 2017-04-06 | 120
RESPIRONICS | M SERIES HUMIDIFIER | 2017-04-06 | 120
RESPIRONICS | M SERIES HUMIDIFIER | 2017-04-06 | 120
RESPIRONICS | M SERIES HUMIDIFIER | 2017-04-06 | 120
RESPIRONICS | M SERIES HUMIDIFIER | 2017-04-06 | 120
RESPIRONICS | M SERIES HUMIDIFIER | 2017-04-05 | 120
RESPIRONICS | M SERIES HUMIDIFIER | 2017-04-05 | 120
RESPIRONICS | M SERIES HUMIDIFIER | 2017-04-05 | 120
RESPIRONICS | M SERIES HUMIDIFIER | 2017-04-05 | 120
RESPIRONICS | M SERIES HUMIDIFIER | 2017-04-05 | 120
RESPIRONICS | M SERIES HUMIDIFIER | 2017-04-05 | 120
RESPIRONICS | M SERIES HUMIDIFIER | 2017-04-05 | 120
RESPIRONICS | M SERIES HUMIDIFIER | 2017-04-05 | 120
RESPIRONICS | M SERIES HUMIDIFIER | 2017-04-05 | 120
RESPIRONICS | M SERIES HUMIDIFIER | 2017-04-01 | 2550
RESPIRONICS | M SERIES HUMIDIFIER | 2017-04-01 | 2550
RESPIRONICS | M SERIES HUMIDIFIER | 2017-04-01 | 2550
RESPIRONICS | M SERIES HUMIDIFIER | 2017-04-01 | 2550
RESPIRONICS | M SERIES HUMIDIFIER | 2017-04-01 | 2550
RESPIRONICS | M SERIES HUMIDIFIER | 2017-04-01 | 2550
RESPIRONICS | M SERIES HUMIDIFIER | 2017-04-01 | 2550
RESPIRONICS | M SERIES HUMIDIFIER | 2017-04-01 | 2550
RESPIRONICS | M SERIES HUMIDIFIER | 2017-04-01 | 120
RESPIRONICS | M SERIES HUMIDIFIER | 2017-04-01 | 120
RESPIRONICS | M SERIES HUMIDIFIER | 2017-04-01 | 2550
RESPIRONICS | M SERIES HUMIDIFIER | 2017-04-01 | 2550
RESPIRONICS | M SERIES HUMIDIFIER | 2017-04-01 | 120
RESPIRONICS | M SERIES HUMIDIFIER | 2017-04-01 | 2550
RESPIRONICS | M SERIES HUMIDIFIER | 2017-04-01 | 120
RESPIRONICS | M SERIES HUMIDIFIER | 2017-04-01 | 2550
RESPIRONICS | M SERIES HUMIDIFIER | 2017-04-01 | 2550
RESPIRONICS | M SERIES HUMIDIFIER | 2017-04-01 | 2550
RESPIRONICS | M SERIES HUMIDIFIER | 2017-04-01 | 120
RESPIRONICS | M SERIES HUMIDIFIER | 2017-04-01 | 2550
RESPIRONICS | A40 | 2017-04-01 | 2427.5
RESPIRONICS | A40 | 2017-04-01 | 2427.5
RESPIRONICS | A40 | 2017-04-01 | 2427.5
RESPIRONICS | TRILOGY 100 | 2017-04-01 | 3586
RESPIRONICS | M SERIES HUMIDIFIER | 2017-04-01 | 2550
RESPIRONICS | M SERIES HUMIDIFIER | 2017-04-01 | 2550
RESPIRONICS | M SERIES HUMIDIFIER | 2017-04-01 | 2550
RESPIRONICS | M SERIES HUMIDIFIER | 2017-04-01 | 2550
RESPIRONICS | M SERIES HUMIDIFIER | 2017-04-01 | 2550
RESPIRONICS | M SERIES HUMIDIFIER | 2017-04-01 | 150
RESPIRONICS | M SERIES HUMIDIFIER | 2017-04-01 | 120
RESPIRONICS | M SERIES HUMIDIFIER | 2017-04-01 | 120
RESPIRONICS | M SERIES HUMIDIFIER | 2017-04-01 | 2550
RESPIRONICS | M SERIES HUMIDIFIER | 2017-04-01 | 2550
RESPIRONICS | M SERIES HUMIDIFIER | 2017-04-01 | 2550
RESPIRONICS | M SERIES HUMIDIFIER | 2017-04-01 | 120
RESPIRONICS | M SERIES HUMIDIFIER | 2017-04-01 | 120
RESPIRONICS | M SERIES HUMIDIFIER | 2017-04-01 | 2550
RESPIRONICS | M SERIES HUMIDIFIER | 2017-04-01 | 2550
RESPIRONICS | M SERIES HUMIDIFIER | 2017-04-01 | 2550
RESPIRONICS | M SERIES HUMIDIFIER | 2017-04-01 | 2550
RESPIRONICS | M SERIES HUMIDIFIER | 2017-04-01 | 120
RESPIRONICS | M SERIES HUMIDIFIER | 2017-04-01 | 2550
RESPIRONICS | M SERIES HUMIDIFIER | 2017-04-01 | 120
RESPIRONICS | M SERIES HUMIDIFIER | 2017-04-01 | 2550
RESPIRONICS | M SERIES HUMIDIFIER | 2017-04-01 | 2550
RESPIRONICS | M SERIES HUMIDIFIER | 2017-04-01 | 2550
RESPIRONICS | M SERIES HUMIDIFIER | 2017-04-01 | 2550
RESPIRONICS | M SERIES HUMIDIFIER | 2017-04-01 | 2550
RESPIRONICS | M SERIES HUMIDIFIER | 2017-04-01 | 120
RESPIRONICS | M SERIES HUMIDIFIER | 2017-04-01 | 2550
RESPIRONICS | M SERIES HUMIDIFIER | 2017-04-01 | 120
RESPIRONICS | M SERIES HUMIDIFIER | 2017-04-01 | 120
RESPIRONICS | M SERIES HUMIDIFIER | 2017-04-01 | 2550
RESPIRONICS | M SERIES HUMIDIFIER | 2017-04-01 | 2550
RESPIRONICS | M SERIES HUMIDIFIER | 2017-04-01 | 120
RESPIRONICS | M SERIES HUMIDIFIER | 2017-04-01 | 2550
RESPIRONICS | M SERIES HUMIDIFIER | 2017-04-01 | 2550
RESPIRONICS | M SERIES HUMIDIFIER | 2017-04-01 | 120
RESPIRONICS | M SERIES HUMIDIFIER | 2017-04-01 | 120
RESPIRONICS | M SERIES HUMIDIFIER | 2017-04-01 | 2550
RESPIRONICS | M SERIES HUMIDIFIER | 2017-04-01 | 120
RESPIRONICS | M SERIES HUMIDIFIER | 2017-04-01 | 120
RESPIRONICS | M SERIES HUMIDIFIER | 2017-04-01 | 2550
RESPIRONICS | M SERIES HUMIDIFIER | 2017-04-01 | 2550
RESPIRONICS | M SERIES HUMIDIFIER | 2017-04-01 | 120
RESPIRONICS | M SERIES HUMIDIFIER | 2017-04-01 | 2550
RESPIRONICS | M SERIES HUMIDIFIER | 2017-04-01 | 2550
RESPIRONICS | M SERIES HUMIDIFIER | 2017-04-01 | 120
RESPIRONICS | M SERIES HUMIDIFIER | 2017-04-01 | 2550
RESPIRONICS | M SERIES HUMIDIFIER | 2017-04-01 | 2550
RESPIRONICS | M SERIES HUMIDIFIER | 2017-04-01 | 2550
RESPIRONICS | M SERIES HUMIDIFIER | 2017-04-01 | 2550
RESPIRONICS | M SERIES HUMIDIFIER | 2017-04-01 | 120
RESPIRONICS | M SERIES HUMIDIFIER | 2017-04-01 | 2550
RESPIRONICS | M SERIES HUMIDIFIER | 2017-04-01 | 2550
RESPIRONICS | M SERIES HUMIDIFIER | 2017-04-01 | 2550
RESPIRONICS | M SERIES HUMIDIFIER | 2017-04-01 | 120
RESPIRONICS | M SERIES HUMIDIFIER | 2017-04-01 | 120
RESPIRONICS | M SERIES HUMIDIFIER | 2017-04-01 | 120
RESPIRONICS | M SERIES HUMIDIFIER | 2017-04-01 | 120
RESPIRONICS | M SERIES HUMIDIFIER | 2017-04-01 | 2550
RESPIRONICS | M SERIES HUMIDIFIER | 2017-04-01 | 2550
RESPIRONICS | M SERIES HUMIDIFIER | 2017-04-01 | 2550
RESPIRONICS | M SERIES HUMIDIFIER | 2017-04-01 | 2550
RESPIRONICS | M SERIES HUMIDIFIER | 2017-04-01 | 120
RESPIRONICS | M SERIES HUMIDIFIER | 2017-04-01 | 2550
RESPIRONICS | M SERIES HUMIDIFIER | 2017-04-01 | 2550
RESPIRONICS | M SERIES HUMIDIFIER | 2017-04-01 | 2550
RESPIRONICS | M SERIES HUMIDIFIER | 2017-04-01 | 2550
RESPIRONICS | M SERIES HUMIDIFIER | 2017-04-01 | 120
RESPIRONICS | M SERIES HUMIDIFIER | 2017-04-01 | 2550
RESPIRONICS | M SERIES HUMIDIFIER | 2017-04-01 | 150
RESMED LTD | ASTRAL | 2016-12-23 | 6000
RESPIRONICS | M SERIES HUMIDIFIER | 2016-12-23 | 120
RESPIRONICS | M SERIES HUMIDIFIER | 2016-12-23 | 120
RESPIRONICS | M SERIES HUMIDIFIER | 2016-12-23 | 120
RESPIRONICS | M SERIES HUMIDIFIER | 2016-12-23 | 120
RESPIRONICS | M SERIES HUMIDIFIER | 2016-12-23 | 120
RESPIRONICS | M SERIES HUMIDIFIER | 2016-12-23 | 120
RESPIRONICS | M SERIES HUMIDIFIER | 2016-12-23 | 120
RESPIRONICS | M SERIES HUMIDIFIER | 2016-12-23 | 120
RESPIRONICS | M SERIES HUMIDIFIER | 2016-12-23 | 120
RESPIRONICS | M SERIES HUMIDIFIER | 2016-12-23 | 120
RESPIRONICS | M SERIES HUMIDIFIER | 2016-12-23 | 120
RESPIRONICS | M SERIES HUMIDIFIER | 2016-12-23 | 120
RESPIRONICS | M SERIES HUMIDIFIER | 2016-12-23 | 120
RESPIRONICS | M SERIES HUMIDIFIER | 2016-12-23 | 120
RESPIRONICS | M SERIES HUMIDIFIER | 2016-12-23 | 120
RESPIRONICS | M SERIES HUMIDIFIER | 2016-12-23 | 120
RESPIRONICS | M SERIES HUMIDIFIER | 2016-12-23 | 120
RESPIRONICS | M SERIES HUMIDIFIER | 2016-12-23 | 120
RESPIRONICS | M SERIES HUMIDIFIER | 2016-12-23 | 120
RESPIRONICS | M SERIES HUMIDIFIER | 2016-12-23 | 120
RESPIRONICS | M SERIES HUMIDIFIER | 2016-12-23 | 120
RESPIRONICS | M SERIES HUMIDIFIER | 2016-12-23 | 120
RESPIRONICS | M SERIES HUMIDIFIER | 2016-12-23 | 120
RESPIRONICS | M SERIES HUMIDIFIER | 2016-12-23 | 120
RESPIRONICS | M SERIES HUMIDIFIER | 2016-12-23 | 120
RESPIRONICS | M SERIES HUMIDIFIER | 2016-12-23 | 120
RESPIRONICS | M SERIES HUMIDIFIER | 2016-12-23 | 120
RESPIRONICS | M SERIES HUMIDIFIER | 2016-12-23 | 120
RESPIRONICS | M SERIES HUMIDIFIER | 2016-12-23 | 120
RESPIRONICS | M SERIES HUMIDIFIER | 2016-12-23 | 120
RESPIRONICS | M SERIES HUMIDIFIER | 2016-12-23 | 120
RESPIRONICS | M SERIES HUMIDIFIER | 2016-12-23 | 120
RESPIRONICS | M SERIES HUMIDIFIER | 2016-12-23 | 120
RESPIRONICS | M SERIES HUMIDIFIER | 2016-12-23 | 120
RESPIRONICS | M SERIES HUMIDIFIER | 2016-12-23 | 120
RESPIRONICS | M SERIES HUMIDIFIER | 2016-12-23 | 120
RESPIRONICS | M SERIES HUMIDIFIER | 2016-12-23 | 120
RESPIRONICS | M SERIES HUMIDIFIER | 2016-12-23 | 120
RESPIRONICS | M SERIES HUMIDIFIER | 2016-12-23 | 120
RESPIRONICS | M SERIES HUMIDIFIER | 2016-12-23 | 120
RESPIRONICS | M SERIES HUMIDIFIER | 2016-12-23 | 120
RESPIRONICS | M SERIES HUMIDIFIER | 2016-12-23 | 120
RESMED LTD | ASTRAL | 2016-12-23 | 6000
RESPIRONICS | M SERIES HUMIDIFIER | 2016-12-23 | 120
RESPIRONICS | M SERIES HUMIDIFIER | 2016-12-23 | 120
RESPIRONICS | M SERIES HUMIDIFIER | 2016-12-23 | 120
RESPIRONICS | M SERIES HUMIDIFIER | 2016-12-23 | 120
RESPIRONICS | M SERIES HUMIDIFIER | 2016-12-23 | 120
RESPIRONICS | M SERIES HUMIDIFIER | 2016-12-23 | 120
RESPIRONICS | M SERIES HUMIDIFIER | 2016-12-23 | 120
RESPIRONICS | M SERIES HUMIDIFIER | 2016-12-23 | 120
RESPIRONICS | M SERIES HUMIDIFIER | 2016-12-23 | 120
RESPIRONICS | M SERIES HUMIDIFIER | 2016-12-23 | 120
RESPIRONICS | M SERIES HUMIDIFIER | 2016-12-22 | 120
RESPIRONICS | M SERIES HUMIDIFIER | 2016-12-22 | 120
RESPIRONICS | M SERIES HUMIDIFIER | 2016-12-22 | 120
RESPIRONICS | M SERIES HUMIDIFIER | 2016-12-22 | 120
RESPIRONICS | M SERIES HUMIDIFIER | 2016-12-22 | 120
RESPIRONICS | M SERIES HUMIDIFIER | 2016-12-22 | 120
RESPIRONICS | M SERIES HUMIDIFIER | 2016-12-22 | 120
RESPIRONICS | M SERIES HUMIDIFIER | 2016-12-22 | 120
RESPIRONICS | M SERIES HUMIDIFIER | 2016-12-22 | 120
RESPIRONICS | M SERIES HUMIDIFIER | 2016-12-22 | 120
RESPIRONICS | M SERIES HUMIDIFIER | 2016-12-22 | 120
RESPIRONICS | M SERIES HUMIDIFIER | 2016-12-22 | 120
RESPIRONICS | M SERIES HUMIDIFIER | 2016-12-22 | 120
RESPIRONICS | M SERIES HUMIDIFIER | 2016-12-22 | 120
RESPIRONICS | M SERIES HUMIDIFIER | 2016-12-22 | 120
RESPIRONICS | M SERIES HUMIDIFIER | 2016-12-22 | 120
RESPIRONICS | M SERIES HUMIDIFIER | 2016-12-22 | 120
RESPIRONICS | M SERIES HUMIDIFIER | 2016-12-22 | 120
RESPIRONICS | M SERIES HUMIDIFIER | 2016-12-22 | 120
RESPIRONICS | M SERIES HUMIDIFIER | 2016-12-22 | 120
RESPIRONICS | M SERIES HUMIDIFIER | 2016-12-22 | 120
RESPIRONICS | M SERIES HUMIDIFIER | 2016-12-22 | 120
RESPIRONICS | M SERIES HUMIDIFIER | 2016-12-22 | 120
RESPIRONICS | M SERIES HUMIDIFIER | 2016-12-22 | 120
RESPIRONICS | M SERIES HUMIDIFIER | 2016-12-22 | 120
RESPIRONICS | M SERIES HUMIDIFIER | 2016-12-22 | 120
RESPIRONICS | TRILOGY 100 | 2016-12-15 | 3586
RESPIRONICS | TRILOGY 100 | 2016-12-15 | 3586
RESPIRONICS | TRILOGY 100 | 2016-12-15 | 3586
RESPIRONICS | TRILOGY 100 | 2016-12-15 | 3586
RESPIRONICS | M SERIES HUMIDIFIER | 2016-12-15 | 120
RESPIRONICS | M SERIES HUMIDIFIER | 2016-12-15 | 120
RESPIRONICS | M SERIES HUMIDIFIER | 2016-12-15 | 120
RESPIRONICS | M SERIES HUMIDIFIER | 2016-12-15 | 120
RESPIRONICS | M SERIES HUMIDIFIER | 2016-12-15 | 120
RESPIRONICS | M SERIES HUMIDIFIER | 2016-12-15 | 120
RESPIRONICS | M SERIES HUMIDIFIER | 2016-12-15 | 120
RESPIRONICS | M SERIES HUMIDIFIER | 2016-12-15 | 120
RESPIRONICS | M SERIES HUMIDIFIER | 2016-12-15 | 120
RESPIRONICS | M SERIES HUMIDIFIER | 2016-12-15 | 120
RESPIRONICS | M SERIES HUMIDIFIER | 2016-12-15 | 120
RESPIRONICS | M SERIES HUMIDIFIER | 2016-12-15 | 120
RESPIRONICS | M SERIES HUMIDIFIER | 2016-12-15 | 120
RESPIRONICS | M SERIES HUMIDIFIER | 2016-12-15 | 120
RESPIRONICS | M SERIES HUMIDIFIER | 2016-12-15 | 120
RESPIRONICS | M SERIES HUMIDIFIER | 2016-12-15 | 120
RESPIRONICS | M SERIES HUMIDIFIER | 2016-12-15 | 120
RESPIRONICS | M SERIES HUMIDIFIER | 2016-12-15 | 120
RESPIRONICS | M SERIES HUMIDIFIER | 2016-12-15 | 120
RESPIRONICS | M SERIES HUMIDIFIER | 2016-12-15 | 120
RESPIRONICS | M SERIES HUMIDIFIER | 2016-12-15 | 120
RESPIRONICS | M SERIES HUMIDIFIER | 2016-12-15 | 120
RESPIRONICS | M SERIES HUMIDIFIER | 2016-12-15 | 120
RESPIRONICS | M SERIES HUMIDIFIER | 2016-12-15 | 120
RESPIRONICS | M SERIES HUMIDIFIER | 2016-12-15 | 120
RESPIRONICS | M SERIES HUMIDIFIER | 2016-12-15 | 120
RESPIRONICS | M SERIES HUMIDIFIER | 2016-12-15 | 120
RESPIRONICS | M SERIES HUMIDIFIER | 2016-12-15 | 120
RESPIRONICS | M SERIES HUMIDIFIER | 2016-12-15 | 120
RESPIRONICS | M SERIES HUMIDIFIER | 2016-12-15 | 120
RESPIRONICS | M SERIES HUMIDIFIER | 2016-12-14 | 120
RESPIRONICS | M SERIES HUMIDIFIER | 2016-12-14 | 120
RESPIRONICS | M SERIES HUMIDIFIER | 2016-12-14 | 120
RESPIRONICS | M SERIES HUMIDIFIER | 2016-12-14 | 120
RESPIRONICS | M SERIES HUMIDIFIER | 2016-12-14 | 120
RESPIRONICS | M SERIES HUMIDIFIER | 2016-12-14 | 120
RESPIRONICS | M SERIES HUMIDIFIER | 2016-12-14 | 120
RESPIRONICS | M SERIES HUMIDIFIER | 2016-12-14 | 120
RESPIRONICS | M SERIES HUMIDIFIER | 2016-12-14 | 120
RESPIRONICS | M SERIES HUMIDIFIER | 2016-12-14 | 120
RESPIRONICS | M SERIES HUMIDIFIER | 2016-12-14 | 120
RESPIRONICS | M SERIES HUMIDIFIER | 2016-12-14 | 120
RESPIRONICS | M SERIES HUMIDIFIER | 2016-12-14 | 120
RESPIRONICS | M SERIES HUMIDIFIER | 2016-12-14 | 120
RESPIRONICS | M SERIES HUMIDIFIER | 2016-12-14 | 120
RESPIRONICS | M SERIES HUMIDIFIER | 2016-12-14 | 120
RESPIRONICS | M SERIES HUMIDIFIER | 2016-12-14 | 120
RESPIRONICS | M SERIES HUMIDIFIER | 2016-12-14 | 120
RESPIRONICS | M SERIES HUMIDIFIER | 2016-12-14 | 120
RESPIRONICS | M SERIES HUMIDIFIER | 2016-12-14 | 120
RESPIRONICS | M SERIES HUMIDIFIER | 2016-12-14 | 120
RESPIRONICS | M SERIES HUMIDIFIER | 2016-12-14 | 120
RESPIRONICS | M SERIES HUMIDIFIER | 2016-12-14 | 120
RESPIRONICS | M SERIES HUMIDIFIER | 2016-12-14 | 120
RESPIRONICS | M SERIES HUMIDIFIER | 2016-12-14 | 120
RESPIRONICS | M SERIES HUMIDIFIER | 2016-12-14 | 120
RESPIRONICS | M SERIES HUMIDIFIER | 2016-12-14 | 120
RESPIRONICS | M SERIES HUMIDIFIER | 2016-12-14 | 120
RESPIRONICS | M SERIES HUMIDIFIER | 2016-12-14 | 120
RESPIRONICS | M SERIES HUMIDIFIER | 2016-12-14 | 120
RESPIRONICS | M SERIES HUMIDIFIER | 2016-12-14 | 120
RESPIRONICS | M SERIES HUMIDIFIER | 2016-12-14 | 120
RESPIRONICS | M SERIES HUMIDIFIER | 2016-12-14 | 120
RESPIRONICS | M SERIES HUMIDIFIER | 2016-12-14 | 120
RESPIRONICS | M SERIES HUMIDIFIER | 2016-12-14 | 120
RESPIRONICS | M SERIES HUMIDIFIER | 2016-12-14 | 120
RESPIRONICS | M SERIES HUMIDIFIER | 2016-12-14 | 120
RESPIRONICS | M SERIES HUMIDIFIER | 2016-12-14 | 120
RESPIRONICS | M SERIES HUMIDIFIER | 2016-12-14 | 120
RESPIRONICS | M SERIES HUMIDIFIER | 2016-12-14 | 120
RESPIRONICS | M SERIES HUMIDIFIER | 2016-12-14 | 120
RESPIRONICS | M SERIES HUMIDIFIER | 2016-12-14 | 120
RESPIRONICS | M SERIES HUMIDIFIER | 2016-12-14 | 120
RESPIRONICS | M SERIES HUMIDIFIER | 2016-12-14 | 120
RESPIRONICS | M SERIES HUMIDIFIER | 2016-12-14 | 120
RESPIRONICS | M SERIES HUMIDIFIER | 2016-12-14 | 120
RESPIRONICS | M SERIES HUMIDIFIER | 2016-12-14 | 120
RESPIRONICS | M SERIES HUMIDIFIER | 2016-12-14 | 120
RESPIRONICS | M SERIES HUMIDIFIER | 2016-12-14 | 120
RESPIRONICS | M SERIES HUMIDIFIER | 2016-12-14 | 120
RESPIRONICS | M SERIES HUMIDIFIER | 2016-12-14 | 120
RESPIRONICS | M SERIES HUMIDIFIER | 2016-12-14 | 120
RESPIRONICS | M SERIES HUMIDIFIER | 2016-12-14 | 120
RESPIRONICS | M SERIES HUMIDIFIER | 2016-12-14 | 120
RESPIRONICS | M SERIES HUMIDIFIER | 2016-12-14 | 120
RESPIRONICS | M SERIES HUMIDIFIER | 2016-12-14 | 120
RESPIRONICS | M SERIES HUMIDIFIER | 2016-12-14 | 120
RESPIRONICS | A40 | 2016-12-14 | 2427.5
RESPIRONICS | M SERIES HUMIDIFIER | 2016-12-14 | 120
RESPIRONICS | M SERIES HUMIDIFIER | 2016-12-14 | 2550
RESPIRONICS | M SERIES HUMIDIFIER | 2016-12-14 | 2550
RESPIRONICS | M SERIES HUMIDIFIER | 2016-12-14 | 2550
RESPIRONICS | M SERIES HUMIDIFIER | 2016-12-14 | 2550
RESPIRONICS | M SERIES HUMIDIFIER | 2016-12-14 | 120
RESPIRONICS | M SERIES HUMIDIFIER | 2016-12-14 | 120
RESPIRONICS | A40 | 2016-12-14 | 2427.5
RESPIRONICS | M SERIES HUMIDIFIER | 2016-12-14 | 2550
RESPIRONICS | M SERIES HUMIDIFIER | 2016-12-14 | 2550
RESPIRONICS | M SERIES HUMIDIFIER | 2016-12-14 | 120
RESPIRONICS | M SERIES HUMIDIFIER | 2016-12-14 | 2550
RESPIRONICS | M SERIES HUMIDIFIER | 2016-12-14 | 2550
RESPIRONICS | M SERIES HUMIDIFIER | 2016-12-14 | 120
RESPIRONICS | M SERIES HUMIDIFIER | 2016-12-14 | 2550
RESPIRONICS | M SERIES HUMIDIFIER | 2016-12-14 | 120
RESPIRONICS | A40 | 2016-12-14 | 2427.5
RESPIRONICS | M SERIES HUMIDIFIER | 2016-12-14 | 2550
RESPIRONICS | M SERIES HUMIDIFIER | 2016-12-14 | 2550
RESPIRONICS | M SERIES HUMIDIFIER | 2016-12-14 | 2550
RESPIRONICS | M SERIES HUMIDIFIER | 2016-12-14 | 120
RESPIRONICS | M SERIES HUMIDIFIER | 2016-12-14 | 120
RESPIRONICS | M SERIES HUMIDIFIER | 2016-12-14 | 2550
RESPIRONICS | M SERIES HUMIDIFIER | 2016-12-14 | 120
RESPIRONICS | M SERIES HUMIDIFIER | 2016-12-14 | 2550
RESPIRONICS | M SERIES HUMIDIFIER | 2016-12-14 | 2550
RESPIRONICS | M SERIES HUMIDIFIER | 2016-12-14 | 2550
RESPIRONICS | M SERIES HUMIDIFIER | 2016-12-14 | 2550
RESPIRONICS | M SERIES HUMIDIFIER | 2016-12-14 | 120
RESPIRONICS | M SERIES HUMIDIFIER | 2016-12-14 | 2550
RESMED LTD | ASTRAL | 2016-11-18 | 6000
RESMED LTD | ASTRAL | 2016-11-18 | 6000
RESMED LTD | ASTRAL | 2016-11-18 | 6000
RESMED LTD | ASTRAL | 2016-11-18 | 6000
RESMED LTD | ASTRAL | 2016-11-18 | 6000
RESMED LTD | ASTRAL | 2016-11-18 | 6000
RESMED LTD | ASTRAL | 2016-11-18 | 6000
RESMED LTD | ASTRAL | 2016-11-15 | 6000
ABBOTT LABS | I-STAT 1 | 2016-11-15 | 6234.35
ABBOTT LABS | PR-300 | 2016-11-15 | 344.84
ABBOTT LABS | DRC-300 | 2016-11-15 | 500
RESPIRONICS | A40 | 2016-11-10 | 2427.5
RESPIRONICS | TRILOGY 100 | 2016-11-10 | 3586
RESPIRONICS | TRILOGY 100 | 2016-11-10 | 3586
RESPIRONICS | TRILOGY 100 | 2016-11-10 | 3586
RESPIRONICS | TRILOGY 100 | 2016-11-10 | 3586
RESPIRONICS | A40 | 2016-11-10 | 2427.5
RESPIRONICS | A40 | 2016-11-10 | 2427.5
RESPIRONICS | M SERIES HUMIDIFIER | 2016-11-04 | 120
RESPIRONICS | M SERIES HUMIDIFIER | 2016-11-04 | 120
RESPIRONICS | M SERIES HUMIDIFIER | 2016-11-04 | 120
RESPIRONICS | M SERIES HUMIDIFIER | 2016-11-04 | 120
RESPIRONICS | M SERIES HUMIDIFIER | 2016-11-04 | 120
RESPIRONICS | M SERIES HUMIDIFIER | 2016-11-04 | 120
RESPIRONICS | M SERIES HUMIDIFIER | 2016-11-04 | 120
RESPIRONICS | M SERIES HUMIDIFIER | 2016-11-04 | 120
RESPIRONICS | M SERIES HUMIDIFIER | 2016-11-04 | 120
RESPIRONICS | M SERIES HUMIDIFIER | 2016-11-04 | 120
RESPIRONICS | M SERIES HUMIDIFIER | 2016-11-04 | 120
RESPIRONICS | M SERIES HUMIDIFIER | 2016-11-04 | 120
RESPIRONICS | M SERIES HUMIDIFIER | 2016-11-04 | 120
RESPIRONICS | M SERIES HUMIDIFIER | 2016-11-04 | 120
RESPIRONICS | M SERIES HUMIDIFIER | 2016-11-04 | 120
RESPIRONICS | M SERIES HUMIDIFIER | 2016-11-04 | 120
RESPIRONICS | M SERIES HUMIDIFIER | 2016-11-04 | 120
RESPIRONICS | M SERIES HUMIDIFIER | 2016-11-04 | 120
RESPIRONICS | M SERIES HUMIDIFIER | 2016-11-04 | 120
RESPIRONICS | M SERIES HUMIDIFIER | 2016-11-04 | 120
RESPIRONICS | M SERIES HUMIDIFIER | 2016-11-04 | 120
RESPIRONICS | M SERIES HUMIDIFIER | 2016-11-04 | 120
RESPIRONICS | M SERIES HUMIDIFIER | 2016-11-04 | 120
RESPIRONICS | M SERIES HUMIDIFIER | 2016-11-04 | 120
RESPIRONICS | M SERIES HUMIDIFIER | 2016-11-04 | 120
RESPIRONICS | M SERIES HUMIDIFIER | 2016-11-04 | 120
RESPIRONICS | M SERIES HUMIDIFIER | 2016-11-04 | 120
RESPIRONICS | M SERIES HUMIDIFIER | 2016-11-04 | 120
RESPIRONICS | M SERIES HUMIDIFIER | 2016-11-04 | 120
RESPIRONICS | M SERIES HUMIDIFIER | 2016-11-04 | 120
RESPIRONICS | M SERIES HUMIDIFIER | 2016-11-04 | 120
RESPIRONICS | M SERIES HUMIDIFIER | 2016-11-04 | 120
RESPIRONICS | M SERIES HUMIDIFIER | 2016-11-04 | 120
RESPIRONICS | M SERIES HUMIDIFIER | 2016-11-04 | 120
RESPIRONICS | M SERIES HUMIDIFIER | 2016-11-04 | 120
RESPIRONICS | M SERIES HUMIDIFIER | 2016-11-04 | 120
RESPIRONICS | M SERIES HUMIDIFIER | 2016-11-04 | 120
RESPIRONICS | M SERIES HUMIDIFIER | 2016-11-04 | 120
RESPIRONICS | M SERIES HUMIDIFIER | 2016-11-04 | 120
RESPIRONICS | M SERIES HUMIDIFIER | 2016-11-04 | 120
RESPIRONICS | M SERIES HUMIDIFIER | 2016-11-04 | 120
RESPIRONICS | M SERIES HUMIDIFIER | 2016-11-04 | 120
RESPIRONICS | M SERIES HUMIDIFIER | 2016-11-04 | 120
RESPIRONICS | M SERIES HUMIDIFIER | 2016-11-04 | 120
RESPIRONICS | M SERIES HUMIDIFIER | 2016-11-04 | 120
RESPIRONICS | M SERIES HUMIDIFIER | 2016-11-04 | 120
RESPIRONICS | M SERIES HUMIDIFIER | 2016-11-04 | 120
RESPIRONICS | M SERIES HUMIDIFIER | 2016-11-04 | 120
RESPIRONICS | M SERIES HUMIDIFIER | 2016-11-04 | 120
RESPIRONICS | M SERIES HUMIDIFIER | 2016-11-04 | 120
RESPIRONICS | M SERIES HUMIDIFIER | 2016-11-04 | 120
RESPIRONICS | M SERIES HUMIDIFIER | 2016-11-04 | 120
RESPIRONICS | M SERIES HUMIDIFIER | 2016-11-04 | 120
RESPIRONICS | M SERIES HUMIDIFIER | 2016-11-04 | 120
RESPIRONICS | M SERIES HUMIDIFIER | 2016-11-04 | 120
RESPIRONICS | M SERIES HUMIDIFIER | 2016-11-04 | 120
RESPIRONICS | M SERIES HUMIDIFIER | 2016-11-04 | 120
RESPIRONICS | M SERIES HUMIDIFIER | 2016-11-04 | 120
RESPIRONICS | M SERIES HUMIDIFIER | 2016-11-04 | 120
RESPIRONICS | M SERIES HUMIDIFIER | 2016-11-04 | 120
RESPIRONICS | M SERIES HUMIDIFIER | 2016-11-04 | 120
RESPIRONICS | M SERIES HUMIDIFIER | 2016-11-04 | 120
RESPIRONICS | M SERIES HUMIDIFIER | 2016-11-04 | 120
RESPIRONICS | M SERIES HUMIDIFIER | 2016-11-04 | 120
RESPIRONICS | M SERIES HUMIDIFIER | 2016-11-04 | 120
RESPIRONICS | M SERIES HUMIDIFIER | 2016-11-04 | 120
RESPIRONICS | M SERIES HUMIDIFIER | 2016-11-04 | 120
RESPIRONICS | M SERIES HUMIDIFIER | 2016-11-04 | 120
RESPIRONICS | M SERIES HUMIDIFIER | 2016-11-04 | 120
F & P | MR850 | 2016-11-03 | 1000
RESPIRONICS | M SERIES HUMIDIFIER | 2016-11-03 | 120
RESPIRONICS | M SERIES HUMIDIFIER | 2016-11-03 | 120
RESPIRONICS | M SERIES HUMIDIFIER | 2016-11-03 | 120
RESPIRONICS | M SERIES HUMIDIFIER | 2016-11-03 | 120
RESPIRONICS | M SERIES HUMIDIFIER | 2016-11-03 | 120
RESPIRONICS | M SERIES HUMIDIFIER | 2016-11-03 | 120
RESPIRONICS | M SERIES HUMIDIFIER | 2016-11-03 | 120
RESPIRONICS | M SERIES HUMIDIFIER | 2016-11-03 | 120
RESPIRONICS | M SERIES HUMIDIFIER | 2016-11-03 | 120
RESPIRONICS | M SERIES HUMIDIFIER | 2016-11-03 | 120
RESPIRONICS | M SERIES HUMIDIFIER | 2016-11-03 | 120
RESPIRONICS | M SERIES HUMIDIFIER | 2016-11-03 | 120
RESPIRONICS | M SERIES HUMIDIFIER | 2016-11-03 | 120
RESPIRONICS | M SERIES HUMIDIFIER | 2016-11-03 | 120
RESPIRONICS | M SERIES HUMIDIFIER | 2016-11-02 | 120
RESPIRONICS | M SERIES HUMIDIFIER | 2016-11-02 | 120
RESPIRONICS | M SERIES HUMIDIFIER | 2016-11-02 | 120
RESPIRONICS | M SERIES HUMIDIFIER | 2016-11-02 | 120
RESPIRONICS | M SERIES HUMIDIFIER | 2016-11-02 | 120
RESPIRONICS | M SERIES HUMIDIFIER | 2016-11-02 | 120
RESPIRONICS | M SERIES HUMIDIFIER | 2016-11-02 | 120
RESPIRONICS | M SERIES HUMIDIFIER | 2016-11-02 | 120
RESPIRONICS | M SERIES HUMIDIFIER | 2016-11-02 | 120
RESPIRONICS | M SERIES HUMIDIFIER | 2016-11-02 | 120
RESPIRONICS | M SERIES HUMIDIFIER | 2016-11-02 | 120
RESPIRONICS | M SERIES HUMIDIFIER | 2016-11-02 | 120
RESPIRONICS | M SERIES HUMIDIFIER | 2016-11-02 | 120
RESPIRONICS | M SERIES HUMIDIFIER | 2016-11-02 | 120
RESPIRONICS | M SERIES HUMIDIFIER | 2016-11-02 | 120
RESPIRONICS | M SERIES HUMIDIFIER | 2016-11-02 | 120
RESPIRONICS | M SERIES HUMIDIFIER | 2016-11-02 | 120
RESPIRONICS | M SERIES HUMIDIFIER | 2016-11-02 | 120
RESPIRONICS | M SERIES HUMIDIFIER | 2016-11-02 | 120
RESPIRONICS | M SERIES HUMIDIFIER | 2016-11-02 | 120
RESPIRONICS | M SERIES HUMIDIFIER | 2016-11-02 | 120
RESPIRONICS | M SERIES HUMIDIFIER | 2016-11-02 | 120
RESPIRONICS | M SERIES HUMIDIFIER | 2016-11-02 | 120
RESPIRONICS | M SERIES HUMIDIFIER | 2016-11-02 | 120
RESPIRONICS | M SERIES HUMIDIFIER | 2016-11-02 | 120
RESPIRONICS | M SERIES HUMIDIFIER | 2016-11-02 | 120
RESPIRONICS | M SERIES HUMIDIFIER | 2016-11-02 | 120
RESPIRONICS | M SERIES HUMIDIFIER | 2016-11-02 | 120
RESPIRONICS | M SERIES HUMIDIFIER | 2016-11-02 | 120
RESPIRONICS | M SERIES HUMIDIFIER | 2016-11-02 | 120
RESPIRONICS | M SERIES HUMIDIFIER | 2016-11-02 | 120
RESPIRONICS | M SERIES HUMIDIFIER | 2016-11-02 | 120
RESPIRONICS | M SERIES HUMIDIFIER | 2016-11-02 | 120
RESPIRONICS | M SERIES HUMIDIFIER | 2016-11-02 | 120
RESPIRONICS | M SERIES HUMIDIFIER | 2016-11-02 | 120
RESPIRONICS | M SERIES HUMIDIFIER | 2016-11-02 | 120
RESPIRONICS | M SERIES HUMIDIFIER | 2016-11-02 | 120
RESPIRONICS | M SERIES HUMIDIFIER | 2016-11-02 | 120
RESPIRONICS | M SERIES HUMIDIFIER | 2016-11-02 | 120
RESPIRONICS | M SERIES HUMIDIFIER | 2016-11-02 | 120
RESPIRONICS | M SERIES HUMIDIFIER | 2016-11-02 | 120
RESPIRONICS | M SERIES HUMIDIFIER | 2016-11-02 | 120
RESPIRONICS | M SERIES HUMIDIFIER | 2016-11-02 | 120
RESPIRONICS | M SERIES HUMIDIFIER | 2016-11-02 | 120
RESPIRONICS | M SERIES HUMIDIFIER | 2016-11-02 | 120
RESPIRONICS | M SERIES HUMIDIFIER | 2016-11-02 | 120
RESPIRONICS | M SERIES HUMIDIFIER | 2016-11-02 | 120
RESPIRONICS | M SERIES HUMIDIFIER | 2016-11-02 | 120
RESPIRONICS | M SERIES HUMIDIFIER | 2016-11-02 | 120
RESPIRONICS | M SERIES HUMIDIFIER | 2016-11-02 | 120
RESPIRONICS | M SERIES HUMIDIFIER | 2016-11-02 | 120
RESPIRONICS | TRILOGY 100 | 2016-11-01 | 3586
RESPIRONICS | COUGH ASSIST E70 | 2016-11-01 | 3300
RESPIRONICS | TRILOGY 100 | 2016-11-01 | 3586
RESPIRONICS | TRILOGY 100 | 2016-11-01 | 3586
RESPIRONICS | M SERIES HUMIDIFIER | 2016-10-07 | 120
RESPIRONICS | M SERIES HUMIDIFIER | 2016-10-07 | 120
RESPIRONICS | M SERIES HUMIDIFIER | 2016-10-07 | 120
RESPIRONICS | M SERIES HUMIDIFIER | 2016-10-07 | 120
RESPIRONICS | M SERIES HUMIDIFIER | 2016-10-07 | 120
RESPIRONICS | M SERIES HUMIDIFIER | 2016-10-07 | 120
RESPIRONICS | M SERIES HUMIDIFIER | 2016-10-07 | 120
RESPIRONICS | M SERIES HUMIDIFIER | 2016-10-07 | 120
RESPIRONICS | M SERIES HUMIDIFIER | 2016-10-07 | 120
RESPIRONICS | M SERIES HUMIDIFIER | 2016-10-07 | 120
RESPIRONICS | M SERIES HUMIDIFIER | 2016-10-07 | 120
RESPIRONICS | M SERIES HUMIDIFIER | 2016-10-07 | 120
RESPIRONICS | M SERIES HUMIDIFIER | 2016-10-07 | 120
RESPIRONICS | M SERIES HUMIDIFIER | 2016-10-07 | 120
RESPIRONICS | M SERIES HUMIDIFIER | 2016-10-07 | 120
RESPIRONICS | M SERIES HUMIDIFIER | 2016-10-07 | 120
RESPIRONICS | M SERIES HUMIDIFIER | 2016-10-07 | 120
RESPIRONICS | M SERIES HUMIDIFIER | 2016-10-07 | 120
RESPIRONICS | M SERIES HUMIDIFIER | 2016-10-07 | 120
RESPIRONICS | M SERIES HUMIDIFIER | 2016-10-07 | 120
RESPIRONICS | M SERIES HUMIDIFIER | 2016-10-07 | 120
RESPIRONICS | M SERIES HUMIDIFIER | 2016-10-07 | 120
RESPIRONICS | M SERIES HUMIDIFIER | 2016-10-07 | 120
RESPIRONICS | M SERIES HUMIDIFIER | 2016-10-07 | 120
RESPIRONICS | M SERIES HUMIDIFIER | 2016-10-07 | 120
RESPIRONICS | M SERIES HUMIDIFIER | 2016-10-07 | 120
RESPIRONICS | M SERIES HUMIDIFIER | 2016-10-07 | 120
RESPIRONICS | M SERIES HUMIDIFIER | 2016-10-07 | 120
RESPIRONICS | M SERIES HUMIDIFIER | 2016-10-07 | 120
RESPIRONICS | M SERIES HUMIDIFIER | 2016-10-07 | 120
RESPIRONICS | M SERIES HUMIDIFIER | 2016-10-07 | 120
RESPIRONICS | M SERIES HUMIDIFIER | 2016-10-07 | 120
RESPIRONICS | M SERIES HUMIDIFIER | 2016-10-07 | 120
RESPIRONICS | M SERIES HUMIDIFIER | 2016-10-07 | 120
RESPIRONICS | M SERIES HUMIDIFIER | 2016-10-07 | 120
RESPIRONICS | M SERIES HUMIDIFIER | 2016-10-07 | 120
RESPIRONICS | M SERIES HUMIDIFIER | 2016-10-07 | 120
RESPIRONICS | M SERIES HUMIDIFIER | 2016-10-07 | 120
RESPIRONICS | M SERIES HUMIDIFIER | 2016-10-07 | 120
RESPIRONICS | M SERIES HUMIDIFIER | 2016-10-07 | 120
RESPIRONICS | M SERIES HUMIDIFIER | 2016-10-07 | 120
RESPIRONICS | M SERIES HUMIDIFIER | 2016-10-07 | 120
RESPIRONICS | M SERIES HUMIDIFIER | 2016-10-07 | 120
RESPIRONICS | M SERIES HUMIDIFIER | 2016-10-07 | 120
RESPIRONICS | M SERIES HUMIDIFIER | 2016-10-07 | 120
RESPIRONICS | M SERIES HUMIDIFIER | 2016-10-07 | 120
RESPIRONICS | M SERIES HUMIDIFIER | 2016-10-07 | 120
RESPIRONICS | M SERIES HUMIDIFIER | 2016-10-07 | 120
RESPIRONICS | M SERIES HUMIDIFIER | 2016-10-07 | 120
RESPIRONICS | M SERIES HUMIDIFIER | 2016-10-07 | 120
RESPIRONICS | M SERIES HUMIDIFIER | 2016-10-07 | 120
RESPIRONICS | M SERIES HUMIDIFIER | 2016-10-07 | 120
RESPIRONICS | M SERIES HUMIDIFIER | 2016-10-07 | 120
RESPIRONICS | M SERIES HUMIDIFIER | 2016-10-07 | 120
RESPIRONICS | M SERIES HUMIDIFIER | 2016-10-07 | 120
RESPIRONICS | M SERIES HUMIDIFIER | 2016-10-07 | 120
RESPIRONICS | M SERIES HUMIDIFIER | 2016-10-07 | 120
RESPIRONICS | M SERIES HUMIDIFIER | 2016-10-07 | 120
RESPIRONICS | M SERIES HUMIDIFIER | 2016-10-07 | 120
RESPIRONICS | M SERIES HUMIDIFIER | 2016-10-07 | 120
RESPIRONICS | M SERIES HUMIDIFIER | 2016-10-07 | 120
RESPIRONICS | M SERIES HUMIDIFIER | 2016-10-07 | 120
RESPIRONICS | M SERIES HUMIDIFIER | 2016-10-07 | 120
RESPIRONICS | M SERIES HUMIDIFIER | 2016-10-07 | 120
RESPIRONICS | M SERIES HUMIDIFIER | 2016-10-07 | 120
RESPIRONICS | M SERIES HUMIDIFIER | 2016-10-07 | 120
RESPIRONICS | M SERIES HUMIDIFIER | 2016-10-07 | 120
RESPIRONICS | M SERIES HUMIDIFIER | 2016-10-07 | 120
RESPIRONICS | M SERIES HUMIDIFIER | 2016-10-07 | 120
RESPIRONICS | M SERIES HUMIDIFIER | 2016-10-07 | 120
RESPIRONICS | M SERIES HUMIDIFIER | 2016-10-07 | 120
RESPIRONICS | M SERIES HUMIDIFIER | 2016-10-07 | 120
RESPIRONICS | M SERIES HUMIDIFIER | 2016-10-07 | 120
RESPIRONICS | M SERIES HUMIDIFIER | 2016-10-07 | 120
RESPIRONICS | M SERIES HUMIDIFIER | 2016-10-07 | 120
RESPIRONICS | M SERIES HUMIDIFIER | 2016-10-07 | 120
RESPIRONICS | M SERIES HUMIDIFIER | 2016-10-07 | 120
RESPIRONICS | M SERIES HUMIDIFIER | 2016-10-07 | 120
RESPIRONICS | M SERIES HUMIDIFIER | 2016-10-07 | 120
RESPIRONICS | M SERIES HUMIDIFIER | 2016-10-07 | 120
RESPIRONICS | M SERIES HUMIDIFIER | 2016-10-07 | 120
RESPIRONICS | M SERIES HUMIDIFIER | 2016-10-07 | 120
RESPIRONICS | M SERIES HUMIDIFIER | 2016-10-07 | 120
RESPIRONICS | M SERIES HUMIDIFIER | 2016-10-07 | 120
RESPIRONICS | M SERIES HUMIDIFIER | 2016-10-07 | 120
RESPIRONICS | M SERIES HUMIDIFIER | 2016-10-07 | 120
RESPIRONICS | M SERIES HUMIDIFIER | 2016-10-07 | 120
RESPIRONICS | M SERIES HUMIDIFIER | 2016-10-07 | 120
RESPIRONICS | M SERIES HUMIDIFIER | 2016-10-07 | 120
RESPIRONICS | M SERIES HUMIDIFIER | 2016-10-07 | 120
RESPIRONICS | M SERIES HUMIDIFIER | 2016-10-07 | 120
RESPIRONICS | M SERIES HUMIDIFIER | 2016-10-07 | 120
RESPIRONICS | M SERIES HUMIDIFIER | 2016-10-07 | 120
RESPIRONICS | M SERIES HUMIDIFIER | 2016-10-07 | 120
RESPIRONICS | M SERIES HUMIDIFIER | 2016-10-07 | 120
RESPIRONICS | M SERIES HUMIDIFIER | 2016-10-07 | 120
RESPIRONICS | M SERIES HUMIDIFIER | 2016-10-07 | 120
RESPIRONICS | M SERIES HUMIDIFIER | 2016-10-07 | 120
RESPIRONICS | M SERIES HUMIDIFIER | 2016-10-07 | 120
RESPIRONICS | M SERIES HUMIDIFIER | 2016-10-07 | 120
RESPIRONICS | M SERIES HUMIDIFIER | 2016-10-07 | 120
RESPIRONICS | M SERIES HUMIDIFIER | 2016-10-07 | 120
RESPIRONICS | M SERIES HUMIDIFIER | 2016-10-07 | 120
RESPIRONICS | M SERIES HUMIDIFIER | 2016-10-07 | 120
RESPIRONICS | M SERIES HUMIDIFIER | 2016-10-07 | 120
RESPIRONICS | M SERIES HUMIDIFIER | 2016-10-07 | 120
RESPIRONICS | M SERIES HUMIDIFIER | 2016-10-07 | 120
RESPIRONICS | M SERIES HUMIDIFIER | 2016-10-07 | 120
RESPIRONICS | M SERIES HUMIDIFIER | 2016-10-07 | 120
RESPIRONICS | M SERIES HUMIDIFIER | 2016-10-07 | 120
RESPIRONICS | M SERIES HUMIDIFIER | 2016-10-07 | 120
RESPIRONICS | M SERIES HUMIDIFIER | 2016-10-07 | 120
RESPIRONICS | M SERIES HUMIDIFIER | 2016-10-07 | 120
RESPIRONICS | M SERIES HUMIDIFIER | 2016-10-07 | 120
RESPIRONICS | M SERIES HUMIDIFIER | 2016-10-07 | 120
RESPIRONICS | M SERIES HUMIDIFIER | 2016-10-07 | 120
RESPIRONICS | M SERIES HUMIDIFIER | 2016-10-07 | 120
RESPIRONICS | M SERIES HUMIDIFIER | 2016-10-07 | 120
RESPIRONICS | M SERIES HUMIDIFIER | 2016-10-07 | 120
RESPIRONICS | M SERIES HUMIDIFIER | 2016-10-07 | 120
RESPIRONICS | M SERIES HUMIDIFIER | 2016-10-07 | 120
RESPIRONICS | M SERIES HUMIDIFIER | 2016-10-07 | 120
RESPIRONICS | M SERIES HUMIDIFIER | 2016-10-07 | 120
RESPIRONICS | M SERIES HUMIDIFIER | 2016-10-07 | 120
RESPIRONICS | M SERIES HUMIDIFIER | 2016-10-07 | 120
RESPIRONICS | M SERIES HUMIDIFIER | 2016-10-07 | 120
RESPIRONICS | M SERIES HUMIDIFIER | 2016-10-07 | 120
RESPIRONICS | M SERIES HUMIDIFIER | 2016-10-07 | 120
RESPIRONICS | M SERIES HUMIDIFIER | 2016-10-07 | 120
RESPIRONICS | M SERIES HUMIDIFIER | 2016-10-07 | 120
RESPIRONICS | M SERIES HUMIDIFIER | 2016-10-07 | 120
RESPIRONICS | M SERIES HUMIDIFIER | 2016-10-07 | 120
RESPIRONICS | M SERIES HUMIDIFIER | 2016-10-07 | 120
RESPIRONICS | M SERIES HUMIDIFIER | 2016-10-07 | 120
RESPIRONICS | M SERIES HUMIDIFIER | 2016-10-07 | 120
RESPIRONICS | M SERIES HUMIDIFIER | 2016-10-07 | 120
RESPIRONICS | M SERIES HUMIDIFIER | 2016-10-07 | 120
RESPIRONICS | M SERIES HUMIDIFIER | 2016-10-07 | 120
RESPIRONICS | M SERIES HUMIDIFIER | 2016-10-07 | 120
RESPIRONICS | M SERIES HUMIDIFIER | 2016-10-07 | 120
RESPIRONICS | M SERIES HUMIDIFIER | 2016-10-07 | 120
RESPIRONICS | M SERIES HUMIDIFIER | 2016-10-07 | 120
RESPIRONICS | M SERIES HUMIDIFIER | 2016-10-07 | 120
RESPIRONICS | M SERIES HUMIDIFIER | 2016-10-07 | 120
RESPIRONICS | M SERIES HUMIDIFIER | 2016-10-07 | 120
RESPIRONICS | M SERIES HUMIDIFIER | 2016-10-07 | 120
RESPIRONICS | M SERIES HUMIDIFIER | 2016-10-07 | 120
RESPIRONICS | M SERIES HUMIDIFIER | 2016-10-07 | 120
RESPIRONICS | M SERIES HUMIDIFIER | 2016-10-07 | 120
RESPIRONICS | M SERIES HUMIDIFIER | 2016-10-07 | 120
RESPIRONICS | M SERIES HUMIDIFIER | 2016-10-07 | 120
RESPIRONICS | M SERIES HUMIDIFIER | 2016-10-07 | 120
RESPIRONICS | M SERIES HUMIDIFIER | 2016-10-07 | 120
RESPIRONICS | M SERIES HUMIDIFIER | 2016-10-07 | 120
RESPIRONICS | M SERIES HUMIDIFIER | 2016-10-07 | 120
RESPIRONICS | M SERIES HUMIDIFIER | 2016-10-07 | 120
RESPIRONICS | M SERIES HUMIDIFIER | 2016-10-07 | 120
RESPIRONICS | M SERIES HUMIDIFIER | 2016-10-07 | 120
RESPIRONICS | M SERIES HUMIDIFIER | 2016-10-07 | 120
RESPIRONICS | M SERIES HUMIDIFIER | 2016-10-07 | 120
RESPIRONICS | M SERIES HUMIDIFIER | 2016-10-07 | 120
RESPIRONICS | M SERIES HUMIDIFIER | 2016-10-07 | 120
RESPIRONICS | M SERIES HUMIDIFIER | 2016-10-07 | 120
RESPIRONICS | M SERIES HUMIDIFIER | 2016-10-07 | 120
RESPIRONICS | M SERIES HUMIDIFIER | 2016-10-07 | 120
RESPIRONICS | M SERIES HUMIDIFIER | 2016-10-07 | 120
RESPIRONICS | M SERIES HUMIDIFIER | 2016-10-07 | 120
RESPIRONICS | M SERIES HUMIDIFIER | 2016-10-07 | 120
RESPIRONICS | M SERIES HUMIDIFIER | 2016-10-07 | 120
RESPIRONICS | M SERIES HUMIDIFIER | 2016-10-07 | 120
RESPIRONICS | M SERIES HUMIDIFIER | 2016-10-07 | 120
RESPIRONICS | M SERIES HUMIDIFIER | 2016-10-07 | 120
RESPIRONICS | M SERIES HUMIDIFIER | 2016-10-07 | 120
RESPIRONICS | M SERIES HUMIDIFIER | 2016-10-07 | 120
RESPIRONICS | M SERIES HUMIDIFIER | 2016-10-07 | 120
RESPIRONICS | M SERIES HUMIDIFIER | 2016-10-07 | 120
RESPIRONICS | M SERIES HUMIDIFIER | 2016-10-07 | 120
RESPIRONICS | M SERIES HUMIDIFIER | 2016-10-07 | 120
RESPIRONICS | M SERIES HUMIDIFIER | 2016-10-07 | 120
RESPIRONICS | M SERIES HUMIDIFIER | 2016-10-07 | 120
RESPIRONICS | M SERIES HUMIDIFIER | 2016-10-07 | 120
RESPIRONICS | M SERIES HUMIDIFIER | 2016-10-07 | 120
RESPIRONICS | M SERIES HUMIDIFIER | 2016-10-07 | 120
RESPIRONICS | M SERIES HUMIDIFIER | 2016-10-07 | 120
RESPIRONICS | M SERIES HUMIDIFIER | 2016-10-07 | 120
RESPIRONICS | M SERIES HUMIDIFIER | 2016-10-07 | 120
RESPIRONICS | M SERIES HUMIDIFIER | 2016-10-07 | 120
RESPIRONICS | M SERIES HUMIDIFIER | 2016-10-07 | 120
RESPIRONICS | M SERIES HUMIDIFIER | 2016-10-07 | 120
RESPIRONICS | M SERIES HUMIDIFIER | 2016-10-07 | 120
RESPIRONICS | M SERIES HUMIDIFIER | 2016-10-07 | 120
RESPIRONICS | M SERIES HUMIDIFIER | 2016-10-06 | 120
RESPIRONICS | M SERIES HUMIDIFIER | 2016-10-06 | 120
RESPIRONICS | M SERIES HUMIDIFIER | 2016-10-06 | 120
RESPIRONICS | M SERIES HUMIDIFIER | 2016-10-06 | 120
RESPIRONICS | M SERIES HUMIDIFIER | 2016-10-06 | 120
RESPIRONICS | M SERIES HUMIDIFIER | 2016-10-06 | 120
RESPIRONICS | M SERIES HUMIDIFIER | 2016-10-06 | 120
RESPIRONICS | M SERIES HUMIDIFIER | 2016-10-06 | 120
RESPIRONICS | M SERIES HUMIDIFIER | 2016-10-06 | 120
RESPIRONICS | M SERIES HUMIDIFIER | 2016-10-06 | 120
RESPIRONICS | M SERIES HUMIDIFIER | 2016-10-06 | 120
RESPIRONICS | M SERIES HUMIDIFIER | 2016-10-06 | 120
RESPIRONICS | M SERIES HUMIDIFIER | 2016-10-06 | 120
RESPIRONICS | M SERIES HUMIDIFIER | 2016-10-06 | 120
RESPIRONICS | M SERIES HUMIDIFIER | 2016-10-06 | 120
RESPIRONICS | M SERIES HUMIDIFIER | 2016-10-06 | 120
RESPIRONICS | M SERIES HUMIDIFIER | 2016-10-06 | 120
RESPIRONICS | M SERIES HUMIDIFIER | 2016-10-06 | 120
RESPIRONICS | M SERIES HUMIDIFIER | 2016-10-06 | 120
RESPIRONICS | M SERIES HUMIDIFIER | 2016-10-06 | 120
RESPIRONICS | M SERIES HUMIDIFIER | 2016-10-06 | 120
RESPIRONICS | M SERIES HUMIDIFIER | 2016-10-06 | 120
F & P | MR850 | 2016-10-06 | 1100
RESPIRONICS | M SERIES HUMIDIFIER | 2016-09-27 | 120
RESPIRONICS | M SERIES HUMIDIFIER | 2016-09-27 | 120
RESPIRONICS | M SERIES HUMIDIFIER | 2016-09-27 | 120
RESPIRONICS | M SERIES HUMIDIFIER | 2016-09-27 | 120
RESPIRONICS | M SERIES HUMIDIFIER | 2016-09-27 | 120
RESPIRONICS | M SERIES HUMIDIFIER | 2016-09-27 | 120
RESPIRONICS | M SERIES HUMIDIFIER | 2016-09-27 | 120
RESPIRONICS | M SERIES HUMIDIFIER | 2016-09-27 | 120
RESPIRONICS | M SERIES HUMIDIFIER | 2016-09-27 | 120
RESPIRONICS | M SERIES HUMIDIFIER | 2016-09-27 | 120
RESPIRONICS | M SERIES HUMIDIFIER | 2016-09-27 | 120
RESPIRONICS | M SERIES HUMIDIFIER | 2016-09-27 | 120
RESPIRONICS | M SERIES HUMIDIFIER | 2016-09-27 | 120
RESPIRONICS | M SERIES HUMIDIFIER | 2016-09-27 | 120
RESPIRONICS | M SERIES HUMIDIFIER | 2016-09-27 | 120
RESPIRONICS | M SERIES HUMIDIFIER | 2016-09-27 | 120
RESPIRONICS | M SERIES HUMIDIFIER | 2016-09-27 | 120
RESPIRONICS | M SERIES HUMIDIFIER | 2016-09-27 | 120
RESPIRONICS | M SERIES HUMIDIFIER | 2016-09-27 | 120
RESPIRONICS | M SERIES HUMIDIFIER | 2016-09-27 | 120
RESPIRONICS | M SERIES HUMIDIFIER | 2016-09-27 | 120
RESPIRONICS | M SERIES HUMIDIFIER | 2016-09-27 | 120
RESPIRONICS | M SERIES HUMIDIFIER | 2016-09-27 | 120
RESPIRONICS | M SERIES HUMIDIFIER | 2016-09-27 | 120
RESPIRONICS | M SERIES HUMIDIFIER | 2016-09-27 | 120
RESPIRONICS | M SERIES HUMIDIFIER | 2016-09-27 | 120
RESPIRONICS | M SERIES HUMIDIFIER | 2016-09-27 | 120
RESPIRONICS | M SERIES HUMIDIFIER | 2016-09-27 | 120
RESPIRONICS | M SERIES HUMIDIFIER | 2016-09-27 | 120
RESPIRONICS | M SERIES HUMIDIFIER | 2016-09-27 | 120
RESPIRONICS | M SERIES HUMIDIFIER | 2016-09-27 | 120
RESPIRONICS | M SERIES HUMIDIFIER | 2016-09-27 | 120
RESPIRONICS | M SERIES HUMIDIFIER | 2016-09-27 | 120
RESPIRONICS | M SERIES HUMIDIFIER | 2016-09-27 | 120
RESPIRONICS | M SERIES HUMIDIFIER | 2016-09-27 | 120
RESPIRONICS | M SERIES HUMIDIFIER | 2016-09-27 | 120
RESPIRONICS | M SERIES HUMIDIFIER | 2016-09-27 | 120
RESPIRONICS | COUGH ASSIST E70 | 2016-09-27 | 3300
RESPIRONICS | TRILOGY 100 | 2016-09-27 | 3586
RESPIRONICS | A40 | 2016-09-27 | 2427.5
RESPIRONICS | M SERIES HUMIDIFIER | 2016-09-27 | 120
RESPIRONICS | M SERIES HUMIDIFIER | 2016-09-27 | 120
RESPIRONICS | M SERIES HUMIDIFIER | 2016-09-27 | 120
RESPIRONICS | COUGH ASSIST E70 | 2016-09-27 | 3300
RESPIRONICS | M SERIES HUMIDIFIER | 2016-09-27 | 120
RESPIRONICS | M SERIES HUMIDIFIER | 2016-09-27 | 120
RESPIRONICS | M SERIES HUMIDIFIER | 2016-09-27 | 120
RESPIRONICS | M SERIES HUMIDIFIER | 2016-09-27 | 120
RESPIRONICS | M SERIES HUMIDIFIER | 2016-09-27 | 120
RESPIRONICS | M SERIES HUMIDIFIER | 2016-09-27 | 120
RESPIRONICS | BIPAP A30 | 2016-09-27 | 2255
RESPIRONICS | M SERIES HUMIDIFIER | 2016-09-27 | 120
RESPIRONICS | M SERIES HUMIDIFIER | 2016-09-27 | 120
RESPIRONICS | TRILOGY 100 | 2016-09-27 | 3586
RESPIRONICS | M SERIES HUMIDIFIER | 2016-09-27 | 120
RESPIRONICS | M SERIES HUMIDIFIER | 2016-09-27 | 120
RESPIRONICS | TRILOGY 100 | 2016-09-27 | 3586
RESPIRONICS | M SERIES HUMIDIFIER | 2016-09-27 | 120
RESPIRONICS | M SERIES HUMIDIFIER | 2016-09-27 | 120
RESPIRONICS | M SERIES HUMIDIFIER | 2016-09-27 | 120
RESPIRONICS | M SERIES HUMIDIFIER | 2016-09-27 | 120
RESPIRONICS | M SERIES HUMIDIFIER | 2016-09-27 | 120
RESPIRONICS | M SERIES HUMIDIFIER | 2016-09-21 | 120
RESPIRONICS | M SERIES HUMIDIFIER | 2016-09-21 | 120
RESPIRONICS | M SERIES HUMIDIFIER | 2016-09-21 | 120
RESPIRONICS | M SERIES HUMIDIFIER | 2016-09-21 | 120
RESPIRONICS | M SERIES HUMIDIFIER | 2016-09-21 | 120
RESPIRONICS | M SERIES HUMIDIFIER | 2016-09-21 | 120
RESPIRONICS | M SERIES HUMIDIFIER | 2016-09-21 | 120
RESPIRONICS | M SERIES HUMIDIFIER | 2016-09-21 | 120
RESPIRONICS | M SERIES HUMIDIFIER | 2016-09-21 | 120
RESPIRONICS | M SERIES HUMIDIFIER | 2016-09-21 | 120
RESPIRONICS | M SERIES HUMIDIFIER | 2016-09-21 | 120
RESPIRONICS | M SERIES HUMIDIFIER | 2016-09-21 | 120
RESPIRONICS | M SERIES HUMIDIFIER | 2016-09-21 | 120
RESPIRONICS | M SERIES HUMIDIFIER | 2016-09-21 | 120
RESPIRONICS | M SERIES HUMIDIFIER | 2016-09-21 | 120
RESPIRONICS | M SERIES HUMIDIFIER | 2016-09-21 | 120
RESPIRONICS | M SERIES HUMIDIFIER | 2016-09-21 | 120
RESPIRONICS | M SERIES HUMIDIFIER | 2016-09-21 | 120
RESPIRONICS | M SERIES HUMIDIFIER | 2016-09-21 | 120
RESPIRONICS | M SERIES HUMIDIFIER | 2016-09-21 | 120
RESPIRONICS | M SERIES HUMIDIFIER | 2016-09-21 | 120
RESPIRONICS | M SERIES HUMIDIFIER | 2016-09-21 | 120
RESPIRONICS | COUGH ASSIST E70 | 2016-09-21 | 3300
RESPIRONICS | M SERIES HUMIDIFIER | 2016-09-21 | 120
RESPIRONICS | A40 | 2016-09-21 | 2427.5
RESPIRONICS | A40 | 2016-09-21 | 2427.5
RESPIRONICS | A40 | 2016-09-21 | 2427.5
RESPIRONICS | A40 | 2016-09-21 | 2427.5
RESPIRONICS | A40 | 2016-09-21 | 2427.5
RESPIRONICS | M SERIES HUMIDIFIER | 2016-09-21 | 120
RESPIRONICS | A40 | 2016-09-21 | 2427.5
RESPIRONICS | M SERIES HUMIDIFIER | 2016-09-21 | 120
RESPIRONICS | M SERIES HUMIDIFIER | 2016-09-21 | 120
RESPIRONICS | M SERIES HUMIDIFIER | 2016-09-21 | 120
RESPIRONICS | M SERIES HUMIDIFIER | 2016-09-21 | 120
RESPIRONICS | M SERIES HUMIDIFIER | 2016-09-21 | 120
RESPIRONICS | M SERIES HUMIDIFIER | 2016-09-21 | 120
RESPIRONICS | M SERIES HUMIDIFIER | 2016-09-21 | 120
RESPIRONICS | M SERIES HUMIDIFIER | 2016-09-21 | 120
RESPIRONICS | M SERIES HUMIDIFIER | 2016-09-21 | 120
RESPIRONICS | M SERIES HUMIDIFIER | 2016-09-21 | 120
RESPIRONICS | M SERIES HUMIDIFIER | 2016-09-21 | 120
RESPIRONICS | M SERIES HUMIDIFIER | 2016-09-21 | 120
RESPIRONICS | M SERIES HUMIDIFIER | 2016-09-21 | 120
RESPIRONICS | M SERIES HUMIDIFIER | 2016-09-21 | 120
RESPIRONICS | M SERIES HUMIDIFIER | 2016-09-21 | 120
RESPIRONICS | M SERIES HUMIDIFIER | 2016-09-21 | 120
RESPIRONICS | A40 | 2016-09-21 | 2427.5
MEMO-INTERN | PMG-KEB-3-B301 | 2016-09-20 | 0
RESPIRONICS | M SERIES HUMIDIFIER | 2016-09-20 | 120
RESPIRONICS | M SERIES HUMIDIFIER | 2016-09-20 | 120
RESPIRONICS | M SERIES HUMIDIFIER | 2016-09-20 | 120
RESPIRONICS | M SERIES HUMIDIFIER | 2016-09-20 | 120
RESPIRONICS | M SERIES HUMIDIFIER | 2016-09-20 | 120
RESPIRONICS | M SERIES HUMIDIFIER | 2016-09-20 | 120
RESPIRONICS | M SERIES HUMIDIFIER | 2016-09-20 | 120
RESPIRONICS | M SERIES HUMIDIFIER | 2016-09-20 | 120
RESPIRONICS | M SERIES HUMIDIFIER | 2016-09-20 | 120
RESPIRONICS | M SERIES HUMIDIFIER | 2016-09-20 | 120
RESPIRONICS | M SERIES HUMIDIFIER | 2016-09-20 | 120
RESPIRONICS | M SERIES HUMIDIFIER | 2016-09-20 | 120
RESPIRONICS | M SERIES HUMIDIFIER | 2016-09-20 | 120
RESPIRONICS | M SERIES HUMIDIFIER | 2016-09-20 | 120
RESPIRONICS | M SERIES HUMIDIFIER | 2016-09-20 | 120
RESPIRONICS | M SERIES HUMIDIFIER | 2016-09-20 | 120
RESPIRONICS | M SERIES HUMIDIFIER | 2016-09-20 | 120
RESPIRONICS | M SERIES HUMIDIFIER | 2016-09-20 | 120
RESPIRONICS | M SERIES HUMIDIFIER | 2016-09-20 | 120
RESPIRONICS | M SERIES HUMIDIFIER | 2016-09-20 | 120
RESPIRONICS | M SERIES HUMIDIFIER | 2016-09-20 | 120
RESPIRONICS | M SERIES HUMIDIFIER | 2016-09-20 | 120
RESPIRONICS | M SERIES HUMIDIFIER | 2016-09-20 | 120
RESPIRONICS | M SERIES HUMIDIFIER | 2016-09-20 | 120
RESPIRONICS | M SERIES HUMIDIFIER | 2016-09-20 | 120
RESPIRONICS | M SERIES HUMIDIFIER | 2016-09-20 | 120
RESPIRONICS | A40 | 2016-09-20 | 2427.5
RESPIRONICS | A40 | 2016-09-20 | 2427.5
RESPIRONICS | M SERIES HUMIDIFIER | 2016-09-20 | 120
RESPIRONICS | TRILOGY 100 | 2016-09-20 | 3586
RESPIRONICS | M SERIES HUMIDIFIER | 2016-09-20 | 120
RESPIRONICS | M SERIES HUMIDIFIER | 2016-09-20 | 120
RESPIRONICS | M SERIES HUMIDIFIER | 2016-09-20 | 120
RESPIRONICS | M SERIES HUMIDIFIER | 2016-09-20 | 120
RESPIRONICS | M SERIES HUMIDIFIER | 2016-09-20 | 120
RESPIRONICS | M SERIES HUMIDIFIER | 2016-09-20 | 120
RESPIRONICS | M SERIES HUMIDIFIER | 2016-09-20 | 120
RESPIRONICS | M SERIES HUMIDIFIER | 2016-09-20 | 120
RESPIRONICS | M SERIES HUMIDIFIER | 2016-09-20 | 120
RESPIRONICS | M SERIES HUMIDIFIER | 2016-09-20 | 120
RESPIRONICS | M SERIES HUMIDIFIER | 2016-09-20 | 120
RESPIRONICS | A40 | 2016-09-20 | 2427.5
RESPIRONICS | M SERIES HUMIDIFIER | 2016-09-20 | 120
RESPIRONICS | A40 | 2016-09-20 | 2427.5
RESPIRONICS | A40 | 2016-09-20 | 2427.5
RESPIRONICS | M SERIES HUMIDIFIER | 2016-09-20 | 120
RESPIRONICS | M SERIES HUMIDIFIER | 2016-09-20 | 120
RESPIRONICS | M SERIES HUMIDIFIER | 2016-09-20 | 120
RESPIRONICS | A40 | 2016-09-20 | 2427.5
RESPIRONICS | M SERIES HUMIDIFIER | 2016-09-20 | 120
RESPIRONICS | M SERIES HUMIDIFIER | 2016-09-20 | 120
RESPIRONICS | TRILOGY 100 | 2016-09-20 | 3586
RESPIRONICS | M SERIES HUMIDIFIER | 2016-09-20 | 120
RESPIRONICS | M SERIES HUMIDIFIER | 2016-09-20 | 120
RESPIRONICS | M SERIES HUMIDIFIER | 2016-09-20 | 120
RESPIRONICS | M SERIES HUMIDIFIER | 2016-09-20 | 120
RESPIRONICS | M SERIES HUMIDIFIER | 2016-09-20 | 120
RESPIRONICS | M SERIES HUMIDIFIER | 2016-09-20 | 120
RESPIRONICS | M SERIES HUMIDIFIER | 2016-09-20 | 120
RESPIRONICS | M SERIES HUMIDIFIER | 2016-09-20 | 120
RESPIRONICS | M SERIES HUMIDIFIER | 2016-09-20 | 120
RESPIRONICS | M SERIES HUMIDIFIER | 2016-09-20 | 120
RESPIRONICS | M SERIES HUMIDIFIER | 2016-09-20 | 120
RESPIRONICS | M SERIES HUMIDIFIER | 2016-09-20 | 120
RESPIRONICS | M SERIES HUMIDIFIER | 2016-09-20 | 120
RESPIRONICS | M SERIES HUMIDIFIER | 2016-09-20 | 120
RESPIRONICS | M SERIES HUMIDIFIER | 2016-09-20 | 120
RESPIRONICS | M SERIES HUMIDIFIER | 2016-09-20 | 120
RESPIRONICS | M SERIES HUMIDIFIER | 2016-09-20 | 120
RESPIRONICS | M SERIES HUMIDIFIER | 2016-09-20 | 120
RESPIRONICS | M SERIES HUMIDIFIER | 2016-09-20 | 120
RESPIRONICS | M SERIES HUMIDIFIER | 2016-09-20 | 120
RESPIRONICS | M SERIES HUMIDIFIER | 2016-09-20 | 120
RESPIRONICS | M SERIES HUMIDIFIER | 2016-09-20 | 120
RESPIRONICS | M SERIES HUMIDIFIER | 2016-09-20 | 120
RESPIRONICS | M SERIES HUMIDIFIER | 2016-09-20 | 120
RESPIRONICS | M SERIES HUMIDIFIER | 2016-09-20 | 120
RESPIRONICS | M SERIES HUMIDIFIER | 2016-09-20 | 120
RESPIRONICS | M SERIES HUMIDIFIER | 2016-09-20 | 120
RESPIRONICS | M SERIES HUMIDIFIER | 2016-09-20 | 120
RESPIRONICS | M SERIES HUMIDIFIER | 2016-09-20 | 120
RESPIRONICS | M SERIES HUMIDIFIER | 2016-09-20 | 120
RESPIRONICS | M SERIES HUMIDIFIER | 2016-09-20 | 120
RESPIRONICS | M SERIES HUMIDIFIER | 2016-09-20 | 120
RESPIRONICS | M SERIES HUMIDIFIER | 2016-09-20 | 120
RESPIRONICS | M SERIES HUMIDIFIER | 2016-09-20 | 120
RESPIRONICS | M SERIES HUMIDIFIER | 2016-09-20 | 120
RESPIRONICS | M SERIES HUMIDIFIER | 2016-09-20 | 120
RESPIRONICS | M SERIES HUMIDIFIER | 2016-09-20 | 120
RESPIRONICS | M SERIES HUMIDIFIER | 2016-09-20 | 120
RESPIRONICS | M SERIES HUMIDIFIER | 2016-09-20 | 120
RESPIRONICS | M SERIES HUMIDIFIER | 2016-09-20 | 120
RESPIRONICS | M SERIES HUMIDIFIER | 2016-09-20 | 120
RESPIRONICS | M SERIES HUMIDIFIER | 2016-09-20 | 120
RESPIRONICS | M SERIES HUMIDIFIER | 2016-09-20 | 120
RESPIRONICS | M SERIES HUMIDIFIER | 2016-09-20 | 120
RESPIRONICS | M SERIES HUMIDIFIER | 2016-09-20 | 120
RESPIRONICS | M SERIES HUMIDIFIER | 2016-09-20 | 120
RESPIRONICS | A40 | 2016-09-20 | 2427.5
RESPIRONICS | COUGH ASSIST E70 | 2016-09-20 | 3300
RESPIRONICS | COUGH ASSIST E70 | 2016-09-20 | 3300
RESPIRONICS | TRILOGY 100 | 2016-09-20 | 3586
RESPIRONICS | M SERIES HUMIDIFIER | 2016-09-20 | 120
RESPIRONICS | M SERIES HUMIDIFIER | 2016-09-20 | 120
RESPIRONICS | A40 | 2016-09-20 | 2427.5
RESPIRONICS | M SERIES HUMIDIFIER | 2016-09-20 | 120
RESPIRONICS | M SERIES HUMIDIFIER | 2016-09-20 | 120
RESPIRONICS | M SERIES HUMIDIFIER | 2016-09-20 | 120
RESPIRONICS | M SERIES HUMIDIFIER | 2016-09-20 | 120
RESPIRONICS | M SERIES HUMIDIFIER | 2016-09-20 | 120
RESPIRONICS | M SERIES HUMIDIFIER | 2016-09-20 | 120
RESPIRONICS | M SERIES HUMIDIFIER | 2016-09-20 | 120
RESPIRONICS | M SERIES HUMIDIFIER | 2016-09-20 | 120
RESPIRONICS | M SERIES HUMIDIFIER | 2016-09-20 | 120
RESPIRONICS | M SERIES HUMIDIFIER | 2016-09-20 | 120
RESPIRONICS | M SERIES HUMIDIFIER | 2016-09-20 | 120
RESPIRONICS | M SERIES HUMIDIFIER | 2016-09-20 | 120
RESPIRONICS | M SERIES HUMIDIFIER | 2016-09-20 | 120
RESPIRONICS | M SERIES HUMIDIFIER | 2016-09-20 | 120
RESPIRONICS | M SERIES HUMIDIFIER | 2016-09-20 | 120
RESPIRONICS | M SERIES HUMIDIFIER | 2016-09-20 | 120
RESPIRONICS | M SERIES HUMIDIFIER | 2016-09-20 | 120
RESPIRONICS | M SERIES HUMIDIFIER | 2016-09-20 | 120
RESPIRONICS | M SERIES HUMIDIFIER | 2016-09-20 | 120
RESPIRONICS | M SERIES HUMIDIFIER | 2016-09-20 | 120
RESPIRONICS | M SERIES HUMIDIFIER | 2016-09-20 | 120
RESPIRONICS | M SERIES HUMIDIFIER | 2016-09-20 | 120
RESPIRONICS | M SERIES HUMIDIFIER | 2016-09-20 | 120
RESPIRONICS | M SERIES HUMIDIFIER | 2016-09-20 | 120
RESPIRONICS | M SERIES HUMIDIFIER | 2016-09-20 | 120
RESPIRONICS | M SERIES HUMIDIFIER | 2016-09-20 | 120
RESPIRONICS | M SERIES HUMIDIFIER | 2016-09-20 | 120
RESPIRONICS | M SERIES HUMIDIFIER | 2016-09-20 | 120
RESPIRONICS | M SERIES HUMIDIFIER | 2016-09-20 | 120
RESPIRONICS | M SERIES HUMIDIFIER | 2016-09-20 | 120
RESPIRONICS | M SERIES HUMIDIFIER | 2016-09-20 | 120
RESPIRONICS | M SERIES HUMIDIFIER | 2016-09-20 | 120
RESPIRONICS | M SERIES HUMIDIFIER | 2016-09-20 | 120
RESPIRONICS | M SERIES HUMIDIFIER | 2016-09-20 | 120
RESPIRONICS | M SERIES HUMIDIFIER | 2016-09-20 | 120
RESPIRONICS | M SERIES HUMIDIFIER | 2016-09-20 | 120
RESPIRONICS | M SERIES HUMIDIFIER | 2016-09-20 | 120
RESPIRONICS | M SERIES HUMIDIFIER | 2016-09-20 | 120
RESPIRONICS | M SERIES HUMIDIFIER | 2016-09-20 | 120
RESPIRONICS | M SERIES HUMIDIFIER | 2016-09-20 | 120
RESPIRONICS | M SERIES HUMIDIFIER | 2016-09-20 | 120
RESPIRONICS | M SERIES HUMIDIFIER | 2016-09-20 | 120
RESPIRONICS | M SERIES HUMIDIFIER | 2016-09-20 | 120
RESPIRONICS | M SERIES HUMIDIFIER | 2016-09-20 | 120
RESPIRONICS | M SERIES HUMIDIFIER | 2016-09-20 | 120
RESPIRONICS | M SERIES HUMIDIFIER | 2016-09-20 | 120
RESPIRONICS | M SERIES HUMIDIFIER | 2016-09-20 | 120
RESPIRONICS | M SERIES HUMIDIFIER | 2016-09-20 | 120
RESPIRONICS | M SERIES HUMIDIFIER | 2016-09-20 | 120
RESPIRONICS | M SERIES HUMIDIFIER | 2016-09-20 | 120
RESPIRONICS | M SERIES HUMIDIFIER | 2016-09-20 | 120
RESPIRONICS | M SERIES HUMIDIFIER | 2016-09-20 | 120
RESPIRONICS | M SERIES HUMIDIFIER | 2016-09-20 | 120
RESPIRONICS | M SERIES HUMIDIFIER | 2016-09-20 | 120
RESPIRONICS | M SERIES HUMIDIFIER | 2016-09-20 | 120
RESPIRONICS | M SERIES HUMIDIFIER | 2016-09-20 | 120
RESPIRONICS | M SERIES HUMIDIFIER | 2016-09-20 | 120
RESPIRONICS | M SERIES HUMIDIFIER | 2016-09-20 | 120
RESPIRONICS | M SERIES HUMIDIFIER | 2016-09-20 | 120
RESPIRONICS | M SERIES HUMIDIFIER | 2016-09-20 | 120
RESPIRONICS | M SERIES HUMIDIFIER | 2016-09-20 | 120
RESPIRONICS | M SERIES HUMIDIFIER | 2016-09-20 | 120
RESPIRONICS | M SERIES HUMIDIFIER | 2016-09-20 | 120
RESPIRONICS | M SERIES HUMIDIFIER | 2016-09-20 | 120
RESPIRONICS | M SERIES HUMIDIFIER | 2016-09-20 | 120
RESPIRONICS | M SERIES HUMIDIFIER | 2016-09-20 | 120
RESPIRONICS | M SERIES HUMIDIFIER | 2016-09-20 | 120
RESPIRONICS | M SERIES HUMIDIFIER | 2016-09-20 | 120
RESPIRONICS | M SERIES HUMIDIFIER | 2016-09-20 | 120
RESPIRONICS | M SERIES HUMIDIFIER | 2016-09-20 | 120
RESPIRONICS | M SERIES HUMIDIFIER | 2016-09-20 | 120
RESPIRONICS | M SERIES HUMIDIFIER | 2016-09-20 | 120
SHIRE | SA-6 | 2016-09-20 | 350
RESPIRONICS | A40 | 2016-09-20 | 2427.5
RESPIRONICS | A40 | 2016-09-20 | 2427.5
RESPIRONICS | A40 | 2016-09-20 | 2427.5
RESPIRONICS | A40 | 2016-09-20 | 2427.5
RESPIRONICS | A40 | 2016-09-20 | 2427.5
RESPIRONICS | A40 | 2016-09-20 | 2427.5
RESPIRONICS | A40 | 2016-09-20 | 2427.5
RESPIRONICS | A40 | 2016-09-20 | 2427.5
RESPIRONICS | A40 | 2016-09-20 | 2427.5
RESPIRONICS | A40 | 2016-09-20 | 2427.5
RESPIRONICS | A40 | 2016-09-20 | 2427.5
RESPIRONICS | A40 | 2016-09-20 | 2427.5
LAERDAL | LSU-2 | 2016-07-15 | 680
RESPIRONICS | TRILOGY 100 | 2016-06-28 | 3586
RESPIRONICS | TRILOGY 100 | 2016-06-28 | 3586
RESPIRONICS | TRILOGY 100 | 2016-06-28 | 3586
RESPIRONICS | TRILOGY 100 | 2016-06-28 | 3586
RESPIRONICS | TRILOGY 100 | 2016-06-28 | 3586
RESPIRONICS | TRILOGY 100 | 2016-06-28 | 3586
RESPIRONICS | TRILOGY 100 | 2016-06-28 | 3586
RESPIRONICS | COUGH ASSIST E70 | 2016-06-24 | 3300
RESPIRONICS | COUGH ASSIST E70 | 2016-06-24 | 3300
RESPIRONICS | BIPAP A30 | 2016-06-23 | 2255
RESPIRONICS | BIPAP A30 | 2016-06-23 | 2255
RESPIRONICS | BIPAP A30 | 2016-06-23 | 2255
RESPIRONICS | BIPAP A30 | 2016-06-23 | 2255
RESPIRONICS | BIPAP A30 | 2016-06-23 | 2255
RESPIRONICS | BIPAP A30 | 2016-06-23 | 2255
RESPIRONICS | BIPAP A30 | 2016-06-23 | 2255
RESPIRONICS | BIPAP A30 | 2016-06-23 | 2255
RESPIRONICS | BIPAP A30 | 2016-06-23 | 2255
RESPIRONICS | BIPAP A30 | 2016-06-23 | 2255
RESPIRONICS | BIPAP A30 | 2016-06-23 | 2255
RESPIRONICS | BIPAP A30 | 2016-06-23 | 2255
RESPIRONICS | BIPAP A30 | 2016-06-23 | 2255
RESPIRONICS | BIPAP A30 | 2016-06-23 | 2255
RESPIRONICS | BIPAP A30 | 2016-06-23 | 2255
RESPIRONICS | BIPAP A30 | 2016-06-23 | 2255
RESPIRONICS | BIPAP A30 | 2016-06-23 | 2255
RESPIRONICS | BIPAP A30 | 2016-06-23 | 2255
RESPIRONICS | BIPAP A30 | 2016-06-23 | 2255
RESPIRONICS | BIPAP A30 | 2016-06-23 | 2255
RESPIRONICS | BIPAP A30 | 2016-06-23 | 2255
RESPIRONICS | BIPAP A30 | 2016-06-23 | 2255
RESPIRONICS | M SERIES HUMIDIFIER | 2016-06-20 | 120
RESPIRONICS | M SERIES HUMIDIFIER | 2016-06-20 | 120
RESPIRONICS | M SERIES HUMIDIFIER | 2016-06-20 | 120
RESPIRONICS | M SERIES HUMIDIFIER | 2016-06-20 | 120
RESPIRONICS | M SERIES HUMIDIFIER | 2016-06-20 | 120
RESPIRONICS | M SERIES HUMIDIFIER | 2016-06-20 | 120
RESPIRONICS | M SERIES HUMIDIFIER | 2016-06-20 | 120
RESPIRONICS | A40 | 2016-06-20 | 2427.5
RESPIRONICS | M SERIES HUMIDIFIER | 2016-06-20 | 120
RESPIRONICS | M SERIES HUMIDIFIER | 2016-06-20 | 120
RESPIRONICS | M SERIES HUMIDIFIER | 2016-06-20 | 120
RESPIRONICS | M SERIES HUMIDIFIER | 2016-06-20 | 120
RESPIRONICS | M SERIES HUMIDIFIER | 2016-06-20 | 120
RESPIRONICS | M SERIES HUMIDIFIER | 2016-06-20 | 120
RESPIRONICS | M SERIES HUMIDIFIER | 2016-06-20 | 120
RESPIRONICS | M SERIES HUMIDIFIER | 2016-06-20 | 120
RESPIRONICS | M SERIES HUMIDIFIER | 2016-06-20 | 120
RESPIRONICS | M SERIES HUMIDIFIER | 2016-06-20 | 120
RESPIRONICS | M SERIES HUMIDIFIER | 2016-06-20 | 120
RESPIRONICS | M SERIES HUMIDIFIER | 2016-06-20 | 120
RESPIRONICS | M SERIES HUMIDIFIER | 2016-06-20 | 120
RESPIRONICS | M SERIES HUMIDIFIER | 2016-06-20 | 120
RESPIRONICS | M SERIES HUMIDIFIER | 2016-06-20 | 120
RESPIRONICS | M SERIES HUMIDIFIER | 2016-06-20 | 120
RESPIRONICS | M SERIES HUMIDIFIER | 2016-06-20 | 120
RESPIRONICS | M SERIES HUMIDIFIER | 2016-06-20 | 120
RESPIRONICS | A40 | 2016-06-20 | 2427.5
RESPIRONICS | A40 | 2016-06-20 | 2427.5
RESPIRONICS | A40 | 2016-06-20 | 2427.5
RESPIRONICS | A40 | 2016-06-20 | 2427.5
RESPIRONICS | A40 | 2016-06-20 | 2427.5
RESPIRONICS | M SERIES HUMIDIFIER | 2016-06-20 | 120
RESPIRONICS | M SERIES HUMIDIFIER | 2016-06-20 | 120
RESPIRONICS | M SERIES HUMIDIFIER | 2016-06-20 | 120
RESPIRONICS | M SERIES HUMIDIFIER | 2016-06-20 | 120
RESPIRONICS | M SERIES HUMIDIFIER | 2016-06-20 | 120
RESPIRONICS | M SERIES HUMIDIFIER | 2016-06-20 | 120
RESPIRONICS | M SERIES HUMIDIFIER | 2016-06-20 | 120
RESPIRONICS | A40 | 2016-06-20 | 2427.5
RESPIRONICS | A40 | 2016-06-20 | 2427.5
RESPIRONICS | A40 | 2016-06-20 | 2427.5
RESPIRONICS | A40 | 2016-06-20 | 2427.5
RESPIRONICS | A40 | 2016-06-20 | 2427.5
RESPIRONICS | A40 | 2016-06-20 | 2427.5
RESPIRONICS | A40 | 2016-06-20 | 2427.5
RESPIRONICS | A40 | 2016-06-20 | 2427.5
RESPIRONICS | A40 | 2016-06-20 | 2427.5
RESPIRONICS | TRILOGY 100 | 2016-06-20 | 3586
RESPIRONICS | M SERIES HUMIDIFIER | 2016-06-20 | 120
RESPIRONICS | M SERIES HUMIDIFIER | 2016-06-20 | 120
RESPIRONICS | M SERIES HUMIDIFIER | 2016-06-20 | 120
RESPIRONICS | M SERIES HUMIDIFIER | 2016-06-20 | 120
RESPIRONICS | M SERIES HUMIDIFIER | 2016-06-20 | 120
RESPIRONICS | M SERIES HUMIDIFIER | 2016-06-20 | 120
RESPIRONICS | M SERIES HUMIDIFIER | 2016-06-20 | 120
RESPIRONICS | M SERIES HUMIDIFIER | 2016-06-20 | 120
RESPIRONICS | M SERIES HUMIDIFIER | 2016-06-20 | 120
RESPIRONICS | M SERIES HUMIDIFIER | 2016-06-20 | 120
RESPIRONICS | M SERIES HUMIDIFIER | 2016-06-20 | 120
RESPIRONICS | M SERIES HUMIDIFIER | 2016-06-20 | 120
RESPIRONICS | M SERIES HUMIDIFIER | 2016-06-20 | 120
RESPIRONICS | A40 | 2016-06-20 | 2427.5
RESPIRONICS | A40 | 2016-06-20 | 2427.5
RESPIRONICS | A40 | 2016-06-20 | 2427.5
RESPIRONICS | A40 | 2016-06-20 | 2427.5
RESPIRONICS | A40 | 2016-06-20 | 2427.5
RESPIRONICS | M SERIES HUMIDIFIER | 2016-06-20 | 120
RESPIRONICS | M SERIES HUMIDIFIER | 2016-06-20 | 120
RESPIRONICS | M SERIES HUMIDIFIER | 2016-06-20 | 120
RESPIRONICS | M SERIES HUMIDIFIER | 2016-06-20 | 120
RESPIRONICS | M SERIES HUMIDIFIER | 2016-06-20 | 120
RESPIRONICS | M SERIES HUMIDIFIER | 2016-06-20 | 120
RESPIRONICS | M SERIES HUMIDIFIER | 2016-06-20 | 120
RESPIRONICS | M SERIES HUMIDIFIER | 2016-06-20 | 120
RESPIRONICS | M SERIES HUMIDIFIER | 2016-06-20 | 120
RESPIRONICS | M SERIES HUMIDIFIER | 2016-06-20 | 120
RESPIRONICS | M SERIES HUMIDIFIER | 2016-06-20 | 120
RESPIRONICS | M SERIES HUMIDIFIER | 2016-06-20 | 120
RESPIRONICS | M SERIES HUMIDIFIER | 2016-06-20 | 120
RESPIRONICS | M SERIES HUMIDIFIER | 2016-06-20 | 120
RESPIRONICS | M SERIES HUMIDIFIER | 2016-06-20 | 120
RESPIRONICS | M SERIES HUMIDIFIER | 2016-06-20 | 120
RESPIRONICS | M SERIES HUMIDIFIER | 2016-06-20 | 120
RESPIRONICS | M SERIES HUMIDIFIER | 2016-06-20 | 120
RESPIRONICS | M SERIES HUMIDIFIER | 2016-06-20 | 120
RESPIRONICS | M SERIES HUMIDIFIER | 2016-06-20 | 120
RESPIRONICS | M SERIES HUMIDIFIER | 2016-06-20 | 120
RESPIRONICS | M SERIES HUMIDIFIER | 2016-06-20 | 120
RESPIRONICS | M SERIES HUMIDIFIER | 2016-06-20 | 120
RESPIRONICS | M SERIES HUMIDIFIER | 2016-06-20 | 120
RESPIRONICS | M SERIES HUMIDIFIER | 2016-06-20 | 120
RESPIRONICS | M SERIES HUMIDIFIER | 2016-06-20 | 120
RESPIRONICS | M SERIES HUMIDIFIER | 2016-06-20 | 120
RESPIRONICS | M SERIES HUMIDIFIER | 2016-06-20 | 120
RESPIRONICS | M SERIES HUMIDIFIER | 2016-06-20 | 120
RESPIRONICS | M SERIES HUMIDIFIER | 2016-06-20 | 120
RESPIRONICS | M SERIES HUMIDIFIER | 2016-06-20 | 120
RESPIRONICS | M SERIES HUMIDIFIER | 2016-06-20 | 120
RESPIRONICS | M SERIES HUMIDIFIER | 2016-06-20 | 120
RESPIRONICS | M SERIES HUMIDIFIER | 2016-06-20 | 120
RESPIRONICS | M SERIES HUMIDIFIER | 2016-06-20 | 120
RESPIRONICS | M SERIES HUMIDIFIER | 2016-06-20 | 120
RESPIRONICS | M SERIES HUMIDIFIER | 2016-06-20 | 120
RESPIRONICS | M SERIES HUMIDIFIER | 2016-06-20 | 120
RESPIRONICS | M SERIES HUMIDIFIER | 2016-06-20 | 120
RESPIRONICS | M SERIES HUMIDIFIER | 2016-06-20 | 120
RESPIRONICS | M SERIES HUMIDIFIER | 2016-06-20 | 120
RESPIRONICS | M SERIES HUMIDIFIER | 2016-06-20 | 120
RESPIRONICS | M SERIES HUMIDIFIER | 2016-06-20 | 120
RESPIRONICS | M SERIES HUMIDIFIER | 2016-06-20 | 120
RESPIRONICS | M SERIES HUMIDIFIER | 2016-06-20 | 120
RESPIRONICS | M SERIES HUMIDIFIER | 2016-06-20 | 120
RESPIRONICS | A40 | 2016-06-20 | 2427.5
RESPIRONICS | M SERIES HUMIDIFIER | 2016-06-20 | 120
RESPIRONICS | M SERIES HUMIDIFIER | 2016-06-20 | 120
RESPIRONICS | A40 | 2016-06-20 | 2427.5
RESPIRONICS | M SERIES HUMIDIFIER | 2016-06-20 | 120
RESPIRONICS | M SERIES HUMIDIFIER | 2016-06-20 | 120
RESPIRONICS | M SERIES HUMIDIFIER | 2016-06-20 | 120
RESPIRONICS | A40 | 2016-06-20 | 2427.5
RESPIRONICS | A40 | 2016-06-20 | 2427.5
RESPIRONICS | M SERIES HUMIDIFIER | 2016-06-20 | 120
RESPIRONICS | M SERIES HUMIDIFIER | 2016-06-20 | 120
RESPIRONICS | M SERIES HUMIDIFIER | 2016-06-20 | 120
RESPIRONICS | M SERIES HUMIDIFIER | 2016-06-20 | 120
RESPIRONICS | M SERIES HUMIDIFIER | 2016-06-20 | 120
RESPIRONICS | M SERIES HUMIDIFIER | 2016-06-20 | 120
RESPIRONICS | M SERIES HUMIDIFIER | 2016-06-20 | 120
RESPIRONICS | M SERIES HUMIDIFIER | 2016-06-20 | 120
RESPIRONICS | M SERIES HUMIDIFIER | 2016-06-20 | 120
RESPIRONICS | M SERIES HUMIDIFIER | 2016-06-20 | 120
RESPIRONICS | M SERIES HUMIDIFIER | 2016-06-20 | 120
RESPIRONICS | M SERIES HUMIDIFIER | 2016-06-20 | 120
RESPIRONICS | M SERIES HUMIDIFIER | 2016-06-20 | 120
RESPIRONICS | M SERIES HUMIDIFIER | 2016-06-20 | 120
RESPIRONICS | M SERIES HUMIDIFIER | 2016-06-20 | 120
RESPIRONICS | M SERIES HUMIDIFIER | 2016-06-20 | 120
RESPIRONICS | M SERIES HUMIDIFIER | 2016-06-20 | 120
RESPIRONICS | M SERIES HUMIDIFIER | 2016-06-20 | 120
RESPIRONICS | M SERIES HUMIDIFIER | 2016-06-20 | 120
RESPIRONICS | M SERIES HUMIDIFIER | 2016-06-20 | 120
RESPIRONICS | M SERIES HUMIDIFIER | 2016-06-20 | 120
RESPIRONICS | M SERIES HUMIDIFIER | 2016-06-20 | 120
RESPIRONICS | M SERIES HUMIDIFIER | 2016-06-20 | 120
RESPIRONICS | M SERIES HUMIDIFIER | 2016-06-20 | 120
RESPIRONICS | M SERIES HUMIDIFIER | 2016-06-20 | 120
RESPIRONICS | M SERIES HUMIDIFIER | 2016-06-20 | 120
RESPIRONICS | M SERIES HUMIDIFIER | 2016-06-20 | 120
RESPIRONICS | M SERIES HUMIDIFIER | 2016-06-20 | 120
RESPIRONICS | M SERIES HUMIDIFIER | 2016-06-20 | 120
RESPIRONICS | M SERIES HUMIDIFIER | 2016-06-20 | 120
RESPIRONICS | M SERIES HUMIDIFIER | 2016-06-20 | 120
RESPIRONICS | TRILOGY 100 | 2016-06-20 | 3586
RESPIRONICS | A40 | 2016-06-20 | 2427.5
RESPIRONICS | M SERIES HUMIDIFIER | 2016-06-20 | 120
RESPIRONICS | M SERIES HUMIDIFIER | 2016-06-20 | 120
RESPIRONICS | M SERIES HUMIDIFIER | 2016-06-20 | 120
RESPIRONICS | M SERIES HUMIDIFIER | 2016-06-20 | 120
RESPIRONICS | M SERIES HUMIDIFIER | 2016-06-20 | 120
RESPIRONICS | M SERIES HUMIDIFIER | 2016-06-20 | 120
RESPIRONICS | M SERIES HUMIDIFIER | 2016-06-20 | 120
RESPIRONICS | M SERIES HUMIDIFIER | 2016-06-20 | 120
RESPIRONICS | M SERIES HUMIDIFIER | 2016-06-20 | 120
RESPIRONICS | M SERIES HUMIDIFIER | 2016-06-20 | 120
RESPIRONICS | M SERIES HUMIDIFIER | 2016-06-20 | 120
RESPIRONICS | M SERIES HUMIDIFIER | 2016-06-20 | 120
RESPIRONICS | M SERIES HUMIDIFIER | 2016-06-20 | 120
RESPIRONICS | M SERIES HUMIDIFIER | 2016-06-20 | 120
RESPIRONICS | M SERIES HUMIDIFIER | 2016-06-20 | 120
RESPIRONICS | M SERIES HUMIDIFIER | 2016-06-20 | 120
RESPIRONICS | M SERIES HUMIDIFIER | 2016-06-20 | 120
RESPIRONICS | M SERIES HUMIDIFIER | 2016-06-20 | 120
RESPIRONICS | M SERIES HUMIDIFIER | 2016-06-20 | 120
RESPIRONICS | M SERIES HUMIDIFIER | 2016-06-20 | 120
RESPIRONICS | M SERIES HUMIDIFIER | 2016-06-20 | 120
RESPIRONICS | M SERIES HUMIDIFIER | 2016-06-20 | 120
RESPIRONICS | M SERIES HUMIDIFIER | 2016-06-20 | 120
RESPIRONICS | M SERIES HUMIDIFIER | 2016-06-20 | 120
RESPIRONICS | M SERIES HUMIDIFIER | 2016-06-20 | 120
RESPIRONICS | M SERIES HUMIDIFIER | 2016-06-20 | 120
RESPIRONICS | M SERIES HUMIDIFIER | 2016-06-20 | 120
RESPIRONICS | M SERIES HUMIDIFIER | 2016-06-20 | 120
RESPIRONICS | M SERIES HUMIDIFIER | 2016-06-20 | 120
RESPIRONICS | M SERIES HUMIDIFIER | 2016-06-20 | 120
RESPIRONICS | M SERIES HUMIDIFIER | 2016-06-20 | 120
RESPIRONICS | M SERIES HUMIDIFIER | 2016-06-20 | 120
RESPIRONICS | M SERIES HUMIDIFIER | 2016-06-20 | 120
RESPIRONICS | M SERIES HUMIDIFIER | 2016-06-20 | 120
RESPIRONICS | M SERIES HUMIDIFIER | 2016-06-20 | 120
RESPIRONICS | M SERIES HUMIDIFIER | 2016-06-20 | 120
RESPIRONICS | M SERIES HUMIDIFIER | 2016-06-20 | 120
RESPIRONICS | M SERIES HUMIDIFIER | 2016-06-20 | 120
RESPIRONICS | M SERIES HUMIDIFIER | 2016-06-20 | 120
RESPIRONICS | M SERIES HUMIDIFIER | 2016-06-20 | 120
RESPIRONICS | M SERIES HUMIDIFIER | 2016-06-20 | 120
RESPIRONICS | M SERIES HUMIDIFIER | 2016-06-20 | 120
RESPIRONICS | M SERIES HUMIDIFIER | 2016-06-20 | 120
RESPIRONICS | M SERIES HUMIDIFIER | 2016-06-20 | 120
RESPIRONICS | M SERIES HUMIDIFIER | 2016-06-20 | 120
RESPIRONICS | M SERIES HUMIDIFIER | 2016-06-20 | 120
RESPIRONICS | M SERIES HUMIDIFIER | 2016-06-20 | 120
RESPIRONICS | TRILOGY 100 | 2016-06-20 | 3586
RESPIRONICS | M SERIES HUMIDIFIER | 2016-06-20 | 120
RESPIRONICS | M SERIES HUMIDIFIER | 2016-06-20 | 120
RESPIRONICS | M SERIES HUMIDIFIER | 2016-06-20 | 120
RESPIRONICS | M SERIES HUMIDIFIER | 2016-06-20 | 120
RESPIRONICS | M SERIES HUMIDIFIER | 2016-06-20 | 120
RESPIRONICS | M SERIES HUMIDIFIER | 2016-06-20 | 120
RESPIRONICS | M SERIES HUMIDIFIER | 2016-06-20 | 120
RESPIRONICS | M SERIES HUMIDIFIER | 2016-06-20 | 120
RESPIRONICS | M SERIES HUMIDIFIER | 2016-06-20 | 120
RESPIRONICS | M SERIES HUMIDIFIER | 2016-06-20 | 120
RESPIRONICS | M SERIES HUMIDIFIER | 2016-06-20 | 120
RESPIRONICS | M SERIES HUMIDIFIER | 2016-06-20 | 120
RESPIRONICS | M SERIES HUMIDIFIER | 2016-06-20 | 120
RESPIRONICS | M SERIES HUMIDIFIER | 2016-06-20 | 120
RESPIRONICS | M SERIES HUMIDIFIER | 2016-06-20 | 120
RESPIRONICS | M SERIES HUMIDIFIER | 2016-06-20 | 120
RESPIRONICS | M SERIES HUMIDIFIER | 2016-06-20 | 120
RESPIRONICS | M SERIES HUMIDIFIER | 2016-06-20 | 120
RESPIRONICS | M SERIES HUMIDIFIER | 2016-06-20 | 120
RESPIRONICS | M SERIES HUMIDIFIER | 2016-06-20 | 120
RESPIRONICS | M SERIES HUMIDIFIER | 2016-06-20 | 120
RESPIRONICS | M SERIES HUMIDIFIER | 2016-06-20 | 120
RESPIRONICS | M SERIES HUMIDIFIER | 2016-06-20 | 120
RESPIRONICS | M SERIES HUMIDIFIER | 2016-06-20 | 120
RESPIRONICS | M SERIES HUMIDIFIER | 2016-06-20 | 120
RESPIRONICS | M SERIES HUMIDIFIER | 2016-06-20 | 120
RESPIRONICS | M SERIES HUMIDIFIER | 2016-06-20 | 120
RESPIRONICS | M SERIES HUMIDIFIER | 2016-06-20 | 120
RESPIRONICS | M SERIES HUMIDIFIER | 2016-06-20 | 120
RESPIRONICS | M SERIES HUMIDIFIER | 2016-06-20 | 120
RESPIRONICS | M SERIES HUMIDIFIER | 2016-06-20 | 120
RESPIRONICS | M SERIES HUMIDIFIER | 2016-06-20 | 120
RESPIRONICS | M SERIES HUMIDIFIER | 2016-06-20 | 120
RESPIRONICS | M SERIES HUMIDIFIER | 2016-06-20 | 120
RESPIRONICS | M SERIES HUMIDIFIER | 2016-06-20 | 120
RESPIRONICS | M SERIES HUMIDIFIER | 2016-06-20 | 120
RESPIRONICS | M SERIES HUMIDIFIER | 2016-06-20 | 120
RESPIRONICS | M SERIES HUMIDIFIER | 2016-06-20 | 120
RESPIRONICS | A40 | 2016-06-20 | 2427.5
RESPIRONICS | A40 | 2016-06-20 | 2427.5
RESPIRONICS | M SERIES HUMIDIFIER | 2016-06-20 | 120
RESPIRONICS | M SERIES HUMIDIFIER | 2016-06-20 | 120
RESPIRONICS | M SERIES HUMIDIFIER | 2016-06-20 | 120
RESPIRONICS | M SERIES HUMIDIFIER | 2016-06-20 | 120
RESPIRONICS | M SERIES HUMIDIFIER | 2016-06-20 | 120
RESPIRONICS | M SERIES HUMIDIFIER | 2016-06-20 | 120
RESPIRONICS | M SERIES HUMIDIFIER | 2016-06-20 | 120
RESPIRONICS | M SERIES HUMIDIFIER | 2016-06-20 | 120
RESPIRONICS | M SERIES HUMIDIFIER | 2016-06-20 | 120
RESPIRONICS | M SERIES HUMIDIFIER | 2016-06-20 | 120
RESPIRONICS | M SERIES HUMIDIFIER | 2016-06-20 | 120
RESPIRONICS | M SERIES HUMIDIFIER | 2016-06-20 | 120
RESPIRONICS | M SERIES HUMIDIFIER | 2016-06-20 | 120
RESPIRONICS | M SERIES HUMIDIFIER | 2016-06-20 | 120
RESPIRONICS | M SERIES HUMIDIFIER | 2016-06-20 | 120
RESPIRONICS | M SERIES HUMIDIFIER | 2016-06-20 | 120
RESPIRONICS | M SERIES HUMIDIFIER | 2016-06-20 | 120
RESPIRONICS | M SERIES HUMIDIFIER | 2016-06-20 | 120
RESPIRONICS | M SERIES HUMIDIFIER | 2016-06-20 | 120
RESPIRONICS | M SERIES HUMIDIFIER | 2016-06-20 | 120
RESPIRONICS | M SERIES HUMIDIFIER | 2016-06-20 | 120
RESPIRONICS | M SERIES HUMIDIFIER | 2016-06-20 | 120
RESPIRONICS | M SERIES HUMIDIFIER | 2016-06-20 | 120
RESPIRONICS | M SERIES HUMIDIFIER | 2016-06-20 | 120
RESPIRONICS | M SERIES HUMIDIFIER | 2016-06-20 | 120
RESPIRONICS | M SERIES HUMIDIFIER | 2016-06-20 | 120
RESPIRONICS | M SERIES HUMIDIFIER | 2016-06-20 | 120
RESPIRONICS | M SERIES HUMIDIFIER | 2016-06-20 | 120
RESPIRONICS | M SERIES HUMIDIFIER | 2016-06-20 | 120
RESPIRONICS | M SERIES HUMIDIFIER | 2016-06-20 | 120
RESPIRONICS | M SERIES HUMIDIFIER | 2016-06-20 | 120
RESPIRONICS | M SERIES HUMIDIFIER | 2016-06-20 | 120
RESPIRONICS | M SERIES HUMIDIFIER | 2016-06-20 | 120
RESPIRONICS | M SERIES HUMIDIFIER | 2016-06-20 | 120
RESPIRONICS | M SERIES HUMIDIFIER | 2016-06-20 | 120
RESPIRONICS | M SERIES HUMIDIFIER | 2016-06-20 | 120
RESPIRONICS | M SERIES HUMIDIFIER | 2016-06-20 | 120
RESPIRONICS | M SERIES HUMIDIFIER | 2016-06-20 | 120
RESPIRONICS | M SERIES HUMIDIFIER | 2016-06-20 | 120
RESPIRONICS | M SERIES HUMIDIFIER | 2016-06-20 | 120
RESPIRONICS | M SERIES HUMIDIFIER | 2016-06-20 | 120
RESPIRONICS | M SERIES HUMIDIFIER | 2016-06-20 | 120
RESPIRONICS | M SERIES HUMIDIFIER | 2016-06-20 | 120
RESPIRONICS | M SERIES HUMIDIFIER | 2016-06-20 | 120
RESPIRONICS | M SERIES HUMIDIFIER | 2016-06-20 | 120
RESPIRONICS | M SERIES HUMIDIFIER | 2016-06-20 | 120
RESPIRONICS | M SERIES HUMIDIFIER | 2016-06-20 | 120
RESPIRONICS | M SERIES HUMIDIFIER | 2016-06-20 | 120
RESPIRONICS | M SERIES HUMIDIFIER | 2016-06-20 | 120
RESPIRONICS | M SERIES HUMIDIFIER | 2016-06-20 | 120
RESPIRONICS | M SERIES HUMIDIFIER | 2016-06-20 | 120
RESPIRONICS | M SERIES HUMIDIFIER | 2016-06-20 | 120
RESPIRONICS | M SERIES HUMIDIFIER | 2016-06-20 | 120
RESPIRONICS | M SERIES HUMIDIFIER | 2016-06-20 | 120
RESPIRONICS | M SERIES HUMIDIFIER | 2016-06-20 | 120
RESPIRONICS | M SERIES HUMIDIFIER | 2016-06-20 | 120
RESPIRONICS | M SERIES HUMIDIFIER | 2016-06-20 | 120
RESPIRONICS | M SERIES HUMIDIFIER | 2016-06-20 | 120
RESPIRONICS | M SERIES HUMIDIFIER | 2016-06-20 | 120
RESPIRONICS | M SERIES HUMIDIFIER | 2016-06-20 | 120
RESPIRONICS | M SERIES HUMIDIFIER | 2016-06-20 | 120
RESPIRONICS | M SERIES HUMIDIFIER | 2016-06-20 | 120
RESPIRONICS | M SERIES HUMIDIFIER | 2016-06-20 | 120
RESPIRONICS | M SERIES HUMIDIFIER | 2016-06-20 | 120
RESPIRONICS | M SERIES HUMIDIFIER | 2016-06-20 | 120
RESPIRONICS | M SERIES HUMIDIFIER | 2016-06-20 | 120
RESPIRONICS | M SERIES HUMIDIFIER | 2016-06-20 | 120
RESPIRONICS | M SERIES HUMIDIFIER | 2016-06-20 | 120
RESPIRONICS | M SERIES HUMIDIFIER | 2016-06-20 | 120
RESPIRONICS | M SERIES HUMIDIFIER | 2016-06-20 | 120
RESPIRONICS | M SERIES HUMIDIFIER | 2016-06-20 | 120
RESPIRONICS | M SERIES HUMIDIFIER | 2016-06-20 | 120
RESPIRONICS | M SERIES HUMIDIFIER | 2016-06-20 | 120
RESPIRONICS | M SERIES HUMIDIFIER | 2016-06-20 | 120
RESPIRONICS | M SERIES HUMIDIFIER | 2016-06-20 | 120
RESPIRONICS | M SERIES HUMIDIFIER | 2016-06-20 | 120
RESPIRONICS | M SERIES HUMIDIFIER | 2016-06-20 | 120
RESPIRONICS | M SERIES HUMIDIFIER | 2016-06-20 | 120
RESPIRONICS | M SERIES HUMIDIFIER | 2016-06-20 | 120
RESPIRONICS | M SERIES HUMIDIFIER | 2016-06-20 | 120
RESPIRONICS | M SERIES HUMIDIFIER | 2016-06-20 | 120
RESPIRONICS | M SERIES HUMIDIFIER | 2016-06-20 | 120
RESPIRONICS | M SERIES HUMIDIFIER | 2016-06-20 | 120
RESPIRONICS | M SERIES HUMIDIFIER | 2016-06-20 | 120
RESPIRONICS | M SERIES HUMIDIFIER | 2016-06-20 | 120
RESPIRONICS | M SERIES HUMIDIFIER | 2016-06-20 | 120
RESPIRONICS | M SERIES HUMIDIFIER | 2016-06-20 | 120
RESPIRONICS | A40 | 2016-06-20 | 2427.5
RESPIRONICS | M SERIES HUMIDIFIER | 2016-06-20 | 120
RESPIRONICS | TRILOGY 100 | 2016-02-12 | 3586
MICROMED ELECTRONICS | BRAIN-QUICK 3200 ACQ/DVEEGHD | 2016-02-11 | 21930
LAERDAL | LSU-2 | 2016-01-25 | 680
F & P | HC150 | 2015-12-30 | 125
RESPIRONICS | REMSTAR AUTO M SERIES | 2015-12-21 | 500
RESPIRONICS | REMSTAR AUTO M SERIES | 2015-12-21 | 500
RESPIRONICS | REMSTAR AUTO M SERIES | 2015-12-21 | 500
RESPIRONICS | REMSTAR AUTO M SERIES | 2015-12-21 | 500
RESPIRONICS | REMSTAR AUTO M SERIES | 2015-12-21 | 500
RESPIRONICS | REMSTAR AUTO M SERIES | 2015-12-21 | 500
RESPIRONICS | REMSTAR AUTO M SERIES | 2015-12-21 | 500
RESPIRONICS | REMSTAR AUTO M SERIES | 2015-12-21 | 500
RESPIRONICS | REMSTAR AUTO M SERIES | 2015-12-21 | 500
RESPIRONICS | REMSTAR AUTO M SERIES | 2015-12-21 | 500
RESPIRONICS | REMSTAR AUTO M SERIES | 2015-12-21 | 500
RESPIRONICS | REMSTAR AUTO M SERIES | 2015-12-21 | 500
RESPIRONICS | REMSTAR AUTO M SERIES | 2015-12-21 | 500
RESPIRONICS | REMSTAR AUTO M SERIES | 2015-12-21 | 500
RESPIRONICS | REMSTAR AUTO M SERIES | 2015-12-21 | 500
RESPIRONICS | REMSTAR AUTO M SERIES | 2015-12-21 | 500
RESPIRONICS | REMSTAR AUTO M SERIES | 2015-12-21 | 500
RESPIRONICS | REMSTAR AUTO M SERIES | 2015-12-21 | 500
RESPIRONICS | REMSTAR AUTO M SERIES | 2015-12-21 | 500
RESPIRONICS | REMSTAR AUTO M SERIES | 2015-12-21 | 500
RESPIRONICS | REMSTAR AUTO M SERIES | 2015-12-21 | 500
RESPIRONICS | REMSTAR AUTO M SERIES | 2015-12-21 | 500
RESPIRONICS | REMSTAR AUTO M SERIES | 2015-12-21 | 500
RESPIRONICS | REMSTAR AUTO M SERIES | 2015-12-21 | 500
RESPIRONICS | REMSTAR AUTO M SERIES | 2015-12-21 | 500
RESPIRONICS | REMSTAR AUTO M SERIES | 2015-12-21 | 500
RESPIRONICS | REMSTAR AUTO M SERIES | 2015-12-21 | 500
RESPIRONICS | REMSTAR AUTO M SERIES | 2015-12-21 | 500
RESPIRONICS | REMSTAR AUTO M SERIES | 2015-12-21 | 500
RESPIRONICS | REMSTAR AUTO M SERIES | 2015-12-21 | 500
RESPIRONICS | REMSTAR AUTO M SERIES | 2015-12-21 | 500
RESPIRONICS | REMSTAR AUTO M SERIES | 2015-12-21 | 500
RESPIRONICS | REMSTAR AUTO M SERIES | 2015-12-21 | 500
RESPIRONICS | REMSTAR AUTO M SERIES | 2015-12-21 | 500
RESPIRONICS | REMSTAR AUTO M SERIES | 2015-12-21 | 500
RESPIRONICS | REMSTAR AUTO M SERIES | 2015-12-21 | 500
RESPIRONICS | REMSTAR AUTO M SERIES | 2015-12-21 | 500
RESPIRONICS | REMSTAR AUTO M SERIES | 2015-12-21 | 500
RESPIRONICS | REMSTAR AUTO M SERIES | 2015-12-21 | 500
RESPIRONICS | REMSTAR AUTO M SERIES | 2015-12-21 | 500
RESPIRONICS | REMSTAR AUTO M SERIES | 2015-12-21 | 500
RESPIRONICS | REMSTAR AUTO M SERIES | 2015-12-21 | 500
RESPIRONICS | REMSTAR AUTO M SERIES | 2015-12-21 | 500
RESPIRONICS | REMSTAR AUTO M SERIES | 2015-12-21 | 500
RESPIRONICS | REMSTAR AUTO M SERIES | 2015-12-21 | 500
RESPIRONICS | REMSTAR AUTO M SERIES | 2015-12-21 | 500
RESPIRONICS | REMSTAR AUTO M SERIES | 2015-12-21 | 500
RESPIRONICS | REMSTAR AUTO M SERIES | 2015-12-21 | 500
RESPIRONICS | REMSTAR AUTO M SERIES | 2015-12-21 | 500
RESPIRONICS | REMSTAR AUTO M SERIES | 2015-12-21 | 500
RESPIRONICS | REMSTAR AUTO M SERIES | 2015-12-21 | 500
RESPIRONICS | REMSTAR AUTO M SERIES | 2015-12-21 | 500
RESPIRONICS | REMSTAR AUTO M SERIES | 2015-12-21 | 500
RESPIRONICS | REMSTAR AUTO M SERIES | 2015-12-21 | 500
RESPIRONICS | REMSTAR AUTO M SERIES | 2015-12-21 | 500
RESPIRONICS | REMSTAR AUTO M SERIES | 2015-12-21 | 500
RESPIRONICS | REMSTAR AUTO M SERIES | 2015-12-21 | 500
RESPIRONICS | REMSTAR AUTO M SERIES | 2015-12-21 | 500
RESPIRONICS | REMSTAR AUTO M SERIES | 2015-12-21 | 500
RESPIRONICS | REMSTAR AUTO M SERIES | 2015-12-21 | 500
RESPIRONICS | REMSTAR AUTO M SERIES | 2015-12-21 | 500
RESPIRONICS | REMSTAR AUTO M SERIES | 2015-12-21 | 500
RESPIRONICS | REMSTAR AUTO M SERIES | 2015-12-21 | 500
RESPIRONICS | REMSTAR AUTO M SERIES | 2015-12-21 | 500
RESPIRONICS | REMSTAR AUTO M SERIES | 2015-12-21 | 500
RESPIRONICS | REMSTAR AUTO M SERIES | 2015-12-21 | 500
RESPIRONICS | REMSTAR AUTO M SERIES | 2015-12-21 | 500
RESPIRONICS | REMSTAR AUTO M SERIES | 2015-12-21 | 500
RESPIRONICS | REMSTAR AUTO M SERIES | 2015-12-21 | 500
RESPIRONICS | REMSTAR AUTO M SERIES | 2015-12-21 | 500
RESPIRONICS | REMSTAR AUTO M SERIES | 2015-12-21 | 500
RESPIRONICS | REMSTAR AUTO M SERIES | 2015-12-21 | 500
RESPIRONICS | REMSTAR AUTO M SERIES | 2015-12-21 | 500
RESPIRONICS | REMSTAR AUTO M SERIES | 2015-12-21 | 500
RESPIRONICS | REMSTAR AUTO M SERIES | 2015-12-21 | 500
RESPIRONICS | REMSTAR AUTO M SERIES | 2015-12-21 | 500
RESPIRONICS | REMSTAR AUTO M SERIES | 2015-12-21 | 500
RESPIRONICS | REMSTAR AUTO M SERIES | 2015-12-21 | 500
RESPIRONICS | REMSTAR AUTO M SERIES | 2015-12-21 | 500
RESPIRONICS | REMSTAR AUTO M SERIES | 2015-12-21 | 500
RESPIRONICS | REMSTAR AUTO M SERIES | 2015-12-21 | 500
RESPIRONICS | REMSTAR AUTO M SERIES | 2015-12-21 | 500
RESPIRONICS | REMSTAR AUTO M SERIES | 2015-12-21 | 500
RESPIRONICS | REMSTAR AUTO M SERIES | 2015-12-21 | 500
RESPIRONICS | REMSTAR AUTO M SERIES | 2015-12-21 | 500
RESPIRONICS | REMSTAR AUTO M SERIES | 2015-12-21 | 500
RESPIRONICS | REMSTAR AUTO M SERIES | 2015-12-21 | 500
RESPIRONICS | REMSTAR AUTO M SERIES | 2015-12-21 | 500
RESPIRONICS | REMSTAR AUTO M SERIES | 2015-12-21 | 500
RESPIRONICS | REMSTAR AUTO M SERIES | 2015-12-21 | 500
RESPIRONICS | REMSTAR AUTO M SERIES | 2015-12-21 | 500
RESPIRONICS | REMSTAR AUTO M SERIES | 2015-12-21 | 500
RESPIRONICS | REMSTAR AUTO M SERIES | 2015-12-21 | 500
RESPIRONICS | REMSTAR AUTO M SERIES | 2015-12-21 | 500
RESPIRONICS | REMSTAR AUTO M SERIES | 2015-12-21 | 500
RESPIRONICS | REMSTAR AUTO M SERIES | 2015-12-21 | 500
RESPIRONICS | REMSTAR AUTO M SERIES | 2015-12-21 | 500
RESPIRONICS | REMSTAR AUTO M SERIES | 2015-12-21 | 500
RESPIRONICS | REMSTAR AUTO M SERIES | 2015-12-21 | 500
RESPIRONICS | REMSTAR AUTO M SERIES | 2015-12-21 | 500
RESPIRONICS | REMSTAR AUTO M SERIES | 2015-12-21 | 500
RESPIRONICS | REMSTAR AUTO M SERIES | 2015-12-21 | 500
RESPIRONICS | REMSTAR AUTO M SERIES | 2015-12-21 | 500
RESPIRONICS | REMSTAR AUTO M SERIES | 2015-12-21 | 500
RESPIRONICS | REMSTAR AUTO M SERIES | 2015-12-21 | 500
RESPIRONICS | REMSTAR AUTO M SERIES | 2015-12-21 | 500
RESPIRONICS | REMSTAR AUTO M SERIES | 2015-12-21 | 500
RESPIRONICS | REMSTAR AUTO M SERIES | 2015-12-21 | 500
RESPIRONICS | REMSTAR AUTO M SERIES | 2015-12-21 | 500
RESPIRONICS | REMSTAR AUTO M SERIES | 2015-12-21 | 500
RESPIRONICS | REMSTAR AUTO M SERIES | 2015-12-21 | 500
RESPIRONICS | REMSTAR AUTO M SERIES | 2015-12-21 | 500
RESPIRONICS | REMSTAR AUTO M SERIES | 2015-12-21 | 500
RESPIRONICS | REMSTAR AUTO M SERIES | 2015-12-21 | 500
RESPIRONICS | REMSTAR AUTO M SERIES | 2015-12-21 | 500
RESPIRONICS | REMSTAR AUTO M SERIES | 2015-12-21 | 500
RESPIRONICS | REMSTAR AUTO M SERIES | 2015-12-21 | 500
RESPIRONICS | REMSTAR AUTO M SERIES | 2015-12-21 | 500
RESPIRONICS | REMSTAR AUTO M SERIES | 2015-12-21 | 500
RESPIRONICS | REMSTAR AUTO M SERIES | 2015-12-21 | 500
RESPIRONICS | REMSTAR AUTO M SERIES | 2015-12-21 | 500
RESPIRONICS | REMSTAR AUTO M SERIES | 2015-12-21 | 500
RESPIRONICS | REMSTAR AUTO M SERIES | 2015-12-21 | 500
RESPIRONICS | REMSTAR AUTO M SERIES | 2015-12-21 | 500
RESPIRONICS | REMSTAR AUTO M SERIES | 2015-12-21 | 500
RESPIRONICS | REMSTAR AUTO M SERIES | 2015-12-21 | 500
RESPIRONICS | REMSTAR AUTO M SERIES | 2015-12-21 | 500
RESPIRONICS | REMSTAR AUTO M SERIES | 2015-12-21 | 500
RESPIRONICS | REMSTAR AUTO M SERIES | 2015-12-21 | 500
RESPIRONICS | REMSTAR AUTO M SERIES | 2015-12-21 | 500
RESPIRONICS | REMSTAR AUTO M SERIES | 2015-12-21 | 500
RESPIRONICS | REMSTAR AUTO M SERIES | 2015-12-21 | 500
RESPIRONICS | REMSTAR AUTO M SERIES | 2015-12-21 | 500
RESPIRONICS | REMSTAR AUTO M SERIES | 2015-12-21 | 500
RESPIRONICS | REMSTAR AUTO M SERIES | 2015-12-21 | 500
RESPIRONICS | REMSTAR AUTO M SERIES | 2015-12-21 | 500
RESPIRONICS | REMSTAR AUTO M SERIES | 2015-12-21 | 500
RESPIRONICS | REMSTAR AUTO M SERIES | 2015-12-21 | 500
RESPIRONICS | REMSTAR AUTO M SERIES | 2015-12-21 | 500
RESPIRONICS | REMSTAR AUTO M SERIES | 2015-12-21 | 500
RESPIRONICS | REMSTAR AUTO M SERIES | 2015-12-21 | 500
RESPIRONICS | REMSTAR AUTO M SERIES | 2015-12-21 | 500
RESPIRONICS | REMSTAR AUTO M SERIES | 2015-12-21 | 500
RESPIRONICS | REMSTAR AUTO M SERIES | 2015-12-21 | 500
RESPIRONICS | REMSTAR AUTO M SERIES | 2015-12-21 | 500
RESPIRONICS | REMSTAR AUTO M SERIES | 2015-12-21 | 500
RESPIRONICS | REMSTAR AUTO M SERIES | 2015-12-21 | 500
RESPIRONICS | REMSTAR AUTO M SERIES | 2015-12-21 | 500
RESPIRONICS | REMSTAR AUTO M SERIES | 2015-12-21 | 500
RESPIRONICS | REMSTAR AUTO M SERIES | 2015-12-21 | 500
RESPIRONICS | REMSTAR AUTO M SERIES | 2015-12-21 | 500
RESPIRONICS | REMSTAR AUTO M SERIES | 2015-12-21 | 500
RESPIRONICS | REMSTAR AUTO M SERIES | 2015-12-21 | 500
RESPIRONICS | REMSTAR AUTO M SERIES | 2015-12-21 | 500
RESPIRONICS | REMSTAR AUTO M SERIES | 2015-12-21 | 500
RESPIRONICS | REMSTAR AUTO M SERIES | 2015-12-21 | 500
RESPIRONICS | REMSTAR AUTO M SERIES | 2015-12-21 | 500
RESPIRONICS | REMSTAR AUTO M SERIES | 2015-12-21 | 500
RESPIRONICS | REMSTAR AUTO M SERIES | 2015-12-21 | 500
RESPIRONICS | REMSTAR AUTO M SERIES | 2015-12-21 | 500
RESPIRONICS | REMSTAR AUTO M SERIES | 2015-12-21 | 500
RESPIRONICS | REMSTAR AUTO M SERIES | 2015-12-21 | 500
RESPIRONICS | REMSTAR AUTO M SERIES | 2015-12-21 | 500
RESPIRONICS | REMSTAR AUTO M SERIES | 2015-12-21 | 500
RESPIRONICS | REMSTAR AUTO M SERIES | 2015-12-21 | 500
RESPIRONICS | REMSTAR AUTO M SERIES | 2015-12-21 | 500
RESPIRONICS | REMSTAR AUTO M SERIES | 2015-12-21 | 500
RESPIRONICS | REMSTAR AUTO M SERIES | 2015-12-21 | 500
RESPIRONICS | REMSTAR AUTO M SERIES | 2015-12-21 | 500
RESPIRONICS | REMSTAR AUTO M SERIES | 2015-12-21 | 500
RESPIRONICS | REMSTAR AUTO M SERIES | 2015-12-21 | 500
RESPIRONICS | REMSTAR AUTO M SERIES | 2015-12-21 | 500
RESPIRONICS | REMSTAR AUTO M SERIES | 2015-12-21 | 500
RESPIRONICS | REMSTAR AUTO M SERIES | 2015-12-21 | 500
RESPIRONICS | REMSTAR AUTO M SERIES | 2015-12-21 | 500
B.C.I.INTERN | 3300MDD | 2015-12-18 | 300
RESPIRONICS | REMSTAR AUTO M SERIES | 2015-12-16 | 500
RESPIRONICS | REMSTAR AUTO M SERIES | 2015-12-16 | 500
RESPIRONICS | REMSTAR AUTO M SERIES | 2015-12-16 | 500
RESPIRONICS | REMSTAR AUTO M SERIES | 2015-12-16 | 500
RESPIRONICS | REMSTAR AUTO M SERIES | 2015-12-16 | 500
RESPIRONICS | REMSTAR AUTO M SERIES | 2015-12-16 | 500
RESPIRONICS | REMSTAR AUTO M SERIES | 2015-12-16 | 500
RESPIRONICS | REMSTAR AUTO M SERIES | 2015-12-16 | 500
RESPIRONICS | REMSTAR AUTO M SERIES | 2015-12-16 | 500
RESPIRONICS | REMSTAR AUTO M SERIES | 2015-12-16 | 500
RESPIRONICS | REMSTAR AUTO M SERIES | 2015-12-16 | 500
RESPIRONICS | REMSTAR AUTO M SERIES | 2015-12-16 | 500
RESPIRONICS | A40 | 2015-12-15 | 2427.5
RESPIRONICS | REMSTAR AUTO M SERIES | 2015-12-14 | 500
RESPIRONICS | REMSTAR AUTO M SERIES | 2015-12-14 | 500
RESPIRONICS | REMSTAR AUTO M SERIES | 2015-12-14 | 500
RESPIRONICS | REMSTAR AUTO M SERIES | 2015-12-14 | 500
RESPIRONICS | REMSTAR AUTO M SERIES | 2015-12-14 | 500
RESPIRONICS | REMSTAR AUTO M SERIES | 2015-12-14 | 500
RESPIRONICS | REMSTAR AUTO M SERIES | 2015-12-14 | 500
RESPIRONICS | REMSTAR AUTO M SERIES | 2015-12-14 | 500
RESPIRONICS | REMSTAR AUTO M SERIES | 2015-12-14 | 500
RESPIRONICS | REMSTAR AUTO M SERIES | 2015-12-14 | 500
RESPIRONICS | REMSTAR AUTO M SERIES | 2015-12-14 | 500
RESPIRONICS | REMSTAR AUTO M SERIES | 2015-12-14 | 500
RESPIRONICS | REMSTAR AUTO M SERIES | 2015-12-14 | 500
RESPIRONICS | REMSTAR AUTO M SERIES | 2015-12-14 | 500
RESPIRONICS | REMSTAR AUTO M SERIES | 2015-12-14 | 500
RESPIRONICS | REMSTAR AUTO M SERIES | 2015-12-14 | 500
RESPIRONICS | REMSTAR AUTO M SERIES | 2015-12-14 | 500
RESPIRONICS | REMSTAR AUTO M SERIES | 2015-12-14 | 500
RESPIRONICS | REMSTAR AUTO M SERIES | 2015-12-14 | 500
RESPIRONICS | REMSTAR AUTO M SERIES | 2015-12-14 | 500
RESPIRONICS | REMSTAR AUTO M SERIES | 2015-12-14 | 500
RESPIRONICS | REMSTAR AUTO M SERIES | 2015-12-14 | 500
RESPIRONICS | REMSTAR AUTO M SERIES | 2015-12-14 | 500
RESPIRONICS | REMSTAR AUTO M SERIES | 2015-12-14 | 500
RESPIRONICS | REMSTAR AUTO M SERIES | 2015-12-14 | 500
RESPIRONICS | REMSTAR AUTO M SERIES | 2015-12-14 | 500
RESPIRONICS | REMSTAR AUTO M SERIES | 2015-12-14 | 500
RESPIRONICS | REMSTAR AUTO M SERIES | 2015-12-14 | 500
RESPIRONICS | REMSTAR AUTO M SERIES | 2015-12-14 | 500
RESPIRONICS | REMSTAR AUTO M SERIES | 2015-12-14 | 500
RESPIRONICS | REMSTAR AUTO M SERIES | 2015-12-14 | 500
RESPIRONICS | REMSTAR AUTO M SERIES | 2015-12-14 | 500
RESPIRONICS | REMSTAR AUTO M SERIES | 2015-12-14 | 500
RESPIRONICS | REMSTAR AUTO M SERIES | 2015-12-14 | 500
RESPIRONICS | REMSTAR AUTO M SERIES | 2015-12-14 | 500
RESPIRONICS | REMSTAR AUTO M SERIES | 2015-12-14 | 500
RESPIRONICS | REMSTAR AUTO M SERIES | 2015-12-14 | 500
RESPIRONICS | REMSTAR AUTO M SERIES | 2015-12-14 | 500
RESPIRONICS | REMSTAR AUTO M SERIES | 2015-12-14 | 500
F & P | MR850 | 2015-10-20 | 1000
F & P | HC150 | 2015-10-06 | 1000
F & P | HC150 | 2015-10-06 | 1000
RESPIRONICS | M SERIES HUMIDIFIER | 2015-10-01 | 120
RESPIRONICS | M SERIES HUMIDIFIER | 2015-10-01 | 120
RESPIRONICS | M SERIES HUMIDIFIER | 2015-10-01 | 120
RESPIRONICS | M SERIES HUMIDIFIER | 2015-10-01 | 120
RESPIRONICS | M SERIES HUMIDIFIER | 2015-10-01 | 120
BREAS MEDICAL | NIPPY CLEARWAY | 2015-10-01 | 3300
RESPIRONICS | M SERIES HUMIDIFIER | 2015-10-01 | 120
RESPIRONICS | M SERIES HUMIDIFIER | 2015-10-01 | 120
RESPIRONICS | M SERIES HUMIDIFIER | 2015-10-01 | 120
RESPIRONICS | A40 | 2015-10-01 | 2427.5
RESPIRONICS | M SERIES HUMIDIFIER | 2015-10-01 | 120
RESPIRONICS | M SERIES HUMIDIFIER | 2015-10-01 | 120
RESPIRONICS | M SERIES HUMIDIFIER | 2015-10-01 | 120
RESPIRONICS | M SERIES HUMIDIFIER | 2015-10-01 | 120
RESPIRONICS | M SERIES HUMIDIFIER | 2015-10-01 | 120
RESPIRONICS | M SERIES HUMIDIFIER | 2015-10-01 | 120
RESPIRONICS | REMSTAR AUTO M SERIES | 2015-10-01 | 500
RESPIRONICS | A40 | 2015-10-01 | 2427.5
RESPIRONICS | A40 | 2015-10-01 | 2427.5
RESPIRONICS | A40 | 2015-10-01 | 2427.5
RESPIRONICS | REMSTAR AUTO M SERIES | 2015-10-01 | 500
RESPIRONICS | REMSTAR AUTO M SERIES | 2015-10-01 | 500
RESPIRONICS | A40 | 2015-10-01 | 2427.5
RESPIRONICS | REMSTAR AUTO M SERIES | 2015-10-01 | 500
RESPIRONICS | A40 | 2015-10-01 | 2427.5
RESPIRONICS | A40 | 2015-10-01 | 2427.5
RESPIRONICS | A40 | 2015-10-01 | 2427.5
RESPIRONICS | A40 | 2015-10-01 | 2427.5
RESPIRONICS | REMSTAR AUTO M SERIES | 2015-10-01 | 500
RESPIRONICS | REMSTAR AUTO M SERIES | 2015-10-01 | 500
RESPIRONICS | REMSTAR AUTO M SERIES | 2015-10-01 | 500
RESPIRONICS | REMSTAR AUTO M SERIES | 2015-10-01 | 500
RESPIRONICS | REMSTAR AUTO M SERIES | 2015-10-01 | 500
RESPIRONICS | REMSTAR AUTO M SERIES | 2015-10-01 | 500
RESPIRONICS | REMSTAR AUTO M SERIES | 2015-10-01 | 500
RESPIRONICS | REMSTAR AUTO M SERIES | 2015-10-01 | 500
RESPIRONICS | A40 | 2015-10-01 | 2427.5
RESPIRONICS | A40 | 2015-10-01 | 2427.5
RESPIRONICS | A40 | 2015-10-01 | 2427.5
RESPIRONICS | A40 | 2015-10-01 | 2427.5
RESPIRONICS | REMSTAR AUTO M SERIES | 2015-10-01 | 500
RESPIRONICS | REMSTAR AUTO M SERIES | 2015-10-01 | 500
RESPIRONICS | REMSTAR AUTO M SERIES | 2015-10-01 | 500
RESPIRONICS | TRILOGY 100 | 2015-10-01 | 3586
RESPIRONICS | REMSTAR AUTO M SERIES | 2015-10-01 | 500
RESPIRONICS | REMSTAR AUTO M SERIES | 2015-10-01 | 500
RESPIRONICS | REMSTAR AUTO M SERIES | 2015-10-01 | 500
RESPIRONICS | REMSTAR AUTO M SERIES | 2015-10-01 | 500
RESPIRONICS | REMSTAR AUTO M SERIES | 2015-10-01 | 500
RESPIRONICS | REMSTAR AUTO M SERIES | 2015-10-01 | 500
RESPIRONICS | M SERIES HUMIDIFIER | 2015-10-01 | 120
RESPIRONICS | M SERIES HUMIDIFIER | 2015-10-01 | 120
RESPIRONICS | M SERIES HUMIDIFIER | 2015-10-01 | 120
RESPIRONICS | M SERIES HUMIDIFIER | 2015-10-01 | 120
RESPIRONICS | M SERIES HUMIDIFIER | 2015-10-01 | 120
RESPIRONICS | M SERIES HUMIDIFIER | 2015-10-01 | 120
RESPIRONICS | M SERIES HUMIDIFIER | 2015-10-01 | 120
RESPIRONICS | M SERIES HUMIDIFIER | 2015-10-01 | 120
RESPIRONICS | M SERIES HUMIDIFIER | 2015-10-01 | 120
RESPIRONICS | REMSTAR AUTO M SERIES | 2015-10-01 | 500
RESPIRONICS | REMSTAR AUTO M SERIES | 2015-10-01 | 120
RESPIRONICS | M SERIES HUMIDIFIER | 2015-10-01 | 120
RESPIRONICS | REMSTAR AUTO M SERIES | 2015-10-01 | 500
RESPIRONICS | REMSTAR AUTO M SERIES | 2015-10-01 | 120
RESPIRONICS | REMSTAR AUTO M SERIES | 2015-10-01 | 500
RESPIRONICS | REMSTAR AUTO M SERIES | 2015-10-01 | 500
RESPIRONICS | REMSTAR AUTO M SERIES | 2015-10-01 | 500
RESPIRONICS | REMSTAR AUTO M SERIES | 2015-10-01 | 500
RESPIRONICS | REMSTAR AUTO M SERIES | 2015-10-01 | 500
RESPIRONICS | REMSTAR AUTO M SERIES | 2015-10-01 | 500
RESPIRONICS | REMSTAR AUTO M SERIES | 2015-10-01 | 500
RESPIRONICS | REMSTAR AUTO M SERIES | 2015-10-01 | 500
RESPIRONICS | REMSTAR AUTO M SERIES | 2015-10-01 | 500
RESPIRONICS | REMSTAR AUTO M SERIES | 2015-10-01 | 500
RESPIRONICS | REMSTAR AUTO M SERIES | 2015-10-01 | 500
RESPIRONICS | REMSTAR AUTO M SERIES | 2015-10-01 | 500
RESPIRONICS | REMSTAR AUTO M SERIES | 2015-10-01 | 500
RESPIRONICS | REMSTAR AUTO M SERIES | 2015-10-01 | 500
RESPIRONICS | REMSTAR AUTO M SERIES | 2015-10-01 | 500
RESPIRONICS | REMSTAR AUTO M SERIES | 2015-10-01 | 500
RESPIRONICS | REMSTAR AUTO M SERIES | 2015-10-01 | 500
RESPIRONICS | REMSTAR AUTO M SERIES | 2015-10-01 | 500
RESPIRONICS | REMSTAR AUTO M SERIES | 2015-10-01 | 500
RESPIRONICS | REMSTAR AUTO M SERIES | 2015-10-01 | 500
RESPIRONICS | REMSTAR AUTO M SERIES | 2015-10-01 | 500
RESPIRONICS | REMSTAR AUTO M SERIES | 2015-10-01 | 500
RESPIRONICS | REMSTAR AUTO M SERIES | 2015-10-01 | 500
RESPIRONICS | REMSTAR AUTO M SERIES | 2015-10-01 | 500
RESPIRONICS | REMSTAR AUTO M SERIES | 2015-09-16 | 500
RESPIRONICS | REMSTAR AUTO M SERIES | 2015-09-16 | 500
RESPIRONICS | REMSTAR AUTO M SERIES | 2015-09-16 | 500
RESPIRONICS | REMSTAR AUTO M SERIES | 2015-09-16 | 500
RESPIRONICS | REMSTAR AUTO M SERIES | 2015-09-16 | 500
RESPIRONICS | REMSTAR AUTO M SERIES | 2015-09-16 | 500
RESPIRONICS | REMSTAR AUTO M SERIES | 2015-09-16 | 500
RESPIRONICS | REMSTAR AUTO M SERIES | 2015-09-16 | 500
RESPIRONICS | REMSTAR AUTO M SERIES | 2015-09-16 | 500
RESPIRONICS | REMSTAR AUTO M SERIES | 2015-09-16 | 500
RESPIRONICS | REMSTAR AUTO M SERIES | 2015-09-16 | 500
RESPIRONICS | REMSTAR AUTO M SERIES | 2015-09-16 | 500
RESPIRONICS | REMSTAR AUTO M SERIES | 2015-09-16 | 500
RESPIRONICS | REMSTAR AUTO M SERIES | 2015-09-16 | 500
RESPIRONICS | REMSTAR AUTO M SERIES | 2015-09-16 | 500
RESPIRONICS | REMSTAR AUTO M SERIES | 2015-09-16 | 500
RESPIRONICS | REMSTAR AUTO M SERIES | 2015-09-16 | 500
RESPIRONICS | REMSTAR AUTO M SERIES | 2015-09-16 | 500
RESPIRONICS | REMSTAR AUTO M SERIES | 2015-09-16 | 500
RESPIRONICS | REMSTAR AUTO M SERIES | 2015-09-16 | 500
RESPIRONICS | REMSTAR AUTO M SERIES | 2015-09-16 | 500
RESPIRONICS | REMSTAR AUTO M SERIES | 2015-09-16 | 500
RESPIRONICS | REMSTAR AUTO M SERIES | 2015-09-16 | 500
RESPIRONICS | REMSTAR AUTO M SERIES | 2015-09-16 | 500
RESPIRONICS | REMSTAR AUTO M SERIES | 2015-09-16 | 500
RESPIRONICS | REMSTAR AUTO M SERIES | 2015-09-16 | 500
RESPIRONICS | REMSTAR AUTO M SERIES | 2015-09-16 | 500
RESPIRONICS | REMSTAR AUTO M SERIES | 2015-09-16 | 500
RESPIRONICS | REMSTAR AUTO M SERIES | 2015-09-16 | 500
RESPIRONICS | REMSTAR AUTO M SERIES | 2015-09-16 | 500
RESPIRONICS | REMSTAR AUTO M SERIES | 2015-09-10 | 500
RESPIRONICS | REMSTAR AUTO M SERIES | 2015-09-10 | 500
RESPIRONICS | REMSTAR AUTO M SERIES | 2015-09-10 | 500
RESPIRONICS | REMSTAR AUTO M SERIES | 2015-09-10 | 500
RESPIRONICS | REMSTAR AUTO M SERIES | 2015-09-10 | 500
RESPIRONICS | REMSTAR AUTO M SERIES | 2015-09-10 | 500
RESPIRONICS | REMSTAR AUTO M SERIES | 2015-09-10 | 500
RESPIRONICS | REMSTAR AUTO M SERIES | 2015-09-10 | 500
RESPIRONICS | REMSTAR AUTO M SERIES | 2015-09-10 | 500
RESPIRONICS | REMSTAR AUTO M SERIES | 2015-09-10 | 500
RESPIRONICS | REMSTAR AUTO M SERIES | 2015-09-10 | 500
RESPIRONICS | REMSTAR AUTO M SERIES | 2015-09-10 | 500
RESPIRONICS | REMSTAR AUTO M SERIES | 2015-09-10 | 500
RESPIRONICS | REMSTAR AUTO M SERIES | 2015-09-10 | 500
RESPIRONICS | REMSTAR AUTO M SERIES | 2015-09-10 | 500
RESPIRONICS | REMSTAR AUTO M SERIES | 2015-09-10 | 500
RESPIRONICS | REMSTAR AUTO M SERIES | 2015-09-10 | 500
F & P | MR850 | 2015-09-09 | 1000
F & P | MR850 | 2015-09-09 | 1000
RESPIRONICS | REMSTAR AUTO M SERIES | 2015-06-26 | 500
RESPIRONICS | REMSTAR AUTO M SERIES | 2015-06-26 | 500
RESPIRONICS | REMSTAR AUTO M SERIES | 2015-06-26 | 500
RESPIRONICS | REMSTAR AUTO M SERIES | 2015-06-26 | 500
RESPIRONICS | REMSTAR AUTO M SERIES | 2015-06-26 | 500
RESPIRONICS | REMSTAR AUTO M SERIES | 2015-06-26 | 500
RESPIRONICS | REMSTAR AUTO M SERIES | 2015-06-26 | 500
RESPIRONICS | REMSTAR AUTO M SERIES | 2015-06-26 | 500
RESPIRONICS | REMSTAR AUTO M SERIES | 2015-06-26 | 500
RESPIRONICS | REMSTAR AUTO M SERIES | 2015-06-26 | 500
RESPIRONICS | REMSTAR AUTO M SERIES | 2015-06-26 | 500
RESPIRONICS | REMSTAR AUTO M SERIES | 2015-06-26 | 500
RESPIRONICS | REMSTAR AUTO M SERIES | 2015-06-26 | 500
RESPIRONICS | REMSTAR AUTO M SERIES | 2015-06-26 | 500
RESPIRONICS | REMSTAR AUTO M SERIES | 2015-06-26 | 500
RESPIRONICS | REMSTAR AUTO M SERIES | 2015-06-26 | 500
RESPIRONICS | REMSTAR AUTO M SERIES | 2015-06-26 | 500
RESPIRONICS | REMSTAR AUTO M SERIES | 2015-06-26 | 500
RESPIRONICS | REMSTAR AUTO M SERIES | 2015-06-26 | 500
RESPIRONICS | REMSTAR AUTO M SERIES | 2015-06-26 | 500
RESPIRONICS | REMSTAR AUTO M SERIES | 2015-06-26 | 500
RESPIRONICS | REMSTAR AUTO M SERIES | 2015-06-26 | 500
RESPIRONICS | REMSTAR AUTO M SERIES | 2015-06-26 | 500
RESPIRONICS | REMSTAR AUTO M SERIES | 2015-06-26 | 500
RESPIRONICS | REMSTAR AUTO M SERIES | 2015-06-26 | 500
RESPIRONICS | REMSTAR AUTO M SERIES | 2015-06-26 | 500
RESPIRONICS | REMSTAR AUTO M SERIES | 2015-06-26 | 500
RESPIRONICS | REMSTAR AUTO M SERIES | 2015-06-26 | 500
RESPIRONICS | REMSTAR AUTO M SERIES | 2015-06-26 | 500
RESPIRONICS | REMSTAR AUTO M SERIES | 2015-06-26 | 500
RESPIRONICS | REMSTAR AUTO M SERIES | 2015-06-26 | 500
RESPIRONICS | REMSTAR AUTO M SERIES | 2015-06-26 | 500
RESPIRONICS | REMSTAR AUTO M SERIES | 2015-06-26 | 500
RESPIRONICS | REMSTAR AUTO M SERIES | 2015-06-26 | 500
RESPIRONICS | REMSTAR AUTO M SERIES | 2015-06-26 | 500
RESPIRONICS | REMSTAR AUTO M SERIES | 2015-06-26 | 500
RESPIRONICS | REMSTAR AUTO M SERIES | 2015-06-26 | 500
RESPIRONICS | REMSTAR AUTO M SERIES | 2015-06-26 | 500
RESPIRONICS | REMSTAR AUTO M SERIES | 2015-06-26 | 500
RESPIRONICS | REMSTAR AUTO M SERIES | 2015-06-26 | 500
RESPIRONICS | REMSTAR AUTO M SERIES | 2015-06-26 | 500
RESPIRONICS | REMSTAR AUTO M SERIES | 2015-06-26 | 500
RESPIRONICS | REMSTAR AUTO M SERIES | 2015-06-26 | 500
RESPIRONICS | REMSTAR AUTO M SERIES | 2015-06-26 | 500
RESPIRONICS | REMSTAR AUTO M SERIES | 2015-06-26 | 500
RESPIRONICS | REMSTAR AUTO M SERIES | 2015-06-26 | 500
RESPIRONICS | REMSTAR AUTO M SERIES | 2015-06-26 | 500
RESPIRONICS | REMSTAR AUTO M SERIES | 2015-06-26 | 500
RESPIRONICS | REMSTAR AUTO M SERIES | 2015-06-26 | 500
RESPIRONICS | REMSTAR AUTO M SERIES | 2015-06-26 | 500
RESPIRONICS | REMSTAR AUTO M SERIES | 2015-06-26 | 500
RESPIRONICS | REMSTAR AUTO M SERIES | 2015-06-26 | 500
RESPIRONICS | REMSTAR AUTO M SERIES | 2015-06-26 | 500
RESPIRONICS | REMSTAR AUTO M SERIES | 2015-06-26 | 500
RESPIRONICS | REMSTAR AUTO M SERIES | 2015-06-26 | 500
RESPIRONICS | REMSTAR AUTO M SERIES | 2015-06-26 | 500
RESPIRONICS | REMSTAR AUTO M SERIES | 2015-06-26 | 500
RESPIRONICS | REMSTAR AUTO M SERIES | 2015-06-26 | 500
RESPIRONICS | REMSTAR AUTO M SERIES | 2015-06-26 | 500
RESPIRONICS | REMSTAR AUTO M SERIES | 2015-06-26 | 500
RESPIRONICS | REMSTAR AUTO M SERIES | 2015-06-26 | 500
RESPIRONICS | REMSTAR AUTO M SERIES | 2015-06-26 | 500
RESPIRONICS | REMSTAR AUTO M SERIES | 2015-06-26 | 500
RESPIRONICS | REMSTAR AUTO M SERIES | 2015-06-26 | 500
RESPIRONICS | REMSTAR AUTO M SERIES | 2015-06-26 | 500
RESPIRONICS | REMSTAR AUTO M SERIES | 2015-06-26 | 500
RESPIRONICS | REMSTAR AUTO M SERIES | 2015-06-26 | 500
RESPIRONICS | REMSTAR AUTO M SERIES | 2015-06-26 | 500
RESPIRONICS | REMSTAR AUTO M SERIES | 2015-06-26 | 500
RESPIRONICS | REMSTAR AUTO M SERIES | 2015-06-26 | 500
RESPIRONICS | REMSTAR AUTO M SERIES | 2015-06-26 | 500
RESPIRONICS | REMSTAR AUTO M SERIES | 2015-06-26 | 500
RESPIRONICS | REMSTAR AUTO M SERIES | 2015-06-26 | 500
RESPIRONICS | REMSTAR AUTO M SERIES | 2015-06-26 | 500
RESPIRONICS | REMSTAR AUTO M SERIES | 2015-06-26 | 500
RESPIRONICS | REMSTAR AUTO M SERIES | 2015-06-26 | 500
RESPIRONICS | REMSTAR AUTO M SERIES | 2015-06-26 | 500
RESPIRONICS | REMSTAR AUTO M SERIES | 2015-06-26 | 500
RESPIRONICS | REMSTAR AUTO M SERIES | 2015-06-26 | 500
RESPIRONICS | REMSTAR AUTO M SERIES | 2015-06-26 | 500
RESPIRONICS | REMSTAR AUTO M SERIES | 2015-06-26 | 500
RESPIRONICS | REMSTAR AUTO M SERIES | 2015-06-26 | 500
RESPIRONICS | REMSTAR AUTO M SERIES | 2015-06-26 | 500
RESPIRONICS | REMSTAR AUTO M SERIES | 2015-06-26 | 500
RESPIRONICS | REMSTAR AUTO M SERIES | 2015-06-26 | 500
RESPIRONICS | REMSTAR AUTO M SERIES | 2015-06-26 | 500
RESPIRONICS | REMSTAR AUTO M SERIES | 2015-06-26 | 500
RESPIRONICS | REMSTAR AUTO M SERIES | 2015-06-26 | 500
RESPIRONICS | REMSTAR AUTO M SERIES | 2015-06-26 | 500
RESPIRONICS | REMSTAR AUTO M SERIES | 2015-06-26 | 500
RESPIRONICS | REMSTAR AUTO M SERIES | 2015-06-26 | 500
RESPIRONICS | REMSTAR AUTO M SERIES | 2015-06-26 | 500
RESPIRONICS | REMSTAR AUTO M SERIES | 2015-06-26 | 500
RESPIRONICS | REMSTAR AUTO M SERIES | 2015-06-26 | 500
RESPIRONICS | REMSTAR AUTO M SERIES | 2015-06-26 | 500
RESPIRONICS | REMSTAR AUTO M SERIES | 2015-06-26 | 500
RESPIRONICS | REMSTAR AUTO M SERIES | 2015-06-26 | 500
RESPIRONICS | REMSTAR AUTO M SERIES | 2015-06-26 | 500
RESPIRONICS | REMSTAR AUTO M SERIES | 2015-06-26 | 500
RESPIRONICS | REMSTAR AUTO M SERIES | 2015-06-26 | 500
RESPIRONICS | REMSTAR AUTO M SERIES | 2015-06-26 | 500
RESPIRONICS | REMSTAR AUTO M SERIES | 2015-06-26 | 500
RESPIRONICS | REMSTAR AUTO M SERIES | 2015-06-26 | 500
RESPIRONICS | REMSTAR AUTO M SERIES | 2015-06-26 | 500
RESPIRONICS | REMSTAR AUTO M SERIES | 2015-06-26 | 500
RESPIRONICS | REMSTAR AUTO M SERIES | 2015-06-26 | 500
RESPIRONICS | REMSTAR AUTO M SERIES | 2015-06-26 | 500
RESPIRONICS | REMSTAR AUTO M SERIES | 2015-06-26 | 500
RESPIRONICS | REMSTAR AUTO M SERIES | 2015-06-26 | 500
RESPIRONICS | REMSTAR AUTO M SERIES | 2015-06-26 | 500
RESPIRONICS | REMSTAR AUTO M SERIES | 2015-06-26 | 500
RESPIRONICS | REMSTAR AUTO M SERIES | 2015-06-26 | 500
RESPIRONICS | REMSTAR AUTO M SERIES | 2015-06-26 | 500
RESPIRONICS | REMSTAR AUTO M SERIES | 2015-06-26 | 500
RESPIRONICS | REMSTAR AUTO M SERIES | 2015-06-26 | 500
RESPIRONICS | REMSTAR AUTO M SERIES | 2015-06-26 | 500
RESPIRONICS | REMSTAR AUTO M SERIES | 2015-06-26 | 500
RESPIRONICS | REMSTAR AUTO M SERIES | 2015-06-26 | 500
RESPIRONICS | REMSTAR AUTO M SERIES | 2015-06-26 | 500
RESPIRONICS | REMSTAR AUTO M SERIES | 2015-06-26 | 500
RESPIRONICS | REMSTAR AUTO M SERIES | 2015-06-26 | 500
RESPIRONICS | REMSTAR AUTO M SERIES | 2015-06-26 | 500
RESPIRONICS | REMSTAR AUTO M SERIES | 2015-06-26 | 500
RESPIRONICS | REMSTAR AUTO M SERIES | 2015-06-26 | 500
RESPIRONICS | REMSTAR AUTO M SERIES | 2015-06-26 | 500
RESPIRONICS | REMSTAR AUTO M SERIES | 2015-06-26 | 500
RESPIRONICS | REMSTAR AUTO M SERIES | 2015-06-26 | 500
RESPIRONICS | REMSTAR AUTO M SERIES | 2015-06-26 | 500
RESPIRONICS | REMSTAR AUTO M SERIES | 2015-06-26 | 500
RESPIRONICS | REMSTAR AUTO M SERIES | 2015-06-26 | 500
RESPIRONICS | REMSTAR AUTO M SERIES | 2015-06-26 | 500
RESPIRONICS | REMSTAR AUTO M SERIES | 2015-06-26 | 500
RESPIRONICS | REMSTAR AUTO M SERIES | 2015-06-26 | 500
RESPIRONICS | REMSTAR AUTO M SERIES | 2015-06-26 | 500
RESPIRONICS | REMSTAR AUTO M SERIES | 2015-06-26 | 500
RESPIRONICS | REMSTAR AUTO M SERIES | 2015-06-26 | 500
RESPIRONICS | REMSTAR AUTO M SERIES | 2015-06-26 | 500
RESPIRONICS | REMSTAR AUTO M SERIES | 2015-06-26 | 500
RESPIRONICS | REMSTAR AUTO M SERIES | 2015-06-26 | 500
RESPIRONICS | REMSTAR AUTO M SERIES | 2015-06-26 | 500
RESPIRONICS | REMSTAR AUTO M SERIES | 2015-06-26 | 500
RESPIRONICS | REMSTAR AUTO M SERIES | 2015-06-26 | 500
RESPIRONICS | REMSTAR AUTO M SERIES | 2015-06-26 | 500
RESPIRONICS | REMSTAR AUTO M SERIES | 2015-06-26 | 500
RESPIRONICS | REMSTAR AUTO M SERIES | 2015-06-26 | 500
RESPIRONICS | REMSTAR AUTO M SERIES | 2015-06-26 | 500
RESPIRONICS | REMSTAR AUTO M SERIES | 2015-06-26 | 500
RESPIRONICS | REMSTAR AUTO M SERIES | 2015-06-26 | 500
RESPIRONICS | REMSTAR AUTO M SERIES | 2015-06-26 | 500
RESPIRONICS | REMSTAR AUTO M SERIES | 2015-06-26 | 500
RESPIRONICS | REMSTAR AUTO M SERIES | 2015-06-26 | 500
RESPIRONICS | REMSTAR AUTO M SERIES | 2015-06-26 | 500
RESPIRONICS | REMSTAR AUTO M SERIES | 2015-06-26 | 500
RESPIRONICS | REMSTAR AUTO M SERIES | 2015-06-26 | 500
RESPIRONICS | REMSTAR AUTO M SERIES | 2015-06-26 | 500
RESPIRONICS | REMSTAR AUTO M SERIES | 2015-06-26 | 500
RESPIRONICS | REMSTAR AUTO M SERIES | 2015-06-26 | 500
RESPIRONICS | REMSTAR AUTO M SERIES | 2015-06-26 | 500
RESPIRONICS | REMSTAR AUTO M SERIES | 2015-06-26 | 500
RESPIRONICS | REMSTAR AUTO M SERIES | 2015-06-26 | 500
RESPIRONICS | REMSTAR AUTO M SERIES | 2015-06-26 | 500
RESPIRONICS | REMSTAR AUTO M SERIES | 2015-06-26 | 500
RESPIRONICS | REMSTAR AUTO M SERIES | 2015-06-26 | 500
RESPIRONICS | REMSTAR AUTO M SERIES | 2015-06-26 | 500
RESPIRONICS | REMSTAR AUTO M SERIES | 2015-06-26 | 500
RESPIRONICS | REMSTAR AUTO M SERIES | 2015-06-26 | 500
RESPIRONICS | REMSTAR AUTO M SERIES | 2015-06-26 | 500
RESPIRONICS | REMSTAR AUTO M SERIES | 2015-06-26 | 500
RESPIRONICS | REMSTAR AUTO M SERIES | 2015-06-26 | 500
RESPIRONICS | REMSTAR AUTO M SERIES | 2015-06-26 | 500
RESPIRONICS | REMSTAR AUTO M SERIES | 2015-06-26 | 500
RESPIRONICS | REMSTAR AUTO M SERIES | 2015-06-26 | 500
RESPIRONICS | REMSTAR AUTO M SERIES | 2015-06-26 | 500
RESPIRONICS | REMSTAR AUTO M SERIES | 2015-06-26 | 500
RESPIRONICS | REMSTAR AUTO M SERIES | 2015-06-26 | 500
RESPIRONICS | REMSTAR AUTO M SERIES | 2015-06-26 | 500
RESPIRONICS | REMSTAR AUTO M SERIES | 2015-06-26 | 500
RESPIRONICS | REMSTAR AUTO M SERIES | 2015-06-26 | 500
RESPIRONICS | REMSTAR AUTO M SERIES | 2015-06-26 | 500
RESPIRONICS | REMSTAR AUTO M SERIES | 2015-06-26 | 500
RESPIRONICS | REMSTAR AUTO M SERIES | 2015-06-26 | 500
RESPIRONICS | REMSTAR AUTO M SERIES | 2015-06-26 | 500
RESPIRONICS | REMSTAR AUTO M SERIES | 2015-06-26 | 500
RESPIRONICS | REMSTAR AUTO M SERIES | 2015-06-26 | 500
RESPIRONICS | REMSTAR AUTO M SERIES | 2015-06-26 | 500
RESPIRONICS | REMSTAR AUTO M SERIES | 2015-06-26 | 500
RESPIRONICS | REMSTAR AUTO M SERIES | 2015-06-26 | 500
RESPIRONICS | REMSTAR AUTO M SERIES | 2015-06-26 | 500
RESPIRONICS | REMSTAR AUTO M SERIES | 2015-06-26 | 500
RESPIRONICS | REMSTAR AUTO M SERIES | 2015-06-26 | 500
RESPIRONICS | REMSTAR AUTO M SERIES | 2015-06-26 | 500
RESPIRONICS | REMSTAR AUTO M SERIES | 2015-06-26 | 500
RESPIRONICS | REMSTAR AUTO M SERIES | 2015-06-26 | 500
RESPIRONICS | REMSTAR AUTO M SERIES | 2015-06-26 | 500
RESPIRONICS | REMSTAR AUTO M SERIES | 2015-06-26 | 500
RESPIRONICS | REMSTAR AUTO M SERIES | 2015-06-26 | 500
RESPIRONICS | REMSTAR AUTO M SERIES | 2015-06-26 | 500
RESPIRONICS | REMSTAR AUTO M SERIES | 2015-06-26 | 500
RESPIRONICS | REMSTAR AUTO M SERIES | 2015-06-26 | 500
RESPIRONICS | REMSTAR AUTO M SERIES | 2015-06-26 | 500
RESPIRONICS | REMSTAR AUTO M SERIES | 2015-06-26 | 500
RESPIRONICS | REMSTAR AUTO M SERIES | 2015-06-26 | 500
RESPIRONICS | REMSTAR AUTO M SERIES | 2015-06-26 | 500
RESPIRONICS | REMSTAR AUTO M SERIES | 2015-06-26 | 500
RESPIRONICS | REMSTAR AUTO M SERIES | 2015-06-26 | 500
RESPIRONICS | REMSTAR AUTO M SERIES | 2015-06-26 | 500
RESPIRONICS | REMSTAR AUTO M SERIES | 2015-06-26 | 500
RESPIRONICS | REMSTAR AUTO M SERIES | 2015-06-26 | 500
RESPIRONICS | REMSTAR AUTO M SERIES | 2015-06-26 | 500
RESPIRONICS | REMSTAR AUTO M SERIES | 2015-06-26 | 500
RESPIRONICS | REMSTAR AUTO M SERIES | 2015-06-26 | 500
RESPIRONICS | REMSTAR AUTO M SERIES | 2015-06-26 | 500
RESPIRONICS | REMSTAR AUTO M SERIES | 2015-06-26 | 500
RESPIRONICS | REMSTAR AUTO M SERIES | 2015-06-26 | 500
RESPIRONICS | REMSTAR AUTO M SERIES | 2015-06-26 | 500
RESPIRONICS | REMSTAR AUTO M SERIES | 2015-06-26 | 500
RESPIRONICS | REMSTAR AUTO M SERIES | 2015-06-26 | 500
RESPIRONICS | REMSTAR AUTO M SERIES | 2015-06-26 | 500
RESPIRONICS | REMSTAR AUTO M SERIES | 2015-06-26 | 500
RESPIRONICS | REMSTAR AUTO M SERIES | 2015-06-26 | 500
RESPIRONICS | REMSTAR AUTO M SERIES | 2015-06-26 | 500
RESPIRONICS | REMSTAR AUTO M SERIES | 2015-06-26 | 500
RESPIRONICS | REMSTAR AUTO M SERIES | 2015-06-26 | 500
RESPIRONICS | REMSTAR AUTO M SERIES | 2015-06-26 | 500
RESPIRONICS | REMSTAR AUTO M SERIES | 2015-06-26 | 500
RESPIRONICS | REMSTAR AUTO M SERIES | 2015-06-26 | 500
RESPIRONICS | REMSTAR AUTO M SERIES | 2015-06-26 | 500
RESPIRONICS | REMSTAR AUTO M SERIES | 2015-06-26 | 500
RESPIRONICS | REMSTAR AUTO M SERIES | 2015-06-26 | 500
RESPIRONICS | REMSTAR AUTO M SERIES | 2015-06-26 | 500
RESPIRONICS | REMSTAR AUTO M SERIES | 2015-06-26 | 500
RESPIRONICS | REMSTAR AUTO M SERIES | 2015-06-26 | 500
RESPIRONICS | REMSTAR AUTO M SERIES | 2015-06-26 | 500
RESPIRONICS | REMSTAR AUTO M SERIES | 2015-06-26 | 500
RESPIRONICS | REMSTAR AUTO M SERIES | 2015-06-26 | 500
RESPIRONICS | REMSTAR AUTO M SERIES | 2015-06-26 | 500
RESPIRONICS | REMSTAR AUTO M SERIES | 2015-06-26 | 500
RESPIRONICS | REMSTAR AUTO M SERIES | 2015-06-26 | 500
RESPIRONICS | REMSTAR AUTO M SERIES | 2015-06-26 | 500
RESPIRONICS | REMSTAR AUTO M SERIES | 2015-06-26 | 500
RESPIRONICS | REMSTAR AUTO M SERIES | 2015-06-26 | 500
RESPIRONICS | REMSTAR AUTO M SERIES | 2015-06-26 | 500
RESPIRONICS | REMSTAR AUTO M SERIES | 2015-06-26 | 500
RESPIRONICS | REMSTAR AUTO M SERIES | 2015-06-26 | 500
RESPIRONICS | REMSTAR AUTO M SERIES | 2015-06-26 | 500
RESPIRONICS | REMSTAR AUTO M SERIES | 2015-06-26 | 500
RESPIRONICS | REMSTAR AUTO M SERIES | 2015-06-26 | 500
RESPIRONICS | REMSTAR AUTO M SERIES | 2015-06-26 | 500
S-MED LTD | SOMNOSCREEN PSG | 2015-03-25 | 19092.6
S-MED LTD | SOMNOSCREEN PSG | 2015-03-25 | 15000
SOMNOMEDICS GMBH | VID 39 | 2015-03-25 | 5000
SOMNOMEDICS GMBH | VID 39 | 2015-03-25 | 5000
SOMNOMEDICS GMBH | VID 39 | 2015-03-25 | 5000
DELL COMPUTERS | OPT 9020 | 2015-03-25 | 1000
DELL COMPUTERS | OPT 9020 | 2015-03-25 | 1000
DELL COMPUTERS | OPTIPLEX 960 | 2015-03-25 | 1000
S-MED LTD | SOMNOSCREEN PSG | 2015-03-25 | 19092.6
RESPIRONICS | COUGH ASSIST E70 | 2015-03-04 | 3300
RESPIRONICS | A40 | 2015-03-04 | 2427.5
RESPIRONICS | A40 | 2015-03-04 | 2427.5
RESPIRONICS | A40 | 2015-03-04 | 2427.5
RESPIRONICS | A40 | 2015-03-04 | 2427.5
RESPIRONICS | A40 | 2015-03-04 | 2427.5
RESPIRONICS | COUGH ASSIST E70 | 2015-03-04 | 3300
RESPIRONICS | COUGH ASSIST E70 | 2015-03-04 | 3300
RESPIRONICS | COUGH ASSIST E70 | 2015-03-04 | 3300
RESPIRONICS | TRILOGY 100 | 2015-03-04 | 3586
RESPIRONICS | TRILOGY 100 | 2015-03-04 | 3586
RESPIRONICS | TRILOGY 100 | 2015-03-04 | 3586
RESPIRONICS | TRILOGY 100 | 2015-03-04 | 3586
RESPIRONICS | TRILOGY 100 | 2015-03-04 | 3586
RESPIRONICS | TRILOGY 100 | 2015-03-04 | 3586
RESPIRONICS | TRILOGY 100 | 2015-03-04 | 3586
RESPIRONICS | A40 | 2015-03-04 | 2427.5
RESPIRONICS | A40 | 2015-03-04 | 2427.5
RESPIRONICS | A40 | 2015-03-04 | 2427.5
RESPIRONICS | A40 | 2015-03-04 | 2427.5
RESPIRONICS | A40 | 2015-03-04 | 2427.5
RESPIRONICS | A40 | 2015-03-04 | 2427.5
RESPIRONICS | COUGH ASSIST E70 | 2015-03-04 | 3300
RESPIRONICS | TRILOGY 100 | 2015-03-04 | 3586
RESPIRONICS | REMSTAR AUTO M SERIES | 2015-03-03 | 500
RESPIRONICS | REMSTAR AUTO M SERIES | 2015-03-03 | 500
RESPIRONICS | REMSTAR AUTO M SERIES | 2015-03-03 | 500
RESPIRONICS | REMSTAR AUTO M SERIES | 2015-03-03 | 500
RESPIRONICS | REMSTAR AUTO M SERIES | 2015-03-03 | 500
RESPIRONICS | REMSTAR AUTO M SERIES | 2015-03-03 | 500
RESPIRONICS | REMSTAR AUTO M SERIES | 2015-03-03 | 500
RESPIRONICS | REMSTAR AUTO M SERIES | 2015-03-03 | 500
RESPIRONICS | REMSTAR AUTO M SERIES | 2015-03-03 | 500
RESPIRONICS | REMSTAR AUTO M SERIES | 2015-03-03 | 500
RESPIRONICS | REMSTAR AUTO M SERIES | 2015-03-03 | 500
RESPIRONICS | REMSTAR AUTO M SERIES | 2015-03-03 | 500
RESPIRONICS | REMSTAR AUTO M SERIES | 2015-03-03 | 500
RESPIRONICS | REMSTAR AUTO M SERIES | 2015-03-03 | 500
RESPIRONICS | REMSTAR AUTO M SERIES | 2015-03-03 | 500
RESPIRONICS | REMSTAR AUTO M SERIES | 2015-03-03 | 500
RESPIRONICS | REMSTAR AUTO M SERIES | 2015-03-03 | 500
RESPIRONICS | REMSTAR AUTO M SERIES | 2015-03-03 | 500
RESPIRONICS | REMSTAR AUTO M SERIES | 2015-03-03 | 500
RESPIRONICS | REMSTAR AUTO M SERIES | 2015-03-03 | 500
RESPIRONICS | REMSTAR AUTO M SERIES | 2015-03-03 | 500
RESPIRONICS | REMSTAR AUTO M SERIES | 2015-03-03 | 500
RESPIRONICS | REMSTAR AUTO M SERIES | 2015-03-03 | 500
RESPIRONICS | REMSTAR AUTO M SERIES | 2015-03-03 | 500
RESPIRONICS | REMSTAR AUTO M SERIES | 2015-03-03 | 500
RESPIRONICS | REMSTAR AUTO M SERIES | 2015-03-03 | 500
RESPIRONICS | REMSTAR AUTO M SERIES | 2015-03-03 | 500
RESPIRONICS | REMSTAR AUTO M SERIES | 2015-03-03 | 500
RESPIRONICS | REMSTAR AUTO M SERIES | 2015-03-03 | 500
RESPIRONICS | REMSTAR AUTO M SERIES | 2015-03-03 | 500
RESPIRONICS | M SERIES HUMIDIFIER | 2015-03-03 | 500
RESPIRONICS | M SERIES HUMIDIFIER | 2015-03-03 | 250
RESPIRONICS | REMSTAR AUTO M SERIES | 2015-03-03 | 500
RESPIRONICS | REMSTAR AUTO M SERIES | 2015-03-03 | 500
RESPIRONICS | REMSTAR AUTO M SERIES | 2015-03-03 | 500
RESPIRONICS | REMSTAR AUTO M SERIES | 2015-03-03 | 500
RESPIRONICS | REMSTAR AUTO M SERIES | 2015-03-03 | 500
RESPIRONICS | REMSTAR AUTO M SERIES | 2015-03-03 | 500
RESPIRONICS | REMSTAR AUTO M SERIES | 2015-03-03 | 500
RESPIRONICS | REMSTAR AUTO M SERIES | 2015-03-03 | 500
RESPIRONICS | REMSTAR AUTO M SERIES | 2015-03-03 | 500
RESPIRONICS | REMSTAR AUTO M SERIES | 2015-03-03 | 500
RESPIRONICS | REMSTAR AUTO M SERIES | 2015-03-03 | 500
RESPIRONICS | REMSTAR AUTO M SERIES | 2015-03-03 | 500
RESPIRONICS | REMSTAR AUTO M SERIES | 2015-03-03 | 500
RESPIRONICS | REMSTAR AUTO M SERIES | 2015-03-03 | 500
RESPIRONICS | REMSTAR AUTO M SERIES | 2015-03-03 | 500
RESPIRONICS | REMSTAR AUTO M SERIES | 2015-03-03 | 500
RESPIRONICS | REMSTAR AUTO M SERIES | 2015-03-03 | 500
RESPIRONICS | REMSTAR AUTO M SERIES | 2015-03-03 | 500
RESPIRONICS | REMSTAR AUTO M SERIES | 2015-03-03 | 500
RESPIRONICS | REMSTAR AUTO M SERIES | 2015-03-03 | 500
RESPIRONICS | REMSTAR AUTO M SERIES | 2015-03-03 | 500
RESPIRONICS | REMSTAR AUTO M SERIES | 2015-03-03 | 500
RESPIRONICS | REMSTAR AUTO M SERIES | 2015-03-03 | 500
RESPIRONICS | REMSTAR AUTO M SERIES | 2015-03-03 | 500
RESPIRONICS | REMSTAR AUTO M SERIES | 2015-03-03 | 500
RESPIRONICS | REMSTAR AUTO M SERIES | 2015-03-03 | 500
RESPIRONICS | REMSTAR AUTO M SERIES | 2015-03-03 | 500
RESPIRONICS | REMSTAR AUTO M SERIES | 2015-03-03 | 500
RESPIRONICS | REMSTAR AUTO M SERIES | 2015-03-03 | 500
RESPIRONICS | REMSTAR AUTO M SERIES | 2015-03-03 | 500
RESPIRONICS | REMSTAR AUTO M SERIES | 2015-03-03 | 500
RESPIRONICS | REMSTAR AUTO M SERIES | 2015-03-03 | 500
RESPIRONICS | REMSTAR AUTO M SERIES | 2015-03-03 | 500
RESPIRONICS | REMSTAR AUTO M SERIES | 2015-03-03 | 500
RESPIRONICS | REMSTAR AUTO M SERIES | 2015-03-03 | 500
RESPIRONICS | REMSTAR AUTO M SERIES | 2015-03-03 | 500
RESPIRONICS | REMSTAR AUTO M SERIES | 2015-03-03 | 500
RESPIRONICS | REMSTAR AUTO M SERIES | 2015-03-03 | 500
RESPIRONICS | REMSTAR AUTO M SERIES | 2015-03-03 | 500
RESPIRONICS | REMSTAR AUTO M SERIES | 2015-03-03 | 500
RESPIRONICS | REMSTAR AUTO M SERIES | 2015-03-03 | 500
RESPIRONICS | REMSTAR AUTO M SERIES | 2015-03-03 | 500
RESPIRONICS | REMSTAR AUTO M SERIES | 2015-03-03 | 500
RESPIRONICS | REMSTAR AUTO M SERIES | 2015-03-03 | 500
RESPIRONICS | REMSTAR AUTO M SERIES | 2015-03-03 | 500
RESPIRONICS | REMSTAR AUTO M SERIES | 2015-03-03 | 500
RESPIRONICS | REMSTAR AUTO M SERIES | 2015-03-03 | 500
RESPIRONICS | REMSTAR AUTO M SERIES | 2015-03-03 | 500
RESPIRONICS | REMSTAR AUTO M SERIES | 2015-03-03 | 500
RESPIRONICS | REMSTAR AUTO M SERIES | 2015-03-03 | 500
RESPIRONICS | REMSTAR AUTO M SERIES | 2015-03-03 | 500
RESPIRONICS | REMSTAR AUTO M SERIES | 2015-03-03 | 500
RESPIRONICS | REMSTAR AUTO M SERIES | 2015-03-03 | 500
RESPIRONICS | REMSTAR AUTO M SERIES | 2015-03-03 | 500
RESPIRONICS | REMSTAR AUTO M SERIES | 2015-03-03 | 500
RESPIRONICS | REMSTAR AUTO M SERIES | 2015-03-03 | 500
RESPIRONICS | REMSTAR AUTO M SERIES | 2015-03-03 | 500
RESPIRONICS | REMSTAR AUTO M SERIES | 2015-03-03 | 500
RESPIRONICS | REMSTAR AUTO M SERIES | 2015-03-03 | 500
RESPIRONICS | REMSTAR AUTO M SERIES | 2015-03-03 | 500
RESPIRONICS | REMSTAR AUTO M SERIES | 2015-03-03 | 500
RESPIRONICS | REMSTAR AUTO M SERIES | 2015-03-03 | 500
RESPIRONICS | REMSTAR AUTO M SERIES | 2015-03-03 | 500
RESPIRONICS | REMSTAR AUTO M SERIES | 2015-03-03 | 500
RESPIRONICS | REMSTAR AUTO M SERIES | 2015-03-03 | 500
RESPIRONICS | BIPAP A30 | 2015-03-02 | 2255
RESPIRONICS | BIPAP A30 | 2015-03-02 | 2255
RESPIRONICS | BIPAP A30 | 2015-03-02 | 2255
RESPIRONICS | BIPAP A30 | 2015-03-02 | 2255
RESPIRONICS | BIPAP A30 | 2015-03-02 | 2255
RESPIRONICS | BIPAP A30 | 2015-03-02 | 2255
RESPIRONICS | BIPAP A30 | 2015-03-02 | 2255
RESPIRONICS | BIPAP A30 | 2015-03-02 | 2255
RESPIRONICS | BIPAP A30 | 2015-03-02 | 2255
RESPIRONICS | BIPAP A30 | 2015-03-02 | 2255
RESPIRONICS | BIPAP A30 | 2015-03-02 | 2255
RESPIRONICS | BIPAP A30 | 2015-03-02 | 2255
RESPIRONICS | BIPAP A30 | 2015-03-02 | 2255
RESPIRONICS | BIPAP A30 | 2015-03-02 | 2255
RESPIRONICS | BIPAP A30 | 2015-03-02 | 2255
RESPIRONICS | BIPAP A30 | 2015-03-02 | 2255
RESPIRONICS | BIPAP A30 | 2015-03-02 | 2255
RESPIRONICS | BIPAP A30 | 2015-03-02 | 2255
RESPIRONICS | BIPAP A30 | 2015-03-02 | 2255
RESPIRONICS | BIPAP A30 | 2015-03-02 | 2255
RESPIRONICS | BIPAP A30 | 2015-03-02 | 2255
RESPIRONICS | BIPAP A30 | 2015-03-02 | 2255
RESPIRONICS | BIPAP A30 | 2015-03-02 | 2255
LAERDAL | LSU-2 | 2015-02-06 | 680
LAERDAL | LSU-2 | 2015-02-06 | 680
LAERDAL | LSU-2 | 2015-02-06 | 680
LAERDAL | LSU-2 | 2015-02-06 | 680
LAERDAL | LSU-2 | 2015-02-06 | 680
LAERDAL | LSU-2 | 2015-02-06 | 680
LAERDAL | LSU-2 | 2015-02-06 | 680
LAERDAL | LSU-2 | 2015-02-06 | 680
RESPIRONICS | REMSTAR AUTO M SERIES | 2014-12-18 | 500
RESPIRONICS | REMSTAR AUTO M SERIES | 2014-12-18 | 500
RESPIRONICS | REMSTAR AUTO M SERIES | 2014-12-18 | 500
RESPIRONICS | REMSTAR AUTO M SERIES | 2014-12-18 | 500
RESPIRONICS | REMSTAR AUTO M SERIES | 2014-12-18 | 500
RESPIRONICS | REMSTAR AUTO M SERIES | 2014-12-18 | 500
RESPIRONICS | REMSTAR AUTO M SERIES | 2014-12-18 | 500
RESPIRONICS | REMSTAR AUTO M SERIES | 2014-12-18 | 500
RESPIRONICS | REMSTAR AUTO M SERIES | 2014-12-18 | 500
RESPIRONICS | REMSTAR AUTO M SERIES | 2014-12-18 | 500
RESPIRONICS | REMSTAR AUTO M SERIES | 2014-12-18 | 500
RESPIRONICS | REMSTAR AUTO M SERIES | 2014-12-18 | 500
RESPIRONICS | REMSTAR AUTO M SERIES | 2014-12-18 | 500
RESPIRONICS | REMSTAR AUTO M SERIES | 2014-12-18 | 500
RESPIRONICS | REMSTAR AUTO M SERIES | 2014-12-18 | 500
RESPIRONICS | REMSTAR AUTO M SERIES | 2014-12-18 | 500
RESPIRONICS | REMSTAR AUTO M SERIES | 2014-12-18 | 500
RESPIRONICS | REMSTAR AUTO M SERIES | 2014-12-18 | 500
RESPIRONICS | REMSTAR AUTO M SERIES | 2014-12-18 | 500
RESPIRONICS | REMSTAR AUTO M SERIES | 2014-12-18 | 500
RESPIRONICS | REMSTAR AUTO M SERIES | 2014-12-18 | 500
RESPIRONICS | REMSTAR AUTO M SERIES | 2014-12-18 | 500
RESPIRONICS | REMSTAR AUTO M SERIES | 2014-12-18 | 500
RESPIRONICS | REMSTAR AUTO M SERIES | 2014-12-18 | 500
RESPIRONICS | REMSTAR AUTO M SERIES | 2014-12-18 | 500
RESPIRONICS | REMSTAR AUTO M SERIES | 2014-12-18 | 500
RESPIRONICS | REMSTAR AUTO M SERIES | 2014-12-18 | 500
RESPIRONICS | REMSTAR AUTO M SERIES | 2014-12-18 | 500
RESPIRONICS | REMSTAR AUTO M SERIES | 2014-12-18 | 500
RESPIRONICS | REMSTAR AUTO M SERIES | 2014-12-18 | 500
RESPIRONICS | REMSTAR AUTO M SERIES | 2014-12-18 | 500
RESPIRONICS | REMSTAR AUTO M SERIES | 2014-12-18 | 500
RESPIRONICS | REMSTAR AUTO M SERIES | 2014-12-18 | 500
RESPIRONICS | REMSTAR AUTO M SERIES | 2014-12-18 | 500
RESPIRONICS | REMSTAR AUTO M SERIES | 2014-12-18 | 500
RESPIRONICS | REMSTAR AUTO M SERIES | 2014-12-18 | 500
RESPIRONICS | REMSTAR AUTO M SERIES | 2014-12-18 | 500
RESPIRONICS | REMSTAR AUTO M SERIES | 2014-12-18 | 500
RESPIRONICS | REMSTAR AUTO M SERIES | 2014-12-18 | 500
RESPIRONICS | REMSTAR AUTO M SERIES | 2014-12-18 | 500
RESPIRONICS | REMSTAR AUTO M SERIES | 2014-12-18 | 500
RESPIRONICS | REMSTAR AUTO M SERIES | 2014-12-18 | 500
RESPIRONICS | REMSTAR AUTO M SERIES | 2014-12-18 | 500
RESPIRONICS | REMSTAR AUTO M SERIES | 2014-12-18 | 500
RESPIRONICS | REMSTAR AUTO M SERIES | 2014-12-18 | 500
RESPIRONICS | REMSTAR AUTO M SERIES | 2014-12-18 | 500
RESPIRONICS | REMSTAR AUTO M SERIES | 2014-12-18 | 500
RESPIRONICS | REMSTAR AUTO M SERIES | 2014-12-18 | 500
RESPIRONICS | REMSTAR AUTO M SERIES | 2014-12-18 | 500
RESPIRONICS | REMSTAR AUTO M SERIES | 2014-12-18 | 500
RESPIRONICS | REMSTAR AUTO M SERIES | 2014-12-18 | 500
RESPIRONICS | REMSTAR AUTO M SERIES | 2014-12-18 | 500
RESPIRONICS | REMSTAR AUTO M SERIES | 2014-12-18 | 500
RESPIRONICS | REMSTAR AUTO M SERIES | 2014-12-18 | 500
RESPIRONICS | REMSTAR AUTO M SERIES | 2014-12-18 | 500
RESPIRONICS | REMSTAR AUTO M SERIES | 2014-12-18 | 500
RESPIRONICS | REMSTAR AUTO M SERIES | 2014-12-18 | 500
RESPIRONICS | REMSTAR AUTO M SERIES | 2014-12-18 | 500
RESPIRONICS | REMSTAR AUTO M SERIES | 2014-12-18 | 500
RESPIRONICS | REMSTAR AUTO M SERIES | 2014-12-18 | 500
RESPIRONICS | REMSTAR AUTO M SERIES | 2014-12-18 | 500
RESPIRONICS | REMSTAR AUTO M SERIES | 2014-12-18 | 500
RESPIRONICS | REMSTAR AUTO M SERIES | 2014-12-18 | 500
RESPIRONICS | REMSTAR AUTO M SERIES | 2014-12-18 | 500
RESPIRONICS | REMSTAR AUTO M SERIES | 2014-12-18 | 500
RESPIRONICS | REMSTAR AUTO M SERIES | 2014-12-18 | 500
RESPIRONICS | REMSTAR AUTO M SERIES | 2014-12-18 | 500
RESPIRONICS | REMSTAR AUTO M SERIES | 2014-12-18 | 500
RESPIRONICS | REMSTAR AUTO M SERIES | 2014-12-18 | 500
RESPIRONICS | REMSTAR AUTO M SERIES | 2014-12-18 | 500
RESPIRONICS | REMSTAR AUTO M SERIES | 2014-12-18 | 500
RESPIRONICS | REMSTAR AUTO M SERIES | 2014-12-18 | 500
RESPIRONICS | REMSTAR AUTO M SERIES | 2014-12-18 | 500
RESPIRONICS | REMSTAR AUTO M SERIES | 2014-12-18 | 500
RESPIRONICS | REMSTAR AUTO M SERIES | 2014-12-18 | 500
RESPIRONICS | REMSTAR AUTO M SERIES | 2014-12-18 | 500
RESPIRONICS | REMSTAR AUTO M SERIES | 2014-12-18 | 500
RESPIRONICS | REMSTAR AUTO M SERIES | 2014-12-18 | 500
RESPIRONICS | REMSTAR AUTO M SERIES | 2014-12-18 | 500
RESPIRONICS | REMSTAR AUTO M SERIES | 2014-12-18 | 500
RESPIRONICS | REMSTAR AUTO M SERIES | 2014-12-18 | 500
RESPIRONICS | REMSTAR AUTO M SERIES | 2014-12-18 | 500
RESPIRONICS | REMSTAR AUTO M SERIES | 2014-12-18 | 500
RESPIRONICS | REMSTAR AUTO M SERIES | 2014-12-18 | 500
RESPIRONICS | REMSTAR AUTO M SERIES | 2014-12-18 | 500
RESPIRONICS | REMSTAR AUTO M SERIES | 2014-12-18 | 500
RESPIRONICS | REMSTAR AUTO M SERIES | 2014-12-18 | 500
RESPIRONICS | REMSTAR AUTO M SERIES | 2014-12-18 | 500
RESPIRONICS | REMSTAR AUTO M SERIES | 2014-12-18 | 500
RESPIRONICS | REMSTAR AUTO M SERIES | 2014-12-18 | 500
RESPIRONICS | REMSTAR AUTO M SERIES | 2014-12-18 | 500
RESPIRONICS | REMSTAR AUTO M SERIES | 2014-12-18 | 500
RESPIRONICS | REMSTAR AUTO M SERIES | 2014-12-18 | 500
RESPIRONICS | REMSTAR AUTO M SERIES | 2014-12-18 | 500
RESPIRONICS | REMSTAR AUTO M SERIES | 2014-12-18 | 500
RESPIRONICS | REMSTAR AUTO M SERIES | 2014-12-18 | 500
RESPIRONICS | REMSTAR AUTO M SERIES | 2014-12-18 | 500
RESPIRONICS | REMSTAR AUTO M SERIES | 2014-12-18 | 500
RESPIRONICS | REMSTAR AUTO M SERIES | 2014-12-18 | 500
RESPIRONICS | REMSTAR AUTO M SERIES | 2014-12-18 | 500
RESPIRONICS | REMSTAR AUTO M SERIES | 2014-12-18 | 500
RESPIRONICS | REMSTAR AUTO M SERIES | 2014-12-18 | 500
RESPIRONICS | REMSTAR AUTO M SERIES | 2014-12-18 | 500
RESPIRONICS | REMSTAR AUTO M SERIES | 2014-12-18 | 500
RESPIRONICS | REMSTAR AUTO M SERIES | 2014-12-18 | 500
RESPIRONICS | REMSTAR AUTO M SERIES | 2014-12-18 | 500
RESPIRONICS | REMSTAR AUTO M SERIES | 2014-12-18 | 500
RESPIRONICS | REMSTAR AUTO M SERIES | 2014-12-18 | 500
RESPIRONICS | REMSTAR AUTO M SERIES | 2014-12-18 | 500
RESPIRONICS | REMSTAR AUTO M SERIES | 2014-12-18 | 500
RESPIRONICS | REMSTAR AUTO M SERIES | 2014-12-18 | 500
RESPIRONICS | REMSTAR AUTO M SERIES | 2014-12-18 | 500
RESPIRONICS | REMSTAR AUTO M SERIES | 2014-12-18 | 500
RESPIRONICS | REMSTAR AUTO M SERIES | 2014-12-18 | 500
RESPIRONICS | REMSTAR AUTO M SERIES | 2014-12-18 | 500
RESPIRONICS | REMSTAR AUTO M SERIES | 2014-12-18 | 500
RESPIRONICS | REMSTAR AUTO M SERIES | 2014-12-18 | 500
RESPIRONICS | REMSTAR AUTO M SERIES | 2014-12-18 | 500
RESPIRONICS | REMSTAR AUTO M SERIES | 2014-12-18 | 500
RESPIRONICS | REMSTAR AUTO M SERIES | 2014-12-18 | 500
RESPIRONICS | REMSTAR AUTO M SERIES | 2014-12-18 | 500
RESPIRONICS | REMSTAR AUTO M SERIES | 2014-12-18 | 500
RESPIRONICS | REMSTAR AUTO M SERIES | 2014-12-18 | 500
RESPIRONICS | REMSTAR AUTO M SERIES | 2014-12-18 | 500
PHYSIO CONTROL | LIFEPAK 1000 | 2014-12-09 | 2200
RESPIRONICS | M SERIES HUMIDIFIER | 2014-11-05 | 120
RESPIRONICS | M SERIES HUMIDIFIER | 2014-11-05 | 120
RESPIRONICS | M SERIES HUMIDIFIER | 2014-11-05 | 120
RESPIRONICS | M SERIES HUMIDIFIER | 2014-11-05 | 120
RESPIRONICS | M SERIES HUMIDIFIER | 2014-11-05 | 120
RESPIRONICS | M SERIES HUMIDIFIER | 2014-11-05 | 120
RESPIRONICS | M SERIES HUMIDIFIER | 2014-11-05 | 120
RESPIRONICS | M SERIES HUMIDIFIER | 2014-11-05 | 120
RESPIRONICS | M SERIES HUMIDIFIER | 2014-11-05 | 120
RESPIRONICS | M SERIES HUMIDIFIER | 2014-11-05 | 120
RESPIRONICS | M SERIES HUMIDIFIER | 2014-11-05 | 120
RESPIRONICS | M SERIES HUMIDIFIER | 2014-11-05 | 120
RESPIRONICS | M SERIES HUMIDIFIER | 2014-11-05 | 120
RESPIRONICS | M SERIES HUMIDIFIER | 2014-11-05 | 120
RESPIRONICS | M SERIES HUMIDIFIER | 2014-11-05 | 120
RESPIRONICS | M SERIES HUMIDIFIER | 2014-11-05 | 120
RESPIRONICS | M SERIES HUMIDIFIER | 2014-11-05 | 120
RESPIRONICS | M SERIES HUMIDIFIER | 2014-11-05 | 120
RESPIRONICS | M SERIES HUMIDIFIER | 2014-11-05 | 120
RESPIRONICS | M SERIES HUMIDIFIER | 2014-11-05 | 120
RESPIRONICS | M SERIES HUMIDIFIER | 2014-11-05 | 120
RESPIRONICS | M SERIES HUMIDIFIER | 2014-11-05 | 120
RESPIRONICS | M SERIES HUMIDIFIER | 2014-11-05 | 120
RESPIRONICS | M SERIES HUMIDIFIER | 2014-11-05 | 120
RESPIRONICS | M SERIES HUMIDIFIER | 2014-11-05 | 120
RESPIRONICS | M SERIES HUMIDIFIER | 2014-11-05 | 120
F & P | MR850 | 2014-10-31 | 1100
F & P | MR850 | 2014-10-30 | 1100
RESPIRONICS | REMSTAR AUTO M SERIES | 2014-09-01 | 500
RESPIRONICS | REMSTAR AUTO M SERIES | 2014-09-01 | 500
RESPIRONICS | REMSTAR AUTO M SERIES | 2014-09-01 | 500
RESPIRONICS | REMSTAR AUTO M SERIES | 2014-09-01 | 500
RESPIRONICS | REMSTAR AUTO M SERIES | 2014-09-01 | 500
RESPIRONICS | REMSTAR AUTO M SERIES | 2014-09-01 | 500
RESPIRONICS | REMSTAR AUTO M SERIES | 2014-09-01 | 500
RESPIRONICS | REMSTAR AUTO M SERIES | 2014-09-01 | 500
RESPIRONICS | REMSTAR AUTO M SERIES | 2014-09-01 | 500
RESPIRONICS | REMSTAR AUTO M SERIES | 2014-09-01 | 500
RESPIRONICS | REMSTAR AUTO M SERIES | 2014-09-01 | 500
RESPIRONICS | REMSTAR AUTO M SERIES | 2014-09-01 | 500
RESPIRONICS | REMSTAR AUTO M SERIES | 2014-09-01 | 500
RESPIRONICS | REMSTAR AUTO M SERIES | 2014-09-01 | 500
RESPIRONICS | REMSTAR AUTO M SERIES | 2014-09-01 | 500
RESPIRONICS | REMSTAR AUTO M SERIES | 2014-09-01 | 500
RESPIRONICS | REMSTAR AUTO M SERIES | 2014-09-01 | 500
RESPIRONICS | REMSTAR AUTO M SERIES | 2014-09-01 | 500
RESPIRONICS | REMSTAR AUTO M SERIES | 2014-09-01 | 500
RESPIRONICS | REMSTAR AUTO M SERIES | 2014-09-01 | 500
RESPIRONICS | REMSTAR AUTO M SERIES | 2014-09-01 | 500
RESPIRONICS | REMSTAR AUTO M SERIES | 2014-09-01 | 500
RESPIRONICS | REMSTAR AUTO M SERIES | 2014-09-01 | 500
RESPIRONICS | REMSTAR AUTO M SERIES | 2014-09-01 | 500
RESPIRONICS | REMSTAR AUTO M SERIES | 2014-09-01 | 500
RESPIRONICS | REMSTAR AUTO M SERIES | 2014-09-01 | 500
RESPIRONICS | REMSTAR AUTO M SERIES | 2014-09-01 | 500
RESPIRONICS | REMSTAR AUTO M SERIES | 2014-09-01 | 500
RESPIRONICS | REMSTAR AUTO M SERIES | 2014-09-01 | 500
RESPIRONICS | REMSTAR AUTO M SERIES | 2014-09-01 | 500
RESPIRONICS | REMSTAR AUTO M SERIES | 2014-09-01 | 500
RESPIRONICS | REMSTAR AUTO M SERIES | 2014-08-22 | 500
RESPIRONICS | REMSTAR AUTO M SERIES | 2014-08-22 | 500
RESPIRONICS | REMSTAR AUTO M SERIES | 2014-08-22 | 500
RESPIRONICS | REMSTAR AUTO M SERIES | 2014-08-22 | 500
RESPIRONICS | REMSTAR AUTO M SERIES | 2014-08-22 | 500
RESPIRONICS | REMSTAR AUTO M SERIES | 2014-08-22 | 500
RESPIRONICS | REMSTAR AUTO M SERIES | 2014-08-22 | 500
RESPIRONICS | REMSTAR AUTO M SERIES | 2014-08-22 | 500
RESPIRONICS | REMSTAR AUTO M SERIES | 2014-08-22 | 500
RESPIRONICS | REMSTAR AUTO M SERIES | 2014-08-22 | 500
RESPIRONICS | REMSTAR AUTO M SERIES | 2014-08-22 | 500
RESPIRONICS | REMSTAR AUTO M SERIES | 2014-08-22 | 500
RESPIRONICS | REMSTAR AUTO M SERIES | 2014-08-22 | 500
RESPIRONICS | REMSTAR AUTO M SERIES | 2014-08-22 | 500
RESPIRONICS | REMSTAR AUTO M SERIES | 2014-08-22 | 500
RESPIRONICS | REMSTAR AUTO M SERIES | 2014-08-22 | 500
RESPIRONICS | REMSTAR AUTO M SERIES | 2014-08-22 | 500
RESPIRONICS | REMSTAR AUTO M SERIES | 2014-08-22 | 500
RESPIRONICS | REMSTAR AUTO M SERIES | 2014-08-22 | 500
RESPIRONICS | REMSTAR AUTO M SERIES | 2014-08-22 | 500
RESPIRONICS | REMSTAR AUTO M SERIES | 2014-08-22 | 500
RESPIRONICS | REMSTAR AUTO M SERIES | 2014-08-22 | 500
RESPIRONICS | REMSTAR AUTO M SERIES | 2014-08-22 | 500
RESPIRONICS | REMSTAR AUTO M SERIES | 2014-08-22 | 500
RESPIRONICS | REMSTAR AUTO M SERIES | 2014-08-22 | 500
RESPIRONICS | REMSTAR AUTO M SERIES | 2014-08-22 | 500
RESPIRONICS | REMSTAR AUTO M SERIES | 2014-08-22 | 500
RESPIRONICS | REMSTAR AUTO M SERIES | 2014-08-22 | 500
RESPIRONICS | REMSTAR AUTO M SERIES | 2014-08-22 | 500
RESPIRONICS | REMSTAR AUTO M SERIES | 2014-08-22 | 500
RESPIRONICS | REMSTAR AUTO M SERIES | 2014-08-22 | 500
RESPIRONICS | REMSTAR AUTO M SERIES | 2014-08-22 | 500
RESPIRONICS | REMSTAR AUTO M SERIES | 2014-08-22 | 500
RESPIRONICS | REMSTAR AUTO M SERIES | 2014-08-22 | 500
RESPIRONICS | REMSTAR AUTO M SERIES | 2014-08-22 | 500
RESPIRONICS | REMSTAR AUTO M SERIES | 2014-08-22 | 500
RESPIRONICS | REMSTAR AUTO M SERIES | 2014-08-22 | 500
RESPIRONICS | REMSTAR AUTO M SERIES | 2014-08-22 | 500
RESPIRONICS | REMSTAR AUTO M SERIES | 2014-08-22 | 500
RESPIRONICS | REMSTAR AUTO M SERIES | 2014-08-22 | 500
RESPIRONICS | REMSTAR AUTO M SERIES | 2014-08-22 | 500
RESPIRONICS | REMSTAR AUTO M SERIES | 2014-08-22 | 500
RESPIRONICS | REMSTAR AUTO M SERIES | 2014-08-22 | 500
RESPIRONICS | REMSTAR AUTO M SERIES | 2014-08-22 | 500
RESPIRONICS | REMSTAR AUTO M SERIES | 2014-08-22 | 500
RESPIRONICS | REMSTAR AUTO M SERIES | 2014-08-22 | 500
RESPIRONICS | REMSTAR AUTO M SERIES | 2014-08-22 | 500
RESPIRONICS | REMSTAR AUTO M SERIES | 2014-08-22 | 500
RESPIRONICS | REMSTAR AUTO M SERIES | 2014-08-22 | 500
RESPIRONICS | REMSTAR AUTO M SERIES | 2014-08-22 | 500
RESPIRONICS | REMSTAR AUTO M SERIES | 2014-08-22 | 500
RESPIRONICS | REMSTAR AUTO M SERIES | 2014-08-22 | 500
RESPIRONICS | REMSTAR AUTO M SERIES | 2014-08-22 | 500
RESPIRONICS | REMSTAR AUTO M SERIES | 2014-07-28 | 500
RESPIRONICS | REMSTAR AUTO M SERIES | 2014-07-28 | 500
RESPIRONICS | REMSTAR AUTO M SERIES | 2014-07-28 | 500
RESPIRONICS | REMSTAR AUTO M SERIES | 2014-07-28 | 500
RESPIRONICS | REMSTAR AUTO M SERIES | 2014-07-28 | 500
RESPIRONICS | REMSTAR AUTO M SERIES | 2014-07-28 | 500
RESPIRONICS | REMSTAR AUTO M SERIES | 2014-07-28 | 500
RESPIRONICS | REMSTAR AUTO M SERIES | 2014-07-28 | 500
RESPIRONICS | REMSTAR AUTO M SERIES | 2014-07-28 | 500
RESPIRONICS | REMSTAR AUTO M SERIES | 2014-07-28 | 500
RESPIRONICS | REMSTAR AUTO M SERIES | 2014-07-28 | 500
RESPIRONICS | REMSTAR AUTO M SERIES | 2014-07-28 | 500
RESPIRONICS | REMSTAR AUTO M SERIES | 2014-07-28 | 500
RESPIRONICS | REMSTAR AUTO M SERIES | 2014-07-28 | 500
RESPIRONICS | REMSTAR AUTO M SERIES | 2014-07-28 | 500
RESPIRONICS | REMSTAR AUTO M SERIES | 2014-07-28 | 500
RESPIRONICS | REMSTAR AUTO M SERIES | 2014-07-28 | 500
RESPIRONICS | REMSTAR AUTO M SERIES | 2014-07-28 | 500
RESPIRONICS | REMSTAR AUTO M SERIES | 2014-07-28 | 500
RESPIRONICS | REMSTAR AUTO M SERIES | 2014-07-28 | 500
RESPIRONICS | REMSTAR AUTO M SERIES | 2014-07-28 | 500
RESPIRONICS | REMSTAR AUTO M SERIES | 2014-07-28 | 500
RESPIRONICS | REMSTAR AUTO M SERIES | 2014-07-28 | 500
RESPIRONICS | REMSTAR AUTO M SERIES | 2014-07-28 | 500
RESPIRONICS | REMSTAR AUTO M SERIES | 2014-07-28 | 500
RESPIRONICS | REMSTAR AUTO M SERIES | 2014-07-28 | 500
RESPIRONICS | REMSTAR AUTO M SERIES | 2014-07-28 | 500
RESPIRONICS | REMSTAR AUTO M SERIES | 2014-07-28 | 500
RESPIRONICS | REMSTAR AUTO M SERIES | 2014-07-28 | 500
RESPIRONICS | REMSTAR AUTO M SERIES | 2014-07-28 | 500
RESPIRONICS | REMSTAR AUTO M SERIES | 2014-07-28 | 500
RESPIRONICS | REMSTAR AUTO M SERIES | 2014-07-28 | 500
RESPIRONICS | REMSTAR AUTO M SERIES | 2014-07-28 | 500
RESPIRONICS | REMSTAR AUTO M SERIES | 2014-07-28 | 500
RESPIRONICS | REMSTAR AUTO M SERIES | 2014-07-28 | 500
RESPIRONICS | REMSTAR AUTO M SERIES | 2014-07-28 | 500
RESPIRONICS | REMSTAR AUTO M SERIES | 2014-07-28 | 500
RESPIRONICS | REMSTAR AUTO M SERIES | 2014-07-28 | 500
RESPIRONICS | REMSTAR AUTO M SERIES | 2014-07-28 | 500
RESPIRONICS | REMSTAR AUTO M SERIES | 2014-07-28 | 500
RESPIRONICS | REMSTAR AUTO M SERIES | 2014-06-19 | 500
RESPIRONICS | REMSTAR AUTO M SERIES | 2014-06-19 | 500
RESPIRONICS | REMSTAR AUTO M SERIES | 2014-06-19 | 500
RESPIRONICS | REMSTAR AUTO M SERIES | 2014-06-19 | 500
RESPIRONICS | REMSTAR AUTO M SERIES | 2014-06-19 | 500
RESPIRONICS | REMSTAR AUTO M SERIES | 2014-06-19 | 500
RESPIRONICS | REMSTAR AUTO M SERIES | 2014-06-19 | 500
RESPIRONICS | REMSTAR AUTO M SERIES | 2014-06-19 | 500
RESPIRONICS | REMSTAR AUTO M SERIES | 2014-06-19 | 500
RESPIRONICS | REMSTAR AUTO M SERIES | 2014-06-19 | 500
RESPIRONICS | REMSTAR AUTO M SERIES | 2014-06-19 | 500
RESPIRONICS | REMSTAR AUTO M SERIES | 2014-06-19 | 500
RESPIRONICS | REMSTAR AUTO M SERIES | 2014-06-19 | 500
RESPIRONICS | REMSTAR AUTO M SERIES | 2014-06-19 | 500
RESPIRONICS | REMSTAR AUTO M SERIES | 2014-06-19 | 500
RESPIRONICS | REMSTAR AUTO M SERIES | 2014-06-19 | 500
RESPIRONICS | REMSTAR AUTO M SERIES | 2014-06-19 | 500
RESPIRONICS | REMSTAR AUTO M SERIES | 2014-06-19 | 500
RESPIRONICS | REMSTAR AUTO M SERIES | 2014-06-19 | 500
RESPIRONICS | REMSTAR AUTO M SERIES | 2014-06-19 | 500
RESPIRONICS | REMSTAR AUTO M SERIES | 2014-06-19 | 500
RESPIRONICS | REMSTAR AUTO M SERIES | 2014-06-19 | 500
RESPIRONICS | REMSTAR AUTO M SERIES | 2014-06-19 | 500
RESPIRONICS | REMSTAR AUTO M SERIES | 2014-06-19 | 500
RESPIRONICS | REMSTAR AUTO M SERIES | 2014-06-19 | 500
RESPIRONICS | REMSTAR AUTO M SERIES | 2014-06-19 | 500
RESPIRONICS | REMSTAR AUTO M SERIES | 2014-06-19 | 500
RESPIRONICS | REMSTAR AUTO M SERIES | 2014-06-19 | 500
RESPIRONICS | REMSTAR AUTO M SERIES | 2014-06-19 | 500
RESPIRONICS | REMSTAR AUTO M SERIES | 2014-06-19 | 500
RESPIRONICS | REMSTAR AUTO M SERIES | 2014-06-19 | 500
RESPIRONICS | REMSTAR AUTO M SERIES | 2014-06-19 | 500
RESPIRONICS | REMSTAR AUTO M SERIES | 2014-06-19 | 500
RESPIRONICS | REMSTAR AUTO M SERIES | 2014-06-19 | 500
RESPIRONICS | REMSTAR AUTO M SERIES | 2014-06-19 | 500
RESPIRONICS | REMSTAR AUTO M SERIES | 2014-06-19 | 500
RESPIRONICS | REMSTAR AUTO M SERIES | 2014-06-19 | 500
RESPIRONICS | REMSTAR AUTO M SERIES | 2014-06-19 | 500
RESPIRONICS | REMSTAR AUTO M SERIES | 2014-06-19 | 500
RESPIRONICS | REMSTAR AUTO M SERIES | 2014-06-19 | 500
RESPIRONICS | REMSTAR AUTO M SERIES | 2014-06-19 | 500
RESPIRONICS | REMSTAR AUTO M SERIES | 2014-06-19 | 500
RESPIRONICS | REMSTAR AUTO M SERIES | 2014-06-19 | 500
RESPIRONICS | REMSTAR AUTO M SERIES | 2014-06-19 | 500
RESPIRONICS | REMSTAR AUTO M SERIES | 2014-06-19 | 500
RESPIRONICS | REMSTAR AUTO M SERIES | 2014-06-19 | 500
RESPIRONICS | REMSTAR AUTO M SERIES | 2014-06-19 | 500
RESPIRONICS | REMSTAR AUTO M SERIES | 2014-06-19 | 500
F & P | HC150 | 2014-06-01 | 350
RESPIRONICS | BIPAP A30 | 2014-06-01 | 2255
RESPIRONICS | BIPAP A30 | 2014-06-01 | 2255
RESPIRONICS | BIPAP A30 | 2014-06-01 | 2255
RESPIRONICS | BIPAP A30 | 2014-06-01 | 2255
RESPIRONICS | BIPAP A30 | 2014-06-01 | 2255
F & P | HC150 | 2014-06-01 | 350
RESPIRONICS | BIPAP A30 | 2014-06-01 | 2255
RESPIRONICS | BIPAP A30 | 2014-06-01 | 2255
RESPIRONICS | BIPAP A30 | 2014-06-01 | 2255
RESPIRONICS | BIPAP A30 | 2014-06-01 | 2255
RESPIRONICS | BIPAP A30 | 2014-06-01 | 2255
RESPIRONICS | BIPAP A30 | 2014-06-01 | 2255
RESPIRONICS | BIPAP A30 | 2014-06-01 | 2255
RESPIRONICS | BIPAP A30 | 2014-06-01 | 2255
RESPIRONICS | BIPAP A30 | 2014-06-01 | 2255
RESPIRONICS | REMSTAR AUTO M SERIES | 2014-05-14 | 500
RESPIRONICS | REMSTAR AUTO M SERIES | 2014-05-14 | 500
RESPIRONICS | REMSTAR AUTO M SERIES | 2014-05-14 | 500
RESPIRONICS | REMSTAR AUTO M SERIES | 2014-05-14 | 500
RESPIRONICS | REMSTAR AUTO M SERIES | 2014-05-14 | 500
RESPIRONICS | REMSTAR AUTO M SERIES | 2014-05-14 | 500
RESPIRONICS | REMSTAR AUTO M SERIES | 2014-05-14 | 500
RESPIRONICS | REMSTAR AUTO M SERIES | 2014-05-14 | 500
RESPIRONICS | REMSTAR AUTO M SERIES | 2014-05-14 | 500
RESPIRONICS | REMSTAR AUTO M SERIES | 2014-05-14 | 500
RESPIRONICS | REMSTAR AUTO M SERIES | 2014-05-14 | 500
RESPIRONICS | REMSTAR AUTO M SERIES | 2014-05-14 | 500
RESPIRONICS | REMSTAR AUTO M SERIES | 2014-05-14 | 500
RESPIRONICS | REMSTAR AUTO M SERIES | 2014-05-14 | 500
RESPIRONICS | REMSTAR AUTO M SERIES | 2014-05-14 | 500
RESPIRONICS | REMSTAR AUTO M SERIES | 2014-05-14 | 500
RESPIRONICS | REMSTAR AUTO M SERIES | 2014-05-14 | 500
RESPIRONICS | REMSTAR AUTO M SERIES | 2014-05-14 | 500
RESPIRONICS | REMSTAR AUTO M SERIES | 2014-05-14 | 500
RESPIRONICS | REMSTAR AUTO M SERIES | 2014-05-14 | 500
RESPIRONICS | REMSTAR AUTO M SERIES | 2014-05-14 | 500
RESPIRONICS | REMSTAR AUTO M SERIES | 2014-05-14 | 500
RESPIRONICS | REMSTAR AUTO M SERIES | 2014-05-14 | 500
RESPIRONICS | REMSTAR AUTO M SERIES | 2014-05-14 | 500
RESPIRONICS | REMSTAR AUTO M SERIES | 2014-05-14 | 500
RESPIRONICS | REMSTAR AUTO M SERIES | 2014-05-14 | 500
RESPIRONICS | REMSTAR AUTO M SERIES | 2014-05-14 | 500
RESPIRONICS | REMSTAR AUTO M SERIES | 2014-05-14 | 500
RESPIRONICS | REMSTAR AUTO M SERIES | 2014-05-14 | 500
RESPIRONICS | REMSTAR AUTO M SERIES | 2014-05-14 | 500
RESPIRONICS | REMSTAR AUTO M SERIES | 2014-05-14 | 500
RESPIRONICS | REMSTAR AUTO M SERIES | 2014-05-14 | 500
RESPIRONICS | REMSTAR AUTO M SERIES | 2014-05-14 | 500
RESPIRONICS | REMSTAR AUTO M SERIES | 2014-05-14 | 500
RESPIRONICS | REMSTAR AUTO M SERIES | 2014-05-14 | 500
RESPIRONICS | REMSTAR AUTO M SERIES | 2014-05-14 | 500
RESPIRONICS | BIPAP A30 | 2014-05-01 | 2255
RESPIRONICS | BIPAP A30 | 2014-05-01 | 2255
RESPIRONICS | BIPAP A30 | 2014-05-01 | 2255
RESPIRONICS | BIPAP A30 | 2014-05-01 | 2255
RESPIRONICS | BIPAP A30 | 2014-05-01 | 2255
RESPIRONICS | BIPAP A30 | 2014-05-01 | 2255
RESPIRONICS | BIPAP A30 | 2014-05-01 | 2255
RESPIRONICS | BIPAP A30 | 2014-05-01 | 2255
RESPIRONICS | BIPAP A30 | 2014-05-01 | 2255
RESPIRONICS | BIPAP A30 | 2014-05-01 | 2255
RESPIRONICS | BIPAP A30 | 2014-05-01 | 2255
RESPIRONICS | BIPAP A30 | 2014-05-01 | 2255
RESPIRONICS | M SERIES HUMIDIFIER | 2014-05-01 | 120
RESPIRONICS | M SERIES HUMIDIFIER | 2014-05-01 | 120
PHILIPS LTD | AUTO SV | 2014-05-01 | 150
RESPIRONICS | REMSTAR AUTO M SERIES | 2014-04-30 | 500
RESPIRONICS | REMSTAR AUTO M SERIES | 2014-04-30 | 500
RESPIRONICS | REMSTAR AUTO M SERIES | 2014-04-30 | 500
RESPIRONICS | REMSTAR AUTO M SERIES | 2014-04-30 | 500
RESPIRONICS | REMSTAR AUTO M SERIES | 2014-04-30 | 500
RESPIRONICS | REMSTAR AUTO M SERIES | 2014-04-30 | 500
RESPIRONICS | REMSTAR AUTO M SERIES | 2014-04-30 | 500
RESPIRONICS | REMSTAR AUTO M SERIES | 2014-04-30 | 500
RESPIRONICS | REMSTAR AUTO M SERIES | 2014-04-30 | 500
RESPIRONICS | REMSTAR AUTO M SERIES | 2014-04-30 | 500
RESPIRONICS | REMSTAR AUTO M SERIES | 2014-04-30 | 500
RESPIRONICS | REMSTAR AUTO M SERIES | 2014-04-30 | 500
RESPIRONICS | REMSTAR AUTO M SERIES | 2014-04-30 | 500
RESPIRONICS | REMSTAR AUTO M SERIES | 2014-04-30 | 500
RESPIRONICS | REMSTAR AUTO M SERIES | 2014-04-30 | 500
RESPIRONICS | REMSTAR AUTO M SERIES | 2014-04-30 | 500
RESPIRONICS | REMSTAR AUTO M SERIES | 2014-04-30 | 500
RESPIRONICS | REMSTAR AUTO M SERIES | 2014-04-28 | 500
RESPIRONICS | REMSTAR AUTO M SERIES | 2014-04-28 | 500
RESPIRONICS | REMSTAR AUTO M SERIES | 2014-04-28 | 500
RESPIRONICS | REMSTAR AUTO M SERIES | 2014-04-28 | 500
RESPIRONICS | REMSTAR AUTO M SERIES | 2014-04-28 | 500
RESPIRONICS | REMSTAR AUTO M SERIES | 2014-04-28 | 500
RESPIRONICS | REMSTAR AUTO M SERIES | 2014-04-28 | 500
RESPIRONICS | REMSTAR AUTO M SERIES | 2014-04-28 | 500
RESPIRONICS | REMSTAR AUTO M SERIES | 2014-04-28 | 500
RESPIRONICS | REMSTAR AUTO M SERIES | 2014-04-28 | 500
RESPIRONICS | REMSTAR AUTO M SERIES | 2014-04-28 | 500
RESPIRONICS | REMSTAR AUTO M SERIES | 2014-04-28 | 500
RESPIRONICS | REMSTAR AUTO M SERIES | 2014-04-28 | 500
RESPIRONICS | REMSTAR AUTO M SERIES | 2014-04-28 | 500
RESPIRONICS | REMSTAR AUTO M SERIES | 2014-04-28 | 500
RESPIRONICS | REMSTAR AUTO M SERIES | 2014-04-28 | 500
RESPIRONICS | REMSTAR AUTO M SERIES | 2014-04-28 | 500
RESPIRONICS | REMSTAR AUTO M SERIES | 2014-04-28 | 500
RESPIRONICS | REMSTAR AUTO M SERIES | 2014-04-28 | 500
RESPIRONICS | REMSTAR AUTO M SERIES | 2014-04-28 | 500
RESPIRONICS | REMSTAR AUTO M SERIES | 2014-04-28 | 500
RESPIRONICS | REMSTAR AUTO M SERIES | 2014-04-28 | 500
RESPIRONICS | REMSTAR AUTO M SERIES | 2014-04-28 | 500
RESPIRONICS | REMSTAR AUTO M SERIES | 2014-04-28 | 500
RESPIRONICS | REMSTAR AUTO M SERIES | 2014-04-28 | 500
RESPIRONICS | REMSTAR AUTO M SERIES | 2014-04-28 | 500
RESPIRONICS | REMSTAR AUTO M SERIES | 2014-04-28 | 500
RESPIRONICS | REMSTAR AUTO M SERIES | 2014-04-28 | 500
RESPIRONICS | REMSTAR AUTO M SERIES | 2014-04-28 | 500
RESPIRONICS | REMSTAR AUTO M SERIES | 2014-04-28 | 500
RESPIRONICS | REMSTAR AUTO M SERIES | 2014-04-28 | 500
RESPIRONICS | REMSTAR AUTO M SERIES | 2014-04-28 | 500
RESPIRONICS | REMSTAR AUTO M SERIES | 2014-04-28 | 500
RESPIRONICS | REMSTAR AUTO M SERIES | 2014-04-28 | 500
RESPIRONICS | REMSTAR AUTO M SERIES | 2014-04-28 | 500
RESPIRONICS | REMSTAR AUTO M SERIES | 2014-04-28 | 500
RESPIRONICS | REMSTAR AUTO M SERIES | 2014-04-28 | 500
RESPIRONICS | REMSTAR AUTO M SERIES | 2014-04-28 | 500
RESPIRONICS | REMSTAR AUTO M SERIES | 2014-04-28 | 500
RESPIRONICS | REMSTAR AUTO M SERIES | 2014-04-28 | 500
RESPIRONICS | REMSTAR AUTO M SERIES | 2014-04-28 | 500
RESPIRONICS | REMSTAR AUTO M SERIES | 2014-04-28 | 500
RESPIRONICS | REMSTAR AUTO M SERIES | 2014-04-28 | 500
RESPIRONICS | REMSTAR AUTO M SERIES | 2014-04-28 | 500
RESPIRONICS | REMSTAR AUTO M SERIES | 2014-04-28 | 500
RESPIRONICS | REMSTAR AUTO M SERIES | 2014-04-28 | 500
RESPIRONICS | REMSTAR AUTO M SERIES | 2014-04-28 | 500
RESPIRONICS | REMSTAR AUTO M SERIES | 2014-04-28 | 500
RESPIRONICS | A40 | 2014-04-14 | 2427.5
RESPIRONICS | A40 | 2014-04-14 | 2427.5
RESPIRONICS | A40 | 2014-04-14 | 2427.5
RESPIRONICS | A40 | 2014-04-14 | 2427.5
RESPIRONICS | A40 | 2014-04-14 | 2427.5
RESPIRONICS | A40 | 2014-04-14 | 2427.5
RESPIRONICS | A40 | 2014-04-14 | 2427.5
RESPIRONICS | A40 | 2014-04-14 | 2427.5
RESPIRONICS | REMSTAR AUTO M SERIES | 2014-04-14 | 500
RESPIRONICS | REMSTAR AUTO M SERIES | 2014-04-14 | 500
RESPIRONICS | REMSTAR AUTO M SERIES | 2014-04-14 | 500
RESPIRONICS | REMSTAR AUTO M SERIES | 2014-04-14 | 500
RESPIRONICS | REMSTAR AUTO M SERIES | 2014-04-14 | 500
RESPIRONICS | REMSTAR AUTO M SERIES | 2014-04-14 | 500
RESPIRONICS | REMSTAR AUTO M SERIES | 2014-04-14 | 500
RESPIRONICS | REMSTAR AUTO M SERIES | 2014-04-14 | 500
RESPIRONICS | REMSTAR AUTO M SERIES | 2014-04-14 | 500
RESPIRONICS | REMSTAR AUTO M SERIES | 2014-04-14 | 500
RESPIRONICS | REMSTAR AUTO M SERIES | 2014-04-14 | 500
RESPIRONICS | REMSTAR AUTO M SERIES | 2014-04-14 | 500
RESPIRONICS | REMSTAR AUTO M SERIES | 2014-04-14 | 500
RESPIRONICS | REMSTAR AUTO M SERIES | 2014-04-14 | 500
RESPIRONICS | REMSTAR AUTO M SERIES | 2014-04-14 | 500
RESPIRONICS | REMSTAR AUTO M SERIES | 2014-04-14 | 500
RESPIRONICS | REMSTAR AUTO M SERIES | 2014-04-14 | 500
RESPIRONICS | REMSTAR AUTO M SERIES | 2014-04-14 | 500
RESPIRONICS | REMSTAR AUTO M SERIES | 2014-04-14 | 500
RESPIRONICS | REMSTAR AUTO M SERIES | 2014-04-14 | 500
RESPIRONICS | REMSTAR AUTO M SERIES | 2014-04-14 | 500
RESPIRONICS | REMSTAR AUTO M SERIES | 2014-04-14 | 500
RESPIRONICS | REMSTAR AUTO M SERIES | 2014-04-14 | 500
RESPIRONICS | REMSTAR AUTO M SERIES | 2014-04-14 | 500
RESPIRONICS | REMSTAR AUTO M SERIES | 2014-04-14 | 500
RESPIRONICS | REMSTAR AUTO M SERIES | 2014-04-14 | 500
RESPIRONICS | REMSTAR AUTO M SERIES | 2014-04-14 | 500
RESPIRONICS | REMSTAR AUTO M SERIES | 2014-04-14 | 500
RESPIRONICS | REMSTAR AUTO M SERIES | 2014-04-14 | 500
RESPIRONICS | BIPAP A30 | 2014-04-14 | 2255
RESPIRONICS | REMSTAR AUTO M SERIES | 2014-04-14 | 500
RESPIRONICS | REMSTAR AUTO M SERIES | 2014-04-14 | 500
RESPIRONICS | REMSTAR AUTO M SERIES | 2014-04-14 | 500
RESPIRONICS | REMSTAR AUTO M SERIES | 2014-04-14 | 500
RESPIRONICS | REMSTAR AUTO M SERIES | 2014-04-14 | 500
RESPIRONICS | BIPAP A30 | 2014-04-14 | 2255
RESPIRONICS | BIPAP A30 | 2014-04-14 | 2255
RESPIRONICS | REMSTAR AUTO M SERIES | 2014-04-14 | 500
RESPIRONICS | REMSTAR AUTO M SERIES | 2014-04-14 | 500
RESPIRONICS | REMSTAR AUTO M SERIES | 2014-04-14 | 500
RESPIRONICS | REMSTAR AUTO M SERIES | 2014-04-14 | 500
RESPIRONICS | REMSTAR AUTO M SERIES | 2014-04-14 | 500
RESPIRONICS | REMSTAR AUTO M SERIES | 2014-04-14 | 500
RESPIRONICS | REMSTAR AUTO M SERIES | 2014-04-14 | 500
RESPIRONICS | REMSTAR AUTO M SERIES | 2014-04-14 | 500
RESPIRONICS | REMSTAR AUTO M SERIES | 2014-04-14 | 500
RESPIRONICS | REMSTAR AUTO M SERIES | 2014-04-14 | 500
RESPIRONICS | REMSTAR AUTO M SERIES | 2014-04-14 | 500
RESPIRONICS | REMSTAR AUTO M SERIES | 2014-04-14 | 500
RESPIRONICS | REMSTAR AUTO M SERIES | 2014-04-14 | 500
RESPIRONICS | REMSTAR AUTO M SERIES | 2014-04-14 | 500
RESPIRONICS | REMSTAR AUTO M SERIES | 2014-04-14 | 500
RESPIRONICS | REMSTAR AUTO M SERIES | 2014-04-14 | 500
RESPIRONICS | REMSTAR AUTO M SERIES | 2014-04-14 | 500
RESPIRONICS | REMSTAR AUTO M SERIES | 2014-04-14 | 500
RESPIRONICS | REMSTAR AUTO M SERIES | 2014-04-14 | 500
RESPIRONICS | REMSTAR AUTO M SERIES | 2014-04-14 | 500
RESPIRONICS | REMSTAR AUTO M SERIES | 2014-04-14 | 500
RESPIRONICS | REMSTAR AUTO M SERIES | 2014-04-14 | 500
RESPIRONICS | REMSTAR AUTO M SERIES | 2014-04-14 | 500
RESPIRONICS | REMSTAR AUTO M SERIES | 2014-04-14 | 500
RESPIRONICS | BIPAP A30 | 2014-04-14 | 2255
RESPIRONICS | BIPAP A30 | 2014-04-14 | 2255
RESPIRONICS | BIPAP A30 | 2014-04-14 | 2255
RESPIRONICS | BIPAP A30 | 2014-04-14 | 2255
RESPIRONICS | BIPAP A30 | 2014-04-14 | 2255
RESPIRONICS | BIPAP A30 | 2014-04-14 | 2255
RESPIRONICS | BIPAP A30 | 2014-04-14 | 2255
RESPIRONICS | BIPAP A30 | 2014-04-14 | 2255
RESPIRONICS | BIPAP A30 | 2014-04-14 | 2255
RESPIRONICS | REMSTAR AUTO M SERIES | 2014-04-14 | 500
RESPIRONICS | REMSTAR AUTO M SERIES | 2014-04-14 | 500
RESPIRONICS | REMSTAR AUTO M SERIES | 2014-04-14 | 500
RESPIRONICS | REMSTAR AUTO M SERIES | 2014-04-14 | 500
RESPIRONICS | REMSTAR AUTO M SERIES | 2014-04-14 | 500
RESPIRONICS | REMSTAR AUTO M SERIES | 2014-04-14 | 500
RESPIRONICS | REMSTAR AUTO M SERIES | 2014-04-14 | 500
RESPIRONICS | REMSTAR AUTO M SERIES | 2014-04-14 | 500
RESPIRONICS | REMSTAR AUTO M SERIES | 2014-04-14 | 500
RESPIRONICS | REMSTAR AUTO M SERIES | 2014-04-14 | 500
RESPIRONICS | REMSTAR AUTO M SERIES | 2014-04-14 | 500
RESPIRONICS | REMSTAR AUTO M SERIES | 2014-04-14 | 500
RESPIRONICS | REMSTAR AUTO M SERIES | 2014-04-14 | 500
RESPIRONICS | REMSTAR AUTO M SERIES | 2014-04-14 | 500
RESPIRONICS | REMSTAR AUTO M SERIES | 2014-04-14 | 500
RESPIRONICS | A40 | 2014-04-14 | 2427.5
RESPIRONICS | A40 | 2014-04-14 | 2427.5
RESPIRONICS | A40 | 2014-04-14 | 2427.5
RESPIRONICS | A40 | 2014-04-14 | 2427.5
RESPIRONICS | A40 | 2014-04-14 | 2427.5
RESPIRONICS | A40 | 2014-04-14 | 2427.5
RESPIRONICS | A40 | 2014-04-14 | 2427.5
RESPIRONICS | A40 | 2014-04-14 | 2427.5
RESPIRONICS | A40 | 2014-04-14 | 2427.5
RESPIRONICS | A40 | 2014-04-14 | 2427.5
RESPIRONICS | REMSTAR AUTO M SERIES | 2014-04-14 | 500
RESPIRONICS | REMSTAR AUTO M SERIES | 2014-04-14 | 500
RESPIRONICS | REMSTAR AUTO M SERIES | 2014-04-14 | 500
RESPIRONICS | REMSTAR AUTO M SERIES | 2014-04-14 | 500
RESPIRONICS | REMSTAR AUTO M SERIES | 2014-04-14 | 500
RESPIRONICS | REMSTAR AUTO M SERIES | 2014-04-14 | 500
RESPIRONICS | REMSTAR AUTO M SERIES | 2014-04-14 | 500
RESPIRONICS | REMSTAR AUTO M SERIES | 2014-04-14 | 500
RESPIRONICS | REMSTAR AUTO M SERIES | 2014-04-14 | 500
RESPIRONICS | REMSTAR AUTO M SERIES | 2014-04-14 | 500
RESPIRONICS | REMSTAR AUTO M SERIES | 2014-04-14 | 500
RESPIRONICS | REMSTAR AUTO M SERIES | 2014-04-14 | 500
RESPIRONICS | A40 | 2014-04-14 | 2427.5
RESPIRONICS | REMSTAR AUTO M SERIES | 2014-04-14 | 500
RESPIRONICS | REMSTAR AUTO M SERIES | 2014-04-14 | 500
RESPIRONICS | REMSTAR AUTO M SERIES | 2014-04-14 | 500
RESPIRONICS | REMSTAR AUTO M SERIES | 2014-04-14 | 500
RESPIRONICS | REMSTAR AUTO M SERIES | 2014-04-14 | 500
RESPIRONICS | REMSTAR AUTO M SERIES | 2014-04-14 | 500
RESPIRONICS | REMSTAR AUTO M SERIES | 2014-04-14 | 500
RESPIRONICS | REMSTAR AUTO M SERIES | 2014-04-14 | 500
RESPIRONICS | REMSTAR AUTO M SERIES | 2014-04-14 | 500
RESPIRONICS | REMSTAR AUTO M SERIES | 2014-04-14 | 500
RESPIRONICS | REMSTAR AUTO M SERIES | 2014-04-14 | 500
RESPIRONICS | REMSTAR AUTO M SERIES | 2014-04-14 | 500
RESPIRONICS | REMSTAR AUTO M SERIES | 2014-04-14 | 500
RESPIRONICS | REMSTAR AUTO M SERIES | 2014-04-14 | 500
RESPIRONICS | REMSTAR AUTO M SERIES | 2014-04-14 | 500
RESPIRONICS | REMSTAR AUTO M SERIES | 2014-04-14 | 500
RESPIRONICS | REMSTAR AUTO M SERIES | 2014-04-14 | 500
RESPIRONICS | REMSTAR AUTO M SERIES | 2014-04-14 | 500
RESPIRONICS | REMSTAR AUTO M SERIES | 2014-04-14 | 500
RESPIRONICS | REMSTAR AUTO M SERIES | 2014-04-14 | 500
RESPIRONICS | REMSTAR AUTO M SERIES | 2014-04-14 | 500
RESPIRONICS | REMSTAR AUTO M SERIES | 2014-04-14 | 500
RESPIRONICS | A40 | 2014-04-14 | 2427.5
RESPIRONICS | A40 | 2014-04-14 | 2427.5
RESPIRONICS | A40 | 2014-04-14 | 2427.5
RESPIRONICS | A40 | 2014-04-14 | 2427.5
RESPIRONICS | A40 | 2014-04-14 | 2427.5
RESPIRONICS | A40 | 2014-04-14 | 2427.5
RESPIRONICS | A40 | 2014-04-14 | 2427.5
RESPIRONICS | A40 | 2014-04-14 | 2427.5
RESPIRONICS | BIPAP A30 | 2014-04-14 | 2255
RESPIRONICS | BIPAP A30 | 2014-04-14 | 2255
RESPIRONICS | A40 | 2014-04-14 | 2427.5
RESPIRONICS | A40 | 2014-04-14 | 2427.5
RESPIRONICS | A40 | 2014-04-14 | 2427.5
RESPIRONICS | A40 | 2014-04-14 | 2427.5
RESPIRONICS | A40 | 2014-04-14 | 2427.5
RESPIRONICS | A40 | 2014-04-14 | 2427.5
RESPIRONICS | BIPAP A30 | 2014-04-14 | 2255
RESPIRONICS | BIPAP A30 | 2014-04-14 | 2255
RESPIRONICS | A40 | 2014-04-14 | 2427.5
RESPIRONICS | REMSTAR AUTO M SERIES | 2014-04-14 | 500
DIGITRON | 2001P | 2013-12-11 | 260
RESPIRONICS | REMSTAR AUTO M SERIES | 2013-12-04 | 20
RESPIRONICS | REMSTAR AUTO M SERIES | 2013-12-04 | 20
RESPIRONICS | REMSTAR AUTO M SERIES | 2013-12-04 | 20
RESPIRONICS | REMSTAR AUTO M SERIES | 2013-12-04 | 120
RESPIRONICS | REMSTAR AUTO M SERIES | 2013-12-04 | 120
RESPIRONICS | REMSTAR AUTO M SERIES | 2013-12-04 | 120
RESPIRONICS | REMSTAR AUTO M SERIES | 2013-12-04 | 120
RESPIRONICS | REMSTAR AUTO M SERIES | 2013-12-04 | 120
RESPIRONICS | REMSTAR AUTO M SERIES | 2013-12-04 | 120
RESPIRONICS | REMSTAR AUTO M SERIES | 2013-12-04 | 120
RESPIRONICS | REMSTAR AUTO M SERIES | 2013-12-04 | 120
RESPIRONICS | REMSTAR AUTO M SERIES | 2013-12-04 | 120
RESPIRONICS | REMSTAR AUTO M SERIES | 2013-12-04 | 120
RESPIRONICS | REMSTAR AUTO M SERIES | 2013-12-04 | 120
RESPIRONICS | REMSTAR AUTO M SERIES | 2013-12-04 | 120
RESPIRONICS | REMSTAR AUTO M SERIES | 2013-12-04 | 120
RESPIRONICS | REMSTAR AUTO M SERIES | 2013-12-04 | 120
RESPIRONICS | REMSTAR AUTO M SERIES | 2013-12-04 | 120
RESPIRONICS | REMSTAR AUTO M SERIES | 2013-12-04 | 120
RESPIRONICS | REMSTAR AUTO M SERIES | 2013-12-04 | 20
RESPIRONICS | REMSTAR AUTO M SERIES | 2013-12-04 | 20
RESPIRONICS | REMSTAR AUTO M SERIES | 2013-12-04 | 20
RESPIRONICS | REMSTAR AUTO M SERIES | 2013-12-04 | 20
RESPIRONICS | REMSTAR AUTO M SERIES | 2013-12-04 | 20
RESPIRONICS | REMSTAR AUTO M SERIES | 2013-12-04 | 20
RESPIRONICS | REMSTAR AUTO M SERIES | 2013-12-04 | 20
RESPIRONICS | REMSTAR AUTO M SERIES | 2013-12-04 | 20
RESPIRONICS | REMSTAR AUTO M SERIES | 2013-12-04 | 20
RESPIRONICS | REMSTAR AUTO M SERIES | 2013-12-04 | 20
RESPIRONICS | REMSTAR AUTO M SERIES | 2013-12-04 | 20
RESPIRONICS | REMSTAR AUTO M SERIES | 2013-12-04 | 20
RESPIRONICS | REMSTAR AUTO M SERIES | 2013-12-04 | 20
RESPIRONICS | REMSTAR AUTO M SERIES | 2013-12-04 | 20
RESPIRONICS | REMSTAR AUTO M SERIES | 2013-12-04 | 20
RESPIRONICS | REMSTAR AUTO M SERIES | 2013-12-04 | 20
RESPIRONICS | REMSTAR AUTO M SERIES | 2013-12-04 | 120
RESPIRONICS | REMSTAR AUTO M SERIES | 2013-12-04 | 120
RESPIRONICS | REMSTAR AUTO M SERIES | 2013-12-04 | 120
RESPIRONICS | BIPAP A30 | 2013-12-01 | 2255
RESPIRONICS | REMSTAR AUTO M SERIES | 2013-12-01 | 20
RESPIRONICS | REMSTAR AUTO M SERIES | 2013-12-01 | 20
RESPIRONICS | BIPAP A30 | 2013-12-01 | 2255
RESPIRONICS | BIPAP A30 | 2013-12-01 | 2255
RESPIRONICS | BIPAP A30 | 2013-12-01 | 2255
RESPIRONICS | BIPAP A30 | 2013-12-01 | 2255
RESPIRONICS | BIPAP A30 | 2013-12-01 | 2255
RESPIRONICS | BIPAP A30 | 2013-12-01 | 2255
RESPIRONICS | BIPAP A30 | 2013-12-01 | 2255
RESPIRONICS | BIPAP A30 | 2013-12-01 | 2255
RESPIRONICS | BIPAP A30 | 2013-12-01 | 2255
RESPIRONICS | BIPAP A30 | 2013-12-01 | 2255
RESPIRONICS | BIPAP A30 | 2013-12-01 | 2255
RESPIRONICS | BIPAP A30 | 2013-12-01 | 2255
RESPIRONICS | BIPAP A30 | 2013-12-01 | 2255
RESPIRONICS | BIPAP A30 | 2013-12-01 | 2255
RESPIRONICS | REMSTAR AUTO M SERIES | 2013-11-27 | 20
RESPIRONICS | REMSTAR AUTO M SERIES | 2013-11-27 | 20
RESPIRONICS | REMSTAR AUTO M SERIES | 2013-11-27 | 20
RESPIRONICS | REMSTAR AUTO M SERIES | 2013-11-27 | 20
RESPIRONICS | REMSTAR AUTO M SERIES | 2013-11-27 | 20
RESPIRONICS | REMSTAR AUTO M SERIES | 2013-11-27 | 20
RESPIRONICS | REMSTAR AUTO M SERIES | 2013-11-27 | 20
RESPIRONICS | REMSTAR AUTO M SERIES | 2013-11-27 | 20
RESPIRONICS | REMSTAR AUTO M SERIES | 2013-11-27 | 20
RESPIRONICS | REMSTAR AUTO M SERIES | 2013-11-27 | 20
RESPIRONICS | REMSTAR AUTO M SERIES | 2013-11-27 | 20
RESPIRONICS | REMSTAR AUTO M SERIES | 2013-11-27 | 20
RESPIRONICS | REMSTAR AUTO M SERIES | 2013-11-27 | 20
RESPIRONICS | REMSTAR AUTO M SERIES | 2013-11-27 | 20
RESPIRONICS | REMSTAR AUTO M SERIES | 2013-11-27 | 20
RESPIRONICS | REMSTAR AUTO M SERIES | 2013-11-27 | 20
RESPIRONICS | REMSTAR AUTO M SERIES | 2013-11-27 | 20
RESPIRONICS | REMSTAR AUTO M SERIES | 2013-11-27 | 20
RESPIRONICS | BIPAP A30 | 2013-11-12 | 2255
RESPIRONICS | M SERIES HUMIDIFIER | 2013-10-23 | 120
RESPIRONICS | M SERIES HUMIDIFIER | 2013-10-23 | 120
RESPIRONICS | M SERIES HUMIDIFIER | 2013-10-23 | 120
RESPIRONICS | M SERIES HUMIDIFIER | 2013-10-23 | 120
RESPIRONICS | M SERIES HUMIDIFIER | 2013-10-23 | 120
RESPIRONICS | M SERIES HUMIDIFIER | 2013-10-23 | 120
RESPIRONICS | M SERIES HUMIDIFIER | 2013-10-23 | 120
RESPIRONICS | M SERIES HUMIDIFIER | 2013-10-23 | 120
RESPIRONICS | M SERIES HUMIDIFIER | 2013-10-23 | 120
RESPIRONICS | M SERIES HUMIDIFIER | 2013-10-23 | 120
RESPIRONICS | M SERIES HUMIDIFIER | 2013-10-23 | 120
RESPIRONICS | M SERIES HUMIDIFIER | 2013-10-23 | 120
RESPIRONICS | M SERIES HUMIDIFIER | 2013-10-23 | 120
RESPIRONICS | M SERIES HUMIDIFIER | 2013-10-23 | 120
RESPIRONICS | M SERIES HUMIDIFIER | 2013-10-23 | 120
RESPIRONICS | M SERIES HUMIDIFIER | 2013-10-23 | 120
RESPIRONICS | M SERIES HUMIDIFIER | 2013-10-23 | 120
RESPIRONICS | M SERIES HUMIDIFIER | 2013-10-23 | 120
RESPIRONICS | M SERIES HUMIDIFIER | 2013-10-23 | 120
RESPIRONICS | M SERIES HUMIDIFIER | 2013-10-23 | 120
RESPIRONICS | M SERIES HUMIDIFIER | 2013-10-23 | 120
RESPIRONICS | M SERIES HUMIDIFIER | 2013-10-23 | 120
RESPIRONICS | M SERIES HUMIDIFIER | 2013-10-23 | 120
RESPIRONICS | M SERIES HUMIDIFIER | 2013-10-23 | 120
RESPIRONICS | M SERIES HUMIDIFIER | 2013-10-23 | 120
RESPIRONICS | M SERIES HUMIDIFIER | 2013-10-23 | 120
RESPIRONICS | M SERIES HUMIDIFIER | 2013-10-23 | 120
RESPIRONICS | M SERIES HUMIDIFIER | 2013-10-23 | 120
RESPIRONICS | M SERIES HUMIDIFIER | 2013-10-23 | 120
RESPIRONICS | M SERIES HUMIDIFIER | 2013-10-23 | 120
RESPIRONICS | M SERIES HUMIDIFIER | 2013-10-23 | 120
RESPIRONICS | M SERIES HUMIDIFIER | 2013-10-23 | 120
RESPIRONICS | M SERIES HUMIDIFIER | 2013-10-23 | 120
RESPIRONICS | M SERIES HUMIDIFIER | 2013-10-23 | 120
RESPIRONICS | M SERIES HUMIDIFIER | 2013-10-23 | 120
RESPIRONICS | M SERIES HUMIDIFIER | 2013-10-23 | 120
RESPIRONICS | M SERIES HUMIDIFIER | 2013-10-23 | 120
RESPIRONICS | M SERIES HUMIDIFIER | 2013-10-23 | 120
RESPIRONICS | M SERIES HUMIDIFIER | 2013-10-23 | 120
RESPIRONICS | M SERIES HUMIDIFIER | 2013-10-23 | 120
RESPIRONICS | M SERIES HUMIDIFIER | 2013-10-23 | 120
RESPIRONICS | M SERIES HUMIDIFIER | 2013-10-23 | 120
RESPIRONICS | M SERIES HUMIDIFIER | 2013-10-23 | 120
RESPIRONICS | M SERIES HUMIDIFIER | 2013-10-23 | 120
RESPIRONICS | M SERIES HUMIDIFIER | 2013-10-23 | 120
RESPIRONICS | M SERIES HUMIDIFIER | 2013-10-23 | 120
RESPIRONICS | M SERIES HUMIDIFIER | 2013-10-23 | 120
RESPIRONICS | M SERIES HUMIDIFIER | 2013-10-23 | 120
RESPIRONICS | M SERIES HUMIDIFIER | 2013-10-23 | 120
RESPIRONICS | M SERIES HUMIDIFIER | 2013-10-23 | 120
RESPIRONICS | M SERIES HUMIDIFIER | 2013-10-23 | 120
RESPIRONICS | M SERIES HUMIDIFIER | 2013-10-23 | 120
RESPIRONICS | M SERIES HUMIDIFIER | 2013-10-23 | 120
RESPIRONICS | M SERIES HUMIDIFIER | 2013-10-23 | 120
RESPIRONICS | M SERIES HUMIDIFIER | 2013-10-23 | 120
RESPIRONICS | M SERIES HUMIDIFIER | 2013-10-23 | 120
RESPIRONICS | M SERIES HUMIDIFIER | 2013-10-23 | 120
RESPIRONICS | M SERIES HUMIDIFIER | 2013-10-23 | 120
RESPIRONICS | M SERIES HUMIDIFIER | 2013-10-23 | 120
RESPIRONICS | M SERIES HUMIDIFIER | 2013-10-23 | 120
RESPIRONICS | M SERIES HUMIDIFIER | 2013-10-23 | 120
RESPIRONICS | M SERIES HUMIDIFIER | 2013-10-23 | 120
RESPIRONICS | M SERIES HUMIDIFIER | 2013-10-23 | 120
RESPIRONICS | M SERIES HUMIDIFIER | 2013-10-23 | 120
RESPIRONICS | M SERIES HUMIDIFIER | 2013-10-23 | 120
RESPIRONICS | M SERIES HUMIDIFIER | 2013-10-23 | 120
RESPIRONICS | M SERIES HUMIDIFIER | 2013-10-23 | 120
RESPIRONICS | M SERIES HUMIDIFIER | 2013-10-23 | 120
RESPIRONICS | M SERIES HUMIDIFIER | 2013-10-23 | 120
RESPIRONICS | M SERIES HUMIDIFIER | 2013-10-23 | 120
RESPIRONICS | M SERIES HUMIDIFIER | 2013-10-23 | 120
RESPIRONICS | M SERIES HUMIDIFIER | 2013-10-23 | 120
RESPIRONICS | M SERIES HUMIDIFIER | 2013-10-23 | 120
RESPIRONICS | M SERIES HUMIDIFIER | 2013-10-23 | 120
RESPIRONICS | M SERIES HUMIDIFIER | 2013-10-23 | 120
RESPIRONICS | M SERIES HUMIDIFIER | 2013-10-23 | 120
RESPIRONICS | M SERIES HUMIDIFIER | 2013-10-23 | 120
RESPIRONICS | M SERIES HUMIDIFIER | 2013-10-23 | 120
RESPIRONICS | M SERIES HUMIDIFIER | 2013-10-23 | 120
RESPIRONICS | M SERIES HUMIDIFIER | 2013-10-23 | 120
RESPIRONICS | M SERIES HUMIDIFIER | 2013-10-23 | 120
RESPIRONICS | M SERIES HUMIDIFIER | 2013-10-23 | 120
RESPIRONICS | M SERIES HUMIDIFIER | 2013-10-23 | 120
RESPIRONICS | M SERIES HUMIDIFIER | 2013-10-23 | 120
RESPIRONICS | M SERIES HUMIDIFIER | 2013-10-23 | 120
RESPIRONICS | M SERIES HUMIDIFIER | 2013-10-23 | 120
RESPIRONICS | M SERIES HUMIDIFIER | 2013-10-23 | 120
RESPIRONICS | M SERIES HUMIDIFIER | 2013-10-23 | 120
RESPIRONICS | M SERIES HUMIDIFIER | 2013-10-23 | 120
RESPIRONICS | M SERIES HUMIDIFIER | 2013-10-23 | 120
RESPIRONICS | M SERIES HUMIDIFIER | 2013-10-23 | 120
RESPIRONICS | M SERIES HUMIDIFIER | 2013-10-23 | 120
RESPIRONICS | M SERIES HUMIDIFIER | 2013-10-23 | 120
RESPIRONICS | M SERIES HUMIDIFIER | 2013-10-23 | 120
RESPIRONICS | M SERIES HUMIDIFIER | 2013-10-23 | 120
RESPIRONICS | M SERIES HUMIDIFIER | 2013-10-23 | 120
RESPIRONICS | M SERIES HUMIDIFIER | 2013-10-23 | 120
RESPIRONICS | M SERIES HUMIDIFIER | 2013-10-23 | 120
RESPIRONICS | M SERIES HUMIDIFIER | 2013-10-23 | 120
RESPIRONICS | M SERIES HUMIDIFIER | 2013-10-23 | 120
RESPIRONICS | M SERIES HUMIDIFIER | 2013-10-23 | 120
RESPIRONICS | M SERIES HUMIDIFIER | 2013-10-23 | 120
RESPIRONICS | M SERIES HUMIDIFIER | 2013-10-23 | 120
RESPIRONICS | M SERIES HUMIDIFIER | 2013-10-23 | 120
RESPIRONICS | M SERIES HUMIDIFIER | 2013-10-22 | 120
RESPIRONICS | M SERIES HUMIDIFIER | 2013-10-22 | 120
RESPIRONICS | M SERIES HUMIDIFIER | 2013-10-22 | 120
RESPIRONICS | REMSTAR AUTO M SERIES | 2013-10-22 | 120
RESPIRONICS | REMSTAR AUTO M SERIES | 2013-10-22 | 120
RESPIRONICS | REMSTAR AUTO M SERIES | 2013-10-22 | 120
RESPIRONICS | M SERIES HUMIDIFIER | 2013-09-27 | 120
RESPIRONICS | M SERIES HUMIDIFIER | 2013-09-27 | 120
RESPIRONICS | M SERIES HUMIDIFIER | 2013-09-27 | 120
RESPIRONICS | M SERIES HUMIDIFIER | 2013-09-27 | 120
RESPIRONICS | COUGH ASSIST E70 | 2013-09-23 | 3300
RESPIRONICS | COUGH ASSIST E70 | 2013-09-23 | 3300
RESPIRONICS | COUGH ASSIST E70 | 2013-09-23 | 3300
RESPIRONICS | COUGH ASSIST E70 | 2013-09-23 | 3300
RESPIRONICS | COUGH ASSIST E70 | 2013-09-23 | 3300
RESPIRONICS | REMSTAR AUTO M SERIES | 2013-09-23 | 120
RESPIRONICS | REMSTAR AUTO M SERIES | 2013-09-23 | 120
RESPIRONICS | REMSTAR AUTO M SERIES | 2013-09-23 | 120
RESPIRONICS | REMSTAR AUTO M SERIES | 2013-09-23 | 120
RESPIRONICS | REMSTAR AUTO M SERIES | 2013-09-23 | 120
RESPIRONICS | REMSTAR AUTO M SERIES | 2013-09-23 | 120
RESPIRONICS | REMSTAR AUTO M SERIES | 2013-09-23 | 120
RESPIRONICS | REMSTAR AUTO M SERIES | 2013-09-23 | 120
RESPIRONICS | REMSTAR AUTO M SERIES | 2013-09-23 | 120
RESPIRONICS | REMSTAR AUTO M SERIES | 2013-09-23 | 120
RESPIRONICS | REMSTAR AUTO M SERIES | 2013-09-23 | 120
RESPIRONICS | REMSTAR AUTO M SERIES | 2013-09-23 | 120
RESPIRONICS | REMSTAR AUTO M SERIES | 2013-09-23 | 120
RESPIRONICS | REMSTAR AUTO M SERIES | 2013-09-23 | 120
RESPIRONICS | REMSTAR AUTO M SERIES | 2013-09-23 | 120
RESPIRONICS | REMSTAR AUTO M SERIES | 2013-09-23 | 120
RESPIRONICS | REMSTAR AUTO M SERIES | 2013-09-23 | 120
RESPIRONICS | REMSTAR AUTO M SERIES | 2013-09-23 | 120
RESPIRONICS | REMSTAR AUTO M SERIES | 2013-09-23 | 120
RESPIRONICS | REMSTAR AUTO M SERIES | 2013-09-23 | 120
RESPIRONICS | REMSTAR AUTO M SERIES | 2013-09-23 | 120
RESPIRONICS | REMSTAR AUTO M SERIES | 2013-09-23 | 120
RESPIRONICS | REMSTAR AUTO M SERIES | 2013-09-23 | 120
RESPIRONICS | REMSTAR AUTO M SERIES | 2013-09-23 | 120
RESPIRONICS | REMSTAR AUTO M SERIES | 2013-09-23 | 120
RESPIRONICS | REMSTAR AUTO M SERIES | 2013-09-23 | 120
RESPIRONICS | REMSTAR AUTO M SERIES | 2013-09-23 | 120
RESPIRONICS | REMSTAR AUTO M SERIES | 2013-09-23 | 120
RESPIRONICS | REMSTAR AUTO M SERIES | 2013-09-23 | 120
RESPIRONICS | REMSTAR AUTO M SERIES | 2013-09-23 | 120
RESPIRONICS | REMSTAR AUTO M SERIES | 2013-09-23 | 120
RESPIRONICS | REMSTAR AUTO M SERIES | 2013-09-23 | 120
RESPIRONICS | REMSTAR AUTO M SERIES | 2013-09-23 | 120
RESPIRONICS | REMSTAR AUTO M SERIES | 2013-09-23 | 120
RESPIRONICS | REMSTAR AUTO M SERIES | 2013-09-23 | 120
RESPIRONICS | REMSTAR AUTO M SERIES | 2013-09-23 | 120
RESPIRONICS | REMSTAR AUTO M SERIES | 2013-09-23 | 120
RESPIRONICS | REMSTAR AUTO M SERIES | 2013-09-23 | 120
RESPIRONICS | REMSTAR AUTO M SERIES | 2013-09-23 | 120
RESPIRONICS | REMSTAR AUTO M SERIES | 2013-09-23 | 120
RESPIRONICS | REMSTAR AUTO M SERIES | 2013-09-23 | 120
RESPIRONICS | REMSTAR AUTO M SERIES | 2013-09-23 | 120
RESPIRONICS | REMSTAR AUTO M SERIES | 2013-09-23 | 120
RESPIRONICS | REMSTAR AUTO M SERIES | 2013-09-23 | 120
RESPIRONICS | REMSTAR AUTO M SERIES | 2013-09-23 | 120
RESPIRONICS | REMSTAR AUTO M SERIES | 2013-09-23 | 120
RESPIRONICS | REMSTAR AUTO M SERIES | 2013-09-23 | 120
RESPIRONICS | BIPAP A30 | 2013-09-23 | 2255
RESPIRONICS | BIPAP A30 | 2013-09-23 | 2255
RESPIRONICS | BIPAP A30 | 2013-09-23 | 2255
RESPIRONICS | BIPAP A30 | 2013-09-23 | 2255
RESPIRONICS | BIPAP A30 | 2013-09-23 | 2255
RESPIRONICS | BIPAP A30 | 2013-09-23 | 2255
RESPIRONICS | BIPAP A30 | 2013-09-23 | 2255
RESPIRONICS | BIPAP A30 | 2013-09-23 | 2255
RESPIRONICS | BIPAP A30 | 2013-09-23 | 2255
RESPIRONICS | BIPAP A30 | 2013-09-23 | 2255
RESPIRONICS | BIPAP A30 | 2013-09-23 | 2255
RESPIRONICS | BIPAP A30 | 2013-09-23 | 2255
RESPIRONICS | BIPAP A30 | 2013-09-23 | 2255
RESPIRONICS | BIPAP A30 | 2013-09-23 | 2255
RESPIRONICS | REMSTAR AUTO M SERIES | 2013-09-23 | 120
RESPIRONICS | REMSTAR AUTO M SERIES | 2013-09-23 | 120
RESPIRONICS | REMSTAR AUTO M SERIES | 2013-09-23 | 120
RESPIRONICS | REMSTAR AUTO M SERIES | 2013-09-23 | 120
RESPIRONICS | REMSTAR AUTO M SERIES | 2013-09-23 | 120
RESPIRONICS | REMSTAR AUTO M SERIES | 2013-09-23 | 120
RESPIRONICS | REMSTAR AUTO M SERIES | 2013-09-23 | 120
RESPIRONICS | REMSTAR AUTO M SERIES | 2013-09-23 | 120
RESPIRONICS | REMSTAR AUTO M SERIES | 2013-09-23 | 120
RESPIRONICS | REMSTAR AUTO M SERIES | 2013-09-23 | 120
RESPIRONICS | REMSTAR AUTO M SERIES | 2013-09-23 | 120
RESPIRONICS | REMSTAR AUTO M SERIES | 2013-09-23 | 120
RESPIRONICS | REMSTAR AUTO M SERIES | 2013-09-23 | 120
RESPIRONICS | REMSTAR AUTO M SERIES | 2013-09-23 | 120
RESPIRONICS | REMSTAR AUTO M SERIES | 2013-09-23 | 120
RESPIRONICS | REMSTAR AUTO M SERIES | 2013-09-23 | 120
RESPIRONICS | REMSTAR AUTO M SERIES | 2013-09-23 | 120
RESPIRONICS | REMSTAR AUTO M SERIES | 2013-09-23 | 120
RESPIRONICS | REMSTAR AUTO M SERIES | 2013-09-23 | 120
RESPIRONICS | REMSTAR AUTO M SERIES | 2013-09-23 | 120
RESPIRONICS | REMSTAR AUTO M SERIES | 2013-09-23 | 120
RESPIRONICS | REMSTAR AUTO M SERIES | 2013-09-23 | 120
RESPIRONICS | REMSTAR AUTO M SERIES | 2013-09-23 | 120
RESPIRONICS | REMSTAR AUTO M SERIES | 2013-09-23 | 120
RESPIRONICS | M SERIES HUMIDIFIER | 2013-09-23 | 120
RESPIRONICS | REMSTAR AUTO M SERIES | 2013-09-23 | 120
RESPIRONICS | REMSTAR AUTO M SERIES | 2013-09-23 | 120
RESPIRONICS | REMSTAR AUTO M SERIES | 2013-09-23 | 120
RESPIRONICS | REMSTAR AUTO M SERIES | 2013-09-23 | 120
RESPIRONICS | REMSTAR AUTO M SERIES | 2013-09-23 | 120
RESPIRONICS | REMSTAR AUTO M SERIES | 2013-09-23 | 120
RESPIRONICS | REMSTAR AUTO M SERIES | 2013-09-23 | 120
RESPIRONICS | REMSTAR AUTO M SERIES | 2013-09-23 | 120
RESPIRONICS | REMSTAR AUTO M SERIES | 2013-09-23 | 120
RESPIRONICS | REMSTAR AUTO M SERIES | 2013-09-23 | 120
RESPIRONICS | REMSTAR AUTO M SERIES | 2013-09-23 | 120
RESPIRONICS | REMSTAR AUTO M SERIES | 2013-09-23 | 120
RESPIRONICS | REMSTAR AUTO M SERIES | 2013-09-23 | 120
RESPIRONICS | REMSTAR AUTO M SERIES | 2013-09-23 | 120
RESPIRONICS | REMSTAR AUTO M SERIES | 2013-09-23 | 120
RESPIRONICS | REMSTAR AUTO M SERIES | 2013-09-23 | 120
RESPIRONICS | REMSTAR AUTO M SERIES | 2013-09-23 | 120
RESPIRONICS | REMSTAR AUTO M SERIES | 2013-09-23 | 120
RESPIRONICS | REMSTAR AUTO M SERIES | 2013-09-23 | 120
RESPIRONICS | REMSTAR AUTO M SERIES | 2013-09-23 | 120
RESPIRONICS | REMSTAR AUTO M SERIES | 2013-09-23 | 120
RESPIRONICS | REMSTAR AUTO M SERIES | 2013-09-23 | 120
RESPIRONICS | REMSTAR AUTO M SERIES | 2013-09-23 | 120
RESPIRONICS | REMSTAR AUTO M SERIES | 2013-09-23 | 120
RESPIRONICS | REMSTAR AUTO M SERIES | 2013-09-23 | 120
RESPIRONICS | REMSTAR AUTO M SERIES | 2013-09-23 | 120
RESPIRONICS | REMSTAR AUTO M SERIES | 2013-09-23 | 120
RESPIRONICS | REMSTAR AUTO M SERIES | 2013-09-23 | 120
SALTER | 1015 WHDR | 2013-09-17 | 100
F & P | HC100 | 2013-08-23 | 300
RESMED LTD | REMSTAR AUTO A FLEX | 2013-08-23 | 500
RESMED LTD | REMSTAR AUTO A FLEX | 2013-08-23 | 500
RESPIRONICS | M SERIES HUMIDIFIER | 2013-08-23 | 120
RESMED LTD | REMSTAR AUTO A FLEX | 2013-08-23 | 500
RESMED LTD | REMSTAR AUTO A FLEX | 2013-08-23 | 500
RESMED LTD | REMSTAR AUTO A FLEX | 2013-08-23 | 500
RESMED LTD | REMSTAR AUTO A FLEX | 2013-08-23 | 500
RESPIRONICS | BIPAP A30 | 2013-08-02 | 2255
RESPIRONICS | BIPAP A30 | 2013-08-02 | 2255
RESPIRONICS | BIPAP A30 | 2013-08-02 | 2255
RADIOMETER | TCM-4 | 2013-08-01 | 7475
RESPIRONICS | M SERIES HUMIDIFIER | 2013-07-29 | 120
RESPIRONICS | REMSTAR AUTO M SERIES | 2013-07-29 | 120
RESPIRONICS | REMSTAR AUTO M SERIES | 2013-07-29 | 120
RESPIRONICS | REMSTAR AUTO M SERIES | 2013-07-29 | 120
RESPIRONICS | REMSTAR AUTO M SERIES | 2013-07-29 | 120
RESPIRONICS | REMSTAR AUTO M SERIES | 2013-07-29 | 120
RESPIRONICS | REMSTAR AUTO M SERIES | 2013-07-29 | 120
RESPIRONICS | REMSTAR AUTO M SERIES | 2013-07-29 | 120
RESPIRONICS | REMSTAR AUTO M SERIES | 2013-07-29 | 120
RESPIRONICS | REMSTAR AUTO M SERIES | 2013-07-29 | 120
RESPIRONICS | REMSTAR AUTO M SERIES | 2013-07-29 | 120
RESPIRONICS | REMSTAR AUTO M SERIES | 2013-07-29 | 120
RESPIRONICS | M SERIES HUMIDIFIER | 2013-07-29 | 120
RESPIRONICS | REMSTAR AUTO M SERIES | 2013-07-29 | 120
RESPIRONICS | REMSTAR AUTO M SERIES | 2013-07-29 | 120
RESPIRONICS | REMSTAR AUTO M SERIES | 2013-07-29 | 120
RESPIRONICS | REMSTAR AUTO M SERIES | 2013-07-29 | 120
RESPIRONICS | M SERIES HUMIDIFIER | 2013-07-29 | 120
RESPIRONICS | REMSTAR AUTO M SERIES | 2013-07-29 | 120
RESPIRONICS | REMSTAR AUTO M SERIES | 2013-07-29 | 120
RESPIRONICS | REMSTAR AUTO M SERIES | 2013-07-29 | 120
RESPIRONICS | REMSTAR AUTO M SERIES | 2013-07-29 | 120
RESPIRONICS | REMSTAR AUTO M SERIES | 2013-07-29 | 120
RESPIRONICS | REMSTAR AUTO M SERIES | 2013-07-29 | 120
RESPIRONICS | REMSTAR AUTO M SERIES | 2013-07-29 | 120
RESPIRONICS | REMSTAR AUTO M SERIES | 2013-07-29 | 120
RESPIRONICS | BIPAP A30 | 2013-07-18 | 2255
RESPIRONICS | BIPAP A30 | 2013-07-05 | 2255
RESPIRONICS | BIPAP A30 | 2013-07-05 | 2255
RESPIRONICS | BIPAP A30 | 2013-07-05 | 2255
RESPIRONICS | BIPAP A30 | 2013-07-05 | 2255
RESPIRONICS | BIPAP A30 | 2013-07-05 | 2255
RESPIRONICS | BIPAP A30 | 2013-07-05 | 2255
RESPIRONICS | BIPAP A30 | 2013-07-05 | 2255
RESPIRONICS | BIPAP A30 | 2013-07-05 | 2255
RESPIRONICS | COUGH ASSIST E70 | 2013-07-01 | 3300
RESPIRONICS | BIPAP A30 | 2013-06-01 | 2255
RESPIRONICS | BIPAP A30 | 2013-06-01 | 2255
RESPIRONICS | BIPAP A30 | 2013-06-01 | 2255
RESPIRONICS | BIPAP A30 | 2013-06-01 | 2255
RESPIRONICS | BIPAP A30 | 2013-06-01 | 2255
RESPIRONICS | BIPAP A30 | 2013-06-01 | 2255
RESPIRONICS | BIPAP A30 | 2013-06-01 | 2255
RESPIRONICS | BIPAP A30 | 2013-06-01 | 2255
BREAS MEDICAL | NIPPY CLEARWAY | 2013-06-01 | 4500
F & P | HC100 | 2013-06-01 | 1000
RADIOMETER | TCM-4 | 2013-06-01 | 7475
RESPIRONICS | COUGH ASSIST E70 | 2013-05-17 | 3300
RESPIRONICS | COUGH ASSIST E70 | 2013-05-17 | 3300
RESPIRONICS | COUGH ASSIST E70 | 2013-05-17 | 3300
RESPIRONICS | BIPAP A30 | 2013-05-17 | 2255
RESPIRONICS | BIPAP A30 | 2013-05-17 | 2255
RESPIRONICS | BIPAP A30 | 2013-05-17 | 2255
RESPIRONICS | BIPAP A30 | 2013-05-17 | 2255
RESPIRONICS | BIPAP A30 | 2013-05-17 | 2255
RESPIRONICS | BIPAP A30 | 2013-05-17 | 2255
RESPIRONICS | COUGH ASSIST E70 | 2013-05-17 | 3300
RESPIRONICS | COUGH ASSIST E70 | 2013-05-17 | 3300
RESPIRONICS | COUGH ASSIST E70 | 2013-05-17 | 3300
RESPIRONICS | COUGH ASSIST E70 | 2013-05-17 | 3300
RESPIRONICS | BIPAP A30 | 2013-05-17 | 2255
RESPIRONICS | COUGH ASSIST E70 | 2013-05-17 | 3300
RESPIRONICS | COUGH ASSIST E70 | 2013-05-17 | 3300
RESPIRONICS | COUGH ASSIST E70 | 2013-05-17 | 3300
RESPIRONICS | COUGH ASSIST E70 | 2013-05-17 | 3300
RESPIRONICS | COUGH ASSIST E70 | 2013-05-17 | 3300
RESPIRONICS | CA-3200 | 2013-04-10 | 5000
RESPIRONICS | M SERIES HUMIDIFIER | 2013-04-10 | 120
RESPIRONICS | M SERIES HUMIDIFIER | 2013-04-10 | 120
RESPIRONICS | M SERIES HUMIDIFIER | 2013-04-10 | 120
RESPIRONICS | M SERIES HUMIDIFIER | 2013-04-10 | 120
RESPIRONICS | M SERIES HUMIDIFIER | 2013-04-10 | 120
RESPIRONICS | M SERIES HUMIDIFIER | 2013-04-10 | 120
RESPIRONICS | M SERIES HUMIDIFIER | 2013-04-10 | 120
RESPIRONICS | M SERIES HUMIDIFIER | 2013-04-10 | 120
RESPIRONICS | M SERIES HUMIDIFIER | 2013-04-10 | 120
RESPIRONICS | M SERIES HUMIDIFIER | 2013-04-10 | 120
RESPIRONICS | M SERIES HUMIDIFIER | 2013-04-10 | 120
RESPIRONICS | M SERIES HUMIDIFIER | 2013-04-10 | 120
RESPIRONICS | M SERIES HUMIDIFIER | 2013-04-10 | 120
RESPIRONICS | M SERIES HUMIDIFIER | 2013-04-10 | 120
RESPIRONICS | M SERIES HUMIDIFIER | 2013-04-10 | 120
RESPIRONICS | M SERIES HUMIDIFIER | 2013-04-10 | 120
RESPIRONICS | M SERIES HUMIDIFIER | 2013-04-10 | 120
RESPIRONICS | M SERIES HUMIDIFIER | 2013-04-10 | 120
RESPIRONICS | M SERIES HUMIDIFIER | 2013-04-10 | 120
RESPIRONICS | M SERIES HUMIDIFIER | 2013-04-10 | 120
RESPIRONICS | M SERIES HUMIDIFIER | 2013-04-10 | 120
RESPIRONICS | M SERIES HUMIDIFIER | 2013-04-10 | 120
RESPIRONICS | M SERIES HUMIDIFIER | 2013-04-10 | 120
RESPIRONICS | M SERIES HUMIDIFIER | 2013-04-10 | 120
RESPIRONICS | M SERIES HUMIDIFIER | 2013-04-10 | 120
RESPIRONICS | M SERIES HUMIDIFIER | 2013-04-10 | 120
RESPIRONICS | M SERIES HUMIDIFIER | 2013-04-10 | 120
RESPIRONICS | M SERIES HUMIDIFIER | 2013-04-10 | 120
RESPIRONICS | M SERIES HUMIDIFIER | 2013-04-10 | 120
RESPIRONICS | M SERIES HUMIDIFIER | 2013-04-10 | 120
RESPIRONICS | M SERIES HUMIDIFIER | 2013-04-10 | 120
RESPIRONICS | M SERIES HUMIDIFIER | 2013-04-10 | 120
RESPIRONICS | M SERIES HUMIDIFIER | 2013-04-10 | 120
RESPIRONICS | M SERIES HUMIDIFIER | 2013-04-10 | 120
RESPIRONICS | M SERIES HUMIDIFIER | 2013-04-10 | 120
RESPIRONICS | M SERIES HUMIDIFIER | 2013-04-10 | 120
RESPIRONICS | M SERIES HUMIDIFIER | 2013-04-10 | 120
RESPIRONICS | M SERIES HUMIDIFIER | 2013-04-10 | 120
RESPIRONICS | M SERIES HUMIDIFIER | 2013-04-10 | 120
RESPIRONICS | M SERIES HUMIDIFIER | 2013-04-10 | 120
RESPIRONICS | M SERIES HUMIDIFIER | 2013-04-10 | 120
RESPIRONICS | M SERIES HUMIDIFIER | 2013-04-10 | 120
RESPIRONICS | M SERIES HUMIDIFIER | 2013-04-10 | 120
RESPIRONICS | M SERIES HUMIDIFIER | 2013-04-10 | 120
RESPIRONICS | M SERIES HUMIDIFIER | 2013-04-10 | 120
RESPIRONICS | M SERIES HUMIDIFIER | 2013-04-10 | 120
RESPIRONICS | M SERIES HUMIDIFIER | 2013-04-10 | 120
RESPIRONICS | M SERIES HUMIDIFIER | 2013-04-10 | 120
RESPIRONICS | M SERIES HUMIDIFIER | 2013-04-10 | 120
RESPIRONICS | M SERIES HUMIDIFIER | 2013-04-10 | 120
RESPIRONICS | M SERIES HUMIDIFIER | 2013-04-10 | 120
RESPIRONICS | M SERIES HUMIDIFIER | 2013-04-10 | 120
RESPIRONICS | M SERIES HUMIDIFIER | 2013-04-10 | 120
RESPIRONICS | M SERIES HUMIDIFIER | 2013-04-10 | 120
RESPIRONICS | M SERIES HUMIDIFIER | 2013-04-10 | 120
RESPIRONICS | M SERIES HUMIDIFIER | 2013-04-10 | 120
RESPIRONICS | M SERIES HUMIDIFIER | 2013-04-10 | 120
RESPIRONICS | M SERIES HUMIDIFIER | 2013-04-10 | 120
RESPIRONICS | M SERIES HUMIDIFIER | 2013-04-10 | 120
RESPIRONICS | M SERIES HUMIDIFIER | 2013-04-10 | 120
RESPIRONICS | M SERIES HUMIDIFIER | 2013-04-10 | 120
RESPIRONICS | M SERIES HUMIDIFIER | 2013-04-10 | 120
RESPIRONICS | M SERIES HUMIDIFIER | 2013-04-10 | 120
RESPIRONICS | M SERIES HUMIDIFIER | 2013-04-10 | 120
RESPIRONICS | M SERIES HUMIDIFIER | 2013-04-10 | 120
RESPIRONICS | M SERIES HUMIDIFIER | 2013-04-10 | 120
RESPIRONICS | M SERIES HUMIDIFIER | 2013-04-10 | 120
RESPIRONICS | M SERIES HUMIDIFIER | 2013-04-10 | 120
RESPIRONICS | M SERIES HUMIDIFIER | 2013-04-10 | 120
RESPIRONICS | M SERIES HUMIDIFIER | 2013-04-10 | 120
RESPIRONICS | M SERIES HUMIDIFIER | 2013-04-10 | 120
RESPIRONICS | M SERIES HUMIDIFIER | 2013-04-10 | 120
RESPIRONICS | M SERIES HUMIDIFIER | 2013-04-10 | 120
RESPIRONICS | M SERIES HUMIDIFIER | 2013-04-10 | 120
RESPIRONICS | M SERIES HUMIDIFIER | 2013-04-10 | 120
RESPIRONICS | M SERIES HUMIDIFIER | 2013-04-10 | 120
RESPIRONICS | M SERIES HUMIDIFIER | 2013-04-10 | 120
RESPIRONICS | M SERIES HUMIDIFIER | 2013-04-10 | 120
RESPIRONICS | M SERIES HUMIDIFIER | 2013-04-10 | 120
RESPIRONICS | M SERIES HUMIDIFIER | 2013-04-10 | 120
RESPIRONICS | M SERIES HUMIDIFIER | 2013-04-10 | 120
RESPIRONICS | M SERIES HUMIDIFIER | 2013-04-10 | 120
RESPIRONICS | M SERIES HUMIDIFIER | 2013-04-10 | 120
RESPIRONICS | M SERIES HUMIDIFIER | 2013-04-10 | 120
RESPIRONICS | M SERIES HUMIDIFIER | 2013-04-10 | 120
RESPIRONICS | M SERIES HUMIDIFIER | 2013-04-10 | 120
RESPIRONICS | M SERIES HUMIDIFIER | 2013-04-10 | 120
RESPIRONICS | M SERIES HUMIDIFIER | 2013-04-10 | 120
RESPIRONICS | M SERIES HUMIDIFIER | 2013-04-10 | 120
RESPIRONICS | M SERIES HUMIDIFIER | 2013-04-10 | 120
RESPIRONICS | M SERIES HUMIDIFIER | 2013-04-10 | 120
RESPIRONICS | M SERIES HUMIDIFIER | 2013-04-10 | 120
RESPIRONICS | M SERIES HUMIDIFIER | 2013-04-10 | 120
RESPIRONICS | M SERIES HUMIDIFIER | 2013-04-10 | 120
RESPIRONICS | M SERIES HUMIDIFIER | 2013-04-10 | 120
RESPIRONICS | M SERIES HUMIDIFIER | 2013-04-10 | 120
RESPIRONICS | M SERIES HUMIDIFIER | 2013-04-10 | 120
RESPIRONICS | M SERIES HUMIDIFIER | 2013-04-10 | 120
RESPIRONICS | M SERIES HUMIDIFIER | 2013-04-10 | 120
RESPIRONICS | M SERIES HUMIDIFIER | 2013-04-10 | 120
RESPIRONICS | M SERIES HUMIDIFIER | 2013-04-10 | 120
RESPIRONICS | M SERIES HUMIDIFIER | 2013-04-10 | 120
RESPIRONICS | M SERIES HUMIDIFIER | 2013-04-10 | 120
RESPIRONICS | M SERIES HUMIDIFIER | 2013-04-10 | 120
RESPIRONICS | M SERIES HUMIDIFIER | 2013-04-10 | 120
RESPIRONICS | M SERIES HUMIDIFIER | 2013-04-10 | 120
RESPIRONICS | M SERIES HUMIDIFIER | 2013-04-10 | 120
RESPIRONICS | M SERIES HUMIDIFIER | 2013-04-10 | 120
RESPIRONICS | M SERIES HUMIDIFIER | 2013-04-10 | 120
RESPIRONICS | M SERIES HUMIDIFIER | 2013-04-10 | 120
RESPIRONICS | M SERIES HUMIDIFIER | 2013-04-10 | 120
RESPIRONICS | M SERIES HUMIDIFIER | 2013-04-10 | 120
RESPIRONICS | M SERIES HUMIDIFIER | 2013-04-10 | 120
RESPIRONICS | M SERIES HUMIDIFIER | 2013-04-10 | 120
RESPIRONICS | M SERIES HUMIDIFIER | 2013-04-10 | 120
RESPIRONICS | M SERIES HUMIDIFIER | 2013-04-10 | 120
RESPIRONICS | M SERIES HUMIDIFIER | 2013-04-10 | 120
RESPIRONICS | M SERIES HUMIDIFIER | 2013-04-10 | 120
RESPIRONICS | M SERIES HUMIDIFIER | 2013-04-10 | 120
RESPIRONICS | M SERIES HUMIDIFIER | 2013-04-10 | 120
RESPIRONICS | M SERIES HUMIDIFIER | 2013-04-10 | 120
RESPIRONICS | M SERIES HUMIDIFIER | 2013-04-10 | 120
RESPIRONICS | M SERIES HUMIDIFIER | 2013-04-10 | 120
RESPIRONICS | M SERIES HUMIDIFIER | 2013-04-10 | 120
RESPIRONICS | M SERIES HUMIDIFIER | 2013-04-10 | 120
RESPIRONICS | M SERIES HUMIDIFIER | 2013-04-10 | 120
RESPIRONICS | M SERIES HUMIDIFIER | 2013-04-10 | 120
RESPIRONICS | M SERIES HUMIDIFIER | 2013-04-10 | 120
RESPIRONICS | M SERIES HUMIDIFIER | 2013-04-10 | 120
RESPIRONICS | M SERIES HUMIDIFIER | 2013-04-10 | 120
RESPIRONICS | M SERIES HUMIDIFIER | 2013-04-10 | 120
RESPIRONICS | M SERIES HUMIDIFIER | 2013-04-10 | 120
RESPIRONICS | M SERIES HUMIDIFIER | 2013-04-10 | 120
RESPIRONICS | M SERIES HUMIDIFIER | 2013-04-10 | 120
RESPIRONICS | M SERIES HUMIDIFIER | 2013-04-10 | 120
RESPIRONICS | M SERIES HUMIDIFIER | 2013-04-10 | 120
RESPIRONICS | M SERIES HUMIDIFIER | 2013-04-10 | 120
RESPIRONICS | M SERIES HUMIDIFIER | 2013-04-10 | 120
RESPIRONICS | M SERIES HUMIDIFIER | 2013-04-10 | 120
RESPIRONICS | M SERIES HUMIDIFIER | 2013-04-10 | 120
RESPIRONICS | M SERIES HUMIDIFIER | 2013-04-10 | 120
RESPIRONICS | M SERIES HUMIDIFIER | 2013-04-10 | 120
RESPIRONICS | M SERIES HUMIDIFIER | 2013-04-10 | 120
RESPIRONICS | M SERIES HUMIDIFIER | 2013-04-10 | 120
RESPIRONICS | M SERIES HUMIDIFIER | 2013-04-10 | 120
RESPIRONICS | M SERIES HUMIDIFIER | 2013-04-10 | 120
RESPIRONICS | M SERIES HUMIDIFIER | 2013-04-10 | 120
RESPIRONICS | M SERIES HUMIDIFIER | 2013-04-10 | 120
RESPIRONICS | M SERIES HUMIDIFIER | 2013-04-10 | 120
RESPIRONICS | M SERIES HUMIDIFIER | 2013-04-10 | 120
RESPIRONICS | M SERIES HUMIDIFIER | 2013-04-10 | 120
RESPIRONICS | M SERIES HUMIDIFIER | 2013-04-10 | 120
RESPIRONICS | M SERIES HUMIDIFIER | 2013-04-10 | 120
RESPIRONICS | M SERIES HUMIDIFIER | 2013-04-10 | 120
RESPIRONICS | M SERIES HUMIDIFIER | 2013-04-10 | 120
RESPIRONICS | M SERIES HUMIDIFIER | 2013-04-10 | 120
RESPIRONICS | M SERIES HUMIDIFIER | 2013-04-10 | 120
RESPIRONICS | M SERIES HUMIDIFIER | 2013-04-10 | 120
RESPIRONICS | COUGH ASSIST E70 | 2013-02-13 | 3300
RESPIRONICS | BIPAP A30 | 2013-02-13 | 2255
F & P | MR850 | 2013-01-19 | 1000
F & P | HC150 | 2013-01-19 | 125
F & P | HC150 | 2013-01-19 | 125
F & P | HC150 | 2013-01-19 | 125
F & P | HC150 | 2013-01-19 | 125
F & P | HC150 | 2013-01-19 | 125
F & P | HC150 | 2013-01-19 | 125
BREAS MEDICAL | NIPPY CLEARWAY | 2013-01-09 | 4500
BREAS MEDICAL | NIPPY CLEARWAY | 2013-01-09 | 4500
BREAS MEDICAL | NIPPY CLEARWAY | 2013-01-09 | 4500
RESPIRONICS | TRILOGY 100 | 2012-10-10 | 3586
RESPIRONICS | TRILOGY 100 | 2012-10-10 | 3586
LAERDAL | LSU-2 | 2012-08-10 | 680
LAERDAL | LSU-2 | 2012-08-10 | 680
F & P | MR850 | 2012-06-08 | 1000
RESMED LTD | ELISEE 150 | 2012-06-08 | 4200
RESMED LTD | ELISEE 150 | 2012-06-08 | 4200
RESMED LTD | ELISEE 150 | 2012-06-08 | 4200
RESMED LTD | ELISEE 150 | 2012-06-08 | 4200
RESMED LTD | ELISEE 150 | 2012-03-07 | 4200
RESMED LTD | ELISEE 150 | 2012-03-07 | 4200
RESMED LTD | ELISEE 150 | 2012-03-07 | 4200
EMERSON | COUGH ASSIST CA-3200 | 2012-03-06 | 5000
EMERSON | COUGH ASSIST CA-3200 | 2012-03-06 | 5000
EMERSON | COUGH ASSIST CA-3200 | 2012-03-06 | 5000
RESMED LTD | ELISEE 150 | 2012-02-29 | 4200
RESMED LTD | ELISEE 150 | 2012-02-29 | 4200
RESMED LTD | ELISEE 150 | 2012-02-29 | 4200
RESPIRONICS | CA-3200 | 2012-02-01 | 5000
RESMED LTD | ELISEE 150 | 2011-11-16 | 4200
LAERDAL | LSU-2 | 2011-08-10 | 680
ESCHMANN | VP25 | 2011-07-06 | 662
ESCHMANN | VP25 | 2011-04-14 | 662
ESCHMANN | VP25 | 2011-03-14 | 662
ESCHMANN | VP25 | 2011-03-14 | 662
RESMED LTD | ELISEE 150 | 2011-03-02 | 4200
EMERSON | COUGH ASSIST CA-3200 | 2011-01-01 | 5000
EMERSON | COUGH ASSIST CA-3200 | 2011-01-01 | 5000
EMERSON | COUGH ASSIST CA-3200 | 2011-01-01 | 5000
F & P | HC150 | 2010-12-31 | 125
SALTER | 305 | 2010-10-14 | 50
SALTER | 305 | 2010-10-14 | 50
RESPIRONICS | REMSTAR AUTO M SERIES | 2010-04-22 | 120
RESPIRONICS | REMSTAR AUTO M SERIES | 2010-04-22 | 120
RESPIRONICS | REMSTAR AUTO M SERIES | 2010-04-22 | 120
RESPIRONICS | REMSTAR AUTO M SERIES | 2010-04-22 | 120
RESPIRONICS | REMSTAR AUTO M SERIES | 2010-04-22 | 120
RESPIRONICS | REMSTAR(HUMID PACK) | 2010-02-19 | 326.5
F & P | HC150 | 2010-01-11 | 125
F & P | HC150 | 2010-01-11 | 125
RESMED LTD | ELISEE 150 | 2010-01-01 | 4200
F & P | MR850 | 2010-01-01 | 850
RESPIRONICS | REMSTAR(HUMID PACK) | 2009-12-18 | 326.5
RESPIRONICS | REMSTAR(HUMID PACK) | 2009-12-15 | 326.5
RESPIRONICS | REMSTAR(HUMID PACK) | 2009-11-04 | 326.5
F & P | HC150 | 2009-10-14 | 125
RESPIRONICS | REMSTAR(HUMID PACK) | 2009-07-09 | 326.5
RESMED LTD | ELISEE 150 | 2009-01-06 | 4200
AXIS | 221 | 2008-11-27 | 700
BELKIN | F6C625U220V | 2008-08-12 | 120
RESMED LTD | ELISEE 150 | 2007-07-28 | 4200
RESMED LTD | ELISEE 150 | 2007-07-28 | 4200
RESMED LTD | ELISEE 150 | 2007-07-28 | 4200
RESMED LTD | ELISEE 150 | 2007-07-28 | 4200
EMERSON | COUGH ASSIST CA-3200 | 2007-04-12 | 5000
RESPIRONICS | REMSTAR(HUMID PACK) | 2007-03-14 | 326.5
RESPIRONICS | REMSTAR(HUMID PACK) | 2007-03-14 | 326.5
RESPIRONICS | REMSTAR(HUMID PACK) | 2007-03-14 | 326.5
RESMED LTD | HUMIDAIRE 3I | 2006-09-08 | 300
EMERSON | COUGH ASSIST CA-3200 | 2006-01-01 | 5000
RESPIRONICS | REMSTAR(HUMID PACK) | 2005-03-23 | 326.5
LAERDAL | LSU-2 | 2004-10-25 | 680
DIGITRON | 2001P | 2004-05-20 | 260.2
DIGITRON | 2001P | 2004-05-20 | 260.2
DIGITRON | 2001P | 2004-05-20 | 260.2
DIGITRON | 2001P | 2004-05-20 | 260.2
F & P | HC150 | 2003-05-29 | 125
F & P | HC150 | 2003-05-29 | 125
F & P | HC150 | 2003-05-29 | 125
F & P | HC150 | 2003-05-29 | 125
F & P | HC150 | 2003-05-29 | 125
SECA | 778 | 2001-01-01 | 421.83
SECA | 778 | 2001-01-01 | 421.83
SECA | 778 | 2001-01-01 | 421.83
SECA | 799 | 2018-02-28 | 421.83
KEELER | STANDARD(OPTHALMO) | 2011-07-04 | 111.89
KEELER | STANDARD(OPTHALMO) | 2011-07-04 | 111.89
KEELER | STANDARD(OPTHALMO) | 2011-07-04 | 111.89
GE LIMITED | LOGIQ E | 2013-03-13 | 20000
GE LIMITED | LOGIQ E | 2011-11-15 | 20000
GE LIMITED | LOGIQ E | 2011-11-15 | 20000
NA | MEMO/GENERAL SUNDRIES | 1994-07-01 | 0
PHYSIO CONTROL | LIFEPAK 1000 | 2012-10-03 | 2400
LAERDAL | LSU-2 | 2011-11-03 | 680
VASCUTHERM | PLEASE ENTER MODEL! (1055) | 2010-05-13 | 175
VASCUTHERM | PLEASE ENTER MODEL! (1055) | 2010-04-29 | 175
VASCUTHERM | PLEASE ENTER MODEL! (1055) | 2010-03-17 | 175
VACUUM REFLE | PLEASE ENTER MODEL! (1047) | 2003-05-09 | 50
NA | MEMO/GENERAL SUNDRIES | 2001-01-01 | 0
MORTARA INST | ELI 150 | 2013-08-15 | 3000
MEC CO. LTD | GASS4 BULLNOSE | 2012-01-26 | 60
NA | MEMO/GENERAL SUNDRIES | 2001-01-01 | 0
MEMO-INTERN | MEMO-MI SUPPORT | 2021-11-01 | 0
FLUKE | 115 | 2022-05-05 | 208
NA | MEMO/GENERAL SUNDRIES | 2022-04-19 | 0
FLUKE | 115 | 2022-04-19 | 197
FLUKE | 115 | 2022-04-19 | 197
IT DUSTERS | EG-1000 COMPUCLEANER | 2022-04-12 | 41.59
PHILIPS LTD | FMS-4 | 2022-03-09 | 463.4
PHILIPS LTD | FMS-4 | 2022-03-09 | 463.4
DELL COMPUTERS | LATITUDE 5520 | 2022-02-21 | 1005
DELL COMPUTERS | LATITUDE 5520 | 2022-02-21 | 1005
RADIOMETER | ABL90 FLEX PLUS | 2022-02-01 | 13000
PHILIPS LTD | INTELLIVUE DOCK | 2021-10-28 | 367
NA | FIXED | 2021-10-11 | 25
NA | FIXED | 2021-10-11 | 25
RS | 466-1643 | 2021-07-29 | 44.94
FRESENIUS KABI | INJECTOMAT SP MAINTENANCE KIT | 2021-05-25 | 1600
FRESENIUS KABI | VOLUMAT VP MAINTENANCE KIT | 2021-05-25 | 1600
WELCH ALLYN | 9600 PLUS CALIBRATION TESTER | 2021-04-30 | 600
WELCH ALLYN | 9600 PLUS CALIBRATION TESTER | 2021-04-28 | 600
WELCH ALLYN | CONNEX CALIBRATION VOLUMES | 2021-04-23 | 862
WERA | 7430 | 2021-03-18 | 72.47
FLUKE | QA-ES MK III | 2021-03-05 | 5395
DELL COMPUTERS | LATITUDE 5410 | 2021-03-03 | 1000
RS | 466-1643 | 2021-02-10 | 44.94
RS | 466-1643 | 2021-02-10 | 44.94
FLUKE | PROSIM 8 | 2021-02-10 | 4702.5
PHILIPS LTD | MX500 | 2021-01-29 | 2550.5
PHILIPS LTD | INTELLIVUE X3 | 2021-01-29 | 3163.78
FLUKE | 115 | 2021-01-26 | 191
DELL COMPUTERS | LATITUDE 5310 | 2021-01-11 | 1018
DELL COMPUTERS | LATITUDE 5310 | 2021-01-11 | 1018
NA | MEMO/GENERAL SUNDRIES | 2020-12-06 | 0
ABBOTT LABS | FREESTYLE PRECISION PRO | 2020-02-21 | 1000
ABBOTT LABS | FREESTYLE PRECISION PRO | 2020-02-21 | 1000
ABBOTT LABS | FREESTYLE PRECISION PRO | 2020-02-21 | 1000
ABBOTT LABS | FREESTYLE PRECISION PRO | 2020-02-21 | 1000
DELL COMPUTERS | 5300 | 2019-12-19 | 683
FLUKE | ESA615 | 2019-12-11 | 3483
FRESENIUS KABI | INJECTOMAT MAINTENANCE KIT | 2019-10-04 | 1777.64
COMARK | C9555 | 2019-09-05 | 357
COMARK | C9555 | 2019-09-05 | 357
ADAM EQUIPMENT | CB 501 | 2019-08-28 | 84
ADAM EQUIPMENT | CB 501 | 2019-08-28 | 84
ADAM EQUIPMENT | CB 501 | 2019-08-28 | 84
ADAM EQUIPMENT | CB 501 | 2019-08-28 | 84
FLUKE | 115 | 2019-07-29 | 176
BLACK & DECKER | DVJ325BF | 2019-05-13 | 70
LASCAR | EL-USB-1-PRO | 2019-04-26 | 100
LASCAR | EL-USB-1-PRO | 2019-04-26 | 100
DELL COMPUTERS | LATITUDE 7390 | 2019-04-08 | 1380
DELL COMPUTERS | LATITUDE 7390 | 2019-04-08 | 1380
DELL COMPUTERS | LATITUDE 7390 | 2019-04-08 | 1380
DELL COMPUTERS | LATITUDE 7390 | 2019-04-08 | 1380
DELL COMPUTERS | LATITUDE 7390 | 2019-04-08 | 1380
DELL COMPUTERS | LATITUDE 7390 | 2019-04-08 | 1380
DELL COMPUTERS | LATITUDE 7390 | 2019-04-08 | 1380
DELL COMPUTERS | LATITUDE 7390 | 2019-04-08 | 1380
DELL COMPUTERS | LATITUDE 7390 | 2019-04-08 | 1380
DELL COMPUTERS | LATITUDE 7390 | 2019-04-08 | 1380
DELL COMPUTERS | LATITUDE 7390 | 2019-04-08 | 1380
DELL COMPUTERS | LATITUDE 7390 | 2019-04-08 | 1380
NA | STOCK TRANSFER | 2019-04-05 | 0
DELL COMPUTERS | LATITUDE 7390 | 2019-02-01 | 1380
DELL COMPUTERS | LATITUDE 7390 | 2019-02-01 | 1380
DELL COMPUTERS | LATITUDE 7390 | 2019-02-01 | 1380
DELL COMPUTERS | LATITUDE 7390 | 2019-02-01 | 1380
DELL COMPUTERS | LATITUDE 7390 | 2019-02-01 | 1380
DELL COMPUTERS | LATITUDE 7390 | 2019-02-01 | 1380
DELL COMPUTERS | LATITUDE 7390 | 2019-02-01 | 1380
DELL COMPUTERS | LATITUDE 7390 | 2019-02-01 | 1380
DELL COMPUTERS | LATITUDE 7390 | 2019-02-01 | 1380
DELL COMPUTERS | LATITUDE 7390 | 2019-02-01 | 1380
DELL COMPUTERS | LATITUDE 7390 | 2019-02-01 | 1380
DELL COMPUTERS | LATITUDE 7390 | 2019-02-01 | 1380
DELL COMPUTERS | LATITUDE 7390 | 2019-02-01 | 1380
DELL COMPUTERS | LATITUDE 7390 | 2019-02-01 | 1380
DELL COMPUTERS | LATITUDE 7390 | 2019-02-01 | 1380
CIRS | 04740301 | 2018-11-22 | 3830.6
MEMO-INTERN | MEMO-PROJECTS | 2018-07-23 | 0
DELL COMPUTERS | OPTIPLEX 5050 | 2018-05-21 | 500
MEMO-INTERN | INFUSION DEVICE TESTER V6.1 | 2018-01-22 | 313.73
MEMO-INTERN | INFUSION DEVICE TESTER V6.1 | 2018-01-22 | 313.73
RS | 123-8779 | 2017-11-30 | 236.79
RS | IM-740 ANEMOMETER | 2017-11-01 | 50
FLUKE | ESA615 | 2017-11-01 | 3890.03
CAPSULE | DATACAPTOR 400 SERIES | 2017-10-23 | 2150
HELENA LABORATORIES | XL-ECT | 2017-09-21 | 495
RS | 466-1643 | 2017-09-15 | 44.94
RS | 466-1643 | 2017-09-15 | 44.94
RS | 466-1643 | 2017-09-15 | 44.94
RS | 466-1643 | 2017-09-15 | 44.94
RS | 466-1643 | 2017-09-15 | 44.94
RS | 466-1643 | 2017-09-15 | 44.94
LAERDAL | LSU-2 | 2017-04-27 | 680
SONY | DSC-W800 | 2017-04-10 | 66.99
FLUKE | PROSIM 8 | 2017-02-23 | 4550.5
B.BRAUN | 7705204 | 2016-12-19 | 275.76
B.BRAUN | 7705190 | 2016-12-19 | 23.07
B.BRAUN | 7705190 | 2016-12-19 | 23.07
B.BRAUN | 8713230 | 2016-12-19 | 100
B.BRAUN | 34521062 | 2016-12-19 | 30
B.BRAUN | 7705166 | 2016-12-19 | 43.52
COMARK | C9557 | 2016-12-12 | 133.25
LINDY ELECTRONICS LTD | 43009 | 2016-10-25 | 37.5
RS | 466-1643 | 2016-09-20 | 43.44
FRESENIUS KABI | INJECTOMAT MAINTENANCE KIT | 2016-08-01 | 500
FRESENIUS KABI | VOLUMAT MAINTENANCE KIT | 2016-08-01 | 500
TELEDYNE | GB300 | 2016-07-22 | 110
FLUKE | 115 | 2016-05-23 | 99
FLUKE | 115 | 2016-05-23 | 99
GE LIMITED | DI5K | 2016-05-18 | 1941.38
RS | 233-468 | 2016-03-22 | 37.51
EXERGEN CORP | 129075 | 2016-03-03 | 576.08
COMARK | C9557 | 2016-02-22 | 334
CADEX ELECT. | UCC1 60W | 2016-02-01 | 262.65
LABELSTATION | ME240 (PRO240) | 2015-11-16 | 500
PHYSIO CONTROL | LIFEPAK 20E PACED | 2015-11-10 | 7550
DATEX-OHMEDA | 755534 | 2015-07-29 | 91.16
LYTE LTD | GFBP6 | 2015-06-18 | 125
PHILIPS LTD | M8002A | 2015-06-02 | 5721.3
PHILIPS LTD | M3002A-X2 | 2015-06-02 | 5200
FLUKE | ESA615 | 2015-02-09 | 3990
FLUKE | IMPULSE 7000DP | 2014-08-01 | 3585
LAERDAL | LSU-2 | 2014-07-28 | 680
ADAM EQUIPMENT | PGW 2502I | 2014-01-28 | 470
COVIDIEN UK | GENIUS 2 CALIBRATOR | 2014-01-01 | 1500
COMARK | C9557 | 2013-12-06 | 313.73
MCKINLEY MED | 150-3125 | 2013-12-05 | 300
LABELSTATION | ME240 (PRO240) | 2013-08-09 | 500
NA | MEMO/GENERAL SUNDRIES | 2013-07-25 | 0
FLUKE | 4180 | 2013-02-15 | 6000
GE LIMITED | E-PSMPW | 2013-02-01 | 900
COMARK | C9555 | 2012-11-15 | 354.5
FLUKE | ESA620 | 2012-09-19 | 4200
RS | 233-468 | 2012-06-06 | 37.51
RS | 233-468 | 2012-06-06 | 37.51
RS | 233-468 | 2012-06-01 | 46.89
GRASEBY | HLTA-40 | 2012-04-16 | 600
FLUKE | ESA620 | 2012-03-13 | 4200
MECMESIN | FORCE GAUGE 100N | 2011-11-22 | 792
MECMESIN | FORCE GAUGE 100N | 2011-11-22 | 792
DEWALT | DC600 | 2011-10-07 | 100
COMARK | C9555 | 2011-08-11 | 354.5
DRAEGER | IDS PSU | 2011-06-17 | 800
DRAEGER | IDS PSU | 2011-06-17 | 800
AMERICAN POWER CONVERSION (APC) | BK650MI | 2011-06-13 | 150
DRAEGER | INFINITY DELTA EN | 2011-04-21 | 8000
FARNELL LTD | VER-28209 | 2011-03-17 | 55
ASTRATEC | CHECKMATE II-CPP | 2010-09-27 | 346.63
ASTRATEC | CHECKMATE III | 2010-09-27 | 835
INDITHERM | MECU1 | 2010-08-02 | 2500
GRASEBY | 0151-0259 | 2010-07-05 | 200
LAERDAL | LSU-2 | 2010-05-28 | 680
GE LIMITED | F5-01 | 2010-02-23 | 963
GE LIMITED | CARESCAPE B850 | 2010-02-23 | 8153
GE LIMITED | E-PSMP-00 | 2010-02-22 | 2000
GE LIMITED | E-INTPSM | 2010-01-18 | 1000
VIEWSONIC | VA903B-3 | 2009-10-29 | 125
ISO TECH | IDM63N | 2009-09-08 | 76
DRAEGER | SCIO | 2009-09-02 | 6000
DRAEGER | SCIO | 2009-09-02 | 6000
FLUKE | INDEX2 | 2009-02-26 | 3000
FLUKE | MPS450 | 2009-02-26 | 1630
LASCAR | EL-USB-2 490-1064 | 2009-01-21 | 49
LASCAR | EL-USB-2 490-1064 | 2009-01-21 | 49
MELCO | AS/40 | 2008-11-17 | 50
MELCO | AS/40 | 2008-11-17 | 50
MELCO | AS/40 | 2008-11-17 | 50
MELCO | AS/40 | 2008-11-17 | 50
WEIGHINGSCAL | BOXSET A | 2008-07-01 | 139
RS | 233-468 | 2008-04-03 | 44.94
RS | 233-468 | 2008-04-03 | 44.94
RS | 233-468 | 2008-04-03 | 44.94
SYLVAC | S225 | 2008-03-19 | 155
SYLVAC | S225 | 2008-03-19 | 155
SYLVAC | S235 | 2008-03-19 | 87
MCKINLEY MED | 545 | 2008-03-11 | 579.5
GRASEBY | 0512-0114 | 2007-10-01 | 714
GE LIMITED | E-P-00 | 2007-09-21 | 1200
IMT MEDICAL | PF-300 | 2007-07-18 | 4250
RS | 533-279 | 2007-04-27 | 70.5
YOUNGMAN | S-3140-04E | 2007-02-27 | 120
PHYSIO CONTROL | LIFEPAK 1000 | 2007-01-18 | 2145
KARL STORZ | 20133120 | 2007-01-03 | 3000
METRON | PS-420 | 2006-09-28 | 709
MECMESIN | FORCE GAUGE 100N | 2006-09-14 | 325
RS | PLEASE ENTER MODEL! (799) | 2006-07-25 | 30
FLUKE | L410 | 2006-06-15 | 126
AMERICAN POWER CONVERSION (APC) | BK500EI | 2006-03-30 | 68
NORBAR | SL1 | 2005-10-11 | 47.91
AVERY | HP2200 | 2005-10-10 | 860
GE LIMITED | E-PRESTN | 2005-09-26 | 4000
VITALOGRAPH | 35.322 | 2005-09-26 | 272
DRAEGER | 1P5206110 | 2005-09-23 | 3000
DRAEGER | 1P5206110 | 2005-09-23 | 3000
DRAEGER | 1P5206110 | 2005-09-23 | 3000
FARNELL LTD | ET30/2 | 2005-02-24 | 120
AXMINSTER PO | ND 16F | 2005-01-05 | 169.95
AXMINSTER PO | AW85RG | 2005-01-05 | 136.54
BOSCH | GSB 16RE | 2004-12-07 | 69.33
CLARKE | CTJ2LR | 2004-11-23 | 30
MEDTRONIC | 822-00011 | 2004-10-28 | 120.51
MEMO-INTERN | LPQC TESTER | 2004-10-12 | 50
COMARK | C9557 | 2004-06-07 | 313.73
COMARK | C9557 | 2004-06-07 | 313.73
ASTRATEC | CHECKMATE III | 2004-06-01 | 835
METRON | QA-VTM | 2004-05-26 | 4000
TME | MM2000 | 2004-05-25 | 252.63
THERAPY EQUIPMENT | ENTONOX | 2004-04-01 | 182.5
OZAN | TELETEST 2 | 2004-01-13 | 164
ENERGY ACCES | SBS3002 | 2003-06-12 | 194.94
ASTRATEC | CHECKMATE II | 2003-04-03 | 934.13
BROTHER | P-TOUCH 2450 | 2003-03-12 | 159
ABBOTT LABS | DS-300 | 2003-03-06 | 408
ASTRATEC | CHECKMATE II-CPP | 2002-06-13 | 346.63
DATEX-OHMEDA | RM121 | 2002-04-17 | 700
SIEMENS LTD | CALIBRATION MANOMETER | 2002-04-17 | 50
SIEMENS LTD | HEMOMED | 2002-04-15 | 1000
CAREFUSION | ALARIS ASENA/P SERIES | 2002-01-03 | 534.24
CAREFUSION | LINEAR(TEST GAUGE) | 2002-01-03 | 75
CAREFUSION | PLEASE ENTER MODEL! (1217) | 2002-01-03 | 5
CAREFUSION | ALARIS ASENA/P SERIES | 2001-11-30 | 534.24
CAREFUSION | LINEAR(TEST GAUGE) | 2001-11-21 | 50
CAREFUSION | PLEASE ENTER MODEL! (1217) | 2001-11-21 | 5
MEMO-INTERN | MEMO-ADAPTIVE REM TST | 2001-06-14 | 0
MEMO-INTERN | MEMO-ADAPTIVE REM TST | 2001-06-14 | 0
PHILIPS LTD | M1006B | 2001-01-01 | 1500
NA | MEMO/GENERAL SUNDRIES | 2001-01-01 | 0
LAERDAL | LSU-2 | 2000-12-05 | 680
METRON | QA-ES | 2000-03-24 | 3466.25
BIOTEK | 601AE | 2000-01-01 | 225
DATATREND | SENSITEST | 1999-09-23 | 500
WELLER | PS-3D | 1999-06-09 | 45.83
RS | 693-343 ECONOMY | 1999-03-05 | 19.78
NA | 328-011 | 1998-10-27 | 14.37
WELLER | PS-3D | 1998-08-27 | 64.95
AMERICAN POWER CONVERSION (APC) | BK500EI | 1998-08-11 | 500
FLUKE | 73 | 1997-12-15 | 125
FLUKE | 73 | 1997-10-13 | 125
STEINEL | 3448 | 1997-04-17 | 67.9
WELLER | WTT1500 | 1997-03-19 | 252.44
DYNATECH LAB | QA1280 | 1997-03-07 | 3540
GRASEBY | MS16A/26 | 1997-02-06 | 1000
DYNATECH LAB | 217A | 1997-02-05 | 1395
AVOMETER | BM223 | 1996-12-09 | 245
STEINEL | HL500 | 1996-12-09 | 69
WELLER | PS-3D | 1996-05-31 | 830
HP | 34401A | 1996-02-16 | 727
METRON | QA30 | 1996-01-03 | 1000
FLUKE | 73 | 1995-09-15 | 99
FLUKE | 73 | 1995-09-15 | 99
CASIO | KL2000 | 1995-01-12 | 140
PENLON | NUFFIELD 200 | 1994-10-28 | 2500
PHILIPS LTD | M1020A | 1992-10-22 | 2253
FLUKE | 12 | 1992-10-06 | 100
METRON | QA40 | 1992-10-02 | 2039
ION SCIENCE | 8000B3 | 1992-09-02 | 790
WELLER | PS-3D | 1992-02-07 | 45.83
WELLER | PS-3D | 1992-01-01 | 45.83
MEMO-INTERN | MEMO-TEST PROBES PMG | 1991-05-09 | 30
TELEDYNE | TED-60T | 1991-01-28 | 110
VIAMED | TED60J | 1990-11-22 | 145
ACCOSON LTD | HOSPITAL | 1990-05-04 | 35
WELLER | OS-3D | 1990-02-22 | 40.41
WELLER | PS-3D | 1990-01-17 | 45.83
KDG MOBREY L | PLEASE ENTER MODEL! (428) | 1990-01-01 | 250
LUCAS | 5410/2 | 1989-12-15 | 2500
FLUKE | 77 | 1989-10-31 | 250
PHIPPS&BIRD | 236A | 1989-04-23 | 60
BUDENBERG | 100M | 1988-10-05 | 70
BUDENBERG | 200MM-214GP | 1988-06-23 | 165
BIOTEK | 601AE | 1987-12-21 | 2668
BIOTEK | MAS-1 | 1987-12-10 | 1150
AMP | 231652 | 1987-04-01 | 50
DATEX-OHMEDA | LUNG SIMULATOR | 1986-10-01 | 400
B.O.C. | PLEASE ENTER MODEL! (1179) | 1986-02-01 | 400
WELLER | PU-3D | 1985-01-01 | 58.77
WELLER | PU-3D | 1985-01-01 | 150
BUDENBERG | 214GP | 1976-01-01 | 200
FLUKE | ESA615 | 2022-03-01 | 3870
FLUKE | ESA615 | 2022-02-23 | 4054
NA | MEMO/GENERAL SUNDRIES | 2022-02-10 | 0
NA | FIXED | 2021-10-11 | 25
NA | MEMO/GENERAL SUNDRIES | 2021-08-05 | 0
NA | MEMO/GENERAL SUNDRIES | 2021-07-20 | 0
NA | MEMO/GENERAL SUNDRIES | 2021-01-07 | 0
NA | MEMO/GENERAL SUNDRIES | 2020-12-06 | 0
NA | STOCK TRANSFER | 2020-03-16 | 0
CHALLENGE | FT-30C | 2018-05-18 | 14.99
CHALLENGE | FT-30C | 2018-05-18 | 14.99
CHALLENGE | FT-30C | 2018-05-18 | 14.99
LABELSTATION | ME240 (PRO240) | 2014-05-28 | 416.67
NA | MEMO/GENERAL SUNDRIES | 2001-01-01 | 0
B.O.C. | 8500 | 2021-12-23 | 160.99
THERMO | LABOFUGE-300 | 2009-09-03 | 2000
C.AUSTEN | DYMAX 30 | 2002-05-21 | 173.26
HARSHAW-QS | 5500 | 2002-05-21 | 39236
CARBOLITE | TLD28 MKII | 2002-05-21 | 700
NA | MEMO/GENERAL SUNDRIES | 2001-01-01 | 0
C.AUSTEN | DA7-C-VAC/T | 1988-10-10 | 150
ARJO HUNTLEIGH | SARA STEDY | 2022-06-20 | 1500
BRAUN | PRO 6000 | 2022-05-19 | 149
SECA | 959 | 2022-01-24 | 599.2
TERAOKA | DS-502 | 2022-01-11 | 175
TERAOKA | DS-502 | 2022-01-11 | 175
THERAPY EQUIPMENT | DIAMOND RANGE HIGH | 2021-11-30 | 69.5
THERAPY EQUIPMENT | DIAMOND RANGE HIGH | 2021-11-30 | 69.5
THERAPY EQUIPMENT | DIAMOND RANGE HIGH | 2021-11-30 | 69
BRAUN | PRO 6000 | 2021-11-26 | 149
BRAUN | PRO 6000 | 2021-09-21 | 149
THERAPY EQUIPMENT | DIAMOND RANGE HIGH | 2021-08-20 | 69
BRAUN | PRO 6000 | 2021-04-12 | 149
BRAUN | PRO 6000 | 2021-04-12 | 149
GE LIMITED | MAC2000 | 2021-04-07 | 5088.2
TERAOKA | DS-502 | 2021-03-20 | 170
WELCH ALLYN | PROBP 3400 | 2021-02-11 | 625
THERAPY EQUIPMENT | DIAMOND RANGE HIGH | 2021-01-20 | 67.5
OXFORD HOIST | PRESENCE | 2020-07-23 | 1443
OXFORD HOIST | OXF-SCALE-LP | 2020-07-23 | 996
THERAPY EQUIPMENT | DIAMOND RANGE HIGH | 2020-06-01 | 67.5
THERAPY EQUIPMENT | DIAMOND RANGE HIGH | 2020-06-01 | 67.5
THERAPY EQUIPMENT | DIAMOND RANGE HIGH | 2020-06-01 | 67.5
ABBOTT LABS | FREESTYLE PRECISION PRO | 2020-02-21 | 1000
PHILIPS LTD | INNOSPIRE DELUXE | 2019-10-29 | 125
PHILIPS LTD | INNOSPIRE DELUXE | 2019-10-29 | 125
PHILIPS LTD | INNOSPIRE DELUXE | 2019-10-29 | 125
PHILIPS LTD | INNOSPIRE DELUXE | 2019-10-29 | 125
PHILIPS LTD | INNOSPIRE DELUXE | 2019-10-29 | 125
PHILIPS LTD | INNOSPIRE DELUXE | 2019-10-29 | 125
PHILIPS LTD | INNOSPIRE DELUXE | 2019-10-29 | 125
PHILIPS LTD | INNOSPIRE DELUXE | 2019-10-29 | 125
PHILIPS LTD | INNOSPIRE DELUXE | 2019-10-29 | 125
THERAPY EQUIPMENT | DIAMOND RANGE HIGH | 2019-07-18 | 60
PHILIPS LTD | INNOSPIRE DELUXE | 2019-03-27 | 125
PHILIPS LTD | INNOSPIRE DELUXE | 2019-03-27 | 125
PHILIPS LTD | INNOSPIRE DELUXE | 2019-03-27 | 125
PHILIPS LTD | INNOSPIRE DELUXE | 2019-03-27 | 125
THERAPY EQUIPMENT | DIAMOND RANGE HIGH | 2017-07-26 | 80
CELSIUS MEDICAL | CALIMA | 2017-05-04 | 2000
FRESENIUS KABI | VOLUMAT MC AGILIA | 2016-07-26 | 300
FRESENIUS KABI | VOLUMAT MC AGILIA | 2016-07-26 | 300
FRESENIUS KABI | VOLUMAT MC AGILIA | 2016-07-26 | 300
FRESENIUS KABI | VOLUMAT MC AGILIA | 2016-07-26 | 300
FRESENIUS KABI | VOLUMAT MC AGILIA | 2016-07-26 | 300
FRESENIUS KABI | INJECTOMAT MC AGILIA | 2016-07-06 | 300
FRESENIUS KABI | INJECTOMAT MC AGILIA | 2016-07-06 | 300
FRESENIUS KABI | INJECTOMAT MC AGILIA | 2016-07-06 | 300
FRESENIUS KABI | INJECTOMAT MC AGILIA | 2016-07-06 | 300
FRESENIUS KABI | VOLUMAT MC AGILIA | 2016-07-05 | 300
FRESENIUS KABI | VOLUMAT MC AGILIA | 2016-07-05 | 300
FRESENIUS KABI | VOLUMAT MC AGILIA | 2016-07-05 | 300
FRESENIUS KABI | VOLUMAT MC AGILIA | 2016-07-05 | 300
PHYSIO CONTROL | LIFEPAK 20E PACED | 2016-06-01 | 7550
SHIMADZU | MUX-200-12-XC | 2016-02-26 | 26220
THERAPY EQUIPMENT | DIAMOND RANGE HIGH | 2016-01-11 | 80
ABBOTT LABS | FREESTYLE PRECISION PRO | 2015-06-16 | 1000
ABBOTT LABS | FREESTYLE PRECISION PRO | 2015-06-16 | 1000
THERAPY EQUIPMENT | DIAMOND RANGE HIGH | 2015-03-30 | 80
FREEWAY | TRANSACTIVE MANUAL | 2015-02-14 | 575
FREEWAY | TRANSACTIVE MANUAL | 2015-02-14 | 575
FREEWAY | TRANSACTIVE MANUAL | 2015-02-14 | 575
FREEWAY | TRANSACTIVE MANUAL | 2015-02-14 | 575
FREEWAY | TRANSACTIVE MANUAL | 2015-02-14 | 575
FREEWAY | TRANSACTIVE MANUAL | 2015-02-14 | 575
FREEWAY | TRANSACTIVE MANUAL | 2015-02-14 | 575
FREEWAY | TRANSACTIVE MANUAL | 2015-02-14 | 575
WELCH ALLYN | SPOT 420(NBP/SPO2) | 2015-01-29 | 2000
WELCH ALLYN | SPOT 420(NBP/SPO2) | 2015-01-29 | 2000
WELCH ALLYN | SPOT 420(NBP/SPO2) | 2015-01-29 | 2000
WELCH ALLYN | SPOT 420(NBP/SPO2) | 2015-01-29 | 2000
WELCH ALLYN | SPOT 420(NBP/SPO2) | 2015-01-29 | 2000
PHYSIO CONTROL | LIFEPAK 1000 | 2014-10-31 | 2145
THERAPY EQUIPMENT | DIAMOND RANGE LOW | 2014-10-27 | 100
WELCH ALLYN | SPOT 420(NBP/SPO2) | 2014-10-16 | 2000
WELCH ALLYN | SPOT 420(NBP/SPO2) | 2014-10-16 | 2000
NA | MEMO/GENERAL SUNDRIES | 2014-08-19 | 0
LAERDAL | LSU-2 | 2014-08-01 | 680
HUDSON RCI | AQUATHERM III | 2013-10-28 | 280
SPEIDEL & KE | MAXI STABIL 3 | 2011-11-23 | 75
PHILIPS LTD | M8105A | 2011-01-13 | 5660.62
SPEIDEL & KE | MAXI STABIL 3 | 2010-12-14 | 75
SPEIDEL & KE | MAXI STABIL 3 | 2010-12-14 | 75
WELCH ALLYN | 767 DIAGNOSTIC SYSTEM | 2010-02-16 | 500
PHILIPS LTD | M8105A | 2009-10-19 | 6975.18
LIKO | 2835 | 2009-10-12 | 495
WELCH ALLYN | SPOT 420(NBP/SPO2) | 2008-12-14 | 2000
LAERDAL | LSU-2 | 2008-11-21 | 680
WELCH ALLYN | SPOT 420(NBP/SPO2) | 2008-11-13 | 2000
WELCH ALLYN | SPOT 420(NBP/SPO2) | 2008-11-13 | 2000
WELCH ALLYN | SPOT 420(NBP/SPO2) | 2008-11-13 | 2000
WELCH ALLYN | SPOT 420(NBP/SPO2) | 2008-11-13 | 2000
WELCH ALLYN | SPOT 420(NBP/SPO2) | 2008-11-13 | 2000
EAST HEALTH | HIGH-SUCTION | 2008-11-12 | 200
EAST HEALTH | HIGH-SUCTION | 2008-11-12 | 200
PHILIPS LTD | M8002A | 2008-02-29 | 6730.75
PHILIPS LTD | M8002A | 2008-02-29 | 6730.75
PHILIPS LTD | M3001A | 2008-02-29 | 2810
LIKO | VIKING XL | 2007-12-21 | 8049.93
WELCH ALLYN | SPOT 420(NBP/SPO2) | 2007-12-14 | 2000
EAST HEALTH | HIGH-SUCTION | 2007-11-21 | 200
EAST HEALTH | HIGH-SUCTION | 2005-07-18 | 101
SARABEC | CRESCENDO-10 | 2002-12-17 | 150
ARJO HUNTLEIGH | 24V BATTERY | 2002-12-04 | 155
PENTAX | VNL9-CP | 2022-06-16 | 10000
IOPI MEDICAL | MODEL 3.2 | 2022-03-25 | 2800
IOPI MEDICAL | MODEL 3.1 | 2022-03-25 | 4100
DRIVEMEDICAL | S1 TRANSIT CS1142T | 2022-03-24 | 120
DRIVEMEDICAL | S1 TRANSIT CS1142T | 2022-03-24 | 120
DRIVEMEDICAL | S1 TRANSIT CS1142T | 2022-03-24 | 120
DRIVEMEDICAL | S1 TRANSIT CS1142T | 2022-03-24 | 120
DRIVEMEDICAL | S1 TRANSIT CS1142T | 2022-03-24 | 120
DRIVEMEDICAL | S1 TRANSIT CS1142T | 2022-03-24 | 120
XION MEDICAL | OR-PC (ENDOFLEX) | 2021-09-23 | 25000
XION MEDICAL | EV-NC | 2021-09-23 | 10000
XION MEDICAL | OR-PC (ENDOFLEX) | 2021-09-23 | 25000
XION MEDICAL | EV-NC | 2021-09-23 | 10000
SHENZHEN AEON TECHNOLOGY | A320 | 2021-01-21 | 40
SHENZHEN AEON TECHNOLOGY | A320 | 2021-01-21 | 40
SHENZHEN AEON TECHNOLOGY | A320 | 2021-01-21 | 40
SHENZHEN AEON TECHNOLOGY | A320 | 2021-01-21 | 40
SHENZHEN AEON TECHNOLOGY | A320 | 2021-01-21 | 40
SHENZHEN AEON TECHNOLOGY | A320 | 2021-01-21 | 40
SHENZHEN AEON TECHNOLOGY | A320 | 2021-01-21 | 40
SHENZHEN AEON TECHNOLOGY | A320 | 2021-01-21 | 40
SHENZHEN AEON TECHNOLOGY | A320 | 2021-01-21 | 40
SHENZHEN AEON TECHNOLOGY | A320 | 2021-01-21 | 40
IOPI MEDICAL | MODEL 3.1 | 2019-05-09 | 4100
IOPI MEDICAL | MODEL 3.2 | 2019-05-09 | 2800
PENTAX | VNL9-CP | 2018-04-10 | 10000
PENTAX | CP-1000 | 2017-08-03 | 11302.5
KRAMER ELECTRONICS LTD | VP-701XL | 2017-08-03 | 837.5
T.CHURCHILL | LW40 | 2013-03-30 | 2200
ATTAINMENT | GO TALK 9+ | 2012-04-20 | 125
ATTAINMENT | GOTALK 9+ | 2011-02-01 | 120
ATTAINMENT | GOTALK 9+ | 2010-09-16 | 120
NA | MEMO/GENERAL SUNDRIES | 2001-01-01 | 0
T.CHURCHILL | SL30 | 1995-02-15 | 1031
T.CHURCHILL | SL35 | 1994-06-08 | 3000
T.CHURCHILL | SL30(DUPLICATE) | 1994-04-01 | 1031
T.CHURCHILL | SL30 | 1993-09-09 | 1031
T.CHURCHILL | SL30 | 1993-08-23 | 1031
BREAS MEDICAL | NIPPY CLEARWAY 2 | 2022-04-28 | 4500
BREAS MEDICAL | NIPPY CLEARWAY 2 | 2022-04-28 | 4500
BREAS MEDICAL | NIPPY CLEARWAY 2 | 2021-08-26 | 4500
BREAS MEDICAL | NIPPY CLEARWAY 2 | 2021-08-26 | 4500
NA | MEMO/GENERAL SUNDRIES | 2021-08-23 | 0
SEATING MATTERS | PHOENIX | 2021-04-06 | 1200
SEATING MATTERS | PHOENIX | 2021-03-26 | 1200
SEATING MATTERS | PHOENIX | 2021-03-26 | 1200
MEMO-INTERN | MEMO-MI SUNDRIES | 2010-07-07 | 0
NA | MEMO/GENERAL SUNDRIES | 2001-01-01 | 0
NA | MEMO/GENERAL SUNDRIES | 2021-08-25 | 0
NUTRICIA | FLOCARE INFINITY | 2020-11-11 | 800
NUTRICIA | FLOCARE INFINITY | 2020-11-11 | 800
NUTRICIA | FLOCARE INFINITY | 2020-11-11 | 800
NUTRICIA | FLOCARE INFINITY | 2020-11-11 | 800
LABCOLD | RLPI01130MD | 2020-09-04 | 5000
NA | MEMO/GENERAL SUNDRIES | 2001-01-01 | 0
ELECYTRO MEDICAL SUPPLIES | SWEAT TEST UNIT | 1985-01-01 | 316.25
BUEHLER | 11-2180 | 2018-04-11 | 500
LEICA | DM2500 | 2011-02-14 | 11237.76
LEICA | DM2500 | 2011-02-14 | 11237.76
LEICA | DM2500 | 2011-02-14 | 11237.76
LEICA | DM2500 | 2011-02-14 | 11237.77
LEICA | CV5030 | 2010-09-10 | 8000
LEICA | PELORIS | 2010-09-10 | 10000
NA | MEMO/GENERAL SUNDRIES | 2001-01-01 | 0
NA | MEMO/GENERAL SUNDRIES | 2001-01-01 | 0
NA | MEMO/GENERAL SUNDRIES | 2001-01-01 | 0
LEICA | DMLS | 2000-10-10 | 11237.76
SOLOTEC | WS60 | 1996-07-19 | 500
SAKURA | 4714 | 1995-09-29 | 2225
SAFELAB SYS | MOBILE BLUE AIRONE | 1994-12-01 | 2088.1
SARTORIUS | BA3100P | 1993-03-30 | 895
OLYMPUS | BH2 | 1993-02-10 | 2875
ASTECAIR | 3000 | 1985-01-01 | 2225
ELEC.THERMAL | MH8501 | 1985-01-01 | 150
NA | PLEASE ENTER MODEL! (43) | 1984-01-01 | 2225
R. LAMB | D6915 | 1982-01-01 | 2225
R. LAMB | SUNVIC | 1978-01-01 | 2225
R. LAMB | SUNVIC | 1975-01-01 | 2225
NIKON | PLEASE ENTER MODEL! (354) | 1970-01-01 | 2225
LABCOLD | AGIT1006MD | 2020-03-05 | 1200
OLYMPUS | BX53F2 | 2018-09-11 | 25262.44
BIOMERIEUX | MINIVIDAS | 2018-08-24 | 15000
MEDION DIAGNOSTICS | SK66.01 | 2015-02-04 | 1500
OXFORD MEDITECH | CR4 | 2015-02-04 | 2100
HETTICH | UNIVERSAL 320 | 2012-02-16 | 4500
HELMER LABS | PFS15 | 2008-02-26 | 1700
LABCOLD | KBC 100CS | 2008-02-25 | 5000
HETTICH | ROTANTA 460 | 2007-04-03 | 5000
HETTICH | ROTANTA 460 | 2007-04-03 | 5000
HP | LASERJET 4300TN | 2006-01-20 | 1000
BENSON | PLEASE ENTER MODEL! (940) | 2002-01-02 | 26000
LABCOLD | SC15/V5T1B | 2001-06-12 | 5500
NA | MEMO/GENERAL SUNDRIES | 2001-01-01 | 0
ABBOTT LABS | FREESTYLE PRECISION PRO | 2020-02-21 | 1000
ABBOTT LABS | FREESTYLE PRECISION PRO | 2020-02-21 | 1000
ABBOTT LABS | FREESTYLE PRECISION PRO | 2020-02-21 | 1000
B.O.C. | HP1502S.GG-BS3 | 2020-01-20 | 232
MEC CO. LTD | GASS4 - AIR BULLNOSE | 2018-11-20 | 40.6
METTLER | XS105DU | 2017-02-08 | 5762.14
VLM GMBH | HP 1 | 2015-12-29 | 1000
SCIENTIFIC L | EV245 | 2013-08-30 | 105
PERKIN ELMER | LAMBDA 25 | 2013-05-17 | 8095.75
PERKIN ELMER | LS55 | 2013-05-16 | 24998.03
SONICS & MAT | VCX 130 VIBRACELL | 2010-09-08 | 2500
EPPENDORF | 5804R | 2009-04-27 | 2000
BARLOWORLD S | SRT 9 | 2007-10-31 | 575
HETTICH | ROTANTA 460 | 2007-03-21 | 5000
HETTICH | ROTANTA 460 | 2007-03-21 | 5000
HETTICH | ROTOFIX32 | 2007-01-29 | 2000
GENLAB LTD | MINI/30 | 2006-04-25 | 1000
CAPRICORN LA | CEP2000 | 2004-12-15 | 1200
NA | MEMO/GENERAL SUNDRIES | 2001-01-01 | 0
DECON LTD | FS100B | 1998-12-23 | 984.3
PRECISA | PLEASE ENTER MODEL! (682) | 1998-01-27 | 1163
THERMO ARL | HARRIER 15/80 | 1998-01-27 | 1500
GRANT INSTRUMENTS | QBT4 | 1997-09-17 | 511
I.E.C. | MICROMAX | 1997-01-16 | 1500
STUART SCIEN | AUTOVORTEXSA2 | 1994-04-01 | 121
STUART SCIEN | PLEASE ENTER MODEL! (950) | 1991-01-01 | 150
JONES CHROM | PLEASE ENTER MODEL! (355) | 1988-01-01 | 400
GALLENKAMP | TM-840 | 1981-01-01 | 325
BRISTOL MAID (HOSP.M.CRAFT) | VH3 | 2010-08-25 | 1212
RESPIRONICS | EV300 | 2022-07-04 | 6947.37
RESPIRONICS | EV300 | 2022-07-04 | 6947.37
RESPIRONICS | EV300 | 2022-07-04 | 6947.37
RESPIRONICS | EV300 | 2022-07-04 | 6947.37
RESPIRONICS | EV300 | 2022-07-04 | 6947.37
RESPIRONICS | EV300 | 2022-07-04 | 6947.37
SCIAN | NB-210C | 2022-06-30 | 37.5
BRAUN | PRO 6000 | 2022-06-22 | 149
THERAPY EQUIPMENT | THORACIC | 2022-05-30 | 207
THERAPY EQUIPMENT | THORACIC | 2022-05-30 | 207
THERAPY EQUIPMENT | THORACIC | 2022-05-30 | 207
THERAPY | 6568 | 2022-05-23 | 131
SCIAN | NB-210C | 2022-05-11 | 37.5
SCIAN | NB-210C | 2022-05-11 | 37.5
SCIAN | NB-210C | 2022-05-11 | 37.5
SCIAN | NB-210C | 2022-05-11 | 37.5
SCIAN | NB-210C | 2022-05-11 | 37.5
SCIAN | NB-210C | 2022-05-11 | 37.5
SCIAN | NB-210C | 2022-05-11 | 37.5
SCIAN | NB-210C | 2022-05-11 | 37.5
SCIAN | NB-210C | 2022-05-11 | 37.5
SCIAN | NB-210C | 2022-05-11 | 37.5
WELCH ALLYN | PRO 6000 CONNEX | 2022-05-03 | 205
BRAUN | PRO 6000 | 2022-04-26 | 149
RESPIRONICS | TRILOGY EVO | 2022-04-21 | 4387.5
RESPIRONICS | TRILOGY EVO | 2022-04-21 | 4387.5
RESPIRONICS | TRILOGY EVO | 2022-04-21 | 4387.5
RESPIRONICS | TRILOGY EVO | 2022-04-21 | 4387.5
RESPIRONICS | TRILOGY EVO | 2022-04-21 | 4387.5
RESPIRONICS | TRILOGY EVO | 2022-04-21 | 4387.5
BRAUN | PRO 6000 | 2022-03-09 | 149
THERAPY EQUIPMENT | DIAMOND RANGE HIGH | 2022-03-03 | 81
THERAPY EQUIPMENT | DIAMOND RANGE HIGH | 2022-03-03 | 81
THERAPY EQUIPMENT | DIAMOND RANGE HIGH | 2022-03-03 | 81
THERAPY EQUIPMENT | DIAMOND RANGE HIGH | 2022-03-03 | 81
THERAPY EQUIPMENT | DIAMOND RANGE HIGH | 2022-03-03 | 81
WELCH ALLYN | PRO 6000 CONNEX | 2022-02-28 | 205
RADIOMETER | ABL90 FLEX PLUS | 2022-02-24 | 13000
WELCH ALLYN | PRO 6000 CONNEX | 2022-02-21 | 149
WEIGHSTATION | F201 | 2022-02-10 | 0
THERAPY EQUIPMENT | 7870 | 2022-01-24 | 140
THERAPY EQUIPMENT | 7870 | 2022-01-24 | 140
BRAUN | PRO 6000 | 2021-12-15 | 149
WELCH ALLYN | PRO 6000 CONNEX | 2021-12-10 | 205
WELCH ALLYN | PRO 6000 CONNEX | 2021-11-09 | 179
AMERICAN POWER CONVERSION (APC) | BK500EI | 2021-11-01 | 68
THERAPY EQUIPMENT | 7860 | 2021-10-26 | 154.22
THERAPY EQUIPMENT | 7860 | 2021-10-26 | 154.22
MEC CO. LTD | 6080SH | 2021-09-01 | 100
THERAPY EQUIPMENT | DIAMOND RANGE HIGH | 2021-07-14 | 69
WELCH ALLYN | PRO 6000 CONNEX | 2021-06-17 | 179
BRAUN | PRO 6000 | 2021-06-14 | 149
BRAUN | PRO 6000 | 2021-06-14 | 149
PHILIPS LTD | INNOSPIRE ESSENCE | 2021-04-28 | 42
PHILIPS LTD | INNOSPIRE ESSENCE | 2021-04-28 | 42
PHILIPS LTD | INNOSPIRE ESSENCE | 2021-04-28 | 42
THERAPY EQUIPMENT | DIAMOND RANGE HIGH | 2021-04-14 | 69
THERAPY EQUIPMENT | DIAMOND RANGE HIGH | 2021-04-14 | 69
THERAPY EQUIPMENT | DIAMOND RANGE HIGH | 2021-04-14 | 69
THERAPY EQUIPMENT | DIAMOND RANGE HIGH | 2021-04-14 | 69
GE LIMITED | MAC2000 | 2021-04-07 | 5088.2
TERAOKA | DS-502 | 2021-03-20 | 170
WELCH ALLYN | PRO 6000 CONNEX | 2021-03-04 | 179
PHILIPS LTD | MX450 | 2021-01-29 | 3114.3
PHILIPS LTD | MX450 | 2021-01-29 | 3114.3
PHILIPS LTD | MX450 | 2021-01-29 | 3114.3
PHILIPS LTD | MX450 | 2021-01-29 | 3114.3
PHILIPS LTD | MX450 | 2021-01-29 | 3114.3
PHILIPS LTD | MX450 | 2021-01-29 | 3114.3
PHILIPS LTD | MX450 | 2021-01-29 | 3114.3
PHILIPS LTD | MX450 | 2021-01-29 | 3114.3
PHILIPS LTD | MX450 | 2021-01-29 | 3114.3
PHILIPS LTD | MX450 | 2021-01-29 | 3114.3
PHILIPS LTD | 867041 | 2021-01-29 | 2948
PHILIPS LTD | 867041 | 2021-01-29 | 2948
PHILIPS LTD | 867041 | 2021-01-29 | 2948
PHILIPS LTD | INTELLIVUE MMX | 2021-01-29 | 1731.82
PHILIPS LTD | INTELLIVUE MMX | 2021-01-29 | 1731.82
PHILIPS LTD | INTELLIVUE MMX | 2021-01-29 | 1731.82
PHILIPS LTD | INTELLIVUE MMX | 2021-01-29 | 1731.82
PHILIPS LTD | INTELLIVUE MMX | 2021-01-29 | 1731.82
PHILIPS LTD | INTELLIVUE MMX | 2021-01-29 | 1731.82
PHILIPS LTD | INTELLIVUE MMX | 2021-01-29 | 1731.82
PHILIPS LTD | INTELLIVUE MMX | 2021-01-29 | 1731.82
PHILIPS LTD | INTELLIVUE MMX | 2021-01-29 | 1731.82
PHILIPS LTD | INTELLIVUE MMX | 2021-01-29 | 1731.82
RESPIRONICS | TRILOGY EVO | 2021-01-26 | 4387.5
RESPIRONICS | TRILOGY EVO | 2021-01-25 | 4387.5
PHILIPS LTD | MX450 | 2020-12-04 | 3114.3
PHILIPS LTD | INTELLIVUE MMX | 2020-12-04 | 1731.82
THERAPY EQUIPMENT | DIAMOND RANGE HIGH | 2020-12-01 | 67.5
THERAPY EQUIPMENT | DIAMOND RANGE HIGH | 2020-12-01 | 67.5
MEC CO. LTD | 6080SH | 2020-11-12 | 100.25
MEC CO. LTD | 6080SH | 2020-11-12 | 100.25
MEC CO. LTD | 6080SH | 2020-11-12 | 100.25
MEC CO. LTD | 6080SH | 2020-11-12 | 100.25
MEC CO. LTD | 6080SH | 2020-11-12 | 100.25
MEC CO. LTD | 6080SH | 2020-11-12 | 100.25
MEC CO. LTD | 6080SH | 2020-11-12 | 100.25
MEC CO. LTD | 6080SH | 2020-11-12 | 100.25
MEC CO. LTD | 6080SH | 2020-11-12 | 100.25
MEC CO. LTD | 6080SH | 2020-11-12 | 100.25
MEC CO. LTD | 6080SH | 2020-11-12 | 100.25
MEC CO. LTD | 6080SH | 2020-11-12 | 100.25
MEC CO. LTD | 6080SH | 2020-11-12 | 100.25
MEC CO. LTD | 6080SH | 2020-11-12 | 100.25
MEC CO. LTD | 6080SH | 2020-11-12 | 100.25
MEC CO. LTD | 6080SH | 2020-11-12 | 100.25
MEC CO. LTD | 6080SH | 2020-11-12 | 100.25
MEC CO. LTD | 6080SH | 2020-11-12 | 100.25
MEC CO. LTD | 6080SH | 2020-11-12 | 100.25
MEC CO. LTD | 6080SH | 2020-11-12 | 100.25
MEC CO. LTD | 6080SH | 2020-11-12 | 100.25
MEC CO. LTD | 6080SH | 2020-11-12 | 100.25
MEC CO. LTD | 6080SH | 2020-11-12 | 100.25
MEC CO. LTD | 6080SH | 2020-11-12 | 100.25
MEC CO. LTD | 6080SH | 2020-11-12 | 100.25
MEC CO. LTD | 6080SH | 2020-11-12 | 100.25
MEC CO. LTD | 6080SH | 2020-11-12 | 100.25
MEC CO. LTD | 6080SH | 2020-11-12 | 100.25
MEC CO. LTD | 6080SH | 2020-11-12 | 100.25
MEC CO. LTD | 6080SH | 2020-11-11 | 100.25
THERAPY EQUIPMENT | DIAMOND RANGE HIGH | 2020-06-01 | 67.5
THERAPY EQUIPMENT | DIAMOND RANGE HIGH | 2020-06-01 | 67.5
THERAPY EQUIPMENT | DIAMOND RANGE HIGH | 2020-06-01 | 67.5
THERAPY EQUIPMENT | DIAMOND RANGE HIGH | 2020-06-01 | 67.5
WELCH ALLYN | 75CE CONNEX | 2020-05-12 | 1794
WELCH ALLYN | 75CE CONNEX | 2020-05-12 | 1794
VERATHON MEDICAL INC | PRIME PLUS | 2020-05-07 | 6247
VERATHON MEDICAL INC | 0570-0395 | 2020-05-07 | 1000
VERATHON MEDICAL INC | 0400-0130 | 2020-05-07 | 250
F & P | AIRVO 2 | 2020-05-04 | 2475
F & P | AIRVO 2 | 2020-05-04 | 2475
GE LIMITED | VENUE GO R2 | 2020-04-29 | 21000
GE LIMITED | 3SC-RS | 2020-04-29 | 6000
GE LIMITED | C1-5-RS | 2020-04-29 | 6000
GE LIMITED | L4-12T-RS | 2020-04-29 | 7000
F & P | AIRVO 2 | 2020-04-17 | 2475
F & P | AIRVO 2 | 2020-04-17 | 2475
WELCH ALLYN | 75CE CONNEX | 2020-04-03 | 1794
WELCH ALLYN | 75CE CONNEX | 2020-04-03 | 1794
WELCH ALLYN | 75CE CONNEX | 2020-04-03 | 1794
ABBOTT LABS | FREESTYLE PRECISION PRO | 2020-02-21 | 1000
CAREFUSION | MICRO I | 2019-02-02 | 1611
THERAPY EQUIPMENT | THORACIC | 2018-12-11 | 184
THERAPY EQUIPMENT | DIAMOND RANGE HIGH | 2017-11-13 | 80
THERAPY EQUIPMENT | DIAMOND RANGE HIGH | 2017-11-13 | 80
THERAPY EQUIPMENT | DIAMOND RANGE HIGH | 2017-11-13 | 80
WELCH ALLYN | 7670-10 | 2017-11-03 | 181.24
WELCH ALLYN | 7670-10 | 2017-11-03 | 181.24
LAERDAL | LSU-2 | 2017-01-30 | 680
THERAPY EQUIPMENT | DIAMOND RANGE HIGH | 2017-01-06 | 80
THERAPY EQUIPMENT | DIAMOND RANGE LOW | 2016-11-22 | 102
THERAPY EQUIPMENT | DIAMOND RANGE LOW | 2016-11-22 | 102
THERAPY EQUIPMENT | DIAMOND RANGE HIGH | 2016-08-08 | 80
PHYSIO CONTROL | LIFEPAK 20E | 2016-06-01 | 4741.2
FRESENIUS KABI | VOLUMAT MC AGILIA | 2016-05-18 | 300
FRESENIUS KABI | VOLUMAT MC AGILIA | 2016-05-18 | 300
FRESENIUS KABI | VOLUMAT MC AGILIA | 2016-05-18 | 300
FRESENIUS KABI | VOLUMAT MC AGILIA | 2016-05-18 | 300
FRESENIUS KABI | VOLUMAT MC AGILIA | 2016-05-18 | 300
FRESENIUS KABI | VOLUMAT MC AGILIA | 2016-05-18 | 300
FRESENIUS KABI | VOLUMAT MC AGILIA | 2016-05-18 | 300
FRESENIUS KABI | VOLUMAT MC AGILIA | 2016-05-18 | 300
FRESENIUS KABI | VOLUMAT MC AGILIA | 2016-05-18 | 300
FRESENIUS KABI | VOLUMAT MC AGILIA | 2016-05-18 | 300
FRESENIUS KABI | VOLUMAT MC AGILIA | 2016-05-18 | 300
FRESENIUS KABI | VOLUMAT MC AGILIA | 2016-05-18 | 300
FRESENIUS KABI | VOLUMAT MC AGILIA | 2016-05-18 | 300
FRESENIUS KABI | VOLUMAT MC AGILIA | 2016-05-18 | 300
FRESENIUS KABI | VOLUMAT MC AGILIA | 2016-05-18 | 300
FRESENIUS KABI | VOLUMAT MC AGILIA | 2016-05-18 | 300
FRESENIUS KABI | VOLUMAT MC AGILIA | 2016-05-18 | 300
FRESENIUS KABI | VOLUMAT MC AGILIA | 2016-05-18 | 300
FRESENIUS KABI | VOLUMAT MC AGILIA | 2016-05-18 | 300
THERAPY EQUIPMENT | DIAMOND RANGE HIGH | 2016-04-19 | 80
WEIGHSTATION | F201 | 2016-03-29 | 40
HUDSON RCI | AQUATHERM III | 2016-03-03 | 294
ABBOTT LABS | FREESTYLE PRECISION PRO | 2015-06-16 | 1000
ABBOTT LABS | FREESTYLE PRECISION PRO | 2015-06-16 | 1000
ABBOTT LABS | FREESTYLE PRECISION PRO | 2015-06-16 | 1000
LIKO | 2835 | 2015-05-20 | 495
THERAPY EQUIPMENT | 7870 | 2015-02-26 | 140
LIKO | GOLVO 8008 | 2014-10-16 | 5213.06
FREEWAY | TRANSACTIVE MANUAL | 2014-09-05 | 575
FREEWAY | TRANSACTIVE MANUAL | 2014-08-21 | 575
FREEWAY | TRANSACTIVE MANUAL | 2014-08-21 | 575
FREEWAY | TRANSACTIVE MANUAL | 2014-08-21 | 575
FREEWAY | TRANSACTIVE MANUAL | 2014-08-21 | 575
FREEWAY | TRANSACTIVE MANUAL | 2014-08-21 | 575
FREEWAY | TRANSACTIVE MANUAL | 2014-08-21 | 575
FREEWAY | TRANSACTIVE MANUAL | 2014-08-21 | 575
FREEWAY | TRANSACTIVE MANUAL | 2014-08-21 | 575
FREEWAY | TRANSACTIVE MANUAL | 2014-08-21 | 575
FREEWAY | TRANSACTIVE MANUAL | 2014-08-21 | 575
FREEWAY | TRANSACTIVE MANUAL | 2014-08-21 | 575
NA | MEMO/GENERAL SUNDRIES | 2014-08-19 | 0
THERAPY EQUIPMENT | DIAMOND RANGE HIGH | 2014-08-14 | 80
THERAPY EQUIPMENT | DIAMOND RANGE HIGH | 2014-08-14 | 80
THERAPY EQUIPMENT | DIAMOND RANGE HIGH | 2014-08-14 | 80
THERAPY EQUIPMENT | DIAMOND RANGE HIGH | 2014-08-14 | 80
THERAPY EQUIPMENT | DIAMOND RANGE HIGH | 2014-08-14 | 80
THERAPY EQUIPMENT | DIAMOND RANGE HIGH | 2014-08-14 | 80
THERAPY EQUIPMENT | DIAMOND RANGE HIGH | 2014-08-14 | 80
THERAPY EQUIPMENT | DIAMOND RANGE HIGH | 2014-08-14 | 80
THERAPY EQUIPMENT | DIAMOND RANGE HIGH | 2014-08-14 | 80
THERAPY EQUIPMENT | DIAMOND RANGE HIGH | 2014-08-14 | 80
THERAPY EQUIPMENT | DIAMOND RANGE HIGH | 2014-08-14 | 80
PHILIPS LTD | MX400 | 2014-08-04 | 6877.41
PHILIPS LTD | MX400 | 2014-08-04 | 6877.41
PHILIPS LTD | MX400 | 2014-08-04 | 6877.45
PHILIPS LTD | MX400 | 2014-08-04 | 6877.41
PHILIPS LTD | MX400 | 2014-08-04 | 6877.41
PHILIPS LTD | MX400 | 2014-08-04 | 6877.41
PHILIPS LTD | MX400 | 2014-08-04 | 6877.45
PHYSIO CONTROL | LIFEPAK 20E PACED | 2014-08-04 | 5866.36
PHILIPS LTD | M3001A | 2014-08-04 | 3500
PHILIPS LTD | M3001A | 2014-08-04 | 3500
PHILIPS LTD | M3001A | 2014-08-04 | 3500
PHILIPS LTD | M3001A | 2014-08-04 | 3500
PHILIPS LTD | M3001A | 2014-08-04 | 3500
PHILIPS LTD | M3001A | 2014-08-04 | 3500
PHILIPS LTD | M3001A | 2014-08-04 | 3500
PHILIPS LTD | BDL3250EL | 2014-08-04 | 1000
PHILIPS LTD | BDL3250EL | 2014-08-04 | 1000
PHILIPS LTD | BDL3250EL | 2014-08-04 | 1000
LAERDAL | LSU-2 | 2014-08-01 | 680
WELCH ALLYN | SPOT 420(NBP/SPO2) | 2014-07-28 | 2000
WELCH ALLYN | SPOT 420(NBP/SPO2) | 2014-07-28 | 2000
WELCH ALLYN | SPOT 420(NBP/SPO2) | 2014-07-28 | 2000
WELCH ALLYN | 7670-10 | 2014-07-28 | 181.24
WELCH ALLYN | 7670-10 | 2014-07-28 | 181.24
WELCH ALLYN | 7670-10 | 2014-07-28 | 181.24
WELCH ALLYN | 7670-10 | 2014-07-28 | 181.24
WELCH ALLYN | 7670-10 | 2014-07-28 | 181.24
WELCH ALLYN | 7670-10 | 2014-07-28 | 181.24
WELCH ALLYN | 7670-10 | 2014-07-28 | 181.24
WELCH ALLYN | 7670-10 | 2014-07-28 | 181.24
WELCH ALLYN | 7670-10 | 2014-07-28 | 181.24
WELCH ALLYN | 7670-10 | 2014-07-28 | 181.24
WELCH ALLYN | 7670-10 | 2014-07-28 | 181.24
WELCH ALLYN | 7670-10 | 2014-07-28 | 181.24
WELCH ALLYN | 7670-10 | 2014-07-28 | 181.24
WELCH ALLYN | 7670-10 | 2014-07-28 | 181.24
WELCH ALLYN | 7670-10 | 2014-07-28 | 181.24
WELCH ALLYN | 7670-10 | 2014-07-28 | 181.24
WELCH ALLYN | 7670-10 | 2014-07-28 | 181.24
WELCH ALLYN | 7670-10 | 2014-07-28 | 181.24
WELCH ALLYN | 7670-10 | 2014-07-28 | 181.24
WELCH ALLYN | 7670-10 | 2014-07-28 | 181.24
WELCH ALLYN | 7670-10 | 2014-07-28 | 181.24
WELCH ALLYN | 7670-10 | 2014-07-28 | 181.24
WELCH ALLYN | 7670-10 | 2014-07-28 | 181.24
WELCH ALLYN | 7670-10 | 2014-07-28 | 181.24
ARJO HUNTLEIGH | STEDY | 2014-07-28 | 615
PHILIPS LTD | PIIC IX | 2014-07-28 | 22233.17
TRIPP-LITE | SMX500RT1U | 2014-07-28 | 500
HUDSON RCI | AQUATHERM III | 2013-03-06 | 294
HUDSON RCI | AQUATHERM III | 2013-03-05 | 294
ARJO HUNTLEIGH | KPA0100 | 2011-10-10 | 210
SECA | 959 | 2011-09-09 | 659
SECA | 959 | 2011-09-09 | 659
DRAEGER | IDS PSU | 2011-07-14 | 800
DRAEGER | INFINITY DELTA EN | 2011-06-20 | 8000
DRAEGER | INFINITY DELTA EN | 2011-06-20 | 8000
EAST HEALTH | HIGH-SUCTION | 2011-06-06 | 200
EAST HEALTH | HIGH-SUCTION | 2011-06-06 | 200
EAST HEALTH | LOW | 2011-06-06 | 200
EAST HEALTH | LOW | 2011-06-06 | 200
PHILIPS LTD | M3001A | 2010-11-19 | 1332.46
DIAGNOSTIC U | BVI3000 | 2010-08-19 | 9049.94
PHILIPS LTD | M3002A-X2 | 2010-04-29 | 2500
PHILIPS LTD | M8004A | 2010-04-14 | 10896.36
DRAEGER | IDS PSU | 2009-08-13 | 800
WELCH ALLYN | 53N00 (VSM 300) | 2009-07-09 | 2250
PHILIPS LTD | M3002A-X2 | 2009-04-02 | 2500
PHILIPS LTD | M8002A | 2009-04-02 | 8455.1
SPEIDEL & KE | MAXI STABIL 3 | 2008-11-25 | 75
SPEIDEL & KE | MAXI STABIL 3 | 2008-11-25 | 75
SPEIDEL & KE | MAXI STABIL 3 | 2008-11-25 | 75
SPEIDEL & KE | MAXI STABIL 3 | 2008-11-25 | 75
PHILIPS LTD | M8002A | 2008-02-29 | 6730.75
PHILIPS LTD | M3001A | 2008-01-28 | 2810
PHILIPS LTD | M1006B | 2008-01-28 | 1500
PHILIPS LTD | M3001A | 2007-04-12 | 2810
EAST HEALTH | HIGH-SUCTION | 2006-07-04 | 200
EAST HEALTH | HIGH-SUCTION | 2006-07-04 | 200
EAST HEALTH | HIGH-SUCTION | 2006-07-04 | 200
DATEX-OHMEDA | 15 | 2006-06-30 | 162.15
EAST HEALTH | HIGH-SUCTION | 2006-06-07 | 200
EAST HEALTH | HIGH-SUCTION | 2006-06-07 | 200
EAST HEALTH | HIGH-SUCTION | 2006-05-02 | 200
WELCH ALLYN | SPOT 420(NBP/SPO2) | 2006-01-31 | 2000
EAST HEALTH | HIGH-SUCTION | 2006-01-12 | 200
DRAEGER | 1P5206110 | 2005-09-12 | 3000
DRAEGER | 1P5206110 | 2005-09-12 | 3000
DRAEGER | IDS PSU | 2005-09-12 | 246
WELCH ALLYN | SPOT 420(NBP/SPO2) | 2005-01-06 | 2000
PHILIPS LTD | M8001A | 2004-10-27 | 6000
PHILIPS LTD | M3001A | 2004-10-27 | 2810
PHILIPS LTD | M8001A | 2004-10-27 | 6000
SPEIDEL & KE | MAXI STABIL 3 | 2004-01-01 | 90
ARJO HUNTLEIGH | 24V BATTERY | 2003-10-02 | 155
PHILIPS LTD | M1008B | 2003-07-14 | 1887
LIKO | GOLVO7007ES | 2002-12-12 | 5323.95
NA | MEMO/GENERAL SUNDRIES | 2019-08-21 | 0
MASIMO UK | ROOT | 2019-08-15 | 3000
THERAPY EQUIPMENT | DIAMOND RANGE HIGH | 2022-06-17 | 81
THERAPY EQUIPMENT | DIAMOND RANGE HIGH | 2022-06-17 | 81
THERAPY EQUIPMENT | DIAMOND RANGE HIGH | 2022-06-17 | 81
THERAPY EQUIPMENT | DIAMOND RANGE HIGH | 2022-06-17 | 81
THERAPY EQUIPMENT | DIAMOND RANGE HIGH | 2022-06-17 | 81
THERAPY EQUIPMENT | DIAMOND RANGE HIGH | 2022-06-17 | 81
WELCH ALLYN | PRO 6000 CONNEX | 2022-02-16 | 179
RIESTER | RI-FOCUS LED | 2022-01-21 | 149
WELCH ALLYN | PRO 6000 CONNEX | 2021-10-11 | 179
WELCH ALLYN | PRO 6000 CONNEX | 2021-10-11 | 179
HILL-ROM | 75CE CONNEX | 2021-09-06 | 1794
HILL-ROM | 75CE CONNEX | 2021-09-06 | 1794
HILL-ROM | 75CE CONNEX | 2021-09-06 | 1794
BRAUN | PRO 6000 | 2021-09-06 | 149
BRAUN | PRO 6000 | 2021-09-06 | 149
LAERDAL | LSU-2 | 2021-08-31 | 927.6
BRAUN | PRO 6000 | 2021-08-09 | 149
COVIDIEN UK | SCD 700 | 2021-07-06 | 0
COVIDIEN UK | SCD 700 | 2021-07-06 | 0
BRAUN | PRO 6000 | 2021-07-06 | 149
WELCH ALLYN | PRO 6000 CONNEX | 2021-06-15 | 179
PHILIPS LTD | INNOSPIRE DELUXE | 2021-04-20 | 105
THERAPY EQUIPMENT | DIAMOND RANGE HIGH | 2021-04-14 | 69
THERAPY EQUIPMENT | DIAMOND RANGE HIGH | 2021-04-14 | 69
THERAPY EQUIPMENT | DIAMOND RANGE HIGH | 2021-04-14 | 69
THERAPY EQUIPMENT | DIAMOND RANGE HIGH | 2021-04-14 | 60
THERAPY EQUIPMENT | DIAMOND RANGE HIGH | 2021-04-14 | 69
BRAUN | PRO 6000 | 2021-04-13 | 149
PHILIPS LTD | INNOSPIRE DELUXE | 2021-03-11 | 105
PHILIPS LTD | MX450 | 2020-12-21 | 2552.88
PHILIPS LTD | INTELLIVUE MMX | 2020-12-21 | 1582.68
PHILIPS LTD | MX450 | 2020-12-21 | 2552.88
PHILIPS LTD | MX450 | 2020-12-21 | 2552.88
PHILIPS LTD | MX450 | 2020-12-21 | 2552.88
PHILIPS LTD | INTELLIVUE MMX | 2020-12-21 | 1582.68
PHILIPS LTD | INTELLIVUE MMX | 2020-12-21 | 1582.68
PHILIPS LTD | INTELLIVUE MMX | 2020-12-21 | 1582.68
MARSDEN | M-420 | 2020-09-30 | 250
OXFORD HOIST | OXF-SCALE-LP | 2020-07-23 | 996
SIEMENS LTD | MC9-4 | 2020-07-06 | 6000
OXFORD HOIST | PRESENCE | 2020-05-18 | 1443
WELCH ALLYN | 75CE CONNEX | 2020-04-03 | 1794
WELCH ALLYN | 75CE CONNEX | 2020-04-03 | 1794
WELCH ALLYN | 75CE CONNEX | 2020-04-03 | 1794
KARL STORZ | 11101 RP2 | 2020-03-31 | 6000
KARL STORZ | 11101 RP2 | 2020-03-31 | 6000
PHILIPS LTD | INNOSPIRE DELUXE | 2020-02-17 | 125
PHILIPS LTD | INNOSPIRE DELUXE | 2020-02-17 | 125
PHILIPS LTD | INNOSPIRE DELUXE | 2020-02-17 | 125
PHILIPS LTD | INNOSPIRE DELUXE | 2020-02-17 | 125
THERAPY EQUIPMENT | DIAMOND RANGE HIGH | 2020-01-17 | 80
PHILIPS LTD | INNOSPIRE DELUXE | 2020-01-16 | 125
PHILIPS LTD | INNOSPIRE DELUXE | 2020-01-16 | 125
THERAPY EQUIPMENT | DIAMOND RANGE HIGH | 2019-10-01 | 123.5
THERAPY EQUIPMENT | DIAMOND RANGE HIGH | 2019-10-01 | 123.5
THERAPY EQUIPMENT | DIAMOND RANGE HIGH | 2019-10-01 | 123.5
THERAPY EQUIPMENT | DIAMOND RANGE HIGH | 2019-10-01 | 123.5
THERAPY EQUIPMENT | DIAMOND RANGE HIGH | 2019-10-01 | 123.5
THERAPY EQUIPMENT | DIAMOND RANGE HIGH | 2019-10-01 | 123.5
THERAPY EQUIPMENT | DIAMOND RANGE HIGH | 2019-10-01 | 123.5
THERAPY EQUIPMENT | DIAMOND RANGE HIGH | 2019-10-01 | 123.5
THERAPY EQUIPMENT | DIAMOND RANGE HIGH | 2019-10-01 | 123.5
THERAPY EQUIPMENT | DIAMOND RANGE HIGH | 2019-10-01 | 123.5
THERAPY EQUIPMENT | DIAMOND RANGE HIGH | 2019-10-01 | 123.5
THERAPY EQUIPMENT | DIAMOND RANGE HIGH | 2019-10-01 | 123.5
THERAPY EQUIPMENT | DIAMOND RANGE HIGH | 2019-10-01 | 123.5
KARL STORZ | 11101 RP2 | 2019-07-04 | 6000
KARL STORZ | 11101 RP2 | 2019-06-28 | 6000
KARL STORZ | 11101 RP2 | 2019-01-15 | 6000
HUNTLEIGH | 6421 | 2018-10-31 | 1000
PENTAX | BS-LL1 | 2017-12-08 | 1500
THERAPY EQUIPMENT | DIAMOND RANGE HIGH | 2017-10-24 | 80
HUDSON RCI | AQUATHERM III | 2017-08-16 | 294
THERAPY EQUIPMENT | DIAMOND RANGE HIGH | 2017-07-26 | 80
CELSIUS MEDICAL | CALIMA | 2017-05-04 | 2000
EDAN INSTRUMENTS | SONOTRAX VASCULAR | 2017-03-31 | 200
KARL STORZ | 11301D4 | 2016-12-23 | 440
WELCH ALLYN | GS777 | 2016-08-15 | 500
PENTAX | FNL-10RBS | 2016-07-29 | 10000
PENTAX | FNL-10RBS | 2016-07-29 | 10000
PHYSIO CONTROL | LIFEPAK 20E PACED | 2016-06-01 | 7550
FRESENIUS KABI | VOLUMAT MC AGILIA | 2016-05-18 | 300
FRESENIUS KABI | VOLUMAT MC AGILIA | 2016-05-18 | 300
FRESENIUS KABI | VOLUMAT MC AGILIA | 2016-05-18 | 300
FRESENIUS KABI | VOLUMAT MC AGILIA | 2016-05-18 | 300
FRESENIUS KABI | VOLUMAT MC AGILIA | 2016-05-18 | 300
FRESENIUS KABI | VOLUMAT MC AGILIA | 2016-05-18 | 300
FRESENIUS KABI | VOLUMAT MC AGILIA | 2016-05-18 | 300
FRESENIUS KABI | VOLUMAT MC AGILIA | 2016-05-18 | 300
FRESENIUS KABI | VOLUMAT MC AGILIA | 2016-05-18 | 300
FRESENIUS KABI | VOLUMAT MC AGILIA | 2016-05-18 | 300
FRESENIUS KABI | VOLUMAT MC AGILIA | 2016-05-18 | 300
FRESENIUS KABI | VOLUMAT MC AGILIA | 2016-05-18 | 300
FRESENIUS KABI | VOLUMAT MC AGILIA | 2016-05-18 | 300
FRESENIUS KABI | VOLUMAT MC AGILIA | 2016-05-18 | 300
FRESENIUS KABI | VOLUMAT MC AGILIA | 2016-05-18 | 300
FRESENIUS KABI | INJECTOMAT MC AGILIA | 2016-05-18 | 300
FRESENIUS KABI | INJECTOMAT MC AGILIA | 2016-05-18 | 300
FRESENIUS KABI | INJECTOMAT MC AGILIA | 2016-05-18 | 300
FRESENIUS KABI | INJECTOMAT MC AGILIA | 2016-05-18 | 300
SHIMADZU | MUX-200-12-XC | 2016-02-26 | 26220
THERAPY EQUIPMENT | DIAMOND RANGE LOW | 2016-02-26 | 102
THERAPY EQUIPMENT | DIAMOND RANGE LOW | 2016-02-26 | 102
THERAPY EQUIPMENT | DIAMOND RANGE HIGH | 2016-02-15 | 80
THERAPY EQUIPMENT | DIAMOND RANGE HIGH | 2016-02-15 | 80
KARL STORZ | 11101 RP2 | 2016-01-13 | 6000
PENTAX | BS-LL1 | 2015-10-12 | 1500
PENTAX | BS-LH2 | 2015-08-18 | 1500
THERAPY EQUIPMENT | DIAMOND RANGE HIGH | 2015-07-06 | 80
THERAPY EQUIPMENT | DIAMOND RANGE LOW | 2015-07-03 | 102
THERAPY EQUIPMENT | DIAMOND RANGE LOW | 2015-07-03 | 102
ABBOTT LABS | FREESTYLE PRECISION PRO | 2015-06-16 | 1000
ABBOTT LABS | FREESTYLE PRECISION PRO | 2015-06-16 | 1000
SIEMENS LTD | ACUSON S2000 | 2014-10-23 | 53000
SIEMENS LTD | 6C2 | 2014-10-23 | 7000
SIEMENS LTD | 9L4 | 2014-10-23 | 7000
SIEMENS LTD | 6C1 HD | 2014-10-23 | 5000
SIEMENS LTD | 6C2 | 2014-10-23 | 5000
FREEWAY | TRANSACTIVE MANUAL | 2014-09-05 | 575
NA | MEMO/GENERAL SUNDRIES | 2014-08-19 | 0
FREEWAY | TRANSACTIVE MANUAL | 2014-08-15 | 575
FREEWAY | TRANSACTIVE MANUAL | 2014-08-15 | 575
FREEWAY | TRANSACTIVE MANUAL | 2014-08-15 | 575
FREEWAY | TRANSACTIVE MANUAL | 2014-08-15 | 575
FREEWAY | TRANSACTIVE MANUAL | 2014-08-15 | 575
FREEWAY | TRANSACTIVE MANUAL | 2014-08-15 | 575
FREEWAY | TRANSACTIVE MANUAL | 2014-08-15 | 575
FREEWAY | TRANSACTIVE MANUAL | 2014-08-15 | 575
FREEWAY | TRANSACTIVE MANUAL | 2014-08-15 | 575
FREEWAY | TRANSACTIVE MANUAL | 2014-08-15 | 575
FREEWAY | TRANSACTIVE MANUAL | 2014-08-15 | 575
THERAPY EQUIPMENT | DIAMOND RANGE HIGH | 2014-08-14 | 80
THERAPY EQUIPMENT | DIAMOND RANGE HIGH | 2014-08-14 | 80
THERAPY EQUIPMENT | DIAMOND RANGE HIGH | 2014-08-14 | 80
THERAPY EQUIPMENT | DIAMOND RANGE HIGH | 2014-08-14 | 80
THERAPY EQUIPMENT | DIAMOND RANGE HIGH | 2014-08-14 | 80
THERAPY EQUIPMENT | DIAMOND RANGE HIGH | 2014-08-14 | 80
THERAPY EQUIPMENT | DIAMOND RANGE HIGH | 2014-08-14 | 80
THERAPY EQUIPMENT | DIAMOND RANGE HIGH | 2014-08-14 | 80
THERAPY EQUIPMENT | DIAMOND RANGE HIGH | 2014-08-14 | 80
THERAPY EQUIPMENT | DIAMOND RANGE HIGH | 2014-08-14 | 80
THERAPY EQUIPMENT | DIAMOND RANGE HIGH | 2014-08-14 | 80
THERAPY EQUIPMENT | DIAMOND RANGE HIGH | 2014-08-14 | 80
THERAPY EQUIPMENT | DIAMOND RANGE HIGH | 2014-08-14 | 80
PHILIPS LTD | BDL3250EL | 2014-08-04 | 1000
PHILIPS LTD | BDL3250EL | 2014-08-04 | 1000
PHILIPS LTD | BDL3250EL | 2014-08-04 | 1000
MCUBE TECHNO | BIOCON-700 | 2014-08-04 | 7506
PHILIPS LTD | MX400 | 2014-08-04 | 6877.41
PHILIPS LTD | MX400 | 2014-08-04 | 6877.41
PHILIPS LTD | MX400 | 2014-08-04 | 6877.41
PHILIPS LTD | MX400 | 2014-08-04 | 6877.41
PHILIPS LTD | MX400 | 2014-08-04 | 6877.41
PHILIPS LTD | MX400 | 2014-08-04 | 6877.41
PHILIPS LTD | MX400 | 2014-08-04 | 6877.41
PHILIPS LTD | M3001A | 2014-08-04 | 3500
PHILIPS LTD | M3001A | 2014-08-04 | 3500
PHILIPS LTD | M3001A | 2014-08-04 | 3500
PHILIPS LTD | M3001A | 2014-08-04 | 3500
PHILIPS LTD | M3001A | 2014-08-04 | 3500
PHILIPS LTD | M3001A | 2014-08-04 | 3500
PHILIPS LTD | M3001A | 2014-08-04 | 3500
WELCH ALLYN | SPOT 420(NBP/SPO2) | 2014-07-28 | 2000
WELCH ALLYN | SPOT 420(NBP/SPO2) | 2014-07-28 | 2000
WELCH ALLYN | SPOT 420(NBP/SPO2) | 2014-07-28 | 2000
WELCH ALLYN | SPOT 420(NBP/SPO2) | 2014-07-28 | 2000
WELCH ALLYN | 7670-10 | 2014-07-28 | 181.24
WELCH ALLYN | 7670-10 | 2014-07-28 | 181.24
WELCH ALLYN | 7670-10 | 2014-07-28 | 181.24
WELCH ALLYN | 7670-10 | 2014-07-28 | 181.24
WELCH ALLYN | 7670-10 | 2014-07-28 | 181.24
WELCH ALLYN | 7670-10 | 2014-07-28 | 181.24
WELCH ALLYN | 7670-10 | 2014-07-28 | 181.24
WELCH ALLYN | 7670-10 | 2014-07-28 | 181.24
WELCH ALLYN | 7670-10 | 2014-07-28 | 181.24
WELCH ALLYN | 7670-10 | 2014-07-28 | 181.24
WELCH ALLYN | 7670-10 | 2014-07-28 | 181.24
WELCH ALLYN | 7670-10 | 2014-07-28 | 181.24
WELCH ALLYN | 7670-10 | 2014-07-28 | 181.24
WELCH ALLYN | 7670-10 | 2014-07-28 | 181.24
WELCH ALLYN | 7670-10 | 2014-07-28 | 181.24
WELCH ALLYN | 7670-10 | 2014-07-28 | 181.24
WELCH ALLYN | 7670-10 | 2014-07-28 | 181.24
WELCH ALLYN | 7670-10 | 2014-07-28 | 181.24
WELCH ALLYN | 7670-10 | 2014-07-28 | 181.24
WELCH ALLYN | 7670-10 | 2014-07-28 | 181.24
WELCH ALLYN | 7670-10 | 2014-07-28 | 181.24
WELCH ALLYN | 7670-10 | 2014-07-28 | 181.24
WELCH ALLYN | 7670-10 | 2014-07-28 | 181.24
WELCH ALLYN | 7670-10 | 2014-07-28 | 181.24
WELCH ALLYN | 7670-10 | 2014-07-28 | 181.24
WELCH ALLYN | 7670-10 | 2014-07-28 | 181.24
ARJO HUNTLEIGH | STEDY | 2014-07-28 | 615
ELO | ET2401L | 2014-07-28 | 1500
PHILIPS LTD | PIIC IX | 2014-07-28 | 22233.17
TRIPP-LITE | SMX500RT1U | 2014-07-28 | 500
KARL STORZ | 20212020 | 2014-07-01 | 6995
KARL STORZ | AUTOCON 50 | 2014-07-01 | 8000
CTL MEDICAL SYSTEMS | 98-20F-4805-STORZ | 2014-07-01 | 3000
PENTAX | LH-150PC | 2014-06-26 | 5000
PENTAX | LH-150II | 2014-06-26 | 3000
SONY | PVM-20M2MDE | 2014-06-24 | 1995
PHILIPS LTD | M8105A | 2014-03-11 | 7182.91
PENTAX | FNL-10RP3 | 2014-03-03 | 10000
THERAPY EQUIPMENT | DIAMOND RANGE HIGH | 2013-11-19 | 80
THERAPY EQUIPMENT | DIAMOND RANGE HIGH | 2013-11-19 | 80
SECA | 959 | 2013-09-19 | 600
EAST HEALTH | HIGH-SUCTION | 2013-07-12 | 70
PENTAX | BS-LH2 | 2013-05-30 | 1500
PENTAX | BS-LH2 | 2013-05-30 | 1500
HUDSON RCI | AQUATHERM III | 2013-03-12 | 294
TERAOKA | DS-502 | 2012-08-02 | 189
LEVEL 1 TECH | HL90 | 2012-04-24 | 3500
EAST HEALTH | HIGH-SUCTION | 2011-12-16 | 65
KARL STORZ | 11101 RP2 | 2011-11-28 | 8000
LAERDAL | LSU-2 | 2011-11-16 | 680
WELCH ALLYN | 20504S LUMIVIEW | 2011-11-14 | 700
CEFAR | PRIMO | 2011-03-31 | 110
CEFAR | PRIMO | 2011-03-31 | 110
CEFAR | PRIMO | 2011-03-31 | 110
CEFAR | PRIMO | 2011-03-31 | 110
CEFAR | PRIMO | 2011-03-31 | 110
CEFAR | PRIMO | 2011-03-31 | 110
CEFAR | PRIMO | 2011-03-31 | 110
CEFAR | PRIMO | 2011-03-31 | 110
CEFAR | PRIMO | 2011-03-31 | 110
CEFAR | PRIMO | 2011-03-31 | 110
EVERYWAY MED | TPN-EX | 2011-03-31 | 29.5
EVERYWAY MED | TPN-EX | 2011-03-31 | 29.5
EVERYWAY MED | TPN-EX | 2011-03-31 | 29.5
EVERYWAY MED | TPN-EX | 2011-03-31 | 29.5
EVERYWAY MED | TPN-EX | 2011-03-31 | 29.5
EVERYWAY MED | TPN-EX | 2011-03-31 | 29.5
EVERYWAY MED | TPN-EX | 2011-03-31 | 29.5
EVERYWAY MED | TPN-EX | 2011-03-31 | 29.5
EVERYWAY MED | TPN-EX | 2011-03-31 | 29.5
EVERYWAY MED | TPN-EX | 2011-03-31 | 29.5
WELCH ALLYN | 71156 | 2010-11-22 | 200
LAERDAL | LSU-2 | 2010-08-12 | 680
EAST HEALTH | LOW | 2010-07-14 | 200
WELCH ALLYN | 20000 | 2010-03-29 | 150
KARL STORZ | 11101 RP2 | 2010-01-01 | 8352
PENLON | SC760 | 2009-12-24 | 47
EAST HEALTH | HIGH-SUCTION | 2009-10-12 | 200
EAST HEALTH | HIGH-SUCTION | 2009-10-12 | 200
CEFAR | DUM 2.4K | 2009-05-27 | 69
CEFAR | DUM 2.4K | 2009-05-27 | 69
CEFAR | DUM 2.4K | 2009-05-27 | 69
CEFAR | DUM 2.4K | 2009-05-27 | 69
CEFAR | DUM 2.4K | 2009-05-27 | 69
CEFAR | DUM 2.4K | 2009-05-27 | 69
CEFAR | DUM 2.4K | 2009-05-27 | 69
CEFAR | DUM 2.4K | 2009-05-27 | 69
CEFAR | DUM 2.4K | 2009-05-27 | 69
CEFAR | DUM 2.4K | 2009-05-27 | 69
EVERYWAY MED | TPN-EX | 2009-05-27 | 29.5
EVERYWAY MED | TPN-EX | 2009-05-27 | 29.5
EVERYWAY MED | TPN-EX | 2009-05-27 | 29.5
EVERYWAY MED | TPN-EX | 2009-05-27 | 29.5
EVERYWAY MED | TPN-EX | 2009-05-27 | 29.5
EVERYWAY MED | TPN-EX | 2009-05-27 | 29.5
EVERYWAY MED | TPN-EX | 2009-05-27 | 29.5
EVERYWAY MED | TPN-EX | 2009-05-27 | 29.5
EVERYWAY MED | TPN-EX | 2009-05-27 | 29.5
EVERYWAY MED | TPN-EX | 2009-05-27 | 29.5
EAST HEALTH | HIGH-SUCTION | 2009-04-27 | 200
SPEIDEL & KE | MAXI STABIL 3 | 2009-03-11 | 75
CEFAR | PRIMO | 2008-09-25 | 65.55
EVERYWAY MED | TPN-EX | 2008-09-18 | 65.55
EVERYWAY MED | TPN-EX | 2008-09-18 | 65.55
EVERYWAY MED | TPN-EX | 2008-09-18 | 65.55
EVERYWAY MED | TPN-EX | 2008-09-18 | 65.55
EVERYWAY MED | TPN-EX | 2008-09-18 | 65.55
CEFAR | PRIMO | 2008-08-21 | 110
CEFAR | PRIMO | 2008-08-14 | 65.55
CEFAR | PRIMO | 2008-08-14 | 65.55
CEFAR | PRIMO | 2008-08-14 | 65.55
CEFAR | PRIMO | 2008-08-14 | 65.55
CEFAR | PRIMO | 2008-08-14 | 65.55
CEFAR | PRIMO | 2008-08-14 | 65.55
CEFAR | PRIMO | 2008-08-14 | 65.55
CEFAR | PRIMO | 2008-08-14 | 65.55
CEFAR | PRIMO | 2008-08-14 | 65.55
EVERYWAY MED | TPN-EX | 2008-07-24 | 39
EVERYWAY MED | TPN-EX | 2008-07-24 | 39
EVERYWAY MED | TPN-EX | 2008-07-24 | 39
EVERYWAY MED | TPN-EX | 2008-07-24 | 39
EVERYWAY MED | TPN-EX | 2008-07-24 | 39
EVERYWAY MED | TPN-EX | 2008-07-24 | 39
EVERYWAY MED | TPN-EX | 2008-07-24 | 39
EVERYWAY MED | TPN-EX | 2008-07-24 | 39
EVERYWAY MED | TPN-EX | 2008-07-24 | 39
EVERYWAY MED | TPN-EX | 2008-07-24 | 39
EVERYWAY MED | TPN-EX | 2008-06-23 | 39
EVERYWAY MED | TPN-EX | 2008-06-23 | 39
EVERYWAY MED | TPN-EX | 2008-06-23 | 39
EVERYWAY MED | TPN-EX | 2008-06-23 | 39
EVERYWAY MED | TPN-EX | 2008-06-23 | 39
DATEX-OHMEDA | 15 | 2008-05-02 | 162.15
THERAPY EQUIPMENT | 5155 | 2008-03-20 | 95
EAST HEALTH | HIGH-SUCTION | 2008-02-27 | 200
WELCH ALLYN | SPOT 420(NBP/SPO2) | 2007-11-13 | 2000
WELCH ALLYN | SPOT 420(NBP/SPO2) | 2007-11-13 | 2000
WELCH ALLYN | SPOT 420(NBP/SPO2) | 2007-11-13 | 2000
EVERYWAY MED | TPN-EX | 2007-08-24 | 39
MEDIC AID | PORTANEB | 2007-08-07 | 105
MEDIC AID | PORTANEB | 2007-08-07 | 105
PHILIPS LTD | M8004A | 2007-04-12 | 6272.89
PHILIPS LTD | M3001A | 2007-04-12 | 2810
WELCH ALLYN | 53N00 (VSM 300) | 2007-04-04 | 2250
EAST HEALTH | HIGH-SUCTION | 2007-02-05 | 200
EAST HEALTH | HIGH-SUCTION | 2007-02-05 | 200
EAST HEALTH | HIGH-SUCTION | 2007-02-05 | 200
EAST HEALTH | LOW | 2007-02-05 | 200
EAST HEALTH | HIGH-SUCTION | 2007-01-30 | 200
KARL STORZ | 11101 RP2 | 2006-08-15 | 21720
KARL STORZ | 11101 RP2 | 2006-08-15 | 21720
EAST HEALTH | HIGH-SUCTION | 2006-07-07 | 200
EAST HEALTH | HIGH-SUCTION | 2006-05-15 | 200
CEFAR | PRIMO | 2005-09-28 | 110
EVERYWAY MED | TPN-EX | 2005-09-28 | 39
EVERYWAY MED | TPN-EX | 2005-09-28 | 39
EVERYWAY MED | TPN-EX | 2005-09-28 | 39
EVERYWAY MED | TPN-EX | 2005-09-28 | 39
EVERYWAY MED | TPN-EX | 2005-09-28 | 39
EVERYWAY MED | TPN-EX | 2005-09-28 | 39
EVERYWAY MED | TPN-EX | 2005-09-28 | 39
CEFAR | PRIMO | 2005-09-28 | 110
CEFAR | PRIMO | 2005-09-28 | 110
CEFAR | PRIMO | 2005-09-28 | 110
CEFAR | PRIMO | 2005-09-28 | 110
CEFAR | PRIMO | 2005-09-28 | 110
CEFAR | PRIMO | 2005-09-28 | 110
CEFAR | PRIMO | 2005-09-28 | 110
CEFAR | PRIMO | 2005-09-28 | 110
CEFAR | PRIMO | 2005-09-28 | 110
LAERDAL | LSU-2 | 2005-05-10 | 680
LAERDAL | LSU-2 | 2005-05-10 | 680
LAERDAL | LSU-2 | 2005-05-10 | 680
WELCH ALLYN | SPOT 420(NBP/SPO2) | 2005-04-08 | 2000
WELCH ALLYN | 20504H | 2005-03-17 | 560
PENLON | SC760 | 2005-01-01 | 47
CEFAR | PRIMO | 2004-12-22 | 69.5
PHILIPS LTD | M3001A | 2004-10-27 | 2810
EAST HEALTH | HIGH-SUCTION | 2004-10-12 | 200
THERAPY EQUIPMENT | 5155 | 2004-06-21 | 81.5
CEFAR | PRIMO | 2004-05-18 | 69.5
CEFAR | PRIMO | 2004-05-18 | 69.5
CEFAR | PRIMO | 2004-05-18 | 69.5
CEFAR | PRIMO | 2004-05-18 | 69.5
CEFAR | PRIMO | 2004-05-18 | 69.5
CEFAR | PRIMO | 2004-05-18 | 69.5
CEFAR | PRIMO | 2004-05-18 | 69.5
CEFAR | PRIMO | 2004-05-18 | 69.5
CEFAR | PRIMO | 2004-05-18 | 69.5
CEFAR | PRIMO | 2004-05-18 | 69.5
CEFAR | PRIMO | 2004-05-18 | 69.5
CEFAR | PRIMO | 2004-05-18 | 69.5
CEFAR | PRIMO | 2004-05-18 | 69.5
CEFAR | PRIMO | 2004-05-18 | 69.5
CEFAR | PRIMO | 2004-05-18 | 69.5
CEFAR | PRIMO | 2004-05-18 | 69.5
CEFAR | PRIMO | 2004-05-18 | 69.5
CEFAR | PRIMO | 2004-05-18 | 69.5
CEFAR | PRIMO | 2004-05-18 | 69.5
THERAPY EQUIPMENT | 5100 | 2003-11-26 | 125.56
CEFAR | ACUS II | 2003-11-24 | 1000
CEFAR | PRIMO | 2003-06-11 | 110
CEFAR | PRIMO | 2003-06-11 | 110
CEFAR | PRIMO | 2003-06-11 | 110
CEFAR | PRIMO | 2003-06-11 | 110
CEFAR | PRIMO | 2003-06-11 | 110
CEFAR | PRIMO | 2003-06-11 | 110
CEFAR | PRIMO | 2003-06-11 | 110
CEFAR | PRIMO | 2003-06-11 | 110
CEFAR | PRIMO | 2003-06-11 | 110
CEFAR | DUM 2.4K | 2003-02-25 | 120
EAST HEALTH | HIGH-SUCTION | 2003-01-17 | 200
GE LIMITED | DASH 3000 | 2003-01-15 | 5000
WELCH ALLYN | 678 | 2002-10-24 | 100
WELCH ALLYN | 678 | 2002-10-24 | 100
MARQUETTE | DASH 4000 | 2002-10-04 | 5000
CEFAR | DUM 2.4K | 2002-01-22 | 120
CEFAR | DUM 2.4K | 2002-01-22 | 120
CEFAR | DUM 2.4K | 2002-01-22 | 120
CEFAR | DUM 2.4K | 2002-01-22 | 120
CEFAR | DUM 2.4K | 2002-01-22 | 120
CEFAR | DUM 2.4K | 2002-01-22 | 120
CEFAR | DUM 2.4K | 2002-01-22 | 120
CEFAR | DUM 2.4K | 2002-01-22 | 120
CEFAR | DUM 2.4K | 2002-01-22 | 120
CEFAR | DUM 2.4K | 2002-01-22 | 120
CEFAR | DUM 2.4K | 2002-01-22 | 120
CEFAR | DUM 2.4K | 2002-01-22 | 120
ZEISS | OPMI PICO(OPERATING) | 2001-09-01 | 4425
CEFAR | DUM 2.4K | 2001-02-20 | 120
CEFAR | DUM 2.4K | 2001-02-20 | 120
CEFAR | DUM 2.4K | 2001-02-20 | 120
CEFAR | DUM 2.4K | 2001-02-20 | 120
CEFAR | DUM 2.4K | 2001-02-20 | 120
THERAPY EQUIPMENT | 6111P | 2022-06-16 | 149
THERAPY EQUIPMENT | 6111P | 2022-06-16 | 149
THERAPY EQUIPMENT | 6111P | 2022-06-16 | 149
THERAPY EQUIPMENT | 6111P | 2022-06-16 | 149
THERAPY EQUIPMENT | 6112 | 2022-06-16 | 149
THERAPY EQUIPMENT | 6112 | 2022-06-16 | 149
THERAPY EQUIPMENT | 6112 | 2022-06-16 | 149
THERAPY EQUIPMENT | 6112 | 2022-06-16 | 149
ACCRIVA DIAGNOSTICS INC | HEMOCHRON SIGNATURE ELITE | 2022-05-20 | 5400
ACCRIVA DIAGNOSTICS INC | HEMOCHRON SIGNATURE ELITE | 2022-05-20 | 5400
THERAPY EQUIPMENT | 6112 | 2022-04-19 | 149.3
THERAPY EQUIPMENT | 6111P | 2022-04-19 | 149.3
THERAPY EQUIPMENT | 6111P | 2022-04-19 | 149.3
THERAPY EQUIPMENT | 6111P | 2022-04-19 | 149.3
OXYLITRE | R16105-C | 2022-03-22 | 244
OXYLITRE | R16105-C | 2022-03-22 | 244
OXYLITRE | R16105-C | 2022-03-22 | 244
SECHRIST | 3500/3500HL | 2021-12-09 | 3000
THERAPY EQUIPMENT | 7763/SERRES | 2021-09-10 | 550.8
THERAPY EQUIPMENT | 5270 | 2021-08-16 | 138.55
OXYLITRE | R16105-C | 2021-08-02 | 203.3
SPECTRUM | QPS | 2021-03-16 | 5000
SPECTRUM | QPS | 2021-03-16 | 5000
SPECTRUM | QPS | 2021-03-16 | 5000
OXYLITRE | ELITE SUCTION CONTROLLER LOW | 2021-03-10 | 263
OXYLITRE | ELITE SUCTION CONTROLLER LOW | 2021-03-10 | 263
THERAPY EQUIPMENT | 6112 | 2021-02-23 | 117.3
THERAPY EQUIPMENT | 6112 | 2021-02-23 | 117.3
THERAPY EQUIPMENT | 6111P | 2021-02-23 | 117.3
THERAPY EQUIPMENT | 6111P | 2021-02-23 | 117.3
GRANT INSTRUMENTS | SUB AQUA PRO (SAP5) | 2020-11-24 | 400
THERAPY EQUIPMENT | 6112 | 2020-10-02 | 114
THERAPY EQUIPMENT | 6112 | 2020-10-02 | 114
THERAPY EQUIPMENT | 6111P | 2020-10-02 | 114
THERAPY EQUIPMENT | 6111P | 2020-10-02 | 114
MAQUET | CARDIOSAVE HYBRID | 2020-09-25 | 25000
MAQUET | CARDIOSAVE HYBRID | 2020-09-25 | 25000
MAQUET | CARDIOSAVE HYBRID | 2020-09-25 | 25000
SECHRIST | 3500/3500HL | 2020-05-05 | 3000
BIRD | 15625 | 2020-02-26 | 1500
BIRD | 15625 | 2020-02-14 | 1500
STOCKERT | 43-40-00 BASE UNIT | 2019-09-03 | 85000
CAS MEDICAL SYSTEMS INC | FORE-SIGHT ELITE | 2019-08-12 | 6000
CAS MEDICAL SYSTEMS INC | FORE-SIGHT ELITE | 2019-07-11 | 6000
SPECTRUM | QPS | 2019-07-10 | 5000
MAQUET | HCU40 | 2019-04-18 | 4000
MAQUET | HCU40 | 2019-04-18 | 4000
MAQUET | HCU40 | 2019-04-18 | 4000
MAQUET | HCU40 | 2019-04-18 | 4000
MAQUET | HCU40 | 2019-04-18 | 4000
MAQUET | HCU40 | 2019-04-18 | 4000
MAQUET | HCU40 | 2019-04-18 | 4000
MAQUET | HCU40 | 2019-04-18 | 4000
THERAPY EQUIPMENT | THORACIC | 2018-11-06 | 184
OXYLITRE | T1003 | 2018-10-26 | 80.5
OXYLITRE | MA4 SPLITTER | 2018-10-26 | 80.5
SORIN BIOMED | S5 CONSOLE | 2018-09-04 | 102473.82
SECHRIST | 3500/3500HL | 2018-09-04 | 3000
OXYLITRE | ELITE SUCTION CONTROLLER LOW | 2018-07-13 | 263
MEMO-INTERN | MEO SEP96 | 2018-05-01 | 120
THERAPY EQUIPMENT | DIAMOND RANGE LOW (REMOTE) | 2018-03-28 | 100
SORIN BIOMED | S5 CONSOLE | 2018-01-12 | 100429.78
OXYLITRE | R16105-C | 2017-11-03 | 132.48
CHALICE MEDICAL | PARATHERM | 2017-10-25 | 3500
PHILIP HARRIS | JBA5PH | 2017-09-27 | 1000
OXYLITRE | R16105-C | 2016-09-09 | 188.87
STOCKERT | 16-02-80 | 2016-09-09 | 3500
FRESENIUS KABI | INJECTOMAT MC AGILIA | 2016-07-26 | 300
FRESENIUS KABI | INJECTOMAT MC AGILIA | 2016-07-26 | 300
FRESENIUS KABI | INJECTOMAT MC AGILIA | 2016-07-26 | 300
FRESENIUS KABI | INJECTOMAT MC AGILIA | 2016-07-26 | 300
FRESENIUS KABI | INJECTOMAT MC AGILIA | 2016-07-26 | 300
FRESENIUS KABI | INJECTOMAT MC AGILIA | 2016-07-26 | 300
FRESENIUS KABI | INJECTOMAT MC AGILIA | 2016-07-26 | 300
SORIN BIOMED | SORIN XTRA | 2016-05-05 | 3500
SORIN BIOMED | SORIN XTRA | 2016-05-05 | 3500
SORIN BIOMED | SORIN XTRA | 2016-05-05 | 3500
SORIN BIOMED | SORIN XTRA | 2016-05-05 | 3500
OXYLITRE | R16105-C | 2016-01-15 | 188.87
JAMAR | FS2425 | 2015-05-11 | 260.7
ULCO TECHNOLOGIES | ORPHEUS | 2014-09-01 | 50560.5
HELENA LABORATORIES | ACTALYKE MINI II | 2013-09-03 | 1552
MAQUET (UK) | VAVD CONTROLLER | 2013-08-07 | 850
THORATEC | CENTRIMAG 201-30300 | 2013-06-14 | 5000
THORATEC | CENTRIMAG 201-30300 | 2013-06-14 | 5000
STOCKERT | 28-98-00 | 2011-01-26 | 50000
STOCKERT | S5-10-80-00 | 2011-01-26 | 5000
STOCKERT | S5 10-85-00 | 2011-01-26 | 5000
STOCKERT | S5 10-85-00 | 2011-01-26 | 5000
STOCKERT | S5-10-80-00 | 2011-01-26 | 5000
SECHRIST | 3500/3500HL | 2011-01-26 | 3000
STOCKERT | 28-98-00 | 2011-01-26 | 50000
STOCKERT | S5-10-80-00 | 2011-01-26 | 5000
STOCKERT | S5-10-80-00 | 2011-01-26 | 5000
STOCKERT | S5 10-85-00 | 2011-01-26 | 5000
STOCKERT | S5 10-85-00 | 2011-01-26 | 5000
STOCKERT | 28-98-00 | 2011-01-26 | 50000
SECHRIST | 3500/3500HL | 2011-01-26 | 3000
STOCKERT | S5-10-80-00 | 2011-01-26 | 5000
STOCKERT | S5-10-80-00 | 2011-01-26 | 5000
STOCKERT | S5 10-85-00 | 2011-01-26 | 5000
STOCKERT | S5 10-85-00 | 2011-01-26 | 5000
STOCKERT | 16-02-50 HEATR COOLR | 2011-01-26 | 20000
STOCKERT | HC3T | 2010-07-16 | 12000
DATASCOPE | CS300 | 2009-07-07 | 38775
HELENA LABORATORIES | ACTALYKE A2P | 2009-05-05 | 1000
MEMO-INTERN | MEO SEP96 | 2009-02-11 | 120
MEMO-INTERN | MEO SEP96 | 2009-01-30 | 120
MEMO-INTERN | MEO SEP96 | 2009-01-30 | 120
MEMO-INTERN | MEO SEP96 | 2009-01-30 | 120
MEMO-INTERN | MEO SEP96 | 2009-01-30 | 120
MEMO-INTERN | MEO SEP96 | 2009-01-30 | 120
MAQUET (UK) | VAVD CONTROLLER | 2008-10-08 | 850
IIYAMA | P1704S | 2008-07-31 | 119
IIYAMA | P1704S | 2008-07-31 | 119
HELENA LABORATORIES | ACTALYKE MINI | 2008-07-14 | 500
HELENA LABORATORIES | ACTALYKE MINI | 2008-06-11 | 500
STOCKERT | 28-90-07 BASE UNIT | 2008-02-29 | 40000
STOCKERT | 10-60-00 | 2008-02-29 | 4000
STOCKERT | 10-65-00 | 2008-02-29 | 4000
STOCKERT | 10-60-00 | 2008-02-29 | 4000
STOCKERT | 10-60-00 | 2008-02-29 | 4000
G.U. | FIBRILLATOR | 2008-01-01 | 500
STOCKERT | 28-92-90 | 2007-09-27 | 300
STOCKERT | 28-92-90 | 2007-09-27 | 300
DATASCOPE | CS300 | 2007-09-27 | 38775
DATASCOPE | CS300 | 2007-09-27 | 38775
HELENA LABORATORIES | ACTALYKE MINI | 2007-09-26 | 500
TELEDYNE | MX300-1 | 2007-09-26 | 346.75
TELEDYNE | MX300-1 | 2007-09-26 | 346.75
TELEDYNE | MX300-1 | 2007-09-26 | 346.75
HELENA LABORATORIES | ACTALYKE MINI | 2007-09-26 | 500
STOCKERT | 43-40-00 BASE UNIT | 2007-09-25 | 85000
JOSTRA LTD | PLEASE ENTER MODEL! (369) | 2007-09-25 | 2000
JOSTRA LTD | PLEASE ENTER MODEL! (369) | 2007-09-25 | 2000
JOSTRA LTD | PLEASE ENTER MODEL! (369) | 2007-09-25 | 2000
JOSTRA LTD | PLEASE ENTER MODEL! (369) | 2007-09-25 | 2000
JOSTRA LTD | PLEASE ENTER MODEL! (369) | 2007-09-25 | 2000
STOCKERT | 10-60-00 | 2007-09-24 | 4000
STOCKERT | 10-65-00 | 2007-09-24 | 4000
STOCKERT | 10-65-00 | 2007-09-24 | 4000
STOCKERT | 10-60-00 | 2007-09-24 | 4000
STOCKERT | 10-60-00 | 2007-09-24 | 4000
STOCKERT | 10-65-00 | 2007-09-24 | 4000
STOCKERT | 10-65-00 | 2007-09-24 | 4000
STOCKERT | 10-60-00 | 2007-09-24 | 4000
STOCKERT | 10-60-00 | 2007-09-24 | 4000
STOCKERT | 10-65-00 | 2007-09-24 | 4000
STOCKERT | 10-60-00 | 2007-09-24 | 4000
STOCKERT | 10-60-00 | 2007-09-24 | 4000
STOCKERT | 10-60-00 | 2007-09-24 | 4000
STOCKERT | 10-65-00 | 2007-09-24 | 4000
STOCKERT | 10-65-00 | 2007-09-24 | 4000
SECHRIST | 3500/3500HL | 2007-09-24 | 3000
MARQUETTE | CDL1553A | 2004-09-15 | 1000
NA | MEMO/GENERAL SUNDRIES | 2001-01-01 | 0
ABBOTT LABS | ID NOW | 2022-06-28 | 3000
THERAPY EQUIPMENT | DIAMOND RANGE HIGH | 2022-04-26 | 81
BRAUN | PRO 6000 | 2022-03-08 | 149
BRAUN | PRO 6000 | 2022-03-07 | 149
SALTER | WHDR14 | 2022-02-03 | 0
SALTER | WHDR14 | 2022-02-03 | 0
ABBOTT LABS | ID NOW | 2021-12-20 | 3000
HILL-ROM | 75CE CONNEX | 2021-09-06 | 1794
HILL-ROM | 75CE CONNEX | 2021-09-06 | 1794
HILL-ROM | 75CE CONNEX | 2021-09-06 | 1794
HILL-ROM | 75CE CONNEX | 2021-09-06 | 1794
BRAUN | PRO 6000 | 2021-09-06 | 149
BRAUN | PRO 6000 | 2021-09-06 | 149
BRAUN | PRO 6000 | 2021-09-06 | 149
COVIDIEN UK | SCD 700 | 2021-07-12 | 0
COVIDIEN UK | SCD 700 | 2021-07-12 | 0
OXFORD HOIST | PRESENCE | 2021-04-12 | 1443
GE LIMITED | MAC2000 | 2021-04-07 | 5088.2
SECA | 959 | 2021-03-25 | 760
PHILIPS LTD | INNOSPIRE DELUXE | 2021-03-11 | 105
PHILIPS LTD | INNOSPIRE DELUXE | 2021-03-11 | 105
PHILIPS LTD | INNOSPIRE DELUXE | 2021-03-11 | 105
PHILIPS LTD | INNOSPIRE DELUXE | 2021-03-11 | 105
ARJO HUNTLEIGH | SARA STEDY | 2021-01-05 | 1500
THERAPY EQUIPMENT | DIAMOND RANGE HIGH | 2020-09-17 | 67.5
THERAPY EQUIPMENT | DIAMOND RANGE HIGH | 2020-09-17 | 67.5
THERAPY EQUIPMENT | DIAMOND RANGE HIGH | 2020-09-17 | 67.5
THERAPY EQUIPMENT | DIAMOND RANGE HIGH | 2020-08-03 | 81
THERAPY EQUIPMENT | DIAMOND RANGE HIGH | 2020-08-03 | 81
THERAPY EQUIPMENT | DIAMOND RANGE HIGH | 2020-08-03 | 81
THERAPY EQUIPMENT | DIAMOND RANGE HIGH | 2020-08-03 | 81
THERAPY EQUIPMENT | DIAMOND RANGE HIGH | 2020-08-03 | 81
THERAPY EQUIPMENT | DIAMOND RANGE HIGH | 2020-08-03 | 81
THERAPY EQUIPMENT | DIAMOND RANGE HIGH | 2020-08-03 | 81
THERAPY EQUIPMENT | DIAMOND RANGE HIGH | 2020-08-03 | 81
THERAPY EQUIPMENT | DIAMOND RANGE HIGH | 2020-07-07 | 123.5
THERAPY EQUIPMENT | DIAMOND RANGE HIGH | 2020-07-07 | 123
THERAPY EQUIPMENT | DIAMOND RANGE HIGH | 2020-07-07 | 123
THERAPY EQUIPMENT | DIAMOND RANGE HIGH | 2020-07-07 | 123
THERAPY EQUIPMENT | DIAMOND RANGE HIGH | 2020-07-07 | 123
THERAPY EQUIPMENT | DIAMOND RANGE HIGH | 2020-07-07 | 123
THERAPY EQUIPMENT | DIAMOND RANGE HIGH | 2020-07-07 | 123
THERAPY EQUIPMENT | DIAMOND RANGE HIGH | 2020-07-07 | 123
THERAPY EQUIPMENT | DIAMOND RANGE HIGH | 2020-07-07 | 123
THERAPY EQUIPMENT | DIAMOND RANGE HIGH | 2020-07-07 | 123
KARL STORZ | 11301D4 | 2020-06-10 | 440
PHILIPS LTD | INNOSPIRE DELUXE | 2020-05-19 | 105
PHILIPS LTD | INNOSPIRE DELUXE | 2020-05-19 | 105
VERATHON MEDICAL INC | PRIME PLUS | 2020-05-07 | 6247
VERATHON MEDICAL INC | PRIME PLUS | 2020-05-07 | 6247
VERATHON MEDICAL INC | 0570-0395 | 2020-05-07 | 1000
VERATHON MEDICAL INC | 0570-0395 | 2020-05-07 | 1000
VERATHON MEDICAL INC | 0400-0130 | 2020-05-07 | 250
VERATHON MEDICAL INC | 0400-0130 | 2020-05-07 | 250
ABBOTT LABS | FREESTYLE PRECISION PRO | 2020-02-21 | 1000
ARJO HUNTLEIGH | NDA0200-20 | 2019-07-30 | 0
NA | CAPITAL SUNDRY NUMBER | 2019-06-17 | 0
THERAPY EQUIPMENT | DIAMOND RANGE HIGH | 2019-03-28 | 80
THERAPY EQUIPMENT | DIAMOND RANGE HIGH | 2019-02-15 | 80
THERAPY EQUIPMENT | DIAMOND RANGE HIGH | 2018-01-18 | 80
THERAPY EQUIPMENT | DIAMOND RANGE HIGH | 2017-11-27 | 80
THERAPY EQUIPMENT | DIAMOND RANGE HIGH | 2017-10-24 | 80
MEDI-PLINTH | BE3165 | 2017-05-17 | 1949
THERAPY EQUIPMENT | DIAMOND RANGE HIGH | 2016-08-24 | 80
PHYSIO CONTROL | LIFEPAK 20E | 2016-06-01 | 4741.2
PHYSIO CONTROL | LIFEPAK 20E | 2016-06-01 | 4741.2
FRESENIUS KABI | VOLUMAT MC AGILIA | 2016-05-18 | 300
FRESENIUS KABI | VOLUMAT MC AGILIA | 2016-05-18 | 300
FRESENIUS KABI | VOLUMAT MC AGILIA | 2016-05-18 | 300
FRESENIUS KABI | VOLUMAT MC AGILIA | 2016-05-18 | 300
FRESENIUS KABI | VOLUMAT MC AGILIA | 2016-05-18 | 300
FRESENIUS KABI | VOLUMAT MC AGILIA | 2016-05-18 | 300
FRESENIUS KABI | VOLUMAT MC AGILIA | 2016-05-18 | 300
FRESENIUS KABI | VOLUMAT MC AGILIA | 2016-05-18 | 300
FRESENIUS KABI | VOLUMAT MC AGILIA | 2016-05-18 | 300
FRESENIUS KABI | VOLUMAT MC AGILIA | 2016-05-18 | 300
FRESENIUS KABI | INJECTOMAT MC AGILIA | 2016-05-18 | 300
FRESENIUS KABI | INJECTOMAT MC AGILIA | 2016-05-18 | 300
FRESENIUS KABI | INJECTOMAT MC AGILIA | 2016-05-18 | 300
THERAPY EQUIPMENT | DIAMOND RANGE HIGH | 2016-03-23 | 80
THERAPY EQUIPMENT | DIAMOND RANGE HIGH | 2016-03-11 | 80
ABBOTT LABS | FREESTYLE PRECISION PRO | 2015-06-16 | 1000
ABBOTT LABS | FREESTYLE PRECISION PRO | 2015-06-16 | 1000
WELCH ALLYN | SPOT 420(NBP/SPO2) | 2014-07-28 | 2000
WELCH ALLYN | SPOT 420(NBP/SPO2) | 2014-07-28 | 2000
LAERDAL | LSU-2 | 2014-05-09 | 680
PHILIPS LTD | M8002A | 2014-03-14 | 7182.91
PHILIPS LTD | M3002A-X2 | 2014-03-13 | 2500
WELCH ALLYN | 7670-10 | 2014-02-26 | 181.24
WELCH ALLYN | 7670-10 | 2014-02-26 | 181.24
WELCH ALLYN | 7670-10 | 2014-02-26 | 181.24
WELCH ALLYN | 7670-10 | 2014-02-26 | 181.24
WELCH ALLYN | 7670-10 | 2014-02-26 | 181.24
WELCH ALLYN | 7670-10 | 2014-02-26 | 181.24
WELCH ALLYN | 7670-10 | 2014-02-26 | 181.24
WELCH ALLYN | 7670-10 | 2014-02-26 | 181.24
NA | PLEASE ENTER MODEL! (276) | 2012-10-02 | 300
NA | PLEASE ENTER MODEL! (276) | 2012-10-02 | 300
SUMMIT MEDIC | LIFEDOP | 2010-11-15 | 800
SALTER | PLEASE ENTER MODEL! (818) | 2010-10-13 | 175
ARJO HUNTLEIGH | MAXI-MOVE | 2009-12-17 | 5798.11
HUNTLEIGH | D900 | 2008-04-14 | 280
PHILIPS LTD | M8004A | 2008-01-28 | 8594.38
WELCH ALLYN | SPOT 420(NBP/SPO2) | 2007-12-21 | 2000
BARD LTD | BARDSCAN II | 2007-11-30 | 5500
WELCH ALLYN | SPOT 420(NBP/SPO2) | 2007-11-13 | 2000
WELCH ALLYN | SPOT 420(NBP/SPO2) | 2007-11-13 | 2000
WELCH ALLYN | SPOT 420(NBP/SPO2) | 2007-11-13 | 2000
MARSDEN | DP3810 | 2007-08-07 | 659
PHILIPS LTD | M3001A | 2007-03-27 | 2810
PHILIPS LTD | M3001A | 2006-12-18 | 6000
SHIRE | SA-6 | 2006-09-01 | 350
WELCH ALLYN | SPOT 420(NBP/SPO2) | 2005-04-11 | 2000
PHILIPS LTD | M8001A | 2004-10-27 | 6000
PHILIPS LTD | M3001A | 2004-10-27 | 2810
WELCH ALLYN | SPOT 420(NBP/SPO2) | 2004-05-17 | 2000
THERAPY EQUIPMENT | 5055 | 2003-02-21 | 105.5
EAST HEALTH | HIGH-SUCTION | 2003-01-17 | 89
EAST HEALTH | HIGH-SUCTION | 2003-01-17 | 89
EAST HEALTH | HIGH-SUCTION | 2003-01-17 | 89
EAST HEALTH | HIGH-SUCTION | 2003-01-17 | 89
EAST HEALTH | HIGH-SUCTION | 2003-01-17 | 89
EAST HEALTH | HIGH-SUCTION | 2003-01-17 | 200
EAST HEALTH | HIGH-SUCTION | 2003-01-17 | 200
EAST HEALTH | HIGH-SUCTION | 2003-01-17 | 200
EAST HEALTH | HIGH-SUCTION | 2003-01-17 | 200
PHILIPS LTD | M3001A | 2003-01-02 | 2810
NA | MEMO/GENERAL SUNDRIES | 2001-01-01 | 0
MEMO-INTERN | PMG-BRI/WD2 | 1972-01-01 | 0
MEMO-INTERN | PMG-BRI/WD14 | 1960-01-01 | 0
BK MEDICAL | 8666 | 2019-05-10 | 18000
BRAUN | PRO 6000 | 2022-06-28 | 149
BRAUN | PRO 6000 | 2022-05-04 | 149
BRAUN | PRO 6000 | 2022-04-26 | 149
ABBOTT LABS | FREESTYLE PRECISION PRO | 2022-04-25 | 1000
BRAUN | PRO 6000 | 2022-04-06 | 149
CELSIUS MEDICAL | CALIMA | 2022-03-14 | 1500
BRAUN | PRO 6000 | 2022-02-21 | 179
BRAUN | PRO 6000 | 2022-01-31 | 149
BRAUN | PRO 6000 | 2021-11-26 | 149
BRAUN | PRO 6000 | 2021-11-05 | 149
BRAUN | PRO 6000 | 2021-10-14 | 149
BRAUN | PRO 6000 | 2021-07-16 | 149
COVIDIEN UK | SCD 700 | 2021-07-06 | 0
COVIDIEN UK | SCD 700 | 2021-07-06 | 0
THERAPY EQUIPMENT | 7770 | 2021-06-14 | 307.78
THERAPY EQUIPMENT | 7770 | 2021-06-14 | 307.78
THERAPY EQUIPMENT | 7770 | 2021-06-14 | 307.78
BRAUN | PRO 6000 | 2021-05-27 | 149
BRAUN | PRO 6000 | 2021-05-27 | 149
BRAUN | PRO 6000 | 2021-05-27 | 149
BRAUN | PRO 6000 | 2021-05-18 | 149
BRAUN | PRO 6000 | 2021-04-23 | 149
ABBOTT LABS | FREESTYLE PRECISION PRO | 2020-02-21 | 1000
CELSIUS MEDICAL | CALIMA | 2019-09-02 | 1700
CME MEDICAL | BODYGUARD 575 COLOURVISION | 2018-08-15 | 1000
CME MEDICAL | BODYGUARD 575 CHARGER | 2018-08-15 | 550
CME MEDICAL | BODYGUARD 575 COLOURVISION | 2018-08-15 | 1000
CME MEDICAL | BODYGUARD 575 CHARGER | 2018-08-15 | 550
CME MEDICAL | BODYGUARD 575 COLOURVISION | 2018-08-15 | 1000
CME MEDICAL | BODYGUARD 575 CHARGER | 2018-08-15 | 550
CME MEDICAL | BODYGUARD 575 COLOURVISION | 2018-08-15 | 1000
HEMOCUE | HB201+ | 2018-07-05 | 500
CME MEDICAL | BODYGUARD 575 COLOURVISION | 2018-04-27 | 1000
CME MEDICAL | BODYGUARD 575 CHARGER | 2018-04-27 | 550
CME MEDICAL | BODYGUARD 575 COLOURVISION | 2018-04-27 | 1000
CME MEDICAL | BODYGUARD 575 CHARGER | 2018-04-27 | 550
CME MEDICAL | BODYGUARD 575 COLOURVISION | 2018-04-27 | 1000
CME MEDICAL | BODYGUARD 575 CHARGER | 2018-04-27 | 550
CME MEDICAL | BODYGUARD 575 COLOURVISION | 2018-04-27 | 1000
CME MEDICAL | BODYGUARD 575 CHARGER | 2018-04-27 | 550
CME MEDICAL | BODYGUARD 575 COLOURVISION | 2018-04-27 | 1000
CME MEDICAL | BODYGUARD 575 CHARGER | 2018-04-27 | 550
CME MEDICAL | BODYGUARD 575 COLOURVISION | 2018-04-27 | 1000
CME MEDICAL | BODYGUARD 575 CHARGER | 2018-04-27 | 550
CME MEDICAL | BODYGUARD 575 COLOURVISION | 2018-04-27 | 1000
CME MEDICAL | BODYGUARD 575 CHARGER | 2018-04-27 | 550
CME MEDICAL | BODYGUARD 575 COLOURVISION | 2018-04-27 | 1000
CME MEDICAL | BODYGUARD 575 CHARGER | 2018-04-27 | 550
CME MEDICAL | BODYGUARD 575 COLOURVISION | 2018-04-27 | 1000
CME MEDICAL | BODYGUARD 575 CHARGER | 2018-04-27 | 550
CME MEDICAL | BODYGUARD 575 COLOURVISION | 2018-04-27 | 1000
CME MEDICAL | BODYGUARD 575 CHARGER | 2018-04-27 | 550
CME MEDICAL | BODYGUARD 575 COLOURVISION | 2018-04-27 | 1000
CME MEDICAL | BODYGUARD 575 CHARGER | 2018-04-27 | 550
CME MEDICAL | BODYGUARD 575 COLOURVISION | 2018-04-27 | 1000
CME MEDICAL | BODYGUARD 575 CHARGER | 2018-04-27 | 550
CME MEDICAL | BODYGUARD 575 COLOURVISION | 2018-04-27 | 1000
CME MEDICAL | BODYGUARD 575 CHARGER | 2018-04-27 | 550
CME MEDICAL | BODYGUARD 575 COLOURVISION | 2018-04-27 | 1000
CME MEDICAL | BODYGUARD 575 CHARGER | 2018-04-27 | 550
CME MEDICAL | BODYGUARD 575 COLOURVISION | 2018-04-27 | 1000
CME MEDICAL | BODYGUARD 575 CHARGER | 2018-04-27 | 550
CME MEDICAL | BODYGUARD 575 COLOURVISION | 2018-04-27 | 1000
CME MEDICAL | BODYGUARD 575 CHARGER | 2018-04-27 | 550
CME MEDICAL | BODYGUARD 575 COLOURVISION | 2018-04-27 | 1000
CME MEDICAL | BODYGUARD 575 CHARGER | 2018-04-27 | 550
CME MEDICAL | BODYGUARD 575 COLOURVISION | 2018-04-27 | 1000
CME MEDICAL | BODYGUARD 575 CHARGER | 2018-04-27 | 550
CME MEDICAL | BODYGUARD 575 COLOURVISION | 2018-04-27 | 1000
CME MEDICAL | BODYGUARD 575 CHARGER | 2018-04-27 | 550
CME MEDICAL | BODYGUARD 575 COLOURVISION | 2018-04-27 | 1000
CME MEDICAL | BODYGUARD 575 CHARGER | 2018-04-27 | 550
CME MEDICAL | BODYGUARD 575 COLOURVISION | 2018-04-27 | 1000
CME MEDICAL | BODYGUARD 575 CHARGER | 2018-04-27 | 550
CME MEDICAL | BODYGUARD 575 COLOURVISION | 2018-04-27 | 1000
CME MEDICAL | BODYGUARD 575 CHARGER | 2018-04-27 | 550
CME MEDICAL | BODYGUARD 575 COLOURVISION | 2018-04-27 | 1000
CME MEDICAL | BODYGUARD 575 CHARGER | 2018-04-27 | 550
CME MEDICAL | BODYGUARD 575 COLOURVISION | 2018-04-27 | 1000
CME MEDICAL | BODYGUARD 575 CHARGER | 2018-04-27 | 550
CME MEDICAL | BODYGUARD 575 COLOURVISION | 2018-04-27 | 1000
CME MEDICAL | BODYGUARD 575 CHARGER | 2018-04-27 | 550
CME MEDICAL | BODYGUARD 575 COLOURVISION | 2018-04-27 | 1000
CME MEDICAL | BODYGUARD 575 CHARGER | 2018-04-27 | 550
CELSIUS MEDICAL | CALIMA | 2017-09-12 | 1700
CELSIUS MEDICAL | CALIMA | 2017-08-22 | 1700
CELSIUS MEDICAL | CALIMA | 2017-01-20 | 1700
CELSIUS MEDICAL | CALIMA | 2017-01-13 | 1700
THERAPY EQUIPMENT | DIAMOND RANGE HIGH | 2015-11-11 | 80
PHYSIO CONTROL | LIFEPAK 20E | 2015-10-30 | 4741.2
COVIDIEN UK | SCD EXPRESS | 2015-06-16 | 800
ABBOTT LABS | FREESTYLE PRECISION PRO | 2015-06-16 | 1000
ABBOTT LABS | FREESTYLE PRECISION PRO | 2015-06-16 | 1000
ABBOTT LABS | FREESTYLE PRECISION PRO | 2015-06-16 | 1000
HEMOCUE | HB201+ | 2014-04-16 | 500
GE LIMITED | N-FC-00 | 2013-02-01 | 1765
GE LIMITED | B30 | 2013-01-31 | 6608
LAERDAL | LCSU4 | 2013-01-28 | 325
CAREFUSION | PCAM | 2011-09-21 | 2650
CAREFUSION | PCAM | 2011-09-21 | 2650
CAREFUSION | PCAM | 2011-09-21 | 2650
CAREFUSION | PCAM | 2011-09-21 | 2650
CAREFUSION | PCAM | 2011-09-21 | 2650
CAREFUSION | PCAM | 2011-09-21 | 2650
CAREFUSION | PCAM | 2011-09-21 | 2650
CAREFUSION | PCAM | 2011-09-21 | 2650
CAREFUSION | PCAM | 2011-09-21 | 2650
CAREFUSION | PCAM | 2011-09-21 | 2650
CAREFUSION | PCAM | 2011-09-21 | 2650
CAREFUSION | PCAM | 2011-09-21 | 2650
CAREFUSION | PCAM | 2011-09-21 | 2650
CAREFUSION | PCAM | 2011-09-21 | 2650
CAREFUSION | PCAM | 2011-09-21 | 2650
GE LIMITED | F-FML-00 | 2010-04-13 | 5000
GE LIMITED | E-PSMP-00 | 2010-04-13 | 2000
GE LIMITED | E-PSMP-00 | 2010-01-18 | 2000
GE LIMITED | N-FC-00 | 2010-01-18 | 2000
GE LIMITED | N-FC-00 | 2010-01-18 | 2000
GE LIMITED | F-FML-00 | 2009-12-24 | 5000
GE LIMITED | F-FML-00 | 2009-12-24 | 5000
GE LIMITED | F-FML-00 | 2009-12-24 | 5000
GE LIMITED | F-FML-00 | 2009-12-24 | 5000
GE LIMITED | F-FML-00 | 2009-12-24 | 5000
GE LIMITED | E-PSMP-00 | 2009-12-24 | 2000
GE LIMITED | E-PSMP-00 | 2009-12-24 | 2000
GE LIMITED | E-PSMP-00 | 2009-12-24 | 2000
GE LIMITED | E-PSMP-00 | 2009-12-24 | 2000
GE LIMITED | E-PSMP-00 | 2009-12-24 | 2000
GE LIMITED | E-PSMP-00 | 2009-12-24 | 2000
GE LIMITED | N-FC-00 | 2009-12-24 | 2000
GE LIMITED | F-FML-00 | 2009-10-08 | 2000
CME MEDICAL | BODYGUARD 545 | 2008-10-30 | 1000
CME MEDICAL | BODYGUARD 545 | 2008-10-30 | 1000
CME MEDICAL | BODYGUARD 545 | 2008-10-30 | 1000
CME MEDICAL | BODYGUARD 545 | 2008-10-30 | 1000
CME MEDICAL | BODYGUARD 545 CHARGER | 2008-10-30 | 579.5
CME MEDICAL | BODYGUARD 545 CHARGER | 2008-10-30 | 579.5
CME MEDICAL | BODYGUARD 545 CHARGER | 2008-10-30 | 579.5
CME MEDICAL | BODYGUARD 545 CHARGER | 2008-10-30 | 579.5
CME MEDICAL | BODYGUARD 545 CHARGER | 2008-10-30 | 579.5
CME MEDICAL | BODYGUARD 545 | 2008-04-02 | 1800
CME MEDICAL | BODYGUARD 545 CHARGER | 2008-04-02 | 579.5
CME MEDICAL | BODYGUARD 545 CHARGER | 2008-04-02 | 579.5
CME MEDICAL | BODYGUARD 545 | 2008-04-02 | 1800
CME MEDICAL | BODYGUARD 545 CHARGER | 2008-04-02 | 579.5
CME MEDICAL | BODYGUARD 545 | 2008-04-02 | 1800
CME MEDICAL | BODYGUARD 545 CHARGER | 2008-04-02 | 579.5
CME MEDICAL | BODYGUARD 545 CHARGER | 2008-04-02 | 579.5
CME MEDICAL | BODYGUARD 545 | 2008-04-02 | 1800
CME MEDICAL | BODYGUARD 545 CHARGER | 2008-04-02 | 579.5
CME MEDICAL | BODYGUARD 545 | 2008-04-02 | 1800
CME MEDICAL | BODYGUARD 545 CHARGER | 2008-04-02 | 579.5
CME MEDICAL | BODYGUARD 545 | 2008-04-02 | 1800
CME MEDICAL | BODYGUARD 545 CHARGER | 2008-04-02 | 579.5
CME MEDICAL | BODYGUARD 545 | 2008-04-02 | 1800
CME MEDICAL | BODYGUARD 545 CHARGER | 2008-04-02 | 579.5
CME MEDICAL | BODYGUARD 545 CHARGER | 2008-04-02 | 579.5
CME MEDICAL | BODYGUARD 545 CHARGER | 2008-04-02 | 579.5
CME MEDICAL | BODYGUARD 545 | 2008-04-02 | 1800
CME MEDICAL | BODYGUARD 545 CHARGER | 2008-04-02 | 579.5
CME MEDICAL | BODYGUARD 545 | 2008-04-02 | 1800
CME MEDICAL | BODYGUARD 545 CHARGER | 2008-04-02 | 579.5
CME MEDICAL | BODYGUARD 545 | 2008-04-02 | 1800
CME MEDICAL | BODYGUARD 545 CHARGER | 2008-04-02 | 579.5
CME MEDICAL | BODYGUARD 545 | 2008-04-02 | 1800
CME MEDICAL | BODYGUARD 545 CHARGER | 2008-04-02 | 579.5
CME MEDICAL | BODYGUARD 545 | 2008-04-02 | 1800
CME MEDICAL | BODYGUARD 545 CHARGER | 2008-04-02 | 579.5
CME MEDICAL | BODYGUARD 545 | 2008-04-02 | 1800
CME MEDICAL | BODYGUARD 545 CHARGER | 2008-04-02 | 579.5
CME MEDICAL | BODYGUARD 545 CHARGER | 2008-04-02 | 579.5
CME MEDICAL | BODYGUARD 545 | 2008-04-02 | 1800
GE LIMITED | E-PSMP-00 | 2006-11-30 | 2500
GE LIMITED | E-PSMP-00 | 2005-10-10 | 2000
GE LIMITED | F-FML-00 | 2005-09-26 | 5000
GE LIMITED | F-CM1 | 2005-09-06 | 19601.62
SHIRE | SA-6 | 2001-09-01 | 350
EAST HEALTH | HIGH-SUCTION | 1994-09-28 | 200
EAST HEALTH | HIGH-SUCTION | 1994-09-28 | 200
EAST HEALTH | HIGH-SUCTION | 1994-09-28 | 200
MEMO-INTERN | PMG-BRI/HGT/RECOVERY | 1983-01-01 | 0
RADIOMETER | ABL90 FLEX PLUS | 2022-02-24 | 13000
HAEMONETICS | TEG 6S | 2018-05-01 | 24539.5
HAEMONETICS | TEG 6S | 2018-05-01 | 24539.5
HAEMONETICS | TEG 6S | 2018-05-01 | 24539.5
HAEMONETICS | TEG 6S | 2018-05-01 | 24539.5
LAERDAL | LSU-2 | 2016-10-03 | 680
PHYSIO CONTROL | LIFEPAK 20E PACED | 2015-10-30 | 7550
THE UPS COMPANY | NXRTI-1000 | 2014-02-04 | 500
SHIRE | SA-6 | 2001-09-01 | 350
SHIRE | SA-6 | 2001-09-01 | 350
SHIRE | SA-6 | 2001-09-01 | 350
RADIOMETER | ABL90 FLEX PLUS | 2022-02-11 | 13000
COVIDIEN UK | SCD 700 | 2021-07-06 | 0
MEMO-INTERN | MED AIR 7 BAR HOSE | 2020-12-16 | 100
DRAEGER | PERSEUS A500 | 2020-11-10 | 21015.95
COVIDIEN UK | WT6000 | 2019-07-05 | 2000
INDITHERM | OTM1 | 2018-11-20 | 1286
INDITHERM | OTM1 | 2018-06-04 | 1286
TRUMPF | 103370809 | 2017-10-03 | 30896.64
XENOSYS CO LTD | L2S09 | 2016-04-22 | 1000
PHYSIO CONTROL | LIFEPAK 20E | 2015-10-30 | 4741.2
PHYSIO CONTROL | LIFEPAK 20E | 2015-10-30 | 4741.2
DATEX-OHMEDA | AESTIVA INDUCTION | 2012-12-28 | 7366.92
RICHARDSON ELECTRONICS | DFM19 | 2010-02-02 | 1200
S.Y. LIMITED | VIDEO RX | 2010-02-02 | 50
S.Y. LIMITED | VIDEO RX | 2010-02-02 | 50
S.Y. LIMITED | VIDEO TX2 | 2010-02-02 | 90
RICHARDSON ELECTRONICS | DFM19 | 2009-08-06 | 1200
DRAEGER | SCIO | 2009-05-01 | 5000
DRAEGER | 1P5206110 | 2009-05-01 | 3000
MAQUET (UK) | 1132-13A2 | 2008-08-20 | 28403.91
MEDI-STIM | VERIQ | 2007-09-25 | 2000
MEMO-INTERN | PMG-BRI/HGT/9 | 2005-12-02 | 0
DRAEGER | 1P5206110 | 2005-09-23 | 3000
MAQUET (UK) | 1132-13A2 | 2004-03-18 | 23450
MAQUET (UK) | 1132-13A2 | 2004-03-18 | 23450
SHIRE | SA-6 | 2004-01-21 | 350
SHIRE | SA-6 | 2004-01-21 | 350
MEMO-INTERN | MED AIR 7 BAR HOSE | 2021-08-17 | 76.79
MEMO-INTERN | MED AIR 7 BAR HOSE | 2021-08-17 | 76.79
DRAEGER | PERSEUS A500 | 2020-10-26 | 21015.95
MEMO-INTERN | MED AIR 7 BAR HOSE | 2018-04-18 | 50
MAQUET | MEERA OP TABLE | 2017-09-14 | 29916.26
MAQUET | YUNO OTN 1433.01X | 2017-09-14 | 62080.06
MEMO-INTERN | MED AIR 7 BAR HOSE | 2015-05-28 | 101.68
MAQUET | YUNO OTN 1433.01X | 2014-03-21 | 129878.03
THERAPY EQUIPMENT | 6111P | 2012-06-14 | 91
THERAPY EQUIPMENT | 6115P | 2012-06-13 | 91
MEDIVAL | PLEXIVAL | 2012-01-05 | 470
GE LIMITED | E-CAIO | 2011-03-25 | 7356
GE LIMITED | D19KT | 2010-01-18 | 3177
GE LIMITED | F5-01 | 2010-01-18 | 963
GE LIMITED | CARESCAPE B850 TOUCH | 2010-01-18 | 17282.4
GE LIMITED | DI5K | 2010-01-18 | 2341
GE LIMITED | F5-01 | 2010-01-18 | 963
GE LIMITED | CARESCAPE B850 | 2010-01-18 | 17282.4
GE LIMITED | E-CAIO | 2010-01-18 | 7356
GE LIMITED | E-PSMP-00 | 2010-01-18 | 2000
GE LIMITED | E-CAIO | 2010-01-18 | 7356
DATEX-OHMEDA | AESTIVA INDUCTION | 2010-01-04 | 11342.53
OXYLITRE | VAC SPLITTER | 2009-07-17 | 80
OXYLITRE | MA7 SPLITTER | 2005-06-17 | 80.5
PENLON | IDP | 2002-11-13 | 794
MEMO-INTERN | PMG-BRI/HGT/8 | 2001-09-28 | 0
VALLEYLAB | FORCE FX-8 | 1999-05-12 | 9000
WELCH ALLYN | 49501 | 1998-10-08 | 800
SHIRE | AREA ALARM | 1997-09-04 | 350
AMATECH LTD | YELLOFINS ELITE | 2021-11-24 | 500
COVIDIEN UK | SCD 700 | 2021-07-06 | 0
DRAEGER | PERSEUS A500 | 2020-10-26 | 21015.95
THERAPY EQUIPMENT | DIAMOND RANGE HIGH | 2020-01-23 | 123.5
GE LIMITED | CARESCAPE B850 TOUCH | 2010-01-18 | 17282.4
GE LIMITED | E-CAIOV | 2010-01-18 | 7356
GE LIMITED | DI5K | 2010-01-18 | 2341
GE LIMITED | F5-01 | 2010-01-18 | 963
GE LIMITED | CARESCAPE B850 | 2010-01-18 | 17282.4
GE LIMITED | E-CAIO | 2010-01-18 | 7356
GE LIMITED | F5-01 | 2010-01-18 | 963
GE LIMITED | D19KT | 2010-01-18 | 3177
DATEX-OHMEDA | AESTIVA INDUCTION | 2010-01-04 | 11342.53
KARL STORZ | 20043020 | 2009-09-01 | 11620.51
MEMO-INTERN | PMG-BRI/HGT/7 | 2001-09-28 | 0
SHIRE | AREA ALARM | 1997-09-04 | 350
BRAUN | PRO 6000 | 2022-04-21 | 149
BRAUN | PRO 6000 | 2022-04-21 | 149
BRAUN | PRO 6000 | 2022-04-21 | 149
BRAUN | PRO 6000 | 2022-04-21 | 149
THERAPY EQUIPMENT | 7763/SERRES | 2022-03-16 | 545
THERAPY EQUIPMENT | 6114P | 2022-02-01 | 149.3
THERAPY EQUIPMENT | 4760 | 2021-08-18 | 545
THERAPY EQUIPMENT | 7763/SERRES | 2021-07-01 | 545
DRAEGER | PERSEUS A500 | 2020-10-08 | 21015.95
MEDELA | THOPAZ | 2018-12-20 | 3000
THERAPY EQUIPMENT | 7763 | 2018-05-04 | 200
THERAPY EQUIPMENT | 4760 | 2017-07-12 | 400
INDITHERM | MCU200 | 2016-11-24 | 2500
MEMO-INTERN | MED AIR 7 BAR HOSE | 2016-05-20 | 145.19
MEMO-INTERN | MED AIR 7 BAR HOSE | 2016-05-20 | 145.19
MEMO-INTERN | MED AIR 7 BAR HOSE | 2015-05-28 | 145.19
MEMO-INTERN | MED AIR 7 BAR HOSE | 2013-05-22 | 145.19
GE LIMITED | E-CAIO | 2012-10-02 | 7356
DRAEGER | OXYLOG 1000 | 2012-04-24 | 3000
GE LIMITED | E-CAIOV | 2010-01-18 | 7356
GE LIMITED | DI5K | 2010-01-18 | 2341
GE LIMITED | F5-01 | 2010-01-18 | 963
GE LIMITED | CARESCAPE B850 | 2010-01-18 | 17282.4
GE LIMITED | D19KT | 2010-01-18 | 3177
GE LIMITED | F5-01 | 2010-01-18 | 963
GE LIMITED | CARESCAPE B850 TOUCH | 2010-01-18 | 8501
DATEX-OHMEDA | AESTIVA INDUCTION | 2010-01-04 | 11342.53
DRAEGER | SURGEON DISPLAY CONT | 2010-01-01 | 500
DRAEGER | SURGEON DISPLAY CONT | 2010-01-01 | 500
DRAEGER | SURGEON DISPLAY CONT | 2010-01-01 | 500
DRAEGER | SURGEON DISPLAY CONT | 2010-01-01 | 500
S.Y. LIMITED | VIDEO TX2 | 2009-11-17 | 90
THERAPY EQUIPMENT | 4760 | 2009-10-20 | 1750
THERAPY EQUIPMENT | 4760 | 2009-09-18 | 545
S.Y. LIMITED | VIDEO RX | 2009-08-13 | 85
THERAPY EQUIPMENT | 6114P | 2009-06-11 | 80
THERAPY EQUIPMENT | 4760 | 2009-06-10 | 545
THERAPY EQUIPMENT | 6114P | 2009-05-21 | 80
DRAEGER | DR36 | 2009-04-30 | 200
INDITHERM | MECU1 | 2009-04-06 | 2500
NA | MEMO/GENERAL SUNDRIES | 2009-03-18 | 0
MEMO-INTERN | EXT BLOCK 4-WAY WP | 2008-10-07 | 150
CARDIOLOGIC | ASB3 | 2008-01-07 | 3000
OXYLITRE | VAC SPLITTER | 2006-05-18 | 80.5
OXYLITRE | MA4 SPLITTER | 2006-05-18 | 80.5
PENLON | IDP | 2005-02-28 | 794
THERAPY EQUIPMENT | 4760 | 2004-05-19 | 400
MAQUET (UK) | 3110-26E9 | 2004-03-18 | 300
MAQUET (UK) | 3110-26E9 | 2004-03-18 | 300
PENLON | IDP | 2004-03-16 | 1400
PENLON | IDP | 2004-03-01 | 1400
THERAPY EQUIPMENT | ZZ | 2003-07-17 | 262
THERAPY EQUIPMENT | ZZ | 2003-07-17 | 262
THERAPY EQUIPMENT | ZZ | 2003-07-17 | 262
THERAPY EQUIPMENT | ZZ | 2003-07-17 | 262
THERAPY EQUIPMENT | ZZ | 2003-07-17 | 262
THERAPY EQUIPMENT | ZZ | 2003-07-17 | 262
MALLINCKRODT | 5800 | 2003-04-02 | 1500
ASPECT | A-2000 | 2002-12-16 | 5200
THERAPY EQUIPMENT | 4760 | 2002-07-08 | 545
MEMO-INTERN | PMG-BRI/HGT/6 | 2001-09-28 | 0
SHIRE | SA-6 | 2001-09-01 | 350
EAST HEALTH | HIGH-SUCTION | 1998-05-22 | 200
SHIRE | AREA ALARM | 1997-09-04 | 350
PENLON | IDP | 1996-07-04 | 794
COOK MEDICAL | DP-M350 | 2021-11-25 | 2550
COVIDIEN UK | SCD 700 | 2021-07-06 | 0
DRAEGER | PERSEUS A500 | 2020-10-08 | 21015.95
SURGIQUEST | AIRSEAL IFS | 2018-07-31 | 20805
GE LIMITED | D19KT | 2016-11-14 | 2000
TERAOKA | DS-673SS-15KG | 2012-04-25 | 265
GE LIMITED | D19KT | 2010-01-18 | 3177
GE LIMITED | E-CAIOV | 2010-01-18 | 7356
GE LIMITED | F5-01 | 2010-01-18 | 963
GE LIMITED | CARESCAPE B850 TOUCH | 2010-01-18 | 8501
GE LIMITED | E-CAIOV | 2010-01-18 | 7356
GE LIMITED | F5-01 | 2010-01-18 | 963
GE LIMITED | CARESCAPE B850 | 2010-01-18 | 8153
DATEX-OHMEDA | AESTIVA INDUCTION | 2010-01-04 | 9460.36
TANITA | BSE-830 | 2004-10-21 | 280
MEMO-INTERN | PMG-BRI/HGT/5 | 2001-09-28 | 0
SHIRE | AREA ALARM | 1997-09-04 | 350
COVIDIEN UK | SCD 700 | 2021-07-06 | 0
DRAEGER | PERSEUS A500 | 2020-10-08 | 21015.95
DRAEGER | PERSEUS A500 | 2020-10-08 | 21015.95
VBM | MANUJET III | 2017-02-16 | 408
GE LIMITED | DI5K | 2010-02-23 | 2341
GE LIMITED | E-CAIO | 2010-02-22 | 7356
GE LIMITED | F5-01 | 2010-01-18 | 963
GE LIMITED | F5-01 | 2010-01-18 | 963
GE LIMITED | CARESCAPE B850 | 2010-01-18 | 17282.4
GE LIMITED | E-CAIO | 2010-01-18 | 7356
GE LIMITED | D19KT | 2010-01-18 | 3177
GE LIMITED | CARESCAPE B850 TOUCH | 2010-01-18 | 17282.4
PENLON | IDP | 2002-11-13 | 794
MEMO-INTERN | PMG-BRI/HGT/4 | 2001-09-28 | 0
SHIRE | AREA ALARM | 1997-09-04 | 350
MEDTRONIC | ILLUMISITE ILS-1000-CS | 2022-02-25 | 176000
MEDELA | THOPAZ | 2021-05-11 | 995
DRAEGER | PERSEUS A500 | 2020-10-08 | 21015.95
MEDELA | THOPAZ | 2018-12-17 | 3000
PHYSIO CONTROL | LIFEPAK 20E PACED | 2015-10-30 | 7550
XENOSYS CO LTD | L2S09 | 2013-07-29 | 1000
XENOSYS CO LTD | L2S09 | 2013-07-29 | 1000
GE LIMITED | E-CAIO | 2012-10-02 | 7356
THERAPY EQUIPMENT | 6114P | 2012-06-13 | 80
XENOSYS CO LTD | L2S09 | 2012-05-28 | 1000
GE LIMITED | F5-01 | 2010-02-23 | 963
GE LIMITED | CARESCAPE B850 | 2010-02-23 | 8153
GE LIMITED | DI5K | 2010-02-23 | 2341
GE LIMITED | E-CAIO | 2010-01-18 | 7356
EAST HEALTH | HIGH-SUCTION | 2010-01-07 | 200
DATEX-OHMEDA | AESTIVA INDUCTION | 2009-12-23 | 11342.53
RICHARDSON ELECTRONICS | DFM19 | 2009-09-01 | 1312.5
RICHARDSON ELECTRONICS | RTD750AM | 2009-09-01 | 1072.5
S.Y. LIMITED | VIDEO RX | 2009-08-13 | 85
S.Y. LIMITED | VIDEO TX2 | 2009-08-13 | 90
S.Y. LIMITED | VIDEO RX | 2009-08-13 | 85
DRAEGER | SCIO | 2009-05-21 | 6000
DRAEGER | 1P5206110 | 2009-05-01 | 3000
MAQUET (UK) | ALPHASTAR | 2002-06-24 | 23511.09
MEMO-INTERN | PMG-BRI/HGT/3 | 2001-09-28 | 0
SHIRE | AREA ALARM | 1997-09-04 | 350
RADIOMETER | ABL90 FLEX PLUS | 2022-02-01 | 13000
COVIDIEN UK | SCD 700 | 2021-07-06 | 0
MEMO-INTERN | MED AIR 7 BAR HOSE | 2020-12-16 | 100
DRAEGER | PERSEUS A500 | 2020-11-10 | 21015.95
STRYKER | FLYTE | 2020-06-24 | 1078
STRYKER | FLYTE | 2020-06-24 | 1078
STRYKER | FLYTE | 2020-06-24 | 1078
STRYKER | FLYTE | 2020-06-24 | 1078
STRYKER | FLYTE | 2020-06-24 | 1078
STRYKER | FLYTE | 2020-06-24 | 1078
STRYKER | FLYTE | 2020-06-24 | 1078
STRYKER | FLYTE | 2020-06-24 | 1078
STRYKER | 7110-120-000 | 2020-06-24 | 1184
RICHARDSON ELECTRONICS | RTD950AM | 2012-08-21 | 1200
XENOSYS CO LTD | L2S09 | 2012-05-28 | 1000
INDITHERM | OTM1 | 2011-03-04 | 850
DATEX-OHMEDA | AESTIVA INDUCTION | 2010-01-04 | 11342.53
S.Y. LIMITED | VIDEO TX2 | 2009-08-13 | 90
S.Y. LIMITED | VIDEO RX | 2009-08-13 | 85
S.Y. LIMITED | VIDEO RX | 2009-08-13 | 85
DRAEGER | 1P5206110 | 2009-05-01 | 3000
DRAEGER | 1P5206110 | 2009-05-01 | 3000
DATEX-OHMEDA | AESTIVA INDUCTION | 2005-07-28 | 7316.28
THERAPY EQUIPMENT | 4760 | 2004-05-19 | 400
MEMO-INTERN | PMG-BRI/HGT/2 | 2001-09-28 | 0
MAQUET (UK) | ALPHASTAR | 2001-08-03 | 22000
SHIRE | AREA ALARM | 1997-09-04 | 350
RADIOMETER | ABL90 FLEX PLUS | 2022-02-11 | 13000
MEMO-INTERN | MED AIR 7 BAR HOSE | 2020-12-16 | 100
DRAEGER | PERSEUS A500 | 2020-11-10 | 21015.95
DELL COMPUTERS | OPTIPLEX 5050 | 2018-05-21 | 500
EIZO | FLEXSCAN S2133 | 2018-04-05 | 500
EIZO | FLEXSCAN S2133 | 2018-04-05 | 500
POWERCOM | BNT-1500AP | 2018-04-05 | 100
HP | MACLAB | 2018-03-27 | 20000
GE LIMITED | PDM BASE STATION PLUS | 2018-03-26 | 2000
GE LIMITED | PATIENT DATA MODULE | 2018-03-26 | 4000
GE LIMITED | IEB | 2018-03-26 | 10000
HP | LASERJET P2035 | 2018-03-26 | 200
PHYSIO CONTROL | LIFEPAK 20E PACED | 2015-10-30 | 7550
VIDEO SOUTH | ROOM CONTROLLER | 2013-03-21 | 15000
S.Y. LIMITED | VIDEO RX | 2009-11-17 | 85
DRAEGER | IDS PSU | 2009-08-18 | 800
S.Y. LIMITED | VIDEO RX | 2009-08-13 | 85
S.Y. LIMITED | VIDEO RX | 2009-08-13 | 85
STARKSTROM | S500 | 2009-07-03 | 15000
STARKSTROM | S500 | 2009-07-03 | 15000
MEMO-INTERN | MISSING | 2009-06-19 | 0
STARKSTROM | S200 | 2009-06-06 | 10000
PENLON | IDP | 2009-05-12 | 1300
DATEX-OHMEDA | AESTIVA INDUCTION | 2009-05-12 | 11360.97
DRAEGER | SCIO | 2009-05-01 | 5000
DRAEGER | 1P5206110 | 2009-05-01 | 3000
SHIRE | AREA ALARM | 2009-05-01 | 350
SHIRE | MISSING | 2009-05-01 | 350
DRAEGER | 1P5206110 | 2007-10-15 | 3000
PHILIPS LTD | 867184 | 2022-05-18 | 2299
PHILIPS LTD | 867184 | 2022-05-18 | 2299
PHILIPS LTD | 867184 | 2022-05-18 | 2299
PHILIPS LTD | 867184 | 2022-05-18 | 2299
STRYKER | 0240060100 | 2022-04-14 | 20000
RADIOMETER | ABL90 FLEX PLUS | 2022-02-11 | 13000
MEMO-INTERN | MED AIR 7 BAR HOSE | 2020-12-16 | 100
DRAEGER | PERSEUS A500 | 2020-11-10 | 21015.95
STRYKER | 7110-120-000 | 2020-04-24 | 2500
STRYKER | FLYTE | 2020-04-24 | 500
STRYKER | FLYTE | 2020-04-24 | 500
STRYKER | FLYTE | 2020-04-24 | 500
STRYKER | FLYTE | 2020-04-24 | 500
STRYKER | FLYTE | 2020-04-24 | 500
STRYKER | FLYTE | 2020-04-24 | 500
OXYLITRE | VAC SPLITTER | 2020-02-25 | 80.5
XENOSYS CO LTD | L2S09 | 2018-05-21 | 1000
PHYSIO CONTROL | LIFEPAK 20E | 2015-10-30 | 4741.2
PHYSIO CONTROL | LIFEPAK 20E PACED | 2015-10-30 | 7550
BIOTRONIK | REOCOR/D | 2013-04-15 | 2355
BIOTRONIK | REOCOR/D | 2013-04-15 | 2355
BIOTRONIK | REOCOR/D | 2013-04-15 | 2355
BIOTRONIK | REOCOR/D | 2013-04-15 | 2355
BIOTRONIK | REOCOR/D | 2013-04-15 | 2355
BIOTRONIK | REOCOR/D | 2013-04-15 | 2355
BIOTRONIK | REOCOR/D | 2013-04-15 | 2355
BIOTRONIK | REOCOR/D | 2013-04-15 | 2355
BIOTRONIK | REOCOR/D | 2013-04-15 | 2355
BIOTRONIK | REOCOR/D | 2013-04-15 | 2355
BIOTRONIK | REOCOR/D | 2013-04-15 | 2355
CAREFUSION | ALARIS PK | 2012-07-13 | 3000
MALLINCKRODT | 900002 | 2011-11-29 | 13000
INDITHERM | OTM1 | 2011-03-04 | 850
INDITHERM | OTM1 | 2011-03-04 | 850
DATEX-OHMEDA | AESTIVA INDUCTION | 2010-01-04 | 9460.36
RICHARDSON ELECTRONICS | RTD750AM | 2009-09-18 | 1072.5
S.Y. LIMITED | VIDEO TX2 | 2009-08-13 | 90
S.Y. LIMITED | VIDEO RX | 2009-08-13 | 85
S.Y. LIMITED | VIDEO RX | 2009-08-13 | 85
DRAEGER | SCIO | 2009-05-01 | 5000
DRAEGER | 1P5206110 | 2009-05-01 | 3000
DRAEGER | 1P5206110 | 2009-05-01 | 3000
DRAEGER | SCIO | 2009-05-01 | 5000
DATEX-OHMEDA | TEC7 ISO | 2005-08-28 | 1936
ASPECT | A-2000 | 2002-12-16 | 5200
MAQUET (UK) | ALPHASTAR | 2001-04-17 | 24504.45
SHIRE | AREA ALARM | 1997-09-04 | 350
MEMO-INTERN | PMG-BRI/HGT/1 | 1983-01-01 | 0
B.O.C. | SAFFIRE | 2024-09-25 | 229.5
CELSIUS MEDICAL | CALIMA | 2022-06-21 | 1500
STERIS | CMAX-3 | 2022-06-16 | 21439
STERIS | CMAX-3 | 2022-06-16 | 21439
STERIS | CMAX-3 | 2022-06-16 | 21439
STERIS | CMAX-3 | 2022-06-16 | 21439
STERIS | CMAX-3 | 2022-06-16 | 21439
STERIS | CMAX-3 | 2022-06-16 | 21439
THERAPY EQUIPMENT | 6114P | 2022-06-16 | 149.3
MEDELA | THOPAZ PLUS | 2022-06-01 | 3784
MEDELA | THOPAZ PLUS | 2022-06-01 | 3784
MEDELA | THOPAZ PLUS | 2022-06-01 | 3784
DATEX-OHMEDA | ISOTEC-5 | 2022-05-27 | 2000
DATEX-OHMEDA | ISOTEC-5 | 2022-05-27 | 2000
MEDELA | THOPAZ PLUS | 2022-05-26 | 3784
KARL STORZ | 8403HX | 2022-05-23 | 5156
CELSIUS MEDICAL | CALIMA | 2022-05-19 | 1500
MEDELA | THOPAZ PLUS | 2022-05-17 | 3784
MEDELA | THOPAZ PLUS | 2022-05-17 | 3784
MEDELA | THOPAZ PLUS | 2022-05-17 | 3784
CELSIUS MEDICAL | CALIMA | 2022-05-12 | 1500
KARL STORZ | 8403BXC | 2022-05-04 | 2754
BRAUN | PRO 6000 | 2022-04-27 | 149
CELSIUS MEDICAL | CALIMA | 2022-04-19 | 1500
BRAUN | PRO 6000 | 2022-04-14 | 149
STRYKER | 7110-120-000 | 2022-04-12 | 2500
BK MEDICAL | 9076 | 2022-04-01 | 20000
BK MEDICAL | 9076 | 2022-04-01 | 20000
BK MEDICAL | 9076 | 2022-04-01 | 20000
BK MEDICAL | 9076 | 2022-04-01 | 20000
BK MEDICAL | 9076 | 2022-04-01 | 20000
BK MEDICAL | 9016 | 2022-04-01 | 15000
BK MEDICAL | 9016 | 2022-03-31 | 15000
BK MEDICAL | 9016 | 2022-03-31 | 15000
BK MEDICAL | BKACTIV | 2022-03-31 | 45000
BK MEDICAL | 9076 | 2022-03-31 | 20000
BK MEDICAL | 9076 | 2022-03-31 | 20000
BK MEDICAL | BKACTIV | 2022-03-25 | 45000
MISONIX | SONASTAR | 2022-03-22 | 25876
BRAUN | PRO 6000 | 2022-03-21 | 149
THERAPY EQUIPMENT | 7763/SERRES | 2022-03-17 | 459
THERAPY EQUIPMENT | 7763/SERRES | 2022-03-17 | 459
BK MEDICAL | BKACTIV | 2022-03-01 | 45000
THERAPY EQUIPMENT | DIAMOND RANGE HIGH | 2022-03-01 | 81
BK MEDICAL | 9076 | 2022-03-01 | 20000
BK MEDICAL | 9076 | 2022-03-01 | 20000
BK MEDICAL | 9076 | 2022-03-01 | 20000
WELCH ALLYN | CE 0297 | 2022-03-01 | 68
WELCH ALLYN | CE 0297 | 2022-03-01 | 68
THERAPY EQUIPMENT | DIAMOND RANGE HIGH | 2022-03-01 | 81
THERAPY EQUIPMENT | DIAMOND RANGE HIGH | 2022-03-01 | 81
MEDELA | THOPAZ PLUS | 2022-02-25 | 3784
MEDELA | THOPAZ PLUS | 2022-02-25 | 3784
MEDELA | THOPAZ PLUS | 2022-02-25 | 3784
MEDELA | THOPAZ PLUS | 2022-02-25 | 3784
MEDELA | THOPAZ PLUS | 2022-02-25 | 3784
MEDELA | THOPAZ PLUS | 2022-02-25 | 3784
MEDELA | THOPAZ PLUS | 2022-02-25 | 3784
MEDELA | THOPAZ PLUS | 2022-02-25 | 3784
MEDELA | THOPAZ PLUS | 2022-02-25 | 3784
MEDELA | THOPAZ PLUS | 2022-02-25 | 3784
MEDELA | THOPAZ PLUS | 2022-02-25 | 3784
MEDELA | THOPAZ PLUS DOCKING STATION | 2022-02-25 | 102
MEDELA | THOPAZ PLUS DOCKING STATION | 2022-02-25 | 102
MEDELA | THOPAZ PLUS DOCKING STATION | 2022-02-25 | 102
MEDELA | THOPAZ PLUS DOCKING STATION | 2022-02-25 | 102
MEDELA | THOPAZ PLUS DOCKING STATION | 2022-02-25 | 102
MEDELA | THOPAZ PLUS DOCKING STATION | 2022-02-25 | 102
MEDELA | THOPAZ PLUS DOCKING STATION | 2022-02-25 | 102
MEDELA | THOPAZ PLUS DOCKING STATION | 2022-02-25 | 102
MEDELA | THOPAZ PLUS DOCKING STATION | 2022-02-25 | 102
MEDELA | THOPAZ PLUS DOCKING STATION | 2022-02-25 | 102
MEDELA | THOPAZ PLUS DOCKING STATION | 2022-02-25 | 102
MEDELA | THOPAZ PLUS DOCKING STATION | 2022-02-25 | 102
MEDELA | THOPAZ PLUS DOCKING STATION | 2022-02-25 | 102
MEDELA | THOPAZ PLUS DOCKING STATION | 2022-02-25 | 102
MEDELA | THOPAZ PLUS DOCKING STATION | 2022-02-25 | 102
MEDELA | THOPAZ PLUS DOCKING STATION | 2022-02-25 | 102
MEDELA | THOPAZ PLUS DOCKING STATION | 2022-02-25 | 102
MEDELA | THOPAZ PLUS DOCKING STATION | 2022-02-25 | 102
KARL STORZ | 8403ZX | 2022-02-25 | 7755
SYNTHES | UNIVERSAL BATTERY CHARGER II | 2022-02-21 | 2597
SYNTHES | UNIVERSAL BATTERY CHARGER II | 2022-02-21 | 2597
ARTHREX INC | SYNERGY LASER LIGHT SOURCE | 2022-02-04 | 5000
MEDELA | THOPAZ | 2022-02-03 | 995
KARL STORZ | 8403BXC | 2022-01-31 | 2399.5
SYNTHES | STANDARD CONSOLE | 2022-01-28 | 5000
SYNTHES | STANDARD CONSOLE | 2022-01-28 | 5000
SYNTHES | STANDARD CONSOLE | 2022-01-28 | 5000
ARTHREX INC | SYNERGY LASER LIGHT SOURCE | 2022-01-26 | 5000
CONMED | VIROVAC | 2022-01-26 | 690
CONMED | VIROVAC | 2022-01-26 | 690
CONMED | VIROVAC | 2022-01-26 | 690
CONMED | VIROVAC | 2022-01-26 | 690
CONMED | VIROVAC | 2022-01-26 | 690
CONMED | VIROVAC | 2022-01-26 | 690
CONMED | SYSTEM 5000 | 2022-01-25 | 6368
ARTHREX INC | SYNERGY UHD4 MATRIX | 2022-01-25 | 25000
CONMED | SYSTEM 5000 | 2022-01-25 | 6368
CONMED | SYSTEM 5000 | 2022-01-25 | 6367.5
CONMED | SYSTEM 5000 | 2022-01-25 | 6367.5
CONMED | SYSTEM 5000 | 2022-01-25 | 6368
CONMED | SYSTEM 5000 | 2022-01-25 | 6368
CONMED | SYSTEM 5000 | 2022-01-25 | 6368
CONMED | VIROVAC | 2022-01-25 | 690
KARL STORZ | 8403AXC | 2022-01-12 | 2754
CELSIUS MEDICAL | CALIMA | 2021-12-30 | 1500
KARL STORZ | 8403AXC | 2021-11-15 | 2754
ZIEHM IMAGIN | VISION FD | 2021-11-12 | 92000
ZIEHM IMAGIN | VISION FD | 2021-11-12 | 92000
DATEX-OHMEDA | TEC7 SEVO | 2021-11-09 | 2000
DATEX-OHMEDA | TEC7 SEVO | 2021-11-04 | 2000
DATEX-OHMEDA | TEC7 SEVO | 2021-11-04 | 2000
KARL STORZ | 8403BXC | 2021-10-11 | 2754
KARL STORZ | 8403AXC | 2021-07-14 | 2754
COVIDIEN UK | SCD 700 | 2021-07-12 | 0
COVIDIEN UK | SCD 700 | 2021-07-12 | 0
COVIDIEN UK | SCD 700 | 2021-07-06 | 0
COVIDIEN UK | SCD 700 | 2021-07-06 | 0
COVIDIEN UK | SCD 700 | 2021-07-06 | 0
COVIDIEN UK | SCD 700 | 2021-07-06 | 0
COVIDIEN UK | SCD 700 | 2021-07-06 | 0
COVIDIEN UK | SCD 700 | 2021-07-06 | 0
COVIDIEN UK | SCD 700 | 2021-07-06 | 0
COVIDIEN UK | SCD 700 | 2021-07-06 | 0
COVIDIEN UK | SCD 700 | 2021-07-06 | 0
COVIDIEN UK | SCD 700 | 2021-07-06 | 0
COVIDIEN UK | SCD 700 | 2021-07-06 | 0
COVIDIEN UK | SCD 700 | 2021-07-06 | 0
COVIDIEN UK | SCD 700 | 2021-07-06 | 0
COVIDIEN UK | SCD 700 | 2021-07-06 | 0
COVIDIEN UK | SCD 700 | 2021-07-06 | 0
COVIDIEN UK | SCD 700 | 2021-07-06 | 0
BELMONT | RI-2 | 2021-06-30 | 3000
LG | 32HL710S | 2021-06-23 | 7500
PHILIPS LTD | NMT | 2021-06-18 | 1835
THERAPY EQUIPMENT | DIAMOND RANGE HIGH | 2021-05-25 | 69
THERAPY EQUIPMENT | DIAMOND RANGE HIGH | 2021-05-25 | 69
THERAPY EQUIPMENT | DIAMOND RANGE HIGH | 2021-05-25 | 69
THERAPY EQUIPMENT | DIAMOND RANGE HIGH | 2021-05-25 | 69
THERAPY EQUIPMENT | DIAMOND RANGE HIGH | 2021-05-25 | 69
THERAPY EQUIPMENT | DIAMOND RANGE HIGH | 2021-05-25 | 69
THERAPY EQUIPMENT | DIAMOND RANGE HIGH | 2021-05-25 | 69
MEC CO. LTD | 6063SESH | 2021-04-08 | 153
CAREFUSION | ALARIS PK PLUS MK4 | 2021-03-30 | 2145
CAREFUSION | ALARIS PK PLUS MK4 | 2021-03-30 | 2145
CAREFUSION | ALARIS PK PLUS MK4 | 2021-03-30 | 2145
CAREFUSION | ALARIS PK PLUS MK4 | 2021-03-30 | 2145
CAREFUSION | ALARIS PK PLUS MK4 | 2021-03-30 | 2145
CAREFUSION | ALARIS PK PLUS MK4 | 2021-03-30 | 2145
BRAUN | PRO 6000 | 2021-03-02 | 149
BRAUN | PRO 6000 | 2021-03-02 | 149
BRAUN | PRO 6000 | 2021-03-02 | 149
BRAUN | PRO 6000 | 2021-03-02 | 149
BRAUN | PRO 6000 | 2021-03-02 | 149
BRAUN | PRO 6000 | 2021-02-25 | 149
THERAPY EQUIPMENT | 6111P | 2021-01-20 | 117.5
THERAPY EQUIPMENT | 6111P | 2021-01-20 | 117.5
INDITHERM | GTM1 | 2021-01-20 | 937.5
ARTHREX INC | 4K SYNERGY UHD4 | 2021-01-05 | 7980
DRAEGER | VAPOR 3000 ISO | 2020-12-22 | 1357.41
DRAEGER | VAPOR 3000 ISO | 2020-12-22 | 1357.41
DRAEGER | VAPOR 3000 ISO | 2020-12-22 | 1357.41
DRAEGER | VAPOR 3000 SEVO | 2020-11-12 | 2588.15
DRAEGER | VAPOR 3000 ISO | 2020-11-12 | 1357.41
DRAEGER | D-VAPOR 3000 | 2020-11-12 | 2588.15
DRAEGER | VAPOR 3000 SEVO | 2020-11-12 | 2588.15
DRAEGER | VAPOR 3000 SEVO | 2020-11-12 | 2588.15
DRAEGER | VAPOR 3000 SEVO | 2020-11-12 | 2588.15
DRAEGER | VAPOR 3000 SEVO | 2020-11-12 | 2588.15
DRAEGER | VAPOR 3000 SEVO | 2020-11-12 | 2588.15
DRAEGER | D-VAPOR 3000 | 2020-11-12 | 2588.15
MAQUET | VH-3010 | 2020-11-11 | 500
INTEGRA NEUROSCIENCES LIMITED | STR HANDPIECE 36KHZ | 2020-11-09 | 5000
DRAEGER | D-VAPOR 3000 | 2020-11-04 | 2588.22
DRAEGER | VAPOR 3000 SEVO | 2020-10-26 | 2588.15
DRAEGER | VAPOR 3000 SEVO | 2020-10-26 | 2588.15
DRAEGER | D-VAPOR 3000 | 2020-10-26 | 2588.15
DRAEGER | VAPOR 3000 ISO | 2020-10-16 | 1357.41
DRAEGER | D-VAPOR 3000 | 2020-10-16 | 2588.15
DRAEGER | VAPOR 3000 ISO | 2020-10-16 | 1357.41
DRAEGER | D-VAPOR 3000 | 2020-10-14 | 2588.22
DRAEGER | VAPOR 3000 SEVO | 2020-10-08 | 2588.22
DRAEGER | VAPOR 3000 SEVO | 2020-10-08 | 2588.22
DRAEGER | VAPOR 3000 SEVO | 2020-10-08 | 2588.22
DRAEGER | VAPOR 3000 SEVO | 2020-10-08 | 2588.22
DRAEGER | VAPOR 3000 SEVO | 2020-10-08 | 2588.22
NDS SURGICAL IMAGING BV | WR-P42-11 | 2020-10-01 | 3000
NDS SURGICAL IMAGING BV | WR-P42-13 | 2020-10-01 | 3000
CAREFUSION | ALARIS PK PLUS MK4 | 2020-09-15 | 2146
CAREFUSION | ALARIS PK PLUS MK4 | 2020-09-15 | 2146
SHENZHEN CREATIVE INDUSTRY | PC-900B | 2020-09-01 | 1515.25
KARL STORZ | 8403ZX | 2020-07-31 | 7755
KARL STORZ | 8403BXC | 2020-07-31 | 2490.48
KARL STORZ | 8403ZX | 2020-07-30 | 7755
KARL STORZ | 8403XSI | 2020-07-30 | 1218.06
GE LIMITED | VENUE GO R2 | 2020-06-22 | 35000
GE LIMITED | C1-5-RS | 2020-06-22 | 6000
GE LIMITED | 12L-RS | 2020-06-22 | 5000
GE LIMITED | 3SC-RS | 2020-06-22 | 6000
GE LIMITED | VENUE GO R2 | 2020-06-11 | 35000
GE LIMITED | C1-5-RS | 2020-06-11 | 6000
GE LIMITED | 12L-RS | 2020-06-11 | 5000
GE LIMITED | 3SC-RS | 2020-06-11 | 6000
DRAEGER | POLARIS 6000 | 2020-05-21 | 6057.55
VERATHON MEDICAL INC | PRIME PLUS | 2020-05-07 | 5636
VERATHON MEDICAL INC | 0570-0395 | 2020-05-07 | 1000
VERATHON MEDICAL INC | 0400-0130 | 2020-05-07 | 250
INDITHERM | OTM1 | 2020-03-25 | 850
F & P | AIRVO 2 | 2020-03-24 | 2475
F & P | AIRVO 2 | 2020-03-24 | 2475
DRAEGER | POLARIS 6000 | 2020-03-11 | 5618
DATEX-OHMEDA | ISOTEC-5 | 2020-02-26 | 2000
DATEX-OHMEDA | ISOTEC-5 | 2020-02-14 | 2000
DATEX-OHMEDA | ISOTEC-5 | 2020-02-14 | 2000
DATEX-OHMEDA | ISOTEC-5 | 2020-02-14 | 2000
KARL STORZ | TC301 | 2020-01-10 | 3696
KARL STORZ | TC201 | 2020-01-10 | 5460
MISONIX | SONASTAR | 2020-01-09 | 23692.7
KARL STORZ | 8402 X | 2019-12-20 | 958.5
INTEGRA NEUROSCIENCES LIMITED | STR HANDPIECE 36KHZ | 2019-11-11 | 5000
INTEGRA NEUROSCIENCES LIMITED | STR HANDPIECE 36KHZ | 2019-11-11 | 5000
INTEGRA NEUROSCIENCES LIMITED | STR HANDPIECE 23KHZ | 2019-11-11 | 5000
INTEGRA NEUROSCIENCES LIMITED | STR HANDPIECE 36KHZ | 2019-11-11 | 5000
INTEGRA NEUROSCIENCES LIMITED | STR HANDPIECE 36KHZ | 2019-11-11 | 5000
INTEGRA NEUROSCIENCES LIMITED | STR HANDPIECE 36KHZ | 2019-11-11 | 5000
INTEGRA NEUROSCIENCES LIMITED | STR HANDPIECE 23KHZ | 2019-11-11 | 5000
INTEGRA NEUROSCIENCES LIMITED | STR HANDPIECE 23KHZ | 2019-11-11 | 5000
KARL STORZ | 8401BXC | 2019-10-07 | 2622.6
CELSIUS MEDICAL | CALIMA | 2019-09-23 | 1500
INDITHERM | OTM2 | 2019-09-06 | 850
INDITHERM | GTM1 | 2019-09-06 | 850
COVIDIEN UK | SCD EXPRESS | 2019-08-21 | 800
BARCO LTD | MDSC-8232 | 2019-08-19 | 7500
BARCO LTD | MDSC-8232 | 2019-08-19 | 7500
BARCO LTD | MDSC-8232 | 2019-08-19 | 7500
SONY | UP-DR80MD | 2019-08-16 | 2000
SONY | UP-DR80MD | 2019-08-16 | 2000
SONY | UP-DR80MD | 2019-08-16 | 2000
SONY | UP-DR80MD | 2019-08-16 | 2000
NDS SURGICAL IMAGING BV | WR-P42-13 | 2019-08-16 | 3000
NDS SURGICAL IMAGING BV | WR-P42-13 | 2019-08-16 | 3000
NDS SURGICAL IMAGING BV | WR-P42-13 | 2019-08-16 | 3000
ARTHREX INC | COMPACTCART | 2019-08-16 | 4344
ARTHREX INC | COMPACTCART | 2019-08-16 | 4344
ARTHREX INC | COMPACTCART | 2019-08-16 | 4344
ARTHREX INC | COMPACTCART | 2019-08-16 | 4344
SAMSUNG | GALAXY TAB A 10.1 INCH | 2019-08-16 | 3460
SAMSUNG | GALAXY TAB A 10.1 INCH | 2019-08-16 | 3460
SAMSUNG | GALAXY TAB A 10.1 INCH | 2019-08-16 | 3460
SAMSUNG | GALAXY TAB A 10.1 INCH | 2019-08-16 | 3460
ARTHREX INC | SYNERGY UHD4 MATRIX | 2019-08-16 | 25000
ARTHREX INC | SYNERGY UHD4 MATRIX | 2019-08-16 | 25000
ARTHREX INC | SYNERGY UHD4 MATRIX | 2019-08-16 | 25000
ARTHREX INC | SYNERGY UHD4 MATRIX | 2019-08-16 | 25000
ARTHREX INC | 4K SYNERGY UHD4 | 2019-08-16 | 7980
ARTHREX INC | 4K SYNERGY UHD4 | 2019-08-16 | 7980
ARTHREX INC | 4K SYNERGY UHD4 | 2019-08-16 | 7980
ARTHREX INC | 4K SYNERGY UHD4 | 2019-08-16 | 7980
ARTHREX INC | MONITOR TROLLEY | 2019-08-16 | 2306
ARTHREX INC | MONITOR TROLLEY | 2019-08-16 | 2306
ARTHREX INC | MONITOR TROLLEY | 2019-08-16 | 2306
ARTHREX INC | MONITOR TROLLEY | 2019-08-16 | 2306
NDS SURGICAL IMAGING BV | WR-P42-11 | 2019-08-16 | 3000
NDS SURGICAL IMAGING BV | WR-P42-11 | 2019-08-16 | 3000
NDS SURGICAL IMAGING BV | WR-P42-11 | 2019-08-16 | 3000
BARCO LTD | MDSC-8232 PLUS DECODER | 2019-08-16 | 8422
BARCO LTD | MDSC-8232 PLUS DECODER | 2019-08-16 | 8422
BARCO LTD | MDSC-8232 PLUS DECODER | 2019-08-16 | 8422
BARCO LTD | MDSC-8232 PLUS DECODER | 2019-08-16 | 8422
ARTHREX INC | SYNERGY INSUFFLATOR | 2019-08-16 | 5462
ARTHREX INC | SYNERGY INSUFFLATOR | 2019-08-16 | 5462
ARTHREX INC | SYNERGY INSUFFLATOR | 2019-08-16 | 5462
ARTHREX INC | SYNERGY INSUFFLATOR | 2019-08-16 | 5462
KARL STORZ | 8403BXC | 2019-08-12 | 2490.48
FUJIFILM SONOSITE | HFL38XI/13-6 MHZ | 2019-05-03 | 5900
LOTUS ULTRASONIC | LOTUS LG4 | 2019-02-20 | 1000
KARL STORZ | 8401BXC | 2019-01-09 | 2750
KARL STORZ | 8401BXC | 2019-01-08 | 2750
TOFFELN | SHL310 | 2018-11-16 | 1500
CME MEDICAL | BODYGUARD 575 CHARGER | 2018-08-15 | 550
OLYMPUS | OEV262H | 2018-08-01 | 6582
OLYMPUS | EU-ME2 | 2018-08-01 | 70691.6
OLYMPUS | WM-NP2 | 2018-08-01 | 2700
THERAPY EQUIPMENT | 7763 | 2018-07-06 | 545
THERAPY EQUIPMENT | 7763 | 2018-05-31 | 545
DATEX-OHMEDA | TEC7 SEVO | 2018-05-29 | 2000
XENOSYS CO LTD | L2S09 | 2018-05-21 | 1000
THERAPY EQUIPMENT | DIAMOND RANGE HIGH | 2018-05-15 | 384
GE LIMITED | 6VT-D | 2018-04-20 | 24000
THERAPY EQUIPMENT | 7763 | 2018-04-18 | 545
PENTAX | EB-1970TK | 2018-02-15 | 19563.6
INDITHERM | OTM1 | 2018-01-22 | 850
KARL STORZ | SC-WU26-A1511 | 2017-12-27 | 4545
KARL STORZ | VC-2010MC | 2017-12-27 | 3000
THERAPY EQUIPMENT | 7763 | 2017-11-02 | 545
CAREFUSION | ALARIS PK PLUS MK4 | 2017-10-02 | 2595
CAREFUSION | ALARIS PK PLUS MK4 | 2017-10-02 | 2595
CAREFUSION | ALARIS PK PLUS MK4 | 2017-10-02 | 2595
THERAPY EQUIPMENT | 7763 | 2017-09-21 | 545
BK MEDICAL | 8666 | 2017-09-14 | 15000
CELSIUS MEDICAL | CALIMA | 2017-09-12 | 1700
CELSIUS MEDICAL | CALIMA | 2017-09-12 | 1700
INDITHERM | OTM2 | 2017-06-26 | 850
DRAEGER | TOFSCAN | 2017-06-01 | 1454
DRAEGER | TOFSCAN | 2017-06-01 | 1454
DRAEGER | TOFSCAN | 2017-06-01 | 1454
DRAEGER | TOFSCAN | 2017-06-01 | 1454
DRAEGER | TOFSCAN | 2017-06-01 | 1454
SONY | LMD-2451MT | 2017-05-18 | 2000
GE LIMITED | VIVID E95 | 2017-05-18 | 66447
GE LIMITED | VIVID E95 | 2017-05-18 | 66447
GE LIMITED | VIVID E95 | 2017-05-18 | 66447
GE LIMITED | VIVID E95 | 2017-05-18 | 66447
GE LIMITED | M5SC-RS | 2017-05-18 | 5000
GE LIMITED | 9L-RS | 2017-05-18 | 5000
GE LIMITED | M5SC-D | 2017-05-18 | 5000
GE LIMITED | 9L-D | 2017-05-18 | 5000
GE LIMITED | M5SC-D | 2017-05-18 | 5000
GE LIMITED | 6VT-D | 2017-05-18 | 24000
GE LIMITED | 6VT-D | 2017-05-18 | 24000
GE LIMITED | 6VT-D | 2017-05-18 | 24000
GE LIMITED | 6VT-D | 2017-05-18 | 24000
GE LIMITED | 6VT-D | 2017-05-18 | 24000
FUJIFILM SONOSITE | NANOMAXX P11111-60 | 2017-04-19 | 11685
FUJIFILM SONOSITE | L25N/13-6 MHZ | 2017-04-19 | 5100
FUJIFILM SONOSITE | RC60XI/5-2 MHZ | 2017-04-19 | 5450
DATEX-OHMEDA | TEC7 SEVO | 2017-04-06 | 2000
CAREFUSION | ALARIS PK PLUS MK4 | 2017-04-03 | 2595
GE LIMITED | MAC2000 | 2017-03-30 | 4035.2
CELSIUS MEDICAL | CALIMA | 2017-02-23 | 1700
CELSIUS MEDICAL | CALIMA | 2017-02-23 | 1700
INDITHERM | OTM1 | 2017-02-22 | 850
INDITHERM | OTM1 | 2017-02-22 | 850
BK MEDICAL | FLEX FOCUS 800 | 2017-02-01 | 114900
CELSIUS MEDICAL | CALIMA | 2017-01-20 | 1700
CELSIUS MEDICAL | CALIMA | 2017-01-20 | 1700
CELSIUS MEDICAL | CALIMA | 2017-01-20 | 1700
KARL STORZ | 8401HX | 2016-11-25 | 2750
SPEIDEL & KE | MAXI STABIL 3 | 2016-10-26 | 75
KARL STORZ | SC-WU26-A1511 | 2016-09-12 | 6336.12
COVIDIEN UK | WT6000 | 2016-08-24 | 2000
KARL STORZ | 20131520 | 2016-07-21 | 3500
LEVEL 1 TECH | HL90 | 2016-07-19 | 3500
LEVEL 1 TECH | HL90 | 2016-07-19 | 3500
LEVEL 1 TECH | HL90 | 2016-07-19 | 3500
LEVEL 1 TECH | HL90 | 2016-07-19 | 3500
LEVEL 1 TECH | HL90 | 2016-07-19 | 3500
FRESENIUS KABI | VOLUMAT MC AGILIA | 2016-05-18 | 300
FRESENIUS KABI | VOLUMAT MC AGILIA | 2016-05-18 | 300
FRESENIUS KABI | VOLUMAT MC AGILIA | 2016-05-18 | 300
FRESENIUS KABI | INJECTOMAT MC AGILIA | 2016-05-18 | 300
FRESENIUS KABI | INJECTOMAT MC AGILIA | 2016-05-18 | 300
FRESENIUS KABI | INJECTOMAT MC AGILIA | 2016-05-18 | 300
FRESENIUS KABI | INJECTOMAT MC AGILIA | 2016-05-18 | 300
FRESENIUS KABI | INJECTOMAT MC AGILIA | 2016-05-18 | 300
FRESENIUS KABI | INJECTOMAT MC AGILIA | 2016-05-18 | 300
FRESENIUS KABI | INJECTOMAT MC AGILIA | 2016-05-18 | 300
FRESENIUS KABI | INJECTOMAT MC AGILIA | 2016-05-18 | 300
FRESENIUS KABI | INJECTOMAT MC AGILIA | 2016-05-18 | 300
FRESENIUS KABI | INJECTOMAT MC AGILIA | 2016-05-18 | 300
CONMED | SYSTEM 5000 | 2016-05-04 | 7554
CONMED | SYSTEM 5000 | 2016-05-04 | 7554
CONMED | SYSTEM 5000 | 2016-05-04 | 7554
F & P | MR810 | 2016-04-01 | 697
OLYMPUS | WM-NP2 | 2016-02-10 | 2700
OLYMPUS | OEV262H | 2016-02-10 | 6582
OLYMPUS | UCR | 2016-02-10 | 9310
OLYMPUS | CV-290 | 2016-02-10 | 10000
OLYMPUS | CLV-290SL | 2016-02-10 | 16075
SONY | UP-25MD | 2016-02-10 | 1916.88
ERBE ELECT. | VIO 200S | 2016-02-10 | 10000
OLYMPUS | IMH-20 | 2016-02-10 | 12000
KARL STORZ | 11101 RP2 | 2016-01-13 | 6000
KARL STORZ | 11101 RP2 | 2016-01-13 | 6000
ORGANON LTD | TOF WATCH | 2015-12-23 | 600
BK MEDICAL | 8666 | 2015-12-18 | 17460
BK MEDICAL | 8666 | 2015-12-18 | 17460
BK MEDICAL | 8666 | 2015-12-18 | 17460
OLYMPUS | LFV | 2015-12-09 | 8212.75
MEDLINE | DYND7080*UK | 2015-09-04 | 50
MEDLINE | DYND7080*UK | 2015-09-02 | 50
MEDLINE | DYND7080*UK | 2015-09-02 | 50
MEDLINE | DYND7080*UK | 2015-09-02 | 50
MEDLINE | DYND7080*UK | 2015-09-02 | 50
MEDLINE | DYND7080*UK | 2015-09-02 | 50
MEDLINE | DYND7080*UK | 2015-09-02 | 50
MEDLINE | DYND7080*UK | 2015-09-02 | 50
MEDLINE | DYND7080*UK | 2015-09-02 | 50
MEDLINE | DYND7080*UK | 2015-09-02 | 50
KARL STORZ | 8403ZX | 2015-09-02 | 11537
THERAPY EQUIPMENT | 6114P | 2015-08-28 | 80
KARL STORZ | 11302BDX | 2015-03-17 | 9000.96
KARL STORZ | 8403ZX | 2015-03-17 | 10200
KARL STORZ | 11302 BD2 | 2015-03-16 | 4000
KARL STORZ | 11302 BD2 | 2015-02-03 | 4000
KARL STORZ | SC-WU26-A1511 | 2015-01-07 | 2500
KARL STORZ | 200905 19 | 2015-01-07 | 2000
KARL STORZ | 20046120 | 2015-01-07 | 10000
KARL STORZ | 20133120 | 2015-01-07 | 6750
KARL STORZ | TC200 | 2015-01-07 | 15000
KARL STORZ | TC300 | 2015-01-07 | 15000
SONY | UP-DR80MD | 2015-01-07 | 2000
KARL STORZ | VC-2010 | 2015-01-07 | 3000
KARL STORZ | SC-WU26-A1511 | 2015-01-07 | 2500
KARL STORZ | VC-2010MC | 2015-01-07 | 3000
KARL STORZ | VC-2010MC | 2015-01-07 | 3000
NDS SURGICAL IMAGING BV | WT-P13-13 | 2015-01-07 | 500
KARL STORZ | WR-P13-11 | 2015-01-07 | 500
KARL STORZ | H3-Z-TH100 | 2015-01-07 | 11760
MEMO-INTERN | VACUUM EXTENSION HOSE | 2014-11-19 | 120
ATRICURE | ACM2 | 2014-10-09 | 2000
ATRICURE | ASCBZ | 2014-10-09 | 2000
ZEISS | S-88 | 2014-06-24 | 74410.8
NORGREN MART | 20AG/4G | 2014-05-20 | 420
XENOSYS CO LTD | L2S09 | 2014-04-15 | 1000
XENOSYS CO LTD | L2S09 | 2014-04-15 | 1000
XENOSYS CO LTD | L2S09 | 2014-04-15 | 1000
KARL STORZ | 11302 BD2 | 2014-03-01 | 4000
KARL STORZ | 11302 BD2 | 2014-03-01 | 4000
GE LIMITED | E-PSMP-01 | 2013-12-23 | 2000
SONY | LMD-1950MD | 2013-11-18 | 2200
PENTAX | EPK-1000 | 2013-11-14 | 10000
MEDICAPTURE | USB3 00 | 2013-11-14 | 2000
PENTAX | WS-UC | 2013-11-14 | 2000
DELFI MEDICAL | PTS II | 2013-06-18 | 2000
DELFI MEDICAL | PTS II | 2013-06-18 | 2000
DELFI MEDICAL | PTS II | 2013-06-18 | 2000
PULMONX | CHARTIS CONSOLE | 2013-05-31 | 6000
PENLON | SC760 | 2013-05-17 | 47
LEEC | W330 | 2013-04-20 | 2150
LEEC | W330 | 2013-04-20 | 2150
LEEC | W330 | 2013-04-20 | 2150
OLYMPUS | MU-1 | 2013-04-18 | 500
KARL STORZ | 20045020 | 2013-03-26 | 17268
KARL STORZ | 20212030 | 2013-03-26 | 15000
GE LIMITED | E-PSMPW | 2013-02-01 | 900
KARL STORZ | 11302 BD2 | 2013-01-01 | 4000
INDITHERM | OTM1 | 2012-12-05 | 850
INDITHERM | OTM1 | 2012-12-05 | 850
SAFETY MEDIC | 10 WAY | 2012-11-27 | 600
SAFETY MEDIC | 10 WAY | 2012-11-27 | 600
SAFETY MEDIC | 10 WAY | 2012-11-27 | 600
SAFETY MEDIC | 10 WAY | 2012-11-27 | 600
SAFETY MEDIC | 10 WAY | 2012-11-27 | 600
SAFETY MEDIC | 10 WAY | 2012-11-27 | 600
SAFETY MEDIC | 10 WAY | 2012-11-27 | 600
SAFETY MEDIC | 10 WAY | 2012-11-27 | 600
SAFETY MEDIC | 10 WAY | 2012-11-27 | 600
SAFETY MEDIC | 10 WAY | 2012-11-27 | 600
HUNTLEIGH | D900 | 2012-11-21 | 280
GE LIMITED | E-PSMP-01 | 2012-10-22 | 2000
CONMED | SYSTEM 7500 | 2012-10-18 | 6000
VALLEYLAB | CUSA EXCEL | 2012-10-11 | 49995
GE LIMITED | B650 TOUCH | 2012-10-02 | 7000
EVERYWAY MED | TPN-EX | 2012-08-22 | 50
EVERYWAY MED | TPN-EX | 2012-08-22 | 50
EVERYWAY MED | TPN-EX | 2012-08-22 | 50
INDITHERM | OTM2 | 2012-05-28 | 850
KARL STORZ | 20045020 | 2012-05-25 | 15000
KARL STORZ | 20045020 | 2012-05-25 | 15649.2
LEVEL 1 TECH | HL90 | 2012-04-18 | 3500
LEVEL 1 TECH | HL90 | 2012-04-03 | 3500
LEVEL 1 TECH | HL90 | 2012-04-03 | 3500
LEVEL 1 TECH | HL90 | 2012-04-03 | 3500
LEVEL 1 TECH | HL90 | 2012-04-03 | 3500
LEVEL 1 TECH | HL90 | 2012-04-03 | 3500
LEVEL 1 TECH | HL90 | 2012-04-03 | 3500
LEVEL 1 TECH | HL90 | 2012-04-03 | 3500
ESCHMANN | T-20-M+OP-TABLE | 2012-03-27 | 47581.98
CAREFUSION | ALARIS PK | 2012-03-21 | 3000
PENLON | NUFFIELD 200 | 2012-03-21 | 2500
J&J | GEN 11 | 2012-02-14 | 8500
J&J | GEN 11 | 2012-02-14 | 8500
J&J | GEN 11 | 2012-02-14 | 8500
DRAEGER | HEMOMED POD | 2012-01-12 | 2000
VALLEYLAB | FORCE TRIAD | 2011-12-09 | 30000
GE LIMITED | E-CAIO | 2011-12-09 | 1000
INDITHERM | MECU1 | 2011-11-18 | 2500
THERAPY EQUIPMENT | 6112 | 2011-11-14 | 85
INDITHERM | MECU1 | 2011-10-11 | 2500
INDITHERM | MECU1 | 2011-10-11 | 2500
INDITHERM | MECU1 | 2011-10-11 | 2500
INDITHERM | MECU1 | 2011-10-11 | 2500
INDITHERM | OTM1 | 2011-10-11 | 850
BYRNE MEDICAL | EGP-100 | 2011-09-30 | 979
DRAEGER | HEMOMED POD | 2011-06-10 | 2000
KARL STORZ | 26430520 | 2011-04-07 | 4750
KARL STORZ | VC-2010 | 2011-03-31 | 3000
KARL STORZ | SC-WU24-A1511 | 2011-03-31 | 3995
KARL STORZ | 200903-31 | 2011-03-31 | 9660
KARL STORZ | 26430520 | 2011-03-31 | 6489.6
KARL STORZ | 20046120 | 2011-03-31 | 17557.49
KARL STORZ | 20133120 | 2011-03-31 | 6750
KARL STORZ | 22201020 | 2011-03-31 | 21576.28
SONY | UP-DR80MD | 2011-03-31 | 1000
KARL STORZ | H3-Z 22220055 | 2011-03-31 | 10000
SIEMENS LTD | ARCADIS VARIC | 2011-01-13 | 84846
VALLEYLAB | FORCE TRIAD | 2010-12-13 | 30000
STRYKER | SYSTEM 6 | 2010-11-19 | 2350
THERAPY EQUIPMENT | DIAMOND RANGE HIGH | 2010-10-12 | 139
DRAEGER | HEMOMED POD | 2010-09-06 | 2000
ORGANON LTD | TOF WATCH | 2010-08-28 | 600
INDITHERM | MECU1 | 2010-08-26 | 2500
KARL STORZ | P3 HEAD/22220031 | 2010-07-19 | 9000
INDITHERM | MECU1 | 2010-07-19 | 2500
INDITHERM | MECU1 | 2010-07-19 | 2500
KARL STORZ | SC-WU24-A1511 | 2010-07-15 | 4000
KARL STORZ | 200903-31 | 2010-07-15 | 2000
KARL STORZ | H3-Z 22220055 | 2010-07-15 | 14000
KARL STORZ | STACK SYSTEM TROLLEY | 2010-07-15 | 2000
KARL STORZ | SC-WU24-A1511 | 2010-07-15 | 4000
KARL STORZ | 200903-31 | 2010-07-15 | 2000
KARL STORZ | 20046120 | 2010-07-15 | 10000
KARL STORZ | 20133120 | 2010-07-15 | 4500
KARL STORZ | 22201020 | 2010-07-15 | 24995
SONY | UP-DR80MD | 2010-07-15 | 2000
KARL STORZ | H3-Z 22220055 | 2010-07-15 | 14000
KARL STORZ | S3 HEAD/22220030 | 2010-07-15 | 2000
ORGANON LTD | TOF WATCH | 2010-06-29 | 600
EMS | CH1260 | 2010-06-23 | 5000
GE LIMITED | E-CAIO | 2010-02-22 | 7356
GE LIMITED | E-PSMP-00 | 2010-01-18 | 2000
GE LIMITED | E-P-00 | 2010-01-18 | 1200
GE LIMITED | E-PSMP-00 | 2010-01-18 | 2000
GE LIMITED | E-ENTROPY-00 | 2010-01-18 | 3000
GE LIMITED | E-P-00 | 2010-01-18 | 1200
GE LIMITED | E-INTPSM | 2010-01-18 | 1000
GE LIMITED | E-PSMP-00 | 2010-01-18 | 2000
GE LIMITED | E-INTPSM | 2010-01-18 | 1000
GE LIMITED | E-P-00 | 2010-01-18 | 1200
GE LIMITED | E-PSMP-00 | 2010-01-18 | 2000
GE LIMITED | E-P-00 | 2010-01-18 | 1200
GE LIMITED | E-ENTROPY-00 | 2010-01-18 | 3000
GE LIMITED | E-INTPSM | 2010-01-18 | 1000
GE LIMITED | E-PSMP-00 | 2010-01-18 | 2000
GE LIMITED | E-ENTROPY-00 | 2010-01-18 | 3000
GE LIMITED | E-PSMP-00 | 2010-01-18 | 2000
GE LIMITED | E-P-00 | 2010-01-18 | 1200
GE LIMITED | E-INTPSM | 2010-01-18 | 1000
THERAPY EQUIPMENT | 6114P | 2010-01-14 | 80
THERAPY EQUIPMENT | 6114P | 2010-01-14 | 80
THERAPY EQUIPMENT | 6114P | 2010-01-14 | 80
KARL STORZ | INTUBATION | 2010-01-07 | 20000
EAST HEALTH | HIGH-SUCTION | 2010-01-07 | 200
EAST HEALTH | HIGH-SUCTION | 2010-01-07 | 200
ORGANON LTD | TOF WATCH | 2009-10-02 | 600
ORGANON LTD | TOF WATCH | 2009-10-02 | 600
CONMED | SYSTEM 7550 | 2009-10-01 | 16100
ORGANON LTD | TOF WATCH | 2009-07-24 | 600
ORGANON LTD | TOF WATCH | 2009-07-24 | 600
ORGANON LTD | TOF WATCH | 2009-07-24 | 600
SOMANETICS | INVOS | 2009-05-13 | 10000
DRAEGER | HEMOMED POD | 2009-05-12 | 2500
PENLON | NUFFIELD 200 | 2009-05-01 | 2500
FIBRIJET | FIBRIJET | 2009-04-28 | 550
OXYLITRE | VAC SPLITTER | 2009-04-23 | 80.5
SIEMENS LTD | SIREMOBIL COMPACT L | 2009-04-21 | 53570
DRAEGER | INFINITY DELTA EN | 2009-04-17 | 12503.85
DRAEGER | INFINITY DELTA EN | 2009-04-17 | 12503.85
ORGANON LTD | TOF WATCH | 2009-04-07 | 600
CAREFUSION | ALARIS PK | 2009-03-23 | 3000
COVIDIEN UK | SCD EXPRESS | 2009-03-18 | 800
WOLF RICHARD | 2232 | 2009-02-10 | 7000
WOLF RICHARD | 2232 | 2009-02-10 | 7000
SMITHS LTD | H-1200 | 2008-12-04 | 9000
ORGANON LTD | TOF WATCH | 2008-12-03 | 600
ORGANON LTD | TOF WATCH | 2008-12-03 | 600
EAST HEALTH | HIGH-SUCTION | 2008-11-28 | 200
MEMO-INTERN | EXT BLOCK 4-WAY WP | 2008-10-07 | 150
KARL STORZ | 20096020 | 2008-10-03 | 23494.13
KARL STORZ | 22201020 | 2008-10-03 | 24995
KARL STORZ | SC-WU23-A1511 | 2008-10-03 | 4000
KARL STORZ | TOUCH SCREEN | 2008-10-03 | 2000
KARL STORZ | ENDO STACK | 2008-10-03 | 2500
KARL STORZ | H3 HEAD/22220050 | 2008-10-03 | 14000
KARL STORZ | D1 HEAD/22260031 | 2008-10-03 | 500
EAST HEALTH | HIGH-SUCTION | 2008-09-24 | 200
VALLEYLAB | FORCE TRIAD | 2008-07-17 | 30000
OXYLITRE | VAC SPLITTER | 2008-07-16 | 80.5
OXYLITRE | VAC SPLITTER | 2008-07-16 | 80.5
ZIMMER | ELECTRIC DERMATOME | 2008-03-06 | 6500
CONMED | BS-PROBE-HOSER | 2007-12-12 | 176.25
CONMED | SYSTEM 5000 | 2007-03-28 | 6750
CONMED | SYSTEM 5000 | 2007-03-26 | 6750
BK MEDICAL | PROFOCUS/2202 | 2007-03-13 | 41213
HP | HP5940 | 2007-01-03 | 500
KARL STORZ | 26430520 | 2007-01-03 | 4750
KARL STORZ | 20133120 | 2007-01-03 | 3000
THERAPY EQUIPMENT | 4760 | 2006-11-27 | 545
BAXTER HEALTHCARE | FIBRINOTHERM | 2006-11-08 | 250
ORGANON LTD | TOF WATCH | 2006-09-18 | 600
OXYLITRE | VAC SPLITTER | 2006-09-06 | 80.5
OXYLITRE | VAC SPLITTER | 2006-07-03 | 80.5
OXYLITRE | VAC SPLITTER | 2006-07-03 | 80.5
THERAPY EQUIPMENT | 4760 | 2006-06-07 | 300
THERAPY EQUIPMENT | 4760 | 2006-06-07 | 300
MEMO-INTERN | EXT BLOCK 4-WAY WP | 2006-05-23 | 150
THERAPY EQUIPMENT | 4760 | 2006-01-13 | 350
THERAPY EQUIPMENT | 4760 | 2006-01-13 | 350
GE LIMITED | E-PSMP-00 | 2005-10-10 | 2000
GE LIMITED | E-ENTROPY-00 | 2005-09-26 | 3000
PENLON | NUFFIELD 200 | 2005-09-13 | 3000
CAREFUSION | ALARIS PK | 2005-06-02 | 3000
CAREFUSION | ALARIS PK | 2005-06-02 | 3000
CAREFUSION | ALARIS PK | 2005-06-02 | 3000
CAREFUSION | ALARIS PK | 2005-06-02 | 3000
CAREFUSION | ALARIS PK | 2005-06-02 | 3000
THERAPY EQUIPMENT | 4760 | 2005-02-14 | 545
FRESENIUS KABI | 9005001 / C.A.T.S. | 2005-01-10 | 20000
PENLON | NUFFIELD 200 | 2004-03-22 | 3300
DATEX-OHMEDA | 15 | 2003-05-07 | 162.15
BIEN-AIR UK | BASCH | 2003-04-10 | 1406
BIEN-AIR UK | BASCH | 2003-04-10 | 1406
BIEN-AIR UK | BASCH | 2003-04-10 | 1406
BIEN-AIR UK | BASCH | 2003-04-10 | 1406
SCIMED | PLEASE ENTER MODEL! (841) | 2003-04-03 | 50
OLYMPUS | CLK-4 | 2002-12-13 | 600
BIEN-AIR UK | BASCH | 2002-01-01 | 1406
W&H UK LTD | S11 | 2002-01-01 | 550
W&H UK LTD | S11 | 2002-01-01 | 550
MALLINCKRODT | 5800 | 2001-11-22 | 2000
EAST HEALTH | HIGH-SUCTION | 2001-10-16 | 82
PHILIPS LTD | M1006B | 2001-06-26 | 505
NA | MEMO/GENERAL SUNDRIES | 2001-01-01 | 0
PHILIPS LTD | M1006B | 2000-10-19 | 505
PENLON | IDP | 2000-03-14 | 830
PENLON | NUFFIELD 200 | 1999-06-11 | 2500
PENLON | NUFFIELD 200 | 1999-05-12 | 2500
PENLON | IDP | 1998-11-25 | 794
PENLON | NUFFIELD 200 | 1998-08-27 | 2500
MEMO-INTERN | MD502 | 1996-10-11 | 354
PENLON | NUFFIELD 200 | 1994-10-28 | 2500
PENLON | NUFFIELD 200 | 1994-10-28 | 2500
PENLON | NUFFIELD 200 | 1994-10-28 | 2500
PENLON | NUFFIELD 200 | 1993-12-06 | 2500
WELCH ALLYN | 73336 | 1984-01-01 | 250
PHILIPS LTD | PIIC IX | 2021-09-27 | 4800
ELO | E124923 | 2021-09-27 | 1251
AMERICAN POWER CONVERSION (APC) | SMART-UPS SC450 | 2021-09-27 | 455
PHILIPS LTD | MX750 | 2020-10-30 | 4093
PHILIPS LTD | FMX-4 | 2020-10-30 | 266
PHILIPS LTD | 867041 B06 | 2020-10-30 | 2044.02
PHILIPS LTD | INTELLIVUE X3 | 2020-10-30 | 3163.78
PHILIPS LTD | MX750 | 2020-10-30 | 4093
PHILIPS LTD | FMX-4 | 2020-10-30 | 266
PHILIPS LTD | 867041 B06 | 2020-10-30 | 2044.02
PHILIPS LTD | INTELLIVUE X3 | 2020-10-30 | 3163.78
PHILIPS LTD | MX750 | 2020-10-30 | 4093
PHILIPS LTD | FMX-4 | 2020-10-30 | 266
PHILIPS LTD | 867041 B06 | 2020-10-30 | 2044.02
PHILIPS LTD | INTELLIVUE X3 | 2020-10-30 | 3163.78
PHILIPS LTD | MX750 | 2020-10-30 | 4093
PHILIPS LTD | FMX-4 | 2020-10-30 | 266
PHILIPS LTD | 867041 B06 | 2020-10-30 | 2044.02
PHILIPS LTD | INTELLIVUE X3 | 2020-10-30 | 3163.78
BRAUN | PRO 6000 | 2022-06-22 | 149
BRAUN | PRO 6000 | 2021-07-07 | 149
BRAUN | PRO 6000 | 2021-07-07 | 149
BRAUN | PRO 6000 | 2021-07-07 | 149
BRAUN | PRO 6000 | 2021-07-07 | 149
ABBOTT LABS | FREESTYLE PRECISION PRO | 2020-02-21 | 1000
ABBOTT LABS | FREESTYLE PRECISION PRO | 2020-02-21 | 1000
MASIMO UK | RADICAL-7 | 2019-05-01 | 800
HEMOCUE | HB201+ | 2017-03-09 | 500
SPEIDEL & KE | MAXI STABIL 3 | 2016-11-11 | 181
ROCHE LTD | COAGUCHEK XS SYSTEM | 2016-08-01 | 811.93
FRESENIUS KABI | VOLUMAT MC AGILIA | 2016-05-18 | 300
FRESENIUS KABI | INJECTOMAT MC AGILIA | 2016-05-18 | 300
RESPIRONICS | DELUXE 230V/50HZ | 2016-01-29 | 79.2
PHYSIO CONTROL | LIFEPAK 20E | 2016-01-06 | 4741.2
ABBOTT LABS | FREESTYLE PRECISION PRO | 2015-06-16 | 1000
GE LIMITED | MAC3500 | 2015-05-28 | 8120.38
BRISTOL MAID (HOSP.M.CRAFT) | EC015 | 2015-04-30 | 700
BRISTOL MAID (HOSP.M.CRAFT) | EC015 | 2015-04-30 | 700
LYALL WILLIS | 28-919 | 2015-04-23 | 35
LYALL WILLIS | 28-919 | 2015-04-23 | 35
LYALL WILLIS | 28-919 | 2015-04-23 | 35
NA | MEMO/GENERAL SUNDRIES | 2015-04-22 | 0
DIGITERM LTD | COMFORT-4 ECO | 2015-04-20 | 2451
DIGITERM LTD | COMFORT-4 ECO | 2015-04-20 | 2451
DIGITERM LTD | COMFORT-4 ECO | 2015-04-20 | 2451
DIGITERM LTD | COMFORT-4 ECO | 2015-04-20 | 2451
DIGITERM LTD | COMFORT-4 ECO | 2015-04-20 | 2451
DIGITERM LTD | COMFORT-4 ECO | 2015-04-20 | 2451
DIGITERM LTD | COMFORT-4 ECO | 2015-04-20 | 2451
WELCH ALLYN | SPOT 420(NBP/SPO2) | 2015-04-20 | 1000
WELCH ALLYN | SPOT 420(NBP/SPO2) | 2015-04-20 | 1000
WELCH ALLYN | SPOT 420(NBP/SPO2) | 2015-04-20 | 1000
WELCH ALLYN | SPOT 420(NBP/SPO2) | 2015-04-20 | 1000
WELCH ALLYN | SPOT 420(NBP/SPO2) | 2015-04-20 | 1000
MARSDEN | M-420 | 2015-04-20 | 215
MARSDEN | M-420 | 2015-04-20 | 215
MARSDEN | M-420 | 2015-04-20 | 215
MARSDEN | M-420 | 2015-04-20 | 215
MARSDEN | M-420 | 2015-04-20 | 215
MARSDEN | M-420 | 2015-04-20 | 215
MARSDEN | M-420 | 2015-04-20 | 215
MARSDEN | M-200 | 2015-04-20 | 625
DIGITERM LTD | COMFORT-4 ECO | 2015-04-20 | 2451
DIGITERM LTD | COMFORT-4 ECO | 2015-04-20 | 2451
BRISTOL MAID (HOSP.M.CRAFT) | EC1310 | 2015-04-20 | 1000
SECA | 959 | 2013-09-19 | 600
SECA | 877 | 2011-09-27 | 200
SECA | 877 | 2011-09-27 | 200
SECA | 877 | 2011-09-27 | 200
BRISTOL MAID (HOSP.M.CRAFT) | EC015 | 2011-05-12 | 700
BRISTOL MAID (HOSP.M.CRAFT) | EC015 | 2011-05-12 | 700
BRISTOL MAID (HOSP.M.CRAFT) | EC015 | 2011-01-26 | 700
LAERDAL | LSU-2 | 2011-01-01 | 680
BRISTOL MAID (HOSP.M.CRAFT) | EC015 | 2010-10-15 | 700
BRISTOL MAID (HOSP.M.CRAFT) | EC015 | 2010-10-15 | 700
BRISTOL MAID (HOSP.M.CRAFT) | EC015 | 2010-10-15 | 700
BRISTOL MAID (HOSP.M.CRAFT) | EC015 | 2010-10-15 | 700
BRISTOL MAID (HOSP.M.CRAFT) | EC015 | 2010-10-15 | 700
BRISTOL MAID (HOSP.M.CRAFT) | EC015 | 2010-10-15 | 700
WELCH ALLYN | SPOT 420(NBP/SPO2) | 2010-04-13 | 2000
WELCH ALLYN | SPOT 420(NBP/SPO2) | 2010-04-13 | 2000
WELCH ALLYN | SPOT 420(NBP/SPO2) | 2010-04-13 | 2000
SECA | 877 | 2010-04-07 | 200
SECA | 877 | 2010-04-07 | 200
SECA | 877 | 2010-04-07 | 200
SECA | 877 | 2010-04-07 | 200
SECA | 877 | 2009-04-03 | 200
GE LIMITED | MAC1600 | 2009-04-03 | 4000
WELCH ALLYN | SPOT 420(NBP/SPO2) | 2009-02-23 | 1116.25
WELCH ALLYN | SPOT 420(NBP/SPO2) | 2009-02-23 | 1116.25
WELCH ALLYN | SPOT 420(NBP/SPO2) | 2009-02-23 | 1116.25
WELCH ALLYN | SPOT 420(NBP) | 2009-02-23 | 1116.25
WELCH ALLYN | SPOT 420(NBP) | 2009-02-23 | 1116.25
WELCH ALLYN | SPOT 420(NBP/SPO2) | 2009-02-23 | 1116.25
SPEIDEL & KE | MAXI STABIL 3 | 2007-06-26 | 181
SPEIDEL & KE | MAXI STABIL 3 | 2007-06-26 | 181
CRITIKON | 8100(NBP) | 1990-01-01 | 2400
WELCH ALLYN | PRO 6000 CONNEX | 2021-06-16 | 179
WELCH ALLYN | PRO 6000 CONNEX | 2021-06-16 | 179
BRAUN | PRO 6000 | 2021-05-27 | 149
BRAUN | PRO 6000 | 2021-05-27 | 149
BRAUN | PRO 6000 | 2021-05-26 | 149
OXFORD HOIST | PRESENCE | 2021-04-12 | 1443
GE LIMITED | MAC2000 | 2021-04-07 | 5088.2
THERAPY EQUIPMENT | DIAMOND RANGE HIGH | 2020-11-02 | 67.5
THERAPY EQUIPMENT | DIAMOND RANGE HIGH | 2020-11-02 | 67.5
THERAPY EQUIPMENT | DIAMOND RANGE HIGH | 2020-11-02 | 67.5
THERAPY EQUIPMENT | DIAMOND RANGE HIGH | 2020-11-02 | 67.5
THERAPY EQUIPMENT | DIAMOND RANGE HIGH | 2020-11-02 | 67.5
WELCH ALLYN | 75CE CONNEX | 2020-04-03 | 1794
ABBOTT LABS | FREESTYLE PRECISION PRO | 2020-02-21 | 1000
THERAPY EQUIPMENT | DIAMOND RANGE HIGH | 2019-12-16 | 60
ARJO HUNTLEIGH | SPL3021 | 2019-10-25 | 395
MARSDEN | M-200 | 2019-07-04 | 500
THERAPY EQUIPMENT | DIAMOND RANGE HIGH | 2019-07-02 | 60
THERAPY EQUIPMENT | DIAMOND RANGE HIGH | 2019-01-15 | 80
WELCH ALLYN | SPOT 420(NBP/SPO2) | 2018-08-20 | 2000
THERAPY EQUIPMENT | DIAMOND RANGE HIGH | 2018-07-05 | 80
THERAPY EQUIPMENT | DIAMOND RANGE HIGH | 2018-04-30 | 80
ARJO HUNTLEIGH | NDA0100-XX | 2018-01-03 | 196.99
THERAPY EQUIPMENT | DIAMOND RANGE HIGH | 2017-12-22 | 80
ARJO HUNTLEIGH | NDA0100-XX | 2017-09-26 | 196.99
THERAPY EQUIPMENT | DIAMOND RANGE HIGH | 2017-09-05 | 80
FRESENIUS KABI | VOLUMAT MC AGILIA | 2016-07-05 | 300
FRESENIUS KABI | VOLUMAT MC AGILIA | 2016-07-05 | 300
FRESENIUS KABI | VOLUMAT MC AGILIA | 2016-07-05 | 300
PHYSIO CONTROL | LIFEPAK 20E PACED | 2016-06-01 | 7550
ARJO HUNTLEIGH | NDA8200 | 2016-01-29 | 199.99
ARJO HUNTLEIGH | KPA2000-XX | 2015-12-16 | 205
ABBOTT LABS | FREESTYLE PRECISION PRO | 2015-06-16 | 1000
ABBOTT LABS | FREESTYLE PRECISION PRO | 2015-06-16 | 1000
ABBOTT LABS | FREESTYLE PRECISION PRO | 2015-06-16 | 1000
ABBOTT LABS | FREESTYLE PRECISION PRO | 2015-06-16 | 1000
ABBOTT LABS | FREESTYLE PRECISION PRO | 2015-06-16 | 1000
ARJO HUNTLEIGH | KPA0100 | 2015-06-12 | 237.95
WELCH ALLYN | 7670-10 | 2015-03-02 | 181.24
WELCH ALLYN | 7670-10 | 2015-03-02 | 181.24
WELCH ALLYN | 7670-10 | 2015-01-19 | 181.24
SHIRE | SA-6 | 2014-08-20 | 350
MCUBE TECHNO | BIOCON-700 | 2014-08-04 | 7506
TERAOKA | DS-502 | 2013-09-17 | 100
MEDIC AID | PORTANEB | 2012-08-22 | 105
LAERDAL | LSU-2 | 2012-01-26 | 680
ARJO HUNTLEIGH | SARA PLUS | 2011-06-17 | 3000
SECA | 959 | 2010-10-18 | 659
SUMMIT MEDIC | L150 | 2010-04-28 | 356.25
SUMMIT MEDIC | L150 | 2010-04-28 | 356.25
SUMMIT MEDIC | L150 | 2010-04-28 | 356.25
SPEIDEL & KE | MAXI STABIL 3 | 2010-01-01 | 75
WELCH ALLYN | SPOT 420(NBP/SPO2/T) | 2009-02-09 | 795
HUNTLEIGH | D900 | 2007-03-27 | 280
EAST HEALTH | HIGH-SUCTION | 2006-09-07 | 200
EAST HEALTH | HIGH-SUCTION | 2006-07-03 | 200
EAST HEALTH | HIGH-SUCTION | 2006-07-03 | 200
EAST HEALTH | HIGH-SUCTION | 2006-06-07 | 200
EAST HEALTH | HIGH-SUCTION | 2006-06-07 | 200
EAST HEALTH | HIGH-SUCTION | 2006-06-07 | 200
EAST HEALTH | HIGH-SUCTION | 2006-05-02 | 200
EAST HEALTH | HIGH-SUCTION | 2006-05-02 | 200
WELCH ALLYN | SPOT 420(NBP/SPO2) | 2006-01-31 | 2000
DATEX-OHMEDA | 15 | 2005-06-20 | 162.15
EAST HEALTH | HIGH-SUCTION | 2003-05-06 | 200
EAST HEALTH | HIGH-SUCTION | 2002-10-10 | 200
EAST HEALTH | HIGH-SUCTION | 2001-11-07 | 200
EAST HEALTH | HIGH-SUCTION | 2001-10-15 | 200
NA | MEMO/GENERAL SUNDRIES | 2001-01-01 | 0
EAST HEALTH | HIGH-SUCTION | 1994-10-07 | 200
MEMO-INTERN | PMG-BRI/WD6 | 1992-01-01 | 0
BRAUN | PRO 6000 | 2022-06-07 | 149
THERAPY EQUIPMENT | DIAMOND RANGE HIGH | 2022-05-09 | 81
HILL-ROM | 75CE CONNEX | 2021-09-06 | 1794
HILL-ROM | 75CE CONNEX | 2021-09-06 | 1794
HILL-ROM | 75CE CONNEX | 2021-09-06 | 1794
HILL-ROM | 75CE CONNEX | 2021-09-06 | 1794
HILL-ROM | 75CE CONNEX | 2021-09-06 | 1794
BRAUN | PRO 6000 | 2021-09-06 | 149
BRAUN | PRO 6000 | 2021-09-06 | 149
BRAUN | PRO 6000 | 2021-09-06 | 149
BRAUN | PRO 6000 | 2021-09-06 | 149
BRAUN | PRO 6000 | 2021-09-06 | 149
ARJO HUNTLEIGH | SARA STEDY | 2021-09-03 | 1500
BRAUN | PRO 6000 | 2021-08-25 | 149
BRAUN | PRO 6000 | 2021-08-10 | 149
BRAUN | PRO 6000 | 2021-08-10 | 149
COVIDIEN UK | SCD 700 | 2021-07-06 | 0
BRAUN | PRO 6000 | 2021-06-30 | 149
BRAUN | PRO 6000 | 2021-06-30 | 149
BRAUN | PRO 6000 | 2021-06-30 | 149
THERAPY EQUIPMENT | DIAMOND RANGE HIGH | 2021-05-28 | 60
BRAUN | PRO 6000 | 2021-05-27 | 149
GE LIMITED | MAC2000 | 2021-04-07 | 5088.2
TIMESCO | OPTIMA MINI POCKET OTOSCOPE | 2021-03-11 | 100
ARJO HUNTLEIGH | SARA PLUS | 2021-01-05 | 4120
OXFORD HOIST | PRESENCE | 2020-07-23 | 1443
OXFORD HOIST | OXF-SCALE-LP | 2020-07-23 | 996
OXFORD HOIST | OXF-SCALE-LP | 2020-07-23 | 996
THERAPY EQUIPMENT | DIAMOND RANGE HIGH | 2020-07-13 | 60
THERAPY EQUIPMENT | DIAMOND RANGE HIGH | 2020-06-01 | 67.5
THERAPY EQUIPMENT | DIAMOND RANGE HIGH | 2020-04-02 | 60
THERAPY EQUIPMENT | DIAMOND RANGE HIGH | 2020-03-16 | 60
PHILIPS LTD | INNOSPIRE DELUXE | 2020-01-16 | 125
PHILIPS LTD | INNOSPIRE DELUXE | 2020-01-16 | 125
PHILIPS LTD | INNOSPIRE DELUXE | 2020-01-16 | 125
THERAPY EQUIPMENT | DIAMOND RANGE HIGH | 2019-06-11 | 60
ARJO HUNTLEIGH | SARA STEDY | 2019-02-27 | 1500
THERAPY EQUIPMENT | DIAMOND RANGE HIGH | 2019-01-31 | 89
THERAPY EQUIPMENT | DIAMOND RANGE HIGH | 2019-01-31 | 89
ARJO HUNTLEIGH | SARA STEDY | 2018-09-28 | 1500
THERAPY EQUIPMENT | DIAMOND RANGE HIGH | 2018-09-13 | 80
SECA | 959 | 2018-08-31 | 565
TERAOKA | DS-502 | 2018-01-12 | 189
HANDICARE | RETURN 7500 | 2017-04-12 | 600
CELSIUS MEDICAL | CALIMA | 2017-03-31 | 1700
PHYSIO CONTROL | LIFEPAK 20E | 2016-06-01 | 4741.2
FRESENIUS KABI | VOLUMAT MC AGILIA | 2016-05-18 | 300
FRESENIUS KABI | VOLUMAT MC AGILIA | 2016-05-18 | 300
FRESENIUS KABI | VOLUMAT MC AGILIA | 2016-05-18 | 300
FRESENIUS KABI | VOLUMAT MC AGILIA | 2016-05-18 | 300
FRESENIUS KABI | VOLUMAT MC AGILIA | 2016-05-18 | 300
FRESENIUS KABI | VOLUMAT MC AGILIA | 2016-05-18 | 300
FRESENIUS KABI | VOLUMAT MC AGILIA | 2016-05-18 | 300
NOVAMEDIX | AV IMPULSE SYSTEM | 2015-10-05 | 125
ARJO HUNTLEIGH | KPA2000-XX | 2015-09-10 | 205
ARJO HUNTLEIGH | KPA2000-XX | 2015-09-10 | 205
ARJO HUNTLEIGH | KPA2000-XX | 2015-09-10 | 205
ABBOTT LABS | FREESTYLE PRECISION PRO | 2015-06-16 | 1000
ABBOTT LABS | FREESTYLE PRECISION PRO | 2015-06-16 | 1000
ARJO HUNTLEIGH | KPA0100 | 2015-02-19 | 210
WELCH ALLYN | 7670-10 | 2014-08-14 | 181.24
WELCH ALLYN | 7670-10 | 2014-08-14 | 181.24
WELCH ALLYN | 7670-10 | 2014-08-14 | 181.24
WELCH ALLYN | SPOT 420(NBP/SPO2) | 2014-07-28 | 2000
ARJO HUNTLEIGH | KPA0100 | 2013-11-25 | 170
GE LIMITED | E-PSMPW | 2013-02-01 | 900
GE LIMITED | E-PSMPW | 2013-02-01 | 900
GE LIMITED | B30 | 2013-01-31 | 6608
ARJO HUNTLEIGH | 24V BATTERY | 2012-06-20 | 170
ARJO HUNTLEIGH | KPA0100 | 2011-11-15 | 210
MEMO-INTERN | PMG-BRI/WD5A | 2011-08-31 | 0
NA | MEMO/GENERAL SUNDRIES | 2011-08-31 | 0
EAST HEALTH | HIGH-SUCTION | 2011-08-02 | 63
EAST HEALTH | HIGH-SUCTION | 2011-08-02 | 63
EAST HEALTH | HIGH-SUCTION | 2011-08-02 | 63
EAST HEALTH | HIGH-SUCTION | 2011-08-02 | 63
GE LIMITED | E-PSMP-00 | 2011-07-05 | 2000
PHILIPS LTD | M8105A | 2010-09-27 | 5145.23
HUDSON RCI | AQUATHERM III | 2009-07-28 | 294
EAST HEALTH | HIGH-SUCTION | 2009-03-30 | 200
PHILIPS LTD | M3001A | 2009-03-02 | 2810
ARJO HUNTLEIGH | 24V BATTERY | 2008-04-30 | 155
PHILIPS LTD | M3001A | 2008-01-28 | 2810
WELCH ALLYN | SPOT 420(NBP/SPO2) | 2007-11-21 | 2000
WELCH ALLYN | SPOT 420(NBP/SPO2) | 2007-11-21 | 2000
WELCH ALLYN | SPOT 420(NBP/SPO2) | 2007-11-21 | 2000
ARJO HUNTLEIGH | KPA0100 | 2007-08-16 | 180
DATEX-OHMEDA | F-FM-00 | 2007-04-20 | 3500
EAST HEALTH | HIGH-SUCTION | 2006-09-07 | 200
EAST HEALTH | HIGH-SUCTION | 2006-09-07 | 200
EAST HEALTH | HIGH-SUCTION | 2006-06-08 | 104
PHILIPS LTD | M8002A | 2006-03-31 | 6730.75
NOVAMEDIX | AV IMPULSE SYSTEM | 2005-05-19 | 125
PHILIPS LTD | M8001A | 2004-10-27 | 6000
NOVAMEDIX | AV IMPULSE SYSTEM | 2002-04-25 | 125
NOVAMEDIX | AV IMPULSE SYSTEM | 2002-04-25 | 125
ARJO HUNTLEIGH | ENCORE | 2001-11-20 | 5000
LAERDAL | LSU-2 | 2001-08-15 | 680
KINETEC | PERFORMA 2 | 1998-12-31 | 3537
HILL-ROM | 75CE CONNEX | 2021-09-06 | 1794
HILL-ROM | 75CE CONNEX | 2021-09-06 | 1794
HILL-ROM | 75CE CONNEX | 2021-09-06 | 1794
BRAUN | PRO 6000 | 2021-09-06 | 149
BRAUN | PRO 6000 | 2021-09-06 | 149
BRAUN | PRO 6000 | 2021-09-06 | 149
COVIDIEN UK | SCD 700 | 2021-07-06 | 0
BRAUN | PRO 6000 | 2021-06-30 | 149
GE LIMITED | MAC2000 | 2021-04-07 | 5088.2
SECA | 959 | 2021-03-18 | 760
THERAPY EQUIPMENT | DIAMOND RANGE HIGH | 2020-08-27 | 67.5
OXFORD HOIST | PRESENCE | 2020-07-23 | 1443
OXFORD HOIST | OXF-SCALE-LP | 2020-07-23 | 996
VERATHON MEDICAL INC | PRIME PLUS | 2020-05-07 | 6247
VERATHON MEDICAL INC | 0570-0395 | 2020-05-07 | 1000
VERATHON MEDICAL INC | 0400-0130 | 2020-05-07 | 250
THERAPY EQUIPMENT | DIAMOND RANGE HIGH | 2020-03-18 | 123.5
PHILIPS LTD | INNOSPIRE DELUXE | 2020-03-13 | 105
PHILIPS LTD | INNOSPIRE DELUXE | 2020-03-13 | 105
PHILIPS LTD | INNOSPIRE DELUXE | 2020-03-13 | 105
ARJO HUNTLEIGH | NDA0200-20 | 2019-12-11 | 210
THERAPY EQUIPMENT | DIAMOND RANGE HIGH | 2019-09-05 | 123.5
THERAPY EQUIPMENT | DIAMOND RANGE HIGH | 2019-08-31 | 80
ARJO HUNTLEIGH | SARA STEDY | 2018-09-28 | 1500
HANDICARE | RETURN 7500 | 2018-08-28 | 600
THERAPY EQUIPMENT | DIAMOND RANGE HIGH | 2018-01-31 | 80
THERAPY EQUIPMENT | DIAMOND RANGE HIGH | 2017-12-07 | 80
CELSIUS MEDICAL | CALIMA | 2017-03-31 | 1700
THERAPY EQUIPMENT | DIAMOND RANGE HIGH | 2016-12-22 | 80
THERAPY EQUIPMENT | DIAMOND RANGE HIGH | 2016-11-14 | 80
THERAPY EQUIPMENT | DIAMOND RANGE HIGH | 2016-11-14 | 80
PHYSIO CONTROL | LIFEPAK 20E | 2016-06-01 | 4741.2
FRESENIUS KABI | VOLUMAT MC AGILIA | 2016-05-18 | 300
FRESENIUS KABI | VOLUMAT MC AGILIA | 2016-05-18 | 300
FRESENIUS KABI | VOLUMAT MC AGILIA | 2016-05-18 | 300
FRESENIUS KABI | VOLUMAT MC AGILIA | 2016-05-18 | 300
FRESENIUS KABI | VOLUMAT MC AGILIA | 2016-05-18 | 300
FRESENIUS KABI | VOLUMAT MC AGILIA | 2016-05-18 | 300
ARJO HUNTLEIGH | KPA0100 | 2015-12-23 | 210
ARJO HUNTLEIGH | NDA0100-XX | 2015-09-08 | 125
ABBOTT LABS | FREESTYLE PRECISION PRO | 2015-06-16 | 1000
TERAOKA | DS-502 | 2015-01-15 | 189
WELCH ALLYN | 7670-10 | 2014-11-11 | 181.24
WELCH ALLYN | 7670-10 | 2014-11-11 | 181.24
WELCH ALLYN | 7670-10 | 2014-08-14 | 181.24
WELCH ALLYN | 7670-10 | 2014-08-14 | 181.24
WELCH ALLYN | 7670-10 | 2014-08-14 | 181.24
WELCH ALLYN | SPOT 420(NBP/SPO2) | 2014-07-28 | 2000
PLINTH 2000 | 502H | 2013-05-13 | 1000
ARJO HUNTLEIGH | KPA0100 | 2012-06-20 | 170
NA | MEMO/GENERAL SUNDRIES | 2011-11-01 | 0
MEMO-INTERN | PMG-BRI/WD5B | 2011-08-31 | 0
NA | PLEASE ENTER MODEL! (230) | 2010-12-17 | 550
PHILIPS LTD | M8105A | 2010-09-27 | 5145.23
LAERDAL | LSU-2 | 2010-09-08 | 680
HUDSON RCI | AQUATHERM III | 2009-08-06 | 294
WELCH ALLYN | SPOT 420(NBP/SPO2) | 2007-11-21 | 2000
WELCH ALLYN | SPOT 420(NBP/SPO2) | 2007-11-21 | 2000
EAST HEALTH | HIGH-SUCTION | 2006-09-07 | 200
NOVAMEDIX | AV IMPULSE SYSTEM | 2005-05-19 | 125
NOVAMEDIX | AV IMPULSE SYSTEM | 2005-05-19 | 125
NOVAMEDIX | AV IMPULSE SYSTEM | 2005-05-19 | 125
NOVAMEDIX | AV IMPULSE SYSTEM | 2005-05-19 | 125
NOVAMEDIX | AV IMPULSE SYSTEM | 2005-05-19 | 125
EAST HEALTH | HIGH-SUCTION | 2004-06-07 | 200
EAST HEALTH | HIGH-SUCTION | 2003-09-10 | 200
EAST HEALTH | HIGH-SUCTION | 2003-09-10 | 200
EAST HEALTH | HIGH-SUCTION | 2003-09-10 | 200
EAST HEALTH | HIGH-SUCTION | 2003-01-17 | 200
EAST HEALTH | HIGH-SUCTION | 2003-01-10 | 200
WELCH ALLYN | SPOT 420(NBP/SPO2) | 2002-11-12 | 2000
EAST HEALTH | HIGH-SUCTION | 2001-07-31 | 200
EAST HEALTH | HIGH-SUCTION | 2001-07-27 | 200
EAST HEALTH | HIGH-SUCTION | 2001-07-19 | 200
EAST HEALTH | HIGH-SUCTION | 2001-03-20 | 200
KINETEC | PERFORMA 2 | 1998-12-31 | 3537
KONICA MINOLTA | CM-600D | 2022-06-30 | 5000
BRAUN | PRO 6000 | 2022-05-27 | 149
F & P | F&P 950 | 2022-05-23 | 2808
PHILIPS LTD | 867041 B06 | 2022-05-16 | 2500
LAERDAL | LSU-2 | 2022-04-04 | 680
F & P | F&P 950 | 2022-03-23 | 2000
COOK MEDICAL | DP-M350 | 2022-03-22 | 2550
PHILIPS LTD | M1012A | 2022-03-21 | 1464
PHILIPS LTD | M1012A | 2022-03-21 | 1464
PHILIPS LTD | M1012A | 2022-03-21 | 1464
BRAUN | PRO 6000 | 2022-02-28 | 149
RADIOMETER | ABL90 FLEX PLUS | 2022-02-11 | 13000
RADIOMETER | ABL90 FLEX PLUS | 2022-02-01 | 13000
BRAUN | PRO 6000 | 2022-01-05 | 149
BRAUN | PRO 6000 | 2022-01-05 | 149
INOTHERAPEUTICS | INOMAX DSIR | 2021-11-23 | 850
PHILIPS LTD | M3015A | 2021-09-17 | 2010.42
PHILIPS LTD | M3015A | 2021-09-17 | 2010.42
THERAPY EQUIPMENT | DIAMOND RANGE HIGH | 2021-09-08 | 69
PHILIPS LTD | M3015A | 2021-09-07 | 2010.42
PHILIPS LTD | M3015A | 2021-09-07 | 1893
BRAUN | PRO 6000 | 2021-07-28 | 149
BRAUN | PRO 6000 | 2021-07-26 | 149
BRAUN | PRO 6000 | 2021-07-26 | 149
BRAUN | PRO 6000 | 2021-07-26 | 149
BRAUN | PRO 6000 | 2021-07-26 | 149
BRAUN | PRO 6000 | 2021-07-26 | 149
BRAUN | PRO 6000 | 2021-07-26 | 149
BRAUN | PRO 6000 | 2021-07-26 | 149
BRAUN | PRO 6000 | 2021-07-26 | 149
BRAUN | PRO 6000 | 2021-07-26 | 149
BRAUN | PRO 6000 | 2021-07-26 | 149
BRAUN | PRO 6000 | 2021-07-26 | 149
BRAUN | PRO 6000 | 2021-07-26 | 149
BRAUN | PRO 6000 | 2021-07-26 | 149
HAMILTON MEDICAL | T1 | 2021-07-26 | 15874.61
BRAUN | PRO 6000 | 2021-07-21 | 149
COVIDIEN UK | SCD 700 | 2021-07-12 | 0
BRAUN | PRO 6000 | 2021-07-09 | 149
BRAUN | PRO 6000 | 2021-07-09 | 149
COVIDIEN UK | SCD 700 | 2021-07-06 | 800
COVIDIEN UK | SCD 700 | 2021-07-06 | 800
COVIDIEN UK | SCD 700 | 2021-07-06 | 800
COVIDIEN UK | SCD 700 | 2021-07-06 | 800
COVIDIEN UK | SCD 700 | 2021-07-06 | 800
COVIDIEN UK | SCD 700 | 2021-07-06 | 800
COVIDIEN UK | SCD 700 | 2021-07-06 | 800
COVIDIEN UK | SCD 700 | 2021-07-06 | 800
COVIDIEN UK | SCD 700 | 2021-07-06 | 800
COVIDIEN UK | SCD 700 | 2021-07-06 | 800
COVIDIEN UK | SCD 700 | 2021-07-06 | 800
COVIDIEN UK | SCD 700 | 2021-07-06 | 800
COVIDIEN UK | SCD 700 | 2021-07-06 | 800
COVIDIEN UK | SCD 700 | 2021-07-06 | 800
COVIDIEN UK | SCD 700 | 2021-07-06 | 800
COVIDIEN UK | SCD 700 | 2021-07-06 | 800
COVIDIEN UK | SCD 700 | 2021-07-06 | 800
COVIDIEN UK | SCD 700 | 2021-07-06 | 800
COVIDIEN UK | SCD 700 | 2021-07-06 | 800
COVIDIEN UK | SCD 700 | 2021-07-06 | 800
COVIDIEN UK | SCD 700 | 2021-07-06 | 800
COVIDIEN UK | SCD 700 | 2021-07-06 | 800
COVIDIEN UK | SCD 700 | 2021-07-06 | 800
BRAUN | PRO 6000 | 2021-07-06 | 149
BRAUN | PRO 6000 | 2021-06-30 | 149
AMBU LTD | AVIEW 2 | 2021-06-16 | 1500
BRAUN | PRO 6000 | 2021-06-15 | 149
BRAUN | PRO 6000 | 2021-06-14 | 149
PHILIPS LTD | 867041 | 2021-06-01 | 2948
PHILIPS LTD | 867041 | 2021-06-01 | 2948
PHILIPS LTD | 867041 | 2021-06-01 | 2948
SAMSUNG | GM85 | 2021-05-25 | 93000
CAREFLEX | HYDROFLEX | 2021-05-04 | 3257
BRAUN | PRO 6000 | 2021-04-12 | 149
PHILIPS LTD | 867041 B06 | 2021-04-06 | 1916.2
PHILIPS LTD | 867041 B06 | 2021-04-06 | 1916.2
BRAUN | PRO 6000 | 2021-03-26 | 149
BRAUN | PRO 6000 | 2021-03-19 | 149
PHILIPS LTD | 867041 B06 | 2021-03-16 | 1916.2
PHILIPS LTD | 867041 B06 | 2021-03-16 | 1916.2
BRAUN | PRO 6000 | 2021-02-25 | 149
BRAUN | PRO 6000 | 2021-02-25 | 149
DRAEGER | EVITA V800 | 2021-02-02 | 26000
DRAEGER | EVITA V800 | 2021-02-02 | 26000
DRAEGER | EVITA V800 | 2021-02-02 | 26000
DRAEGER | EVITA V800 | 2021-02-02 | 26000
DRAEGER | EVITA V800 | 2021-02-02 | 26000
DRAEGER | EVITA V800 | 2021-02-02 | 26000
BRAUN | PRO 6000 | 2021-01-28 | 149
FRESENIUS KABI | AGILIA SP MC WIFI | 2021-01-25 | 300
FRESENIUS KABI | AGILIA SP MC WIFI | 2021-01-25 | 300
FRESENIUS KABI | AGILIA VP MC WIFI GB | 2021-01-22 | 300
FRESENIUS KABI | AGILIA VP MC WIFI GB | 2021-01-22 | 300
FRESENIUS KABI | AGILIA VP MC WIFI GB | 2021-01-22 | 300
FRESENIUS KABI | AGILIA VP MC WIFI GB | 2021-01-22 | 300
FRESENIUS KABI | AGILIA VP MC WIFI GB | 2021-01-22 | 300
FRESENIUS KABI | AGILIA VP MC WIFI GB | 2021-01-22 | 300
FRESENIUS KABI | AGILIA VP MC WIFI GB | 2021-01-22 | 300
FRESENIUS KABI | AGILIA VP MC WIFI GB | 2021-01-22 | 300
FRESENIUS KABI | AGILIA VP MC WIFI GB | 2021-01-22 | 300
FRESENIUS KABI | AGILIA VP MC WIFI GB | 2021-01-22 | 300
FRESENIUS KABI | AGILIA VP MC WIFI GB | 2021-01-22 | 300
FRESENIUS KABI | AGILIA VP MC WIFI GB | 2021-01-22 | 300
FRESENIUS KABI | AGILIA VP MC WIFI GB | 2021-01-22 | 300
FRESENIUS KABI | AGILIA VP MC WIFI GB | 2021-01-22 | 300
FRESENIUS KABI | AGILIA VP MC WIFI GB | 2021-01-22 | 300
FRESENIUS KABI | AGILIA VP MC WIFI GB | 2021-01-22 | 300
FRESENIUS KABI | AGILIA VP MC WIFI GB | 2021-01-22 | 300
FRESENIUS KABI | AGILIA VP MC WIFI GB | 2021-01-22 | 300
FRESENIUS KABI | AGILIA VP MC WIFI GB | 2021-01-22 | 300
FRESENIUS KABI | AGILIA VP MC WIFI GB | 2021-01-22 | 300
FRESENIUS KABI | AGILIA VP MC WIFI GB | 2021-01-22 | 300
FRESENIUS KABI | AGILIA VP MC WIFI GB | 2021-01-22 | 300
FRESENIUS KABI | AGILIA VP MC WIFI GB | 2021-01-22 | 300
FRESENIUS KABI | AGILIA VP MC WIFI GB | 2021-01-22 | 300
FRESENIUS KABI | AGILIA VP MC WIFI GB | 2021-01-22 | 300
FRESENIUS KABI | AGILIA VP MC WIFI GB | 2021-01-22 | 300
FRESENIUS KABI | AGILIA VP MC WIFI GB | 2021-01-22 | 300
FRESENIUS KABI | AGILIA VP MC WIFI GB | 2021-01-22 | 300
FRESENIUS KABI | AGILIA VP MC WIFI GB | 2021-01-22 | 300
FRESENIUS KABI | AGILIA VP MC WIFI GB | 2021-01-22 | 300
FRESENIUS KABI | AGILIA VP MC WIFI GB | 2021-01-22 | 300
FRESENIUS KABI | AGILIA VP MC WIFI GB | 2021-01-22 | 300
FRESENIUS KABI | AGILIA VP MC WIFI GB | 2021-01-22 | 300
FRESENIUS KABI | AGILIA VP MC WIFI GB | 2021-01-22 | 300
PHILIPS LTD | MX450 | 2021-01-08 | 2552.88
FRESENIUS KABI | AGILIA SP MC WIFI | 2021-01-08 | 300
FRESENIUS KABI | AGILIA SP MC WIFI | 2021-01-08 | 300
FRESENIUS KABI | AGILIA SP MC WIFI | 2021-01-08 | 300
FRESENIUS KABI | AGILIA SP MC WIFI | 2021-01-08 | 300
FRESENIUS KABI | AGILIA SP MC WIFI | 2021-01-08 | 300
FRESENIUS KABI | AGILIA SP MC WIFI | 2021-01-08 | 300
FRESENIUS KABI | AGILIA SP MC WIFI | 2021-01-08 | 300
FRESENIUS KABI | AGILIA SP MC WIFI | 2021-01-08 | 300
FRESENIUS KABI | AGILIA SP MC WIFI | 2021-01-08 | 300
FRESENIUS KABI | AGILIA SP MC WIFI | 2021-01-08 | 300
FRESENIUS KABI | AGILIA SP MC WIFI | 2021-01-08 | 300
FRESENIUS KABI | AGILIA SP MC WIFI | 2021-01-08 | 300
FRESENIUS KABI | AGILIA SP MC WIFI | 2021-01-08 | 300
FRESENIUS KABI | AGILIA SP MC WIFI | 2021-01-08 | 300
FRESENIUS KABI | AGILIA SP MC WIFI | 2021-01-08 | 300
FRESENIUS KABI | AGILIA SP MC WIFI | 2021-01-08 | 300
FRESENIUS KABI | AGILIA SP MC WIFI | 2021-01-08 | 300
FRESENIUS KABI | AGILIA SP MC WIFI | 2021-01-08 | 300
FRESENIUS KABI | AGILIA SP MC WIFI | 2021-01-08 | 300
FRESENIUS KABI | AGILIA SP MC WIFI | 2021-01-08 | 300
FRESENIUS KABI | AGILIA SP MC WIFI | 2021-01-08 | 300
FRESENIUS KABI | AGILIA VP MC WIFI GB | 2021-01-08 | 300
FRESENIUS KABI | AGILIA VP MC WIFI GB | 2021-01-08 | 300
FRESENIUS KABI | AGILIA VP MC WIFI GB | 2021-01-08 | 300
FRESENIUS KABI | AGILIA VP MC WIFI GB | 2021-01-08 | 300
FRESENIUS KABI | AGILIA VP MC WIFI GB | 2021-01-08 | 300
FRESENIUS KABI | AGILIA VP MC WIFI GB | 2021-01-08 | 300
FRESENIUS KABI | AGILIA VP MC WIFI GB | 2021-01-08 | 300
FRESENIUS KABI | AGILIA VP MC WIFI GB | 2021-01-08 | 300
FRESENIUS KABI | AGILIA VP MC WIFI GB | 2021-01-08 | 300
FRESENIUS KABI | AGILIA VP MC WIFI GB | 2021-01-08 | 300
FRESENIUS KABI | AGILIA VP MC WIFI GB | 2021-01-08 | 300
FRESENIUS KABI | AGILIA VP MC WIFI GB | 2021-01-08 | 300
FRESENIUS KABI | AGILIA VP MC WIFI GB | 2021-01-08 | 300
FRESENIUS KABI | AGILIA VP MC WIFI GB | 2021-01-08 | 300
FRESENIUS KABI | AGILIA VP MC WIFI GB | 2021-01-08 | 300
FRESENIUS KABI | AGILIA VP MC WIFI GB | 2021-01-08 | 300
FRESENIUS KABI | AGILIA VP MC WIFI GB | 2021-01-08 | 300
FRESENIUS KABI | AGILIA VP MC WIFI GB | 2021-01-08 | 300
FRESENIUS KABI | AGILIA VP MC WIFI GB | 2021-01-08 | 300
FRESENIUS KABI | AGILIA VP MC WIFI GB | 2021-01-08 | 300
FRESENIUS KABI | AGILIA VP MC WIFI GB | 2021-01-08 | 300
FRESENIUS KABI | AGILIA VP MC WIFI GB | 2021-01-08 | 300
FRESENIUS KABI | AGILIA VP MC WIFI GB | 2021-01-08 | 300
FRESENIUS KABI | AGILIA VP MC WIFI GB | 2021-01-08 | 300
FRESENIUS KABI | AGILIA VP MC WIFI GB | 2021-01-08 | 300
FRESENIUS KABI | AGILIA VP MC WIFI GB | 2021-01-08 | 300
FRESENIUS KABI | AGILIA VP MC WIFI GB | 2021-01-08 | 300
FRESENIUS KABI | AGILIA VP MC WIFI GB | 2021-01-08 | 300
FRESENIUS KABI | AGILIA VP MC WIFI GB | 2021-01-08 | 300
FRESENIUS KABI | AGILIA VP MC WIFI GB | 2021-01-08 | 300
FRESENIUS KABI | AGILIA VP MC WIFI GB | 2021-01-08 | 300
FRESENIUS KABI | AGILIA VP MC WIFI GB | 2021-01-08 | 300
FRESENIUS KABI | AGILIA VP MC WIFI GB | 2021-01-08 | 300
FRESENIUS KABI | AGILIA VP MC WIFI GB | 2021-01-08 | 300
FRESENIUS KABI | AGILIA VP MC WIFI GB | 2021-01-08 | 300
FRESENIUS KABI | AGILIA VP MC WIFI GB | 2021-01-08 | 300
FRESENIUS KABI | AGILIA VP MC WIFI GB | 2021-01-08 | 300
FRESENIUS KABI | AGILIA VP MC WIFI GB | 2021-01-08 | 300
FRESENIUS KABI | AGILIA VP MC WIFI GB | 2021-01-08 | 300
FRESENIUS KABI | AGILIA VP MC WIFI GB | 2021-01-08 | 300
FRESENIUS KABI | AGILIA VP MC WIFI GB | 2021-01-08 | 300
FRESENIUS KABI | AGILIA VP MC WIFI GB | 2021-01-08 | 300
FRESENIUS KABI | AGILIA VP MC WIFI GB | 2021-01-07 | 300
FRESENIUS KABI | AGILIA SP MC WIFI | 2021-01-07 | 300
PHILIPS LTD | INTELLIVUE MMX | 2021-01-06 | 1731.82
PHILIPS LTD | 867041 | 2021-01-06 | 2948
PHILIPS LTD | 867041 | 2021-01-06 | 2948
PHILIPS LTD | 867041 | 2020-12-11 | 2948
PHILIPS LTD | 867041 | 2020-12-11 | 2948
PHILIPS LTD | 867041 B06 | 2020-12-07 | 2948
PHILIPS LTD | 867041 B06 | 2020-12-07 | 2948
DRAEGER | EVITA V800 | 2020-12-04 | 23050
DRAEGER | EVITA V800 | 2020-12-04 | 23050
DRAEGER | EVITA V800 | 2020-12-04 | 23050
DRAEGER | EVITA V800 | 2020-12-04 | 23050
PHILIPS LTD | 867041 | 2020-12-04 | 2948
PHILIPS LTD | 867041 | 2020-12-04 | 2948
PHILIPS LTD | 867041 B06 | 2020-12-04 | 2948
PHILIPS LTD | 867041 | 2020-12-04 | 2948
PHILIPS LTD | 867041 B06 | 2020-12-02 | 2948
PHILIPS LTD | 867041 | 2020-12-02 | 2948
PHILIPS LTD | MX450 | 2020-12-01 | 3114.3
PHILIPS LTD | MX450 | 2020-12-01 | 3114.3
PHILIPS LTD | INTELLIVUE MMX | 2020-12-01 | 1731.82
PHILIPS LTD | INTELLIVUE MMX | 2020-12-01 | 1731.82
THERAPY EQUIPMENT | DIAMOND RANGE HIGH | 2020-11-16 | 67.5
THERAPY EQUIPMENT | DIAMOND RANGE HIGH | 2020-11-16 | 67.5
DRAEGER | EVITA V800 | 2020-11-10 | 23050
DRAEGER | EVITA V800 | 2020-11-10 | 23050
HAMILTON MEDICAL | G5 | 2020-11-06 | 28000
HAMILTON MEDICAL | G5 | 2020-11-06 | 28000
F & P | F&P 950 | 2020-11-05 | 2000
F & P | F&P 950 | 2020-11-04 | 2000
HAMILTON MEDICAL | T1 | 2020-09-14 | 15874.61
GE LIMITED | MAC2000 | 2020-09-11 | 5156
DRAEGER | EVITA V800 | 2020-07-30 | 23050
DRAEGER | EVITA V800 | 2020-07-30 | 23050
DRAEGER | EVITA V800 | 2020-07-30 | 21000
FRESENIUS MEDICAL CARE | MULTIFILTRATE PRO | 2020-07-09 | 15000
FRESENIUS MEDICAL CARE | MULTIFILTRATE PRO | 2020-07-09 | 15000
F & P | F&P 950 | 2020-06-30 | 2808
FRESENIUS KABI | AGILIA SP MC WIFI | 2020-06-25 | 300
FRESENIUS KABI | AGILIA SP MC WIFI | 2020-06-25 | 300
FRESENIUS KABI | AGILIA SP MC WIFI | 2020-06-25 | 300
FRESENIUS KABI | AGILIA SP MC WIFI | 2020-06-25 | 300
FRESENIUS KABI | AGILIA SP MC WIFI | 2020-06-25 | 300
FRESENIUS KABI | AGILIA SP MC WIFI | 2020-06-25 | 300
FRESENIUS KABI | AGILIA SP MC WIFI | 2020-06-25 | 300
FRESENIUS KABI | AGILIA SP MC WIFI | 2020-06-25 | 300
FRESENIUS KABI | AGILIA SP MC WIFI | 2020-06-25 | 300
FRESENIUS KABI | AGILIA SP MC WIFI | 2020-06-25 | 300
FRESENIUS KABI | AGILIA SP MC WIFI | 2020-06-25 | 300
FRESENIUS KABI | AGILIA SP MC WIFI | 2020-06-25 | 300
FRESENIUS KABI | AGILIA SP MC WIFI | 2020-06-25 | 300
FRESENIUS KABI | AGILIA SP MC WIFI | 2020-06-25 | 300
FRESENIUS KABI | AGILIA SP MC WIFI | 2020-06-25 | 300
FRESENIUS KABI | AGILIA SP MC WIFI | 2020-06-25 | 300
FRESENIUS KABI | AGILIA SP MC WIFI | 2020-06-25 | 300
FRESENIUS KABI | AGILIA SP MC WIFI | 2020-06-25 | 300
FRESENIUS KABI | AGILIA SP MC WIFI | 2020-06-25 | 300
FRESENIUS KABI | AGILIA SP MC WIFI | 2020-06-25 | 300
FRESENIUS KABI | AGILIA SP MC WIFI | 2020-06-25 | 300
FRESENIUS KABI | AGILIA SP MC WIFI | 2020-06-25 | 300
FRESENIUS KABI | AGILIA SP MC WIFI | 2020-06-25 | 300
FRESENIUS KABI | AGILIA SP MC WIFI | 2020-06-25 | 300
FRESENIUS KABI | AGILIA SP MC WIFI | 2020-06-25 | 300
FRESENIUS KABI | AGILIA SP MC WIFI | 2020-06-25 | 300
FRESENIUS KABI | AGILIA SP MC WIFI | 2020-06-25 | 300
FRESENIUS KABI | AGILIA SP MC WIFI | 2020-06-25 | 300
FRESENIUS KABI | AGILIA SP MC WIFI | 2020-06-25 | 300
FRESENIUS KABI | AGILIA SP MC WIFI | 2020-06-25 | 300
FRESENIUS KABI | AGILIA SP MC WIFI | 2020-06-25 | 300
FRESENIUS KABI | AGILIA SP MC WIFI | 2020-06-25 | 300
FRESENIUS KABI | AGILIA SP MC WIFI | 2020-06-25 | 300
FRESENIUS KABI | AGILIA SP MC WIFI | 2020-06-25 | 300
FRESENIUS KABI | AGILIA SP MC WIFI | 2020-06-25 | 300
FRESENIUS KABI | AGILIA SP MC WIFI | 2020-06-25 | 300
FRESENIUS KABI | AGILIA SP MC WIFI | 2020-06-25 | 300
FRESENIUS KABI | AGILIA SP MC WIFI | 2020-06-25 | 300
FRESENIUS KABI | AGILIA SP MC WIFI | 2020-06-25 | 300
FRESENIUS KABI | AGILIA SP MC WIFI | 2020-06-25 | 300
FRESENIUS KABI | AGILIA SP MC WIFI | 2020-06-25 | 300
FRESENIUS KABI | AGILIA SP MC WIFI | 2020-06-18 | 300
FRESENIUS KABI | AGILIA SP MC WIFI | 2020-06-18 | 300
FRESENIUS KABI | AGILIA SP MC WIFI | 2020-06-18 | 300
FRESENIUS KABI | AGILIA SP MC WIFI | 2020-06-18 | 300
FRESENIUS KABI | AGILIA SP MC WIFI | 2020-06-18 | 300
FRESENIUS KABI | AGILIA SP MC WIFI | 2020-06-18 | 300
FRESENIUS KABI | AGILIA SP MC WIFI | 2020-06-18 | 300
FRESENIUS KABI | AGILIA SP MC WIFI | 2020-06-18 | 300
FRESENIUS KABI | AGILIA SP MC WIFI | 2020-06-18 | 300
FRESENIUS MEDICAL CARE | MULTIFILTRATE PRO | 2020-06-17 | 15000
FRESENIUS MEDICAL CARE | MULTIFILTRATE PRO | 2020-06-17 | 15000
GE LIMITED | VENUE GO R2 | 2020-06-12 | 35000
GE LIMITED | C1-5-RS | 2020-06-12 | 6000
GE LIMITED | 12L-RS | 2020-06-12 | 5000
GE LIMITED | 3SC-RS | 2020-06-12 | 6000
FERNO | CCT SIX-M | 2020-06-11 | 12420.57
GE LIMITED | VENUE GO R2 | 2020-06-11 | 35000
GE LIMITED | C1-5-RS | 2020-06-11 | 6000
GE LIMITED | 12L-RS | 2020-06-11 | 5000
GE LIMITED | 3SC-RS | 2020-06-11 | 6000
GE LIMITED | M5SC-D | 2020-06-05 | 5000
GE LIMITED | C1-6-D | 2020-06-04 | 5000
GE LIMITED | 9L-D | 2020-06-04 | 5000
FRESENIUS MEDICAL CARE | MULTIFILTRATE PRO | 2020-06-04 | 15000
GE LIMITED | VS70N | 2020-06-03 | 45550
GE LIMITED | 3SC-RS | 2020-05-06 | 6000
DRAEGER | OXYLOG AC/DC | 2020-05-01 | 152.48
GE LIMITED | VENUE GO R2 | 2020-04-20 | 21000
GE LIMITED | L4-12T-RS | 2020-04-20 | 7000
GE LIMITED | C1-5-RS | 2020-04-20 | 6000
GE LIMITED | 3SC-RS | 2020-04-20 | 6000
F & P | AIRVO 2 | 2020-04-17 | 2475
F & P | AIRVO 2 | 2020-04-17 | 2475
F & P | AIRVO 2 | 2020-04-17 | 2475
GE LIMITED | VENUE GO R2 | 2020-04-14 | 21000
GE LIMITED | C1-5-RS | 2020-04-14 | 6000
GE LIMITED | L4-12T-RS | 2020-04-14 | 7000
PHILIPS LTD | MX750 | 2020-04-08 | 4093
PHILIPS LTD | MX750 | 2020-04-08 | 4093
PHILIPS LTD | MX750 | 2020-04-08 | 4093
PHILIPS LTD | MX750 | 2020-04-08 | 4093
PHILIPS LTD | MX750 | 2020-04-08 | 4093
PHILIPS LTD | FMX-4 | 2020-04-08 | 158
PHILIPS LTD | FMX-4 | 2020-04-08 | 158
PHILIPS LTD | FMX-4 | 2020-04-08 | 158
PHILIPS LTD | FMX-4 | 2020-04-08 | 158
PHILIPS LTD | FMX-4 | 2020-04-08 | 158
PHILIPS LTD | INTELLIVUE X3 | 2020-04-07 | 3163.78
PHILIPS LTD | INTELLIVUE X3 | 2020-04-07 | 3163.78
PHILIPS LTD | INTELLIVUE X3 | 2020-04-07 | 3163.78
PHILIPS LTD | INTELLIVUE X3 | 2020-04-07 | 3163.78
PHILIPS LTD | INTELLIVUE X3 | 2020-04-07 | 3163.78
PHILIPS LTD | 867041 B06 | 2020-04-07 | 1598.52
PHILIPS LTD | 867041 B06 | 2020-04-07 | 1598
PHILIPS LTD | 867041 B06 | 2020-04-07 | 1598
PHILIPS LTD | 867041 B06 | 2020-04-07 | 1598
PHILIPS LTD | 867041 B06 | 2020-04-07 | 1598
STRYKER | LUCAS 3 | 2020-03-30 | 8720
DRAEGER | EVITA V800 | 2020-03-26 | 21000
DRAEGER | EVITA V800 | 2020-03-26 | 21000
PHILIPS LTD | M1012A | 2020-03-20 | 1019.9
PHILIPS LTD | M1012A | 2020-03-20 | 1019.9
PHILIPS LTD | M1012A | 2020-03-20 | 1019.9
KARL STORZ | C-MAC | 2020-03-13 | 2754
ABBOTT LABS | FREESTYLE PRECISION PRO | 2020-02-21 | 1000
ABBOTT LABS | FREESTYLE PRECISION PRO | 2020-02-21 | 1000
DRAEGER | OXYLOG AC/DC | 2020-02-03 | 145.15
MEDIVANCE IN | ARCTIC SUN 5000 | 2019-12-18 | 20000
MEDIVANCE IN | ARCTIC SUN 5000 | 2019-12-18 | 20000
MEDIVANCE IN | ARCTIC SUN 5000 | 2019-12-18 | 20000
MEDIVANCE IN | ARCTIC SUN 5000 | 2019-12-18 | 20000
MEDIVANCE IN | ARCTIC SUN 5000 | 2019-12-18 | 20000
MEDIVANCE IN | ARCTIC SUN 5000 | 2019-12-18 | 20000
MEDIVANCE IN | ARCTIC SUN 5000 | 2019-12-18 | 20000
PHYSIO CONTROL | LIFEPAK 20E PACED | 2019-09-27 | 4345
KARL STORZ | 8403BXC | 2019-08-12 | 2754
FUJIFILM SONOSITE | HFL50X/15-6MHZ | 2019-03-21 | 6405
DRAEGER | EVITA V500 | 2019-03-18 | 28864.46
DRAEGER | EVITA V500 | 2019-03-18 | 28864.46
DRAEGER | EVITA V500 | 2019-03-18 | 28864.46
DRAEGER | EVITA V500 | 2019-03-18 | 26201.84
DRAEGER | EVITA V500 | 2019-03-18 | 26201.84
DRAEGER | EVITA V500 | 2019-03-18 | 26201.84
GE LIMITED | MAC VU360 | 2019-02-12 | 8394
FRESENIUS MEDICAL CARE | MULTIFILTRATE PRO | 2019-01-28 | 23000
KARL STORZ | 11301BNX | 2018-11-23 | 6892
CAREFLEX | HYDROFLEX | 2018-10-24 | 3065
THERAPY EQUIPMENT | DIAMOND RANGE HIGH (REMOTE) | 2018-10-19 | 117
THERAPY EQUIPMENT | DIAMOND RANGE HIGH (REMOTE) | 2018-10-19 | 117
F & P | F&P 950 | 2018-09-11 | 2000
KARL STORZ | 8403ZX | 2018-08-29 | 5500
KARL STORZ | 8403AXC | 2018-08-29 | 2754
KARL STORZ | 8403AXC | 2018-08-29 | 2754
KARL STORZ | 8403BXC | 2018-08-29 | 2754
KARL STORZ | 8403HX | 2018-08-29 | 3750
KARL STORZ | 8403HX | 2018-08-29 | 3750
CAREFLEX | HYDROFLEX | 2018-08-28 | 3311
FRESENIUS MEDICAL CARE | MULTIFILTRATE PRO | 2018-06-07 | 23000
FRESENIUS MEDICAL CARE | MULTIFILTRATE PRO | 2018-06-07 | 23000
FRESENIUS MEDICAL CARE | MULTIFILTRATE PRO | 2018-06-07 | 23000
FRESENIUS MEDICAL CARE | MULTIFILTRATE PRO | 2018-06-07 | 23000
FRESENIUS MEDICAL CARE | MULTIFILTRATE PRO | 2018-06-07 | 23000
FRESENIUS MEDICAL CARE | MULTIFILTRATE PRO | 2018-06-07 | 23000
SHENZHEN CREATIVE INDUSTRY | PC-900B | 2018-05-21 | 1600
DRAEGER | EVITA V500 | 2018-03-27 | 26201.83
DRAEGER | EVITA V500 | 2018-03-27 | 26201.84
DRAEGER | EVITA V500 | 2018-03-15 | 26201.84
NONIN | RESPSENSE II LS1R | 2018-02-13 | 3000
EDWARDS LIFESCIENCES | EV1000M | 2018-01-25 | 7500
EDWARDS LIFESCIENCES | EV1000DB | 2018-01-25 | 7500
F & P | F&P 950 | 2017-11-16 | 2000
F & P | F&P 950 | 2017-11-16 | 2000
F & P | F&P 950 | 2017-11-16 | 2000
F & P | F&P 950 | 2017-11-16 | 2000
F & P | F&P 950 | 2017-11-16 | 2000
F & P | F&P 950 | 2017-11-16 | 2000
F & P | F&P 950 | 2017-11-16 | 2000
F & P | F&P 950 | 2017-11-16 | 2000
F & P | F&P 950 | 2017-11-16 | 2000
F & P | F&P 950 | 2017-11-16 | 2000
F & P | F&P 950 | 2017-11-16 | 2000
F & P | F&P 950 | 2017-11-16 | 2000
F & P | F&P 950 | 2017-11-16 | 2000
F & P | F&P 950 | 2017-11-16 | 2000
F & P | F&P 950 | 2017-11-16 | 2000
F & P | F&P 950 | 2017-11-16 | 2000
F & P | F&P 950 | 2017-11-16 | 2000
F & P | F&P 950 | 2017-11-16 | 2000
SHENZHEN CREATIVE INDUSTRY | PC-900B | 2017-11-01 | 1600
CAPSULE | DATACAPTOR 800 SERIES | 2017-10-24 | 2150
AMBU LTD | AVIEW | 2017-10-03 | 1500
FUJIFILM SONOSITE | C60XI/5-2 MHZ | 2017-04-19 | 5000
SPHERE MEDICAL LIMITED | PROXIMA 4 | 2017-03-13 | 6000
SPHERE MEDICAL LIMITED | PROXIMA 4 | 2017-03-13 | 6000
SPHERE MEDICAL LIMITED | PROXIMA 4 | 2017-03-13 | 6000
CELSIUS MEDICAL | CALIMA | 2017-03-03 | 1700
CELSIUS MEDICAL | CALIMA | 2017-03-03 | 1700
CELSIUS MEDICAL | CALIMA | 2017-03-03 | 1700
CELSIUS MEDICAL | CALIMA | 2017-03-03 | 1700
BREAS MEDICAL | NIPPY CLEARWAY | 2017-02-28 | 4500
CELSIUS MEDICAL | CALIMA | 2017-02-13 | 1700
CELSIUS MEDICAL | CALIMA | 2017-02-13 | 1700
COVIDIEN UK | SCD EXPRESS | 2017-02-10 | 800
HANSE MEDIZINTEK | THEKLA 3 | 2017-02-08 | 9200
FRESENIUS KABI | LINK 4 + AGILIA | 2016-10-11 | 830
DRAEGER | EVITA V500 | 2016-10-05 | 17415.46
CAREFLEX | HYDROFLEX | 2016-09-16 | 3311
EDAN INSTRUMENTS | SONOTRAX VASCULAR | 2016-09-13 | 200
HAMILTON MEDICAL | MR1 | 2016-09-08 | 27499.2
DRAEGER | OXYLOG AC/DC | 2016-09-08 | 241
FRESENIUS KABI | MRI GUARD AGILIA | 2016-08-26 | 26400
WELCH ALLYN | GS777 | 2016-08-15 | 500
FRESENIUS KABI | VOLUMAT MC AGILIA | 2016-07-26 | 300
FRESENIUS KABI | VOLUMAT MC AGILIA | 2016-07-26 | 300
FRESENIUS KABI | VOLUMAT MC AGILIA | 2016-07-26 | 300
FRESENIUS KABI | VOLUMAT MC AGILIA | 2016-07-26 | 300
FRESENIUS KABI | VOLUMAT MC AGILIA | 2016-07-26 | 300
FRESENIUS KABI | VOLUMAT MC AGILIA | 2016-07-26 | 300
FRESENIUS KABI | VOLUMAT MC AGILIA | 2016-07-26 | 300
COVIDIEN UK | SCD EXPRESS | 2016-07-22 | 800
LEVEL 1 TECH | HL90 | 2016-07-19 | 3500
FRESENIUS KABI | LINK 4 + AGILIA | 2016-07-06 | 830
FRESENIUS KABI | LINK 4 + AGILIA | 2016-07-06 | 830
FRESENIUS KABI | LINK 4 + AGILIA | 2016-07-06 | 830
FRESENIUS KABI | LINK 4 + AGILIA | 2016-07-06 | 830
FRESENIUS KABI | LINK 4 + AGILIA | 2016-07-06 | 830
FRESENIUS KABI | LINK 4 + AGILIA | 2016-07-06 | 830
FRESENIUS KABI | LINK 4 + AGILIA | 2016-07-06 | 830
FRESENIUS KABI | LINK 4 + AGILIA | 2016-06-10 | 830
FUJIFILM SONOSITE | HFL50X/15-6MHZ | 2016-05-11 | 6405
FRESENIUS KABI | LINK 4 + AGILIA | 2016-04-13 | 830
FRESENIUS KABI | LINK 4 + AGILIA | 2016-04-13 | 830
FRESENIUS KABI | LINK 4 + AGILIA | 2016-04-13 | 830
FRESENIUS KABI | LINK 4 + AGILIA | 2016-04-13 | 830
FRESENIUS KABI | LINK 4 + AGILIA | 2016-04-13 | 830
FRESENIUS KABI | LINK 4 + AGILIA | 2016-04-13 | 830
FRESENIUS KABI | LINK 4 + AGILIA | 2016-04-13 | 830
FRESENIUS KABI | LINK 4 + AGILIA | 2016-04-13 | 830
FRESENIUS KABI | LINK 4 + AGILIA | 2016-04-13 | 830
FRESENIUS KABI | LINK 4 + AGILIA | 2016-04-13 | 830
FRESENIUS KABI | LINK 4 + AGILIA | 2016-04-13 | 830
FRESENIUS KABI | LINK 4 + AGILIA | 2016-04-13 | 830
FRESENIUS KABI | LINK 4 + AGILIA | 2016-04-13 | 830
FRESENIUS KABI | LINK 4 + AGILIA | 2016-04-13 | 830
FRESENIUS KABI | LINK 4 + AGILIA | 2016-04-13 | 830
FRESENIUS KABI | LINK 4 + AGILIA | 2016-04-13 | 830
FRESENIUS KABI | LINK 4 + AGILIA | 2016-04-13 | 830
FRESENIUS KABI | LINK 4 + AGILIA | 2016-04-13 | 830
FRESENIUS KABI | LINK 4 + AGILIA | 2016-04-13 | 830
FRESENIUS KABI | LINK 4 + AGILIA | 2016-04-13 | 830
FRESENIUS KABI | LINK 4 + AGILIA | 2016-04-13 | 830
FRESENIUS KABI | LINK 8 + AGILIA | 2016-03-23 | 1450
FRESENIUS KABI | LINK 8 + AGILIA | 2016-03-23 | 1450
FRESENIUS KABI | LINK 8 + AGILIA | 2016-03-23 | 1450
FRESENIUS KABI | LINK 8 + AGILIA | 2016-03-23 | 1450
FRESENIUS KABI | LINK 8 + AGILIA | 2016-03-23 | 1450
FRESENIUS KABI | LINK 8 + AGILIA | 2016-03-23 | 1450
FRESENIUS KABI | LINK 8 + AGILIA | 2016-03-23 | 1450
FRESENIUS KABI | LINK 8 + AGILIA | 2016-03-23 | 1450
FRESENIUS KABI | LINK 8 + AGILIA | 2016-03-23 | 1450
FRESENIUS KABI | LINK 8 + AGILIA | 2016-03-23 | 1450
FRESENIUS KABI | LINK 8 + AGILIA | 2016-03-23 | 1450
FRESENIUS KABI | LINK 8 + AGILIA | 2016-03-23 | 1450
FRESENIUS KABI | LINK 8 + AGILIA | 2016-03-23 | 1450
FRESENIUS KABI | LINK 8 + AGILIA | 2016-03-23 | 1450
FRESENIUS KABI | LINK 8 + AGILIA | 2016-03-23 | 1450
FRESENIUS KABI | LINK 8 + AGILIA | 2016-03-23 | 1450
FRESENIUS KABI | LINK 8 + AGILIA | 2016-03-23 | 1450
FRESENIUS KABI | LINK 8 + AGILIA | 2016-03-23 | 1450
FRESENIUS KABI | LINK 8 + AGILIA | 2016-03-23 | 1450
FRESENIUS KABI | LINK 8 + AGILIA | 2016-03-23 | 1450
FRESENIUS KABI | LINK 8 + AGILIA | 2016-03-23 | 1450
FRESENIUS KABI | LINK 4 + AGILIA | 2016-03-23 | 830
FRESENIUS KABI | VOLUMAT MC AGILIA | 2016-03-22 | 300
FRESENIUS KABI | VOLUMAT MC AGILIA | 2016-03-22 | 300
FRESENIUS KABI | VOLUMAT MC AGILIA | 2016-03-22 | 300
FRESENIUS KABI | VOLUMAT MC AGILIA | 2016-03-22 | 300
FRESENIUS KABI | VOLUMAT MC AGILIA | 2016-03-22 | 300
FRESENIUS KABI | VOLUMAT MC AGILIA | 2016-03-22 | 300
FRESENIUS KABI | VOLUMAT MC AGILIA | 2016-03-22 | 300
FRESENIUS KABI | VOLUMAT MC AGILIA | 2016-03-22 | 300
FRESENIUS KABI | VOLUMAT MC AGILIA | 2016-03-22 | 300
FRESENIUS KABI | VOLUMAT MC AGILIA | 2016-03-22 | 300
FRESENIUS KABI | VOLUMAT MC AGILIA | 2016-03-22 | 300
FRESENIUS KABI | VOLUMAT MC AGILIA | 2016-03-22 | 300
FRESENIUS KABI | VOLUMAT MC AGILIA | 2016-03-22 | 300
FRESENIUS KABI | VOLUMAT MC AGILIA | 2016-03-22 | 300
FRESENIUS KABI | VOLUMAT MC AGILIA | 2016-03-22 | 300
FRESENIUS KABI | VOLUMAT MC AGILIA | 2016-03-22 | 300
FRESENIUS KABI | VOLUMAT MC AGILIA | 2016-03-22 | 300
FRESENIUS KABI | VOLUMAT MC AGILIA | 2016-03-22 | 300
FRESENIUS KABI | VOLUMAT MC AGILIA | 2016-03-22 | 300
FRESENIUS KABI | VOLUMAT MC AGILIA | 2016-03-22 | 300
FRESENIUS KABI | VOLUMAT MC AGILIA | 2016-03-22 | 300
FRESENIUS KABI | VOLUMAT MC AGILIA | 2016-03-22 | 300
FRESENIUS KABI | VOLUMAT MC AGILIA | 2016-03-22 | 300
FRESENIUS KABI | VOLUMAT MC AGILIA | 2016-03-22 | 300
FRESENIUS KABI | VOLUMAT MC AGILIA | 2016-03-22 | 300
FRESENIUS KABI | VOLUMAT MC AGILIA | 2016-03-22 | 300
FRESENIUS KABI | VOLUMAT MC AGILIA | 2016-03-22 | 300
FRESENIUS KABI | VOLUMAT MC AGILIA | 2016-03-22 | 300
FRESENIUS KABI | VOLUMAT MC AGILIA | 2016-03-22 | 300
FRESENIUS KABI | VOLUMAT MC AGILIA | 2016-03-22 | 300
FRESENIUS KABI | VOLUMAT MC AGILIA | 2016-03-22 | 300
FRESENIUS KABI | VOLUMAT MC AGILIA | 2016-03-22 | 300
FRESENIUS KABI | VOLUMAT MC AGILIA | 2016-03-22 | 300
FRESENIUS KABI | VOLUMAT MC AGILIA | 2016-03-22 | 300
FRESENIUS KABI | VOLUMAT MC AGILIA | 2016-03-22 | 300
FRESENIUS KABI | VOLUMAT MC AGILIA | 2016-03-22 | 300
FRESENIUS KABI | VOLUMAT MC AGILIA | 2016-03-22 | 300
FRESENIUS KABI | VOLUMAT MC AGILIA | 2016-03-22 | 300
FRESENIUS KABI | VOLUMAT MC AGILIA | 2016-03-22 | 300
FRESENIUS KABI | VOLUMAT MC AGILIA | 2016-03-22 | 300
FRESENIUS KABI | VOLUMAT MC AGILIA | 2016-03-22 | 300
FRESENIUS KABI | VOLUMAT MC AGILIA | 2016-03-22 | 300
FRESENIUS KABI | VOLUMAT MC AGILIA | 2016-03-22 | 300
FRESENIUS KABI | VOLUMAT MC AGILIA | 2016-03-22 | 300
FRESENIUS KABI | VOLUMAT MC AGILIA | 2016-03-22 | 300
FRESENIUS KABI | VOLUMAT MC AGILIA | 2016-03-22 | 300
FRESENIUS KABI | VOLUMAT MC AGILIA | 2016-03-22 | 300
FRESENIUS KABI | VOLUMAT MC AGILIA | 2016-03-22 | 300
FRESENIUS KABI | VOLUMAT MC AGILIA | 2016-03-22 | 300
FRESENIUS KABI | VOLUMAT MC AGILIA | 2016-03-22 | 300
FRESENIUS KABI | VOLUMAT MC AGILIA | 2016-03-22 | 300
FRESENIUS KABI | VOLUMAT MC AGILIA | 2016-03-22 | 300
FRESENIUS KABI | VOLUMAT MC AGILIA | 2016-03-22 | 300
FRESENIUS KABI | VOLUMAT MC AGILIA | 2016-03-22 | 300
FRESENIUS KABI | VOLUMAT MC AGILIA | 2016-03-22 | 300
FRESENIUS KABI | VOLUMAT MC AGILIA | 2016-03-22 | 300
FRESENIUS KABI | VOLUMAT MC AGILIA | 2016-03-22 | 300
FRESENIUS KABI | INJECTOMAT MC AGILIA | 2016-03-22 | 300
FRESENIUS KABI | INJECTOMAT MC AGILIA | 2016-03-22 | 300
FRESENIUS KABI | INJECTOMAT MC AGILIA | 2016-03-22 | 300
FRESENIUS KABI | INJECTOMAT MC AGILIA | 2016-03-22 | 300
FRESENIUS KABI | INJECTOMAT MC AGILIA | 2016-03-22 | 300
FRESENIUS KABI | INJECTOMAT MC AGILIA | 2016-03-22 | 300
FRESENIUS KABI | INJECTOMAT MC AGILIA | 2016-03-22 | 300
FRESENIUS KABI | INJECTOMAT MC AGILIA | 2016-03-22 | 300
FRESENIUS KABI | INJECTOMAT MC AGILIA | 2016-03-22 | 300
FRESENIUS KABI | INJECTOMAT MC AGILIA | 2016-03-22 | 300
FRESENIUS KABI | INJECTOMAT MC AGILIA | 2016-03-22 | 300
FRESENIUS KABI | INJECTOMAT MC AGILIA | 2016-03-22 | 300
FRESENIUS KABI | INJECTOMAT MC AGILIA | 2016-03-22 | 300
FRESENIUS KABI | INJECTOMAT MC AGILIA | 2016-03-22 | 300
FRESENIUS KABI | INJECTOMAT MC AGILIA | 2016-03-22 | 300
FRESENIUS KABI | INJECTOMAT MC AGILIA | 2016-03-22 | 300
FRESENIUS KABI | INJECTOMAT MC AGILIA | 2016-03-22 | 300
FRESENIUS KABI | INJECTOMAT MC AGILIA | 2016-03-22 | 300
FRESENIUS KABI | INJECTOMAT MC AGILIA | 2016-03-22 | 300
FRESENIUS KABI | INJECTOMAT MC AGILIA | 2016-03-22 | 300
FRESENIUS KABI | INJECTOMAT MC AGILIA | 2016-03-22 | 300
FRESENIUS KABI | INJECTOMAT MC AGILIA | 2016-03-22 | 300
FRESENIUS KABI | INJECTOMAT MC AGILIA | 2016-03-22 | 300
FRESENIUS KABI | INJECTOMAT MC AGILIA | 2016-03-22 | 300
FRESENIUS KABI | INJECTOMAT MC AGILIA | 2016-03-22 | 300
FRESENIUS KABI | INJECTOMAT MC AGILIA | 2016-03-22 | 300
FRESENIUS KABI | INJECTOMAT MC AGILIA | 2016-03-22 | 300
FRESENIUS KABI | INJECTOMAT MC AGILIA | 2016-03-22 | 300
FRESENIUS KABI | INJECTOMAT MC AGILIA | 2016-03-22 | 300
FRESENIUS KABI | INJECTOMAT MC AGILIA | 2016-03-22 | 300
FRESENIUS KABI | INJECTOMAT MC AGILIA | 2016-03-22 | 300
FRESENIUS KABI | INJECTOMAT MC AGILIA | 2016-03-22 | 300
FRESENIUS KABI | INJECTOMAT MC AGILIA | 2016-03-22 | 300
FRESENIUS KABI | INJECTOMAT MC AGILIA | 2016-03-22 | 300
FRESENIUS KABI | INJECTOMAT MC AGILIA | 2016-03-22 | 300
FRESENIUS KABI | INJECTOMAT MC AGILIA | 2016-03-22 | 300
FRESENIUS KABI | INJECTOMAT MC AGILIA | 2016-03-22 | 300
FRESENIUS KABI | INJECTOMAT MC AGILIA | 2016-03-22 | 300
FRESENIUS KABI | INJECTOMAT MC AGILIA | 2016-03-22 | 300
FRESENIUS KABI | INJECTOMAT MC AGILIA | 2016-03-22 | 300
FRESENIUS KABI | INJECTOMAT MC AGILIA | 2016-03-22 | 300
FRESENIUS KABI | INJECTOMAT MC AGILIA | 2016-03-22 | 300
FRESENIUS KABI | INJECTOMAT MC AGILIA | 2016-03-22 | 300
FRESENIUS KABI | INJECTOMAT MC AGILIA | 2016-03-22 | 300
FRESENIUS KABI | INJECTOMAT MC AGILIA | 2016-03-22 | 300
FRESENIUS KABI | INJECTOMAT MC AGILIA | 2016-03-22 | 300
FRESENIUS KABI | INJECTOMAT MC AGILIA | 2016-03-22 | 300
FRESENIUS KABI | INJECTOMAT MC AGILIA | 2016-03-22 | 300
FRESENIUS KABI | INJECTOMAT MC AGILIA | 2016-03-22 | 300
FRESENIUS KABI | INJECTOMAT MC AGILIA | 2016-03-22 | 300
FRESENIUS KABI | INJECTOMAT MC AGILIA | 2016-03-22 | 300
FRESENIUS KABI | INJECTOMAT MC AGILIA | 2016-03-22 | 300
FRESENIUS KABI | INJECTOMAT MC AGILIA | 2016-03-22 | 300
FRESENIUS KABI | INJECTOMAT MC AGILIA | 2016-03-22 | 300
FRESENIUS KABI | INJECTOMAT MC AGILIA | 2016-03-22 | 300
FRESENIUS KABI | INJECTOMAT MC AGILIA | 2016-03-22 | 300
FRESENIUS KABI | INJECTOMAT MC AGILIA | 2016-03-22 | 300
FRESENIUS KABI | INJECTOMAT MC AGILIA | 2016-03-22 | 300
FRESENIUS KABI | INJECTOMAT MC AGILIA | 2016-03-22 | 300
FRESENIUS KABI | INJECTOMAT MC AGILIA | 2016-03-22 | 300
FRESENIUS KABI | INJECTOMAT MC AGILIA | 2016-03-22 | 300
FRESENIUS KABI | INJECTOMAT MC AGILIA | 2016-03-22 | 300
FRESENIUS KABI | INJECTOMAT MC AGILIA | 2016-03-22 | 300
FRESENIUS KABI | INJECTOMAT MC AGILIA | 2016-03-22 | 300
FRESENIUS KABI | INJECTOMAT MC AGILIA | 2016-03-22 | 300
FRESENIUS KABI | INJECTOMAT MC AGILIA | 2016-03-22 | 300
FRESENIUS KABI | INJECTOMAT MC AGILIA | 2016-03-22 | 300
FRESENIUS KABI | INJECTOMAT MC AGILIA | 2016-03-22 | 300
FRESENIUS KABI | INJECTOMAT MC AGILIA | 2016-03-22 | 300
FRESENIUS KABI | INJECTOMAT MC AGILIA | 2016-03-22 | 300
FRESENIUS KABI | INJECTOMAT MC AGILIA | 2016-03-22 | 300
FRESENIUS KABI | INJECTOMAT MC AGILIA | 2016-03-22 | 300
FRESENIUS KABI | INJECTOMAT MC AGILIA | 2016-03-22 | 300
FRESENIUS KABI | INJECTOMAT MC AGILIA | 2016-03-22 | 300
FRESENIUS KABI | INJECTOMAT MC AGILIA | 2016-03-22 | 300
FRESENIUS KABI | INJECTOMAT MC AGILIA | 2016-03-22 | 300
FRESENIUS KABI | INJECTOMAT MC AGILIA | 2016-03-22 | 300
FRESENIUS KABI | INJECTOMAT MC AGILIA | 2016-03-22 | 300
FRESENIUS KABI | INJECTOMAT MC AGILIA | 2016-03-22 | 300
FRESENIUS KABI | INJECTOMAT MC AGILIA | 2016-03-22 | 300
FRESENIUS KABI | INJECTOMAT MC AGILIA | 2016-03-22 | 300
FRESENIUS KABI | INJECTOMAT MC AGILIA | 2016-03-22 | 300
FRESENIUS KABI | INJECTOMAT MC AGILIA | 2016-03-22 | 300
FRESENIUS KABI | INJECTOMAT MC AGILIA | 2016-03-22 | 300
FRESENIUS KABI | INJECTOMAT MC AGILIA | 2016-03-22 | 300
FRESENIUS KABI | INJECTOMAT MC AGILIA | 2016-03-22 | 300
FRESENIUS KABI | INJECTOMAT MC AGILIA | 2016-03-22 | 300
FRESENIUS KABI | INJECTOMAT MC AGILIA | 2016-03-22 | 300
FRESENIUS KABI | INJECTOMAT MC AGILIA | 2016-03-22 | 300
FRESENIUS KABI | INJECTOMAT MC AGILIA | 2016-03-22 | 300
FRESENIUS KABI | INJECTOMAT MC AGILIA | 2016-03-22 | 300
FRESENIUS KABI | INJECTOMAT MC AGILIA | 2016-03-22 | 300
FRESENIUS KABI | INJECTOMAT MC AGILIA | 2016-03-22 | 300
FRESENIUS KABI | INJECTOMAT MC AGILIA | 2016-03-22 | 300
FRESENIUS KABI | INJECTOMAT MC AGILIA | 2016-03-22 | 300
FRESENIUS KABI | INJECTOMAT MC AGILIA | 2016-03-22 | 300
FRESENIUS KABI | INJECTOMAT MC AGILIA | 2016-03-22 | 300
FRESENIUS KABI | INJECTOMAT MC AGILIA | 2016-03-22 | 300
FRESENIUS KABI | INJECTOMAT MC AGILIA | 2016-03-22 | 300
FRESENIUS KABI | INJECTOMAT MC AGILIA | 2016-03-22 | 300
FRESENIUS KABI | INJECTOMAT MC AGILIA | 2016-03-22 | 300
FRESENIUS KABI | INJECTOMAT MC AGILIA | 2016-03-22 | 300
FRESENIUS KABI | INJECTOMAT MC AGILIA | 2016-03-22 | 300
FRESENIUS KABI | INJECTOMAT MC AGILIA | 2016-03-22 | 300
FRESENIUS KABI | INJECTOMAT MC AGILIA | 2016-03-22 | 300
FRESENIUS KABI | INJECTOMAT MC AGILIA | 2016-03-22 | 300
FRESENIUS KABI | INJECTOMAT MC AGILIA | 2016-03-22 | 300
FRESENIUS KABI | INJECTOMAT MC AGILIA | 2016-03-22 | 300
FRESENIUS KABI | INJECTOMAT MC AGILIA | 2016-03-22 | 300
FRESENIUS KABI | INJECTOMAT MC AGILIA | 2016-03-22 | 300
FRESENIUS KABI | INJECTOMAT MC AGILIA | 2016-03-22 | 300
FRESENIUS KABI | INJECTOMAT MC AGILIA | 2016-03-22 | 300
FRESENIUS KABI | INJECTOMAT MC AGILIA | 2016-03-22 | 300
FRESENIUS KABI | INJECTOMAT MC AGILIA | 2016-03-22 | 300
FRESENIUS KABI | INJECTOMAT MC AGILIA | 2016-03-22 | 300
FRESENIUS KABI | INJECTOMAT MC AGILIA | 2016-03-22 | 300
FRESENIUS KABI | INJECTOMAT MC AGILIA | 2016-03-22 | 300
FRESENIUS KABI | INJECTOMAT MC AGILIA | 2016-03-22 | 300
FRESENIUS KABI | INJECTOMAT MC AGILIA | 2016-03-22 | 300
FRESENIUS KABI | INJECTOMAT MC AGILIA | 2016-03-22 | 300
FRESENIUS KABI | INJECTOMAT MC AGILIA | 2016-03-22 | 300
FRESENIUS KABI | INJECTOMAT MC AGILIA | 2016-03-22 | 300
FRESENIUS KABI | INJECTOMAT MC AGILIA | 2016-03-22 | 300
FRESENIUS KABI | INJECTOMAT MC AGILIA | 2016-03-22 | 300
FRESENIUS KABI | INJECTOMAT MC AGILIA | 2016-03-22 | 300
FRESENIUS KABI | INJECTOMAT MC AGILIA | 2016-03-22 | 300
FRESENIUS KABI | INJECTOMAT MC AGILIA | 2016-03-22 | 300
FRESENIUS KABI | INJECTOMAT MC AGILIA | 2016-03-22 | 300
FRESENIUS KABI | INJECTOMAT MC AGILIA | 2016-03-22 | 300
FRESENIUS KABI | INJECTOMAT MC AGILIA | 2016-03-22 | 300
FRESENIUS KABI | INJECTOMAT MC AGILIA | 2016-03-22 | 300
FRESENIUS KABI | INJECTOMAT MC AGILIA | 2016-03-22 | 300
FRESENIUS KABI | INJECTOMAT MC AGILIA | 2016-03-22 | 300
FRESENIUS KABI | INJECTOMAT MC AGILIA | 2016-03-22 | 300
FRESENIUS KABI | INJECTOMAT MC AGILIA | 2016-03-22 | 300
FRESENIUS KABI | INJECTOMAT MC AGILIA | 2016-03-22 | 300
FRESENIUS KABI | INJECTOMAT MC AGILIA | 2016-03-22 | 300
FRESENIUS KABI | INJECTOMAT MC AGILIA | 2016-03-22 | 300
FRESENIUS KABI | INJECTOMAT MC AGILIA | 2016-03-22 | 300
FRESENIUS KABI | INJECTOMAT MC AGILIA | 2016-03-22 | 300
FRESENIUS KABI | INJECTOMAT MC AGILIA | 2016-03-22 | 300
FRESENIUS KABI | INJECTOMAT MC AGILIA | 2016-03-22 | 300
FRESENIUS KABI | INJECTOMAT MC AGILIA | 2016-03-22 | 300
FRESENIUS KABI | INJECTOMAT MC AGILIA | 2016-03-22 | 300
FRESENIUS KABI | INJECTOMAT MC AGILIA | 2016-03-22 | 300
FRESENIUS KABI | INJECTOMAT MC AGILIA | 2016-03-22 | 300
FRESENIUS KABI | INJECTOMAT MC AGILIA | 2016-03-22 | 300
FRESENIUS KABI | INJECTOMAT MC AGILIA | 2016-03-22 | 300
FRESENIUS KABI | INJECTOMAT MC AGILIA | 2016-03-22 | 300
CAREFLEX | HYDROFLEX | 2016-03-17 | 3065
DRAEGER | OXYLOG AC/DC | 2015-12-03 | 8600
BARD LTD | BARDSCAN IIS | 2015-11-25 | 5500
PHYSIO CONTROL | LIFEPAK 20E | 2015-11-03 | 4741.2
PHYSIO CONTROL | LIFEPAK 20E PACED | 2015-10-30 | 7550
PHILIPS LTD | INTELLIBRIDGE EC10 | 2015-08-26 | 500
PHILIPS LTD | M1027B | 2015-08-19 | 5000
PHILIPS LTD | M1027B | 2015-08-19 | 5000
PHILIPS LTD | M3015A | 2015-07-29 | 2500
ABBOTT LABS | FREESTYLE PRECISION PRO | 2015-06-16 | 1000
ABBOTT LABS | FREESTYLE PRECISION PRO | 2015-06-16 | 1000
ABBOTT LABS | FREESTYLE PRECISION PRO | 2015-06-16 | 1000
MEMO-INTERN | EXTENSION HOSE O2 | 2015-04-20 | 60
GE LIMITED | VIVID T8 PRO | 2015-04-13 | 28449
TERAOKA | DS-502 | 2015-04-13 | 189
PHILIPS LTD | INTELLIBRIDGE EC10 | 2015-02-27 | 500
PHILIPS LTD | INTELLIBRIDGE EC10 | 2015-02-27 | 500
PHILIPS LTD | INTELLIBRIDGE EC10 | 2015-02-27 | 500
PHILIPS LTD | INTELLIBRIDGE EC10 | 2015-02-27 | 500
PHILIPS LTD | INTELLIBRIDGE EC10 | 2015-02-27 | 500
PHILIPS LTD | INTELLIBRIDGE EC10 | 2015-02-27 | 500
PHILIPS LTD | INTELLIBRIDGE EC10 | 2015-02-27 | 500
PHILIPS LTD | INTELLIBRIDGE EC10 | 2015-02-27 | 500
THERAPY EQUIPMENT | DIAMOND RANGE LOW (REMOTE) | 2015-02-03 | 100
THERAPY EQUIPMENT | DIAMOND RANGE LOW (REMOTE) | 2015-02-03 | 100
THERAPY EQUIPMENT | DIAMOND RANGE LOW (REMOTE) | 2015-02-03 | 100
THERAPY EQUIPMENT | DIAMOND RANGE LOW (REMOTE) | 2015-02-03 | 100
THERAPY EQUIPMENT | DIAMOND RANGE LOW (REMOTE) | 2015-02-03 | 100
THERAPY EQUIPMENT | DIAMOND RANGE HIGH (REMOTE) | 2015-02-03 | 100
THERAPY EQUIPMENT | DIAMOND RANGE HIGH (REMOTE) | 2015-02-03 | 100
THERAPY EQUIPMENT | DIAMOND RANGE HIGH (REMOTE) | 2015-02-03 | 100
THERAPY EQUIPMENT | DIAMOND RANGE HIGH (REMOTE) | 2015-02-03 | 100
THERAPY EQUIPMENT | DIAMOND RANGE HIGH (REMOTE) | 2015-02-03 | 100
THERAPY EQUIPMENT | DIAMOND RANGE HIGH (REMOTE) | 2015-02-03 | 100
THERAPY EQUIPMENT | DIAMOND RANGE HIGH (REMOTE) | 2015-02-03 | 100
THERAPY EQUIPMENT | DIAMOND RANGE HIGH (REMOTE) | 2015-02-03 | 100
THERAPY EQUIPMENT | DIAMOND RANGE HIGH (REMOTE) | 2015-02-03 | 100
THERAPY EQUIPMENT | DIAMOND RANGE HIGH (REMOTE) | 2015-02-03 | 100
THERAPY EQUIPMENT | DIAMOND RANGE HIGH (REMOTE) | 2015-02-03 | 100
THERAPY EQUIPMENT | DIAMOND RANGE HIGH (REMOTE) | 2015-02-03 | 100
THERAPY EQUIPMENT | DIAMOND RANGE HIGH (REMOTE) | 2015-02-03 | 100
THERAPY EQUIPMENT | DIAMOND RANGE LOW (REMOTE) | 2015-02-03 | 100
THERAPY EQUIPMENT | DIAMOND RANGE LOW (REMOTE) | 2015-02-03 | 100
THERAPY EQUIPMENT | DIAMOND RANGE LOW (REMOTE) | 2015-02-03 | 100
THERAPY EQUIPMENT | DIAMOND RANGE LOW (REMOTE) | 2015-02-03 | 100
THERAPY EQUIPMENT | DIAMOND RANGE LOW (REMOTE) | 2015-02-03 | 100
THERAPY EQUIPMENT | DIAMOND RANGE HIGH (REMOTE) | 2015-02-03 | 100
THERAPY EQUIPMENT | DIAMOND RANGE HIGH (REMOTE) | 2015-02-03 | 100
THERAPY EQUIPMENT | DIAMOND RANGE HIGH (REMOTE) | 2015-02-03 | 100
THERAPY EQUIPMENT | DIAMOND RANGE HIGH (REMOTE) | 2015-02-03 | 100
THERAPY EQUIPMENT | DIAMOND RANGE HIGH (REMOTE) | 2015-02-03 | 100
THERAPY EQUIPMENT | DIAMOND RANGE HIGH (REMOTE) | 2015-02-03 | 100
THERAPY EQUIPMENT | DIAMOND RANGE HIGH (REMOTE) | 2015-02-03 | 100
THERAPY EQUIPMENT | DIAMOND RANGE HIGH (REMOTE) | 2015-02-03 | 100
THERAPY EQUIPMENT | DIAMOND RANGE HIGH (REMOTE) | 2015-02-03 | 100
THERAPY EQUIPMENT | DIAMOND RANGE HIGH (REMOTE) | 2015-02-03 | 100
LIKO | 2835 | 2014-12-02 | 495
LIKO | GOLVO 8008 | 2014-12-02 | 5000
DRAEGER | 6871950 | 2014-10-09 | 1930
DRAEGER | 6871950 | 2014-09-11 | 1930
DRAEGER | 6871950 | 2014-09-11 | 1930
FREEWAY | TRANSACTIVE MANUAL | 2014-09-05 | 575
FREEWAY | TRANSACTIVE MANUAL | 2014-09-05 | 575
FREEWAY | TRANSACTIVE MANUAL | 2014-09-05 | 575
FREEWAY | TRANSACTIVE MANUAL | 2014-09-05 | 575
FREEWAY | TRANSACTIVE MANUAL | 2014-09-05 | 575
FREEWAY | TRANSACTIVE MANUAL | 2014-09-05 | 575
FREEWAY | TRANSACTIVE MANUAL | 2014-09-05 | 575
FREEWAY | TRANSACTIVE MANUAL | 2014-09-05 | 575
FREEWAY | TRANSACTIVE MANUAL | 2014-09-05 | 575
FREEWAY | TRANSACTIVE MANUAL | 2014-09-05 | 575
FREEWAY | TRANSACTIVE MANUAL | 2014-09-05 | 575
FREEWAY | TRANSACTIVE MANUAL | 2014-09-05 | 575
FREEWAY | TRANSACTIVE MANUAL | 2014-09-05 | 575
FREEWAY | TRANSACTIVE MANUAL | 2014-09-05 | 575
FREEWAY | TRANSACTIVE MANUAL | 2014-09-05 | 575
FREEWAY | TRANSACTIVE MANUAL | 2014-09-05 | 575
FREEWAY | TRANSACTIVE MANUAL | 2014-09-05 | 575
FREEWAY | TRANSACTIVE MANUAL | 2014-09-05 | 575
FREEWAY | TRANSACTIVE MANUAL | 2014-09-05 | 575
FREEWAY | TRANSACTIVE MANUAL | 2014-08-21 | 575
NA | MEMO/GENERAL SUNDRIES | 2014-08-19 | 0
FREEWAY | TRANSACTIVE MANUAL | 2014-08-15 | 575
PHILIPS LTD | MX800 | 2014-07-28 | 13314.6
PHILIPS LTD | MX800 | 2014-07-28 | 13314.6
PHILIPS LTD | MX800 | 2014-07-28 | 13314.6
PHILIPS LTD | MX800 | 2014-07-28 | 13314.65
PHILIPS LTD | MX800 | 2014-07-28 | 13314.6
PHILIPS LTD | MX800 | 2014-07-28 | 13314.6
PHILIPS LTD | MX800 | 2014-07-28 | 13314.6
PHILIPS LTD | MX800 | 2014-07-28 | 13314.6
PHILIPS LTD | MX800 | 2014-07-28 | 13314.6
PHILIPS LTD | MX800 | 2014-07-28 | 13314.6
PHILIPS LTD | MX800 | 2014-07-28 | 13314.6
PHILIPS LTD | MX800 | 2014-07-28 | 13314.6
PHILIPS LTD | MX800 | 2014-07-28 | 13314.6
PHILIPS LTD | MX800 | 2014-07-28 | 13314.6
PHILIPS LTD | MX800 | 2014-07-28 | 13314.6
PHILIPS LTD | MX800 | 2014-07-28 | 13314.6
PHILIPS LTD | MX800 | 2014-07-28 | 13314.6
PHILIPS LTD | MX800 | 2014-07-28 | 13314.6
PHILIPS LTD | MX800 | 2014-07-28 | 13314.6
PHILIPS LTD | MX800 | 2014-07-28 | 13314.6
PHILIPS LTD | MX800 | 2014-07-28 | 13314.6
PHILIPS LTD | M3002A-X2 | 2014-07-28 | 2500
PHILIPS LTD | M3002A-X2 | 2014-07-28 | 2500
PHILIPS LTD | M3002A-X2 | 2014-07-28 | 2500
PHILIPS LTD | M3002A-X2 | 2014-07-28 | 2500
PHILIPS LTD | M3002A-X2 | 2014-07-28 | 2500
PHILIPS LTD | M3002A-X2 | 2014-07-28 | 2500
PHILIPS LTD | M3002A-X2 | 2014-07-28 | 2500
PHILIPS LTD | M3002A-X2 | 2014-07-28 | 2500
PHILIPS LTD | M3002A-X2 | 2014-07-28 | 2500
PHILIPS LTD | M3002A-X2 | 2014-07-28 | 2500
PHILIPS LTD | M3002A-X2 | 2014-07-28 | 2500
PHILIPS LTD | M3002A-X2 | 2014-07-28 | 2500
PHILIPS LTD | M3002A-X2 | 2014-07-28 | 2500
PHILIPS LTD | M3002A-X2 | 2014-07-28 | 2500
PHILIPS LTD | M3002A-X2 | 2014-07-28 | 2500
PHILIPS LTD | M3002A-X2 | 2014-07-28 | 2500
PHILIPS LTD | M3002A-X2 | 2014-07-28 | 2500
PHILIPS LTD | M3002A-X2 | 2014-07-28 | 2500
PHILIPS LTD | M3002A-X2 | 2014-07-28 | 2500
PHILIPS LTD | M3002A-X2 | 2014-07-28 | 2500
PHILIPS LTD | M3002A-X2 | 2014-07-28 | 2500
PHILIPS LTD | M3015A | 2014-07-28 | 2500
PHILIPS LTD | M3015A | 2014-07-28 | 2500
PHILIPS LTD | M3015A | 2014-07-28 | 2500
PHILIPS LTD | M1006B | 2014-07-28 | 505
PHILIPS LTD | M1006B | 2014-07-28 | 505
PHILIPS LTD | M1006B | 2014-07-28 | 505
PHILIPS LTD | M1006B | 2014-07-28 | 505
PHILIPS LTD | M1006B | 2014-07-28 | 505
PHILIPS LTD | M1006B | 2014-07-28 | 505
PHILIPS LTD | M1006B | 2014-07-28 | 505
PHILIPS LTD | M1006B | 2014-07-28 | 505
PHILIPS LTD | M1006B | 2014-07-28 | 505
PHILIPS LTD | M1006B | 2014-07-28 | 505
PHILIPS LTD | M1006B | 2014-07-28 | 505
PHILIPS LTD | M1006B | 2014-07-28 | 505
PHILIPS LTD | M1006B | 2014-07-28 | 505
PHILIPS LTD | M1006B | 2014-07-28 | 505
PHILIPS LTD | M1006B | 2014-07-28 | 505
PHILIPS LTD | M1006B | 2014-07-28 | 505
PHILIPS LTD | M1006B | 2014-07-28 | 505
PHILIPS LTD | M1006B | 2014-07-28 | 505
PHILIPS LTD | M1006B | 2014-07-28 | 505
PHILIPS LTD | M1006B | 2014-07-28 | 505
PHILIPS LTD | M1006B | 2014-07-28 | 505
PHILIPS LTD | FMS-4 | 2014-07-28 | 1000
PHILIPS LTD | FMS-4 | 2014-07-28 | 1000
PHILIPS LTD | FMS-4 | 2014-07-28 | 1000
PHILIPS LTD | FMS-4 | 2014-07-28 | 1000
PHILIPS LTD | FMS-4 | 2014-07-28 | 1000
PHILIPS LTD | FMS-4 | 2014-07-28 | 1000
PHILIPS LTD | FMS-4 | 2014-07-28 | 1000
PHILIPS LTD | FMS-4 | 2014-07-28 | 1000
PHILIPS LTD | FMS-4 | 2014-07-28 | 1000
PHILIPS LTD | FMS-4 | 2014-07-28 | 1000
PHILIPS LTD | FMS-4 | 2014-07-28 | 1000
PHILIPS LTD | FMS-4 | 2014-07-28 | 1000
PHILIPS LTD | FMS-4 | 2014-07-28 | 1000
PHILIPS LTD | FMS-4 | 2014-07-28 | 1000
PHILIPS LTD | FMS-4 | 2014-07-28 | 1000
PHILIPS LTD | FMS-4 | 2014-07-28 | 1000
PHILIPS LTD | FMS-4 | 2014-07-28 | 1000
PHILIPS LTD | FMS-4 | 2014-07-28 | 1000
PHILIPS LTD | FMS-4 | 2014-07-28 | 1000
PHILIPS LTD | FMS-4 | 2014-07-28 | 1000
PHILIPS LTD | FMS-4 | 2014-07-28 | 1000
DRAEGER | MOVITA MZ30100 | 2014-07-28 | 11994.03
DRAEGER | MOVITA MZ30100 | 2014-07-28 | 11994.07
DRAEGER | MOVITA MZ30100 | 2014-07-28 | 11994.07
DRAEGER | MOVITA MZ30100 | 2014-07-28 | 11994.07
DRAEGER | MOVITA MZ30100 | 2014-07-28 | 11994.07
DRAEGER | MOVITA MZ30100 | 2014-07-28 | 11994.07
DRAEGER | MOVITA MZ30100 | 2014-07-28 | 11994.07
DRAEGER | MOVITA MZ30100 | 2014-07-28 | 11994.07
DRAEGER | MOVITA MZ30100 | 2014-07-28 | 11994.07
DRAEGER | MOVITA MZ30100 | 2014-07-28 | 11994.07
DRAEGER | MOVITA MZ30100 | 2014-07-28 | 11994.07
DRAEGER | MOVITA MZ30100 | 2014-07-28 | 11994.07
DRAEGER | MOVITA MZ30100 | 2014-07-28 | 11994.07
DRAEGER | MOVITA MZ30100 | 2014-07-28 | 11994.07
DRAEGER | MOVITA MZ30100 | 2014-07-28 | 11994.07
DRAEGER | MOVITA MZ30100 | 2014-07-28 | 11994.07
DRAEGER | MOVITA MZ30100 | 2014-07-28 | 11994.07
DRAEGER | MOVITA MZ30100 | 2014-07-28 | 11994.07
DRAEGER | MOVITA MZ30100 | 2014-07-28 | 11994.07
DRAEGER | MOVITA MZ30100 | 2014-07-28 | 11994.07
DRAEGER | MOVITA MZ30100 | 2014-07-28 | 11994.07
ELO | 1928L | 2014-07-28 | 1500
ELO | 1928L | 2014-07-28 | 1500
PHILIPS LTD | PIIC IX | 2014-07-28 | 12500
TRIPP-LITE | SMX500RT1U | 2014-07-28 | 500
ELO | 1928L | 2014-07-28 | 1500
ELO | 1928L | 2014-07-28 | 1500
PHILIPS LTD | PIIC IX | 2014-07-28 | 30043.56
TRIPP-LITE | SMX500RT1U | 2014-07-28 | 500
PHILIPS LTD | MX450 | 2014-07-28 | 7406.1
PHILIPS LTD | MX450 | 2014-07-28 | 7406.1
PHILIPS LTD | MX450 | 2014-07-28 | 7406.1
PHILIPS LTD | M3002A-X2 | 2014-07-28 | 2500
PHILIPS LTD | M3002A-X2 | 2014-07-28 | 2500
PHILIPS LTD | M3002A-X2 | 2014-07-28 | 2500
CAPSULE | DATACAPTOR 800 SERIES | 2014-07-28 | 2150
CAPSULE | DATACAPTOR 800 SERIES | 2014-07-28 | 2150
CAPSULE | DATACAPTOR 800 SERIES | 2014-07-28 | 2150
CAPSULE | DATACAPTOR 800 SERIES | 2014-07-28 | 2150
CAPSULE | DATACAPTOR 800 SERIES | 2014-07-28 | 2150
CAPSULE | DATACAPTOR 800 SERIES | 2014-07-28 | 2150
CAPSULE | DATACAPTOR 800 SERIES | 2014-07-28 | 2150
CAPSULE | DATACAPTOR 800 SERIES | 2014-07-28 | 2150
CAPSULE | DATACAPTOR 800 SERIES | 2014-07-28 | 2150
CAPSULE | DATACAPTOR 800 SERIES | 2014-07-28 | 2150
CAPSULE | DATACAPTOR 800 SERIES | 2014-07-28 | 2150
CAPSULE | DATACAPTOR 800 SERIES | 2014-07-28 | 2150
CAPSULE | DATACAPTOR 800 SERIES | 2014-07-28 | 2150
CAPSULE | DATACAPTOR 800 SERIES | 2014-07-28 | 2150
CAPSULE | DATACAPTOR 800 SERIES | 2014-07-28 | 2150
CAPSULE | DATACAPTOR 800 SERIES | 2014-07-28 | 2150
CAPSULE | DATACAPTOR 800 SERIES | 2014-07-28 | 2150
CAPSULE | DATACAPTOR 800 SERIES | 2014-07-28 | 2150
CAPSULE | DATACAPTOR 800 SERIES | 2014-07-28 | 2150
CAPSULE | DATACAPTOR 800 SERIES | 2014-07-28 | 2150
ELO | ET2401L | 2014-07-28 | 1500
ARJO HUNTLEIGH | STEDY | 2014-07-28 | 615
KARL STORZ | 11301BN1 | 2014-07-18 | 2833.5
WELCH ALLYN | 7670-10 | 2014-07-07 | 181.24
THERAPY EQUIPMENT | DIAMOND RANGE LOW | 2014-07-03 | 100
LINET UK | ELEGANZA 3XC | 2014-06-13 | 1580
LINET UK | ELEGANZA 3XC | 2014-06-13 | 1580
LINET UK | ELEGANZA 3XC | 2014-06-13 | 1580
LINET UK | ELEGANZA 3XC | 2014-06-13 | 1580
LINET UK | ELEGANZA 3XC | 2014-06-13 | 1580
LINET UK | ELEGANZA 3XC | 2014-06-13 | 1580
LINET UK | ELEGANZA 3XC | 2014-06-13 | 1580
LINET UK | ELEGANZA 3XC | 2014-06-13 | 1580
LINET UK | ELEGANZA 3XC | 2014-06-13 | 1580
LINET UK | ELEGANZA 3XC | 2014-06-13 | 1580
LINET UK | ELEGANZA 3XC | 2014-06-13 | 1580
LINET UK | ELEGANZA 3XC | 2014-06-13 | 1580
LINET UK | ELEGANZA 3XC | 2014-06-13 | 1580
LINET UK | ELEGANZA 3XC | 2014-06-13 | 1580
LINET UK | ELEGANZA 3XC | 2014-05-01 | 2000
LINET UK | ELEGANZA 3XC | 2014-05-01 | 2000
DRAEGER | 6871950 | 2013-10-22 | 1930
DRAEGER | EVITA V500 | 2013-10-02 | 28864.43
DRAEGER | EVITA V500 | 2013-10-02 | 28864.43
DRAEGER | 6871950 | 2013-10-02 | 1930
DRAEGER | 6871950 | 2013-10-02 | 1930
DRAEGER | 6871950 | 2013-10-02 | 1930
DRAEGER | 6871950 | 2013-10-02 | 1930
F & P | MR850 | 2013-08-21 | 1500
F & P | MR850 | 2013-08-21 | 1500
F & P | MR850 | 2013-07-02 | 1000
F & P | MR850 | 2013-07-02 | 1000
F & P | MR850 | 2013-07-02 | 1000
HUDSON RCI | AQUATHERM III | 2013-06-03 | 294
HILL-ROM | AIR PAL | 2013-05-17 | 2000
KARL STORZ | D BLADE | 2013-05-02 | 5000
F & P | MR850 | 2013-04-04 | 1000
LINET UK | ELEGANZA 3XC | 2013-03-12 | 1580
LINET UK | ELEGANZA 3XC | 2013-03-12 | 1580
LINET UK | ELEGANZA 3XC | 2013-03-12 | 1580
LINET UK | ELEGANZA 3XC | 2013-03-12 | 1580
LINET UK | ELEGANZA 3XC | 2013-03-12 | 1580
LINET UK | ELEGANZA 3XC | 2013-03-12 | 1580
LINET UK | ELEGANZA 3XC | 2013-03-12 | 1580
LINET UK | ELEGANZA 3XC | 2013-03-12 | 1580
DRAEGER | 6871950 | 2013-02-15 | 1930
DRAEGER | 6871950 | 2013-02-15 | 1930
EDWARDS LIFESCIENCES | EV1000DB | 2013-02-13 | 7500
EDWARDS LIFESCIENCES | EV1000M | 2013-02-12 | 7500
F & P | MR850 | 2012-10-18 | 1000
MEMO-INTERN | HELIOX MANIFOLD | 2012-08-21 | 2608.66
HAMILTON MEDICAL | G5 | 2012-05-10 | 28000
ODSTOCK MEDICAL LTD | 04CHS | 2012-04-25 | 200
ODSTOCK MEDICAL LTD | 04CHS | 2012-04-25 | 200
ODSTOCK MEDICAL LTD | 04CHS | 2012-04-25 | 200
ODSTOCK MEDICAL LTD | 04CHS | 2012-04-25 | 200
ODSTOCK MEDICAL LTD | 04CHS | 2012-04-25 | 200
LEVEL 1 TECH | HL90 | 2012-04-16 | 3500
MARSDEN | M-200 | 2012-02-23 | 500
SEIKO INSTRU | SLP-440 | 2012-01-03 | 80
EAST HEALTH | HIGH-SUCTION | 2011-10-18 | 200
EAST HEALTH | HIGH-SUCTION | 2011-10-18 | 200
LAERDAL | LSU-2 | 2011-10-05 | 680
LAERDAL | LSU-2 | 2011-07-13 | 680
EDWARDS LTD | VIGILEO | 2011-06-27 | 4000
EAST HEALTH | LOW | 2011-06-10 | 80
EAST HEALTH | LOW | 2011-06-10 | 80
EAST HEALTH | HIGH-SUCTION | 2011-06-10 | 200
EAST HEALTH | HIGH-SUCTION | 2011-06-10 | 200
EAST HEALTH | HIGH-SUCTION | 2011-06-10 | 200
COVIDIEN UK | SCD EXPRESS | 2011-04-18 | 800
LINET UK | ELEGANZA 3XC | 2011-04-11 | 1800
DRAEGER | DR36 | 2011-04-06 | 200
MEC CO. LTD | W40206 | 2011-01-12 | 197.5
DRAEGER | PULMOVISTA | 2010-11-02 | 30000
HUNTLEIGH | D900 | 2010-07-29 | 280
DRAEGER | EVITA V500 | 2010-03-30 | 25673.75
DRAEGER | EVITA V500 | 2010-03-30 | 25673.75
DRAEGER | EVITA V500 | 2010-03-30 | 25673.75
DRAEGER | EVITA V500 | 2010-03-30 | 25673.75
DRAEGER | EVITA V500 | 2010-03-30 | 25673.75
EAST HEALTH | HIGH-SUCTION | 2010-02-26 | 200
HILL-ROM | AIR PAL | 2010-01-25 | 4114
EAST HEALTH | HIGH-SUCTION | 2009-11-06 | 65
F & P | MR850 | 2009-10-29 | 1500
S.Y. LIMITED | VIDEO TX2 | 2009-08-13 | 90
S.Y. LIMITED | VIDEO RX | 2009-08-13 | 85
HUNTLEIGH | D900 | 2009-07-01 | 280
EAST HEALTH | HIGH-SUCTION | 2009-06-05 | 200
COVIDIEN UK | SCD EXPRESS | 2009-05-07 | 800
COVIDIEN UK | SCD EXPRESS | 2009-05-07 | 800
LAERDAL | LSU-2 | 2008-12-17 | 680
HAMILTON MEDICAL | G5 | 2008-10-03 | 28000
DRAEGER | DR36 | 2008-01-02 | 200
DRAEGER | OXYLOG 3000 | 2007-12-28 | 8600
EAST HEALTH | HIGH-SUCTION | 2007-08-16 | 200
EAST HEALTH | LOW | 2007-08-16 | 200
EAST HEALTH | HIGH-SUCTION | 2007-08-16 | 200
BARKEY GMBH | AUTOCONTROL 3XPT | 2007-06-25 | 1000
BARKEY GMBH | AUTOCONTROL 3XPT | 2007-06-25 | 1000
ITC | SIGNATURE | 2007-05-10 | 3500
DRAEGER | CF800 | 2007-02-14 | 1770
SEIKO INSTRU | SLP-440 | 2006-12-27 | 80
HP | LASERJET 4250N | 2006-07-27 | 950
EAST HEALTH | HIGH-SUCTION | 2006-03-22 | 200
DRAEGER | 8412856 | 2004-03-30 | 110.8
EAST HEALTH | HIGH-SUCTION | 2002-11-28 | 200
WELCH ALLYN | 678 | 2002-05-29 | 100
WELCH ALLYN | 678 | 2002-04-08 | 100
SMITH IND | BCI 8400B | 2002-01-22 | 2074
SPEIDEL & KE | MAXI STABIL 3 | 2001-09-27 | 75
DRAEGER | 8412856 | 2001-08-02 | 110.8
MEMO-INTERN | MEO SEP96 | 2001-07-09 | 120
PHILIPS LTD | M1012A | 2001-01-01 | 2500
PHILIPS LTD | M1012A | 2000-10-19 | 2500
WELCH ALLYN | SURETEMP4 | 2000-02-01 | 300
WELCH ALLYN | SURETEMP4 | 1999-03-01 | 350
MEMO-INTERN | MEO SEP96 | 1996-12-24 | 120
PHILIPS LTD | M1012A | 1995-06-23 | 2000
ACCORA | CONFIGURA ADVANCE | 2022-07-04 | 3000
BRAUN | PRO 6000 | 2022-06-15 | 149
BRAUN | PRO 6000 | 2022-06-15 | 149
BRAUN | PRO 6000 | 2022-05-26 | 149
BRAUN | PRO 6000 | 2022-05-26 | 149
BRAUN | PRO 6000 | 2022-05-26 | 149
BRAUN | PRO 6000 | 2022-05-26 | 149
CURA SEATING COMPANY LTD. | ASTRO MEDICA | 2022-05-18 | 3000
CURA SEATING COMPANY LTD. | ASTRO MEDICA | 2022-05-18 | 3000
CURA SEATING COMPANY LTD. | ASTRO MEDICA | 2022-05-18 | 3000
BRAUN | PRO 6000 | 2021-11-03 | 149
BRAUN | PRO 6000 | 2021-11-01 | 149
BRAUN | PRO 6000 | 2021-10-08 | 149
BRAUN | PRO 6000 | 2021-10-08 | 149
THERAPY EQUIPMENT | DIAMOND RANGE HIGH | 2021-07-27 | 60
COVIDIEN UK | SCD 700 | 2021-07-06 | 0
BRAUN | PRO 6000 | 2021-05-12 | 149
GE LIMITED | MAC2000 | 2021-04-01 | 5088.2
THERAPY EQUIPMENT | DIAMOND RANGE HIGH | 2021-02-10 | 67.5
CAREFLEX | SMARTSEAT | 2020-10-14 | 3517
THERAPY EQUIPMENT | DIAMOND RANGE HIGH | 2020-06-01 | 67.5
THERAPY EQUIPMENT | DIAMOND RANGE HIGH | 2020-06-01 | 67.5
THERAPY EQUIPMENT | DIAMOND RANGE HIGH | 2020-06-01 | 67.5
THERAPY EQUIPMENT | DIAMOND RANGE HIGH | 2020-06-01 | 67.5
THERAPY EQUIPMENT | DIAMOND RANGE HIGH | 2020-06-01 | 67.5
THERAPY EQUIPMENT | DIAMOND RANGE HIGH | 2020-06-01 | 67.5
THERAPY EQUIPMENT | DIAMOND RANGE HIGH | 2020-06-01 | 67.5
THERAPY EQUIPMENT | DIAMOND RANGE HIGH | 2020-06-01 | 67.5
THERAPY EQUIPMENT | DIAMOND RANGE HIGH | 2020-06-01 | 67.5
THERAPY EQUIPMENT | DIAMOND RANGE HIGH | 2020-06-01 | 67.5
THERAPY EQUIPMENT | DIAMOND RANGE HIGH | 2020-06-01 | 67.5
THERAPY EQUIPMENT | DIAMOND RANGE HIGH | 2020-06-01 | 67.5
THERAPY EQUIPMENT | DIAMOND RANGE HIGH | 2020-06-01 | 67.5
OXFORD HOIST | PRESENCE | 2020-05-18 | 1443
OXFORD HOIST | PRESENCE | 2020-05-18 | 1443
WELCH ALLYN | 75CE CONNEX | 2020-05-12 | 1794
VERATHON MEDICAL INC | PRIME PLUS | 2020-05-07 | 6247
VERATHON MEDICAL INC | 0400-0130 | 2020-05-07 | 250
MARSDEN | M-200 | 2020-04-24 | 500
THERAPY EQUIPMENT | DIAMOND RANGE HIGH | 2019-05-21 | 80
ARJO HUNTLEIGH | KPA0100 | 2018-11-22 | 210
PHILIPS LTD | INNOSPIRE DELUXE | 2018-10-15 | 125
HANDICARE | RETURN 7500 | 2018-05-21 | 345
HUDSON RCI | AQUATHERM III | 2017-10-19 | 294
ARJO HUNTLEIGH | SPL3024 | 2017-08-10 | 200
WELCH ALLYN | SPOT 420(NBP/SPO2) | 2017-06-27 | 2000
WELCH ALLYN | SPOT 420(NBP/SPO2) | 2017-06-27 | 2000
WELCH ALLYN | SPOT 420(NBP/SPO2) | 2017-06-27 | 2000
WELCH ALLYN | SPOT 420(NBP/SPO2) | 2017-06-27 | 2000
HANDICARE | RETURN 7500 | 2017-03-29 | 345
ARJO HUNTLEIGH | NDA8200 | 2016-08-26 | 199.99
CAREFLEX | SMARTSEAT | 2016-08-18 | 2500
CAREFLEX | SMARTSEAT | 2016-08-18 | 2500
CAREFLEX | SMARTSEAT | 2016-08-18 | 2500
FRESENIUS KABI | INJECTOMAT MC AGILIA | 2016-07-06 | 300
FRESENIUS KABI | VOLUMAT MC AGILIA | 2016-07-05 | 300
FRESENIUS KABI | VOLUMAT MC AGILIA | 2016-07-05 | 300
FRESENIUS KABI | VOLUMAT MC AGILIA | 2016-07-05 | 300
PHYSIO CONTROL | LIFEPAK 20E PACED | 2016-06-01 | 7550
ARJO HUNTLEIGH | KPA0100 | 2015-12-22 | 210
THERAPY EQUIPMENT | DIAMOND RANGE HIGH | 2015-12-21 | 80
ARJO HUNTLEIGH | KPA2000-XX | 2015-12-16 | 205
ARJO HUNTLEIGH | KPA2000-XX | 2015-09-10 | 205
THERAPY EQUIPMENT | DIAMOND RANGE HIGH | 2015-08-13 | 80
ABBOTT LABS | FREESTYLE PRECISION PRO | 2015-06-16 | 1000
ABBOTT LABS | FREESTYLE PRECISION PRO | 2015-06-16 | 1000
ABBOTT LABS | FREESTYLE PRECISION PRO | 2015-06-16 | 1000
THERAPY EQUIPMENT | DIAMOND RANGE HIGH | 2015-01-14 | 80
WELCH ALLYN | 7670-10 | 2014-08-15 | 181.24
WELCH ALLYN | 7670-10 | 2014-08-15 | 181.24
MEDIX LTD | AC4000 | 2014-03-20 | 89
MEDIC AID | PORTANEB | 2012-05-15 | 105
MEDIC AID | PORTANEB | 2012-05-15 | 105
MEDIC AID | PORTANEB-INTER-QV7B | 2011-08-16 | 115
SPEIDEL & KE | MAXI STABIL 3 | 2011-01-12 | 75
SPEIDEL & KE | MAXI STABIL 3 | 2010-12-15 | 75
WELCH ALLYN | 767 DIAGNOSTIC SYSTEM | 2010-02-16 | 500
WELCH ALLYN | SPOT 420(NBP) | 2009-10-30 | 1116.25
WELCH ALLYN | SPOT 420(NBP/SPO2) | 2008-11-17 | 2000
WELCH ALLYN | SPOT 420(NBP/SPO2) | 2008-05-07 | 1200
EAST HEALTH | HIGH-SUCTION | 2008-03-20 | 200
WELCH ALLYN | SPOT 420(NBP/SPO2) | 2007-12-14 | 2000
WELCH ALLYN | SPOT 420(NBP/SPO2) | 2007-12-14 | 2000
WELCH ALLYN | SPOT 420(NBP/SPO2) | 2007-11-28 | 2000
PHILIPS LTD | M1001A | 2007-07-17 | 1250
NELLCOR | OXIMAX N-560 | 2007-04-03 | 1000
SARABEC | CRESCENDO 10 PLUS | 2005-11-18 | 100
MEDIC AID | PORTANEB | 2005-11-16 | 105
MEDIC AID | PORTANEB | 2005-08-08 | 105
ACCOSON LTD | ANEROID | 2005-05-11 | 99
MEDIX LTD | AC4000 | 2004-09-17 | 89
ARJO HUNTLEIGH | ENCORE | 2004-06-04 | 5000
REEBOK | RB 1000 | 2004-03-17 | 199
MEDIX LTD | AC4000 | 2004-02-10 | 89
PHILIPS LTD | M1008B | 2003-02-26 | 1887
SPEIDEL & KE | MAXI STABIL 3 | 2003-02-06 | 80
LAERDAL | LSU-2 | 2002-05-17 | 680
PHILIPS LTD | M1006B | 2002-01-09 | 505
ACCORA | CONFIGURA ADVANCE | 2001-01-01 | 0
BRAUN | PRO 6000 | 2022-06-15 | 149
BRAUN | PRO 6000 | 2022-05-30 | 149
BRAUN | PRO 6000 | 2022-05-09 | 132
TERAOKA | DS-502 | 2022-02-03 | 170
THERAPY EQUIPMENT | 7870 | 2022-01-24 | 140
BRAUN | PRO 6000 | 2021-07-06 | 149
BRAUN | PRO 6000 | 2021-07-06 | 149
BRAUN | PRO 6000 | 2021-04-20 | 149
BRAUN | PRO 6000 | 2021-03-18 | 149
OXFORD HOIST | OXF-SCALE-LP | 2020-07-23 | 996
OXFORD HOIST | PRESENCE | 2020-05-18 | 1443
PHILIPS LTD | INNOSPIRE DELUXE | 2020-01-06 | 105
PHILIPS LTD | INNOSPIRE DELUXE | 2020-01-06 | 105
PHILIPS LTD | INNOSPIRE DELUXE | 2020-01-06 | 105
PHILIPS LTD | INNOSPIRE DELUXE | 2020-01-06 | 105
PHILIPS LTD | INNOSPIRE DELUXE | 2020-01-06 | 105
PHILIPS LTD | INNOSPIRE DELUXE | 2020-01-06 | 105
PHILIPS LTD | INNOSPIRE DELUXE | 2020-01-06 | 105
PHILIPS LTD | INNOSPIRE DELUXE | 2020-01-06 | 105
PHILIPS LTD | INNOSPIRE DELUXE | 2020-01-06 | 105
PHILIPS LTD | INNOSPIRE DELUXE | 2020-01-06 | 105
PHILIPS LTD | INNOSPIRE DELUXE | 2020-01-06 | 105
PHILIPS LTD | INNOSPIRE DELUXE | 2020-01-06 | 105
PHILIPS LTD | INNOSPIRE DELUXE | 2020-01-06 | 105
PHILIPS LTD | INNOSPIRE DELUXE | 2020-01-06 | 105
THERAPY EQUIPMENT | DIAMOND RANGE HIGH | 2018-06-26 | 200
MINOLTA | PULSOX-300I | 2017-09-01 | 500
CELSIUS MEDICAL | CALIMA | 2017-03-31 | 1700
KIRTON HEALTHCARE | DELTA 450 | 2016-09-30 | 1000
KIRTON HEALTHCARE | DELTA 450 | 2016-08-04 | 1000
FRESENIUS KABI | INJECTOMAT MC AGILIA | 2016-07-06 | 300
FRESENIUS KABI | INJECTOMAT MC AGILIA | 2016-07-06 | 300
FRESENIUS KABI | INJECTOMAT MC AGILIA | 2016-07-06 | 300
FRESENIUS KABI | LINK 4 + AGILIA | 2016-07-06 | 830
FRESENIUS KABI | LINK 4 + AGILIA | 2016-07-06 | 830
FRESENIUS KABI | LINK 4 + AGILIA | 2016-07-06 | 830
FRESENIUS KABI | VOLUMAT MC AGILIA | 2016-07-05 | 300
FRESENIUS KABI | VOLUMAT MC AGILIA | 2016-07-05 | 300
FRESENIUS KABI | VOLUMAT MC AGILIA | 2016-07-05 | 300
FRESENIUS KABI | VOLUMAT MC AGILIA | 2016-07-05 | 300
FRESENIUS KABI | VOLUMAT MC AGILIA | 2016-07-05 | 300
FRESENIUS KABI | VOLUMAT MC AGILIA | 2016-07-05 | 300
FRESENIUS KABI | VOLUMAT MC AGILIA | 2016-07-05 | 300
FRESENIUS KABI | VOLUMAT MC AGILIA | 2016-07-05 | 300
THERAPY EQUIPMENT | DIAMOND RANGE HIGH (REMOTE) | 2016-07-01 | 80
PHYSIO CONTROL | LIFEPAK 20E | 2016-06-01 | 4741.2
THERAPY EQUIPMENT | DIAMOND RANGE HIGH (REMOTE) | 2016-03-09 | 80
DRAEGER | IDS PSU | 2015-11-17 | 800
DRAEGER | IDS PSU | 2015-11-17 | 800
DRAEGER | IDS PSU | 2015-11-17 | 800
DRAEGER | IDS PSU | 2015-11-17 | 800
LIKO | LIKORALL 242 ES | 2015-11-11 | 6500
LIKO | LIKORALL 242 ES | 2015-11-11 | 6500
LIKO | LIKORALL 242 ES | 2015-11-11 | 6500
LIKO | LIKORALL 242 ES | 2015-11-11 | 6500
LIKO | LIKORALL 250 ES | 2015-11-11 | 6500
THERAPY EQUIPMENT | DIAMOND RANGE HIGH (REMOTE) | 2015-11-11 | 80
THERAPY EQUIPMENT | DIAMOND RANGE HIGH (REMOTE) | 2015-11-11 | 80
THERAPY EQUIPMENT | DIAMOND RANGE HIGH (REMOTE) | 2015-11-11 | 80
THERAPY EQUIPMENT | DIAMOND RANGE HIGH (REMOTE) | 2015-11-11 | 80
THERAPY EQUIPMENT | DIAMOND RANGE HIGH (REMOTE) | 2015-11-11 | 80
THERAPY EQUIPMENT | DIAMOND RANGE HIGH (REMOTE) | 2015-11-11 | 80
THERAPY EQUIPMENT | DIAMOND RANGE HIGH (REMOTE) | 2015-11-11 | 80
THERAPY EQUIPMENT | DIAMOND RANGE HIGH (REMOTE) | 2015-11-11 | 80
THERAPY EQUIPMENT | DIAMOND RANGE HIGH (REMOTE) | 2015-11-11 | 80
THERAPY EQUIPMENT | DIAMOND RANGE HIGH (REMOTE) | 2015-11-11 | 80
THERAPY EQUIPMENT | DIAMOND RANGE HIGH (REMOTE) | 2015-11-11 | 80
THERAPY EQUIPMENT | DIAMOND RANGE HIGH (REMOTE) | 2015-11-11 | 80
THERAPY EQUIPMENT | DIAMOND RANGE HIGH (REMOTE) | 2015-11-11 | 80
THERAPY EQUIPMENT | DIAMOND RANGE HIGH (REMOTE) | 2015-11-11 | 80
CAPSULE | DATACAPTOR 800 SERIES | 2015-11-01 | 2150
CAPSULE | DATACAPTOR 400 SERIES | 2015-11-01 | 2150
CAPSULE | DATACAPTOR 400 SERIES | 2015-11-01 | 2150
CAPSULE | DATACAPTOR 800 SERIES | 2015-11-01 | 2150
CAPSULE | DATACAPTOR 400 SERIES | 2015-11-01 | 2150
CAPSULE | DATACAPTOR 400 SERIES | 2015-11-01 | 2150
CAPSULE | DATACAPTOR 400 SERIES | 2015-11-01 | 2150
CAPSULE | DATACAPTOR 400 SERIES | 2015-11-01 | 2150
CAPSULE | DATACAPTOR 400 SERIES | 2015-11-01 | 2150
CAPSULE | DATACAPTOR 400 SERIES | 2015-11-01 | 2150
CAPSULE | DATACAPTOR 800 SERIES | 2015-11-01 | 2150
ABBOTT LABS | FREESTYLE PRECISION PRO | 2015-06-16 | 1000
ABBOTT LABS | FREESTYLE PRECISION PRO | 2015-06-16 | 1000
ABBOTT LABS | FREESTYLE PRECISION PRO | 2015-06-16 | 1000
ABBOTT LABS | FREESTYLE PRECISION PRO | 2015-06-16 | 1000
ABBOTT LABS | FREESTYLE PRECISION PRO | 2015-06-16 | 1000
THERAPY EQUIPMENT | DIAMOND RANGE HIGH | 2015-04-08 | 80
THERAPY EQUIPMENT | DIAMOND RANGE LOW (REMOTE) | 2015-03-25 | 100
THERAPY EQUIPMENT | DIAMOND RANGE LOW (REMOTE) | 2015-03-25 | 100
THERAPY EQUIPMENT | DIAMOND RANGE LOW (REMOTE) | 2015-03-25 | 100
WELCH ALLYN | 7670-10 | 2015-03-02 | 181.24
WELCH ALLYN | 7670-10 | 2015-03-02 | 181.24
RESPIRONICS | V60 | 2014-03-20 | 11541.53
RESPIRONICS | V60 | 2014-03-20 | 11541.53
RESPIRONICS | V60 | 2014-03-20 | 11541.53
RESPIRONICS | V60 | 2014-03-20 | 11541.53
RESPIRONICS | V60 | 2014-03-20 | 11541.53
F & P | MR810 | 2014-02-10 | 697
F & P | MR810 | 2014-02-10 | 697
F & P | MR810 | 2014-02-10 | 697
F & P | MR810 | 2014-02-10 | 697
F & P | MR810 | 2014-02-10 | 697
F & P | MR810 | 2014-02-10 | 697
F & P | MR810 | 2014-02-10 | 697
F & P | MR810 | 2014-02-10 | 697
F & P | MR850 | 2013-12-04 | 1200
RESPIRONICS | V60 | 2012-11-28 | 10063.53
RESPIRONICS | V60 | 2012-11-28 | 10063.55
RESPIRONICS | V60 | 2012-11-20 | 10063.53
WELCH ALLYN | 767 DIAGNOSTIC SYSTEM | 2012-03-23 | 500
PHILIPS LTD | M3001A | 2012-02-15 | 1611
INVACARE LTD | ACTIVE | 2011-12-23 | 700
DRAEGER | IDS PSU | 2011-06-17 | 800
DRAEGER | IDS PSU | 2011-06-17 | 800
DRAEGER | IDS PSU | 2011-06-17 | 800
DRAEGER | IDS PSU | 2011-06-17 | 800
DRAEGER | IDS PSU | 2011-06-17 | 800
DRAEGER | IDS PSU | 2011-06-17 | 800
DRAEGER | IDS PSU | 2011-06-17 | 800
DRAEGER | IDS PSU | 2011-06-17 | 800
DRAEGER | IDS PSU | 2011-06-17 | 800
DRAEGER | INFINITY DELTA EN | 2011-06-10 | 8000
DRAEGER | INFINITY DELTA EN | 2011-06-10 | 8000
DRAEGER | INFINITY DELTA EN | 2011-06-10 | 8000
DRAEGER | INFINITY DELTA EN | 2011-06-10 | 8000
DRAEGER | INFINITY DELTA EN | 2011-06-10 | 8000
DRAEGER | INFINITY DELTA EN | 2011-06-10 | 8000
DRAEGER | 1P5206110 | 2011-05-27 | 3000
DRAEGER | 1P5206110 | 2011-05-27 | 3000
DRAEGER | 1P5206110 | 2011-05-27 | 3000
DRAEGER | 1P5206110 | 2011-05-27 | 3000
DRAEGER | 1P5206110 | 2011-05-27 | 3000
DRAEGER | 1P5206110 | 2011-05-27 | 3000
DRAEGER | 1P5206110 | 2011-05-27 | 3000
DRAEGER | 1P5206110 | 2011-05-27 | 3000
DRAEGER | IDS PSU | 2011-04-21 | 800
DRAEGER | 1P5206110 | 2011-04-21 | 3000
SPEIDEL & KE | MAXI STABIL 3 | 2011-01-06 | 75
SPEIDEL & KE | MAXI STABIL 3 | 2011-01-06 | 75
SPEIDEL & KE | MAXI STABIL 3 | 2011-01-06 | 75
SPEIDEL & KE | MAXI STABIL 3 | 2011-01-06 | 75
SPEIDEL & KE | MAXI STABIL 3 | 2011-01-06 | 75
RESPIRONICS | V60 | 2010-10-05 | 11541.53
RESPIRONICS | V60 | 2010-10-05 | 11541.53
MEC CO. LTD | W40201 | 2010-07-08 | 197.5
MEC CO. LTD | W40201 | 2010-07-08 | 197.5
DRAEGER | IDS PSU | 2010-03-01 | 800
MEC CO. LTD | W40201 | 2009-10-20 | 197.5
DRAEGER | HEMOMED POD | 2009-10-05 | 2000
DRAEGER | HEMOMED POD | 2009-10-05 | 2000
RICHARDSON ELECTRONICS | DFM19 | 2009-05-13 | 1200
WELCH ALLYN | DURASHOCK | 2009-04-09 | 53
MEMO-INTERN | MEMO-MI SUNDRIES | 2008-10-08 | 0
WELCH ALLYN | SPOT 420(NBP/SPO2) | 2007-11-28 | 2000
WELCH ALLYN | SPOT 420(NBP/SPO2) | 2007-11-28 | 2000
WELCH ALLYN | SPOT 420(NBP/SPO2) | 2007-11-28 | 2000
DRAEGER | BED MOUNTED DOCKING | 2007-11-08 | 1500
DRAEGER | BED MOUNTED DOCKING | 2007-11-08 | 1500
DRAEGER | INFINITY DELTA EN | 2007-10-15 | 8000
DRAEGER | INFINITY DELTA EN | 2007-10-15 | 8000
DRAEGER | 1P5206110 | 2007-07-03 | 3000
DRAEGER | 1P5206110 | 2006-03-08 | 3000
EAST HEALTH | LOW | 2005-09-27 | 200
DRAEGER | INFINITY DELTA EN | 2005-09-27 | 8000
DRAEGER | INFINITY DELTA EN | 2005-09-27 | 8000
DRAEGER | 1P5206110 | 2005-09-23 | 3000
DRAEGER | 1P5206110 | 2005-09-12 | 3000
DRAEGER | INFINITY DELTA EN | 2005-09-12 | 8000
DRAEGER | 1P5206110 | 2005-09-12 | 3000
DRAEGER | INFINITY DELTA EN | 2005-09-12 | 8000
DRAEGER | 1P5206110 | 2005-09-12 | 3000
SECA | 959 | 2005-02-24 | 649
B.C.I.INTERN | 3301 | 2004-07-09 | 395
LAERDAL | LSU-2 | 2004-01-22 | 680
LIKO | 2835 | 2003-03-05 | 100
JENCONS LTD | PLEASE ENTER MODEL! (361) | 2003-02-21 | 418.3
EAST HEALTH | HIGH-SUCTION | 2003-01-31 | 200
EAST HEALTH | HIGH-SUCTION | 2003-01-31 | 200
EAST HEALTH | HIGH-SUCTION | 2003-01-31 | 200
EAST HEALTH | HIGH-SUCTION | 2003-01-31 | 200
EAST HEALTH | HIGH-SUCTION | 2003-01-31 | 200
EAST HEALTH | HIGH-SUCTION | 2003-01-31 | 200
EAST HEALTH | HIGH-SUCTION | 2003-01-31 | 200
EAST HEALTH | HIGH-SUCTION | 2003-01-31 | 200
EAST HEALTH | HIGH-SUCTION | 2003-01-31 | 200
MEDIC AID | PORTANEB- INTER-ASF | 2002-04-23 | 109
MEDIX LTD | AC2002HF | 2002-04-10 | 105
MEMO-INTERN | PMG-BRI/HDU | 2001-09-28 | 0
EAST HEALTH | HIGH-SUCTION | 2001-05-25 | 200
NA | MEMO/GENERAL SUNDRIES | 2001-01-01 | 0
SHIRE | AREA ALARM | 1997-09-04 | 350
SHIRE | AREA ALARM | 1997-09-04 | 350
MEMO-INTERN | PMG-BRI/WD3 | 1972-01-01 | 0
WELCH ALLYN | PRO 6000 CONNEX | 2022-04-19 | 205
SECA | 959 | 2022-01-13 | 760
BRAUN | PRO 6000 | 2021-11-19 | 149
ARJO HUNTLEIGH | SARA STEDY | 2021-11-18 | 1500
WELCH ALLYN | PRO 6000 CONNEX | 2021-10-11 | 179
BRAUN | PRO 6000 | 2021-06-30 | 149
SALTER | WHDR14 | 2021-03-20 | 100
BRAUN | PRO 6000 | 2021-02-26 | 149
THERAPY EQUIPMENT | DIAMOND RANGE HIGH | 2021-02-03 | 67.5
WELCH ALLYN | 75CE CONNEX | 2020-05-12 | 1794
WELCH ALLYN | 75CE CONNEX | 2020-05-12 | 1794
VERATHON MEDICAL INC | PRIME PLUS | 2020-05-07 | 6247
VERATHON MEDICAL INC | 0570-0395 | 2020-05-07 | 1000
PHILIPS LTD | INNOSPIRE DELUXE | 2020-01-13 | 105
PHILIPS LTD | INNOSPIRE DELUXE | 2020-01-13 | 105
PHILIPS LTD | INNOSPIRE DELUXE | 2020-01-13 | 105
PHILIPS LTD | INNOSPIRE DELUXE | 2020-01-13 | 105
PHILIPS LTD | INNOSPIRE DELUXE | 2020-01-13 | 105
PHILIPS LTD | INNOSPIRE DELUXE | 2020-01-13 | 105
PHILIPS LTD | INNOSPIRE DELUXE | 2020-01-13 | 105
PHILIPS LTD | INNOSPIRE DELUXE | 2020-01-13 | 105
PHILIPS LTD | INNOSPIRE DELUXE | 2020-01-13 | 105
PHILIPS LTD | INNOSPIRE DELUXE | 2020-01-13 | 105
PHILIPS LTD | INNOSPIRE DELUXE | 2020-01-06 | 105
PHILIPS LTD | INNOSPIRE DELUXE | 2020-01-06 | 105
PHILIPS LTD | INNOSPIRE DELUXE | 2020-01-06 | 105
PHILIPS LTD | INNOSPIRE DELUXE | 2020-01-06 | 105
PHILIPS LTD | INNOSPIRE DELUXE | 2020-01-06 | 105
PHILIPS LTD | INNOSPIRE DELUXE | 2020-01-06 | 105
PHILIPS LTD | INNOSPIRE DELUXE | 2020-01-06 | 105
PHILIPS LTD | INNOSPIRE DELUXE | 2020-01-06 | 105
PHILIPS LTD | INNOSPIRE DELUXE | 2020-01-06 | 105
THERAPY EQUIPMENT | THORACIC | 2019-02-05 | 184
THERAPY EQUIPMENT | THORACIC | 2019-02-05 | 184
LIKO | GOLVO 9000 | 2019-01-31 | 8995
WELCH ALLYN | 74CE CONNEX | 2019-01-02 | 1500
HANDICARE | RETURN 7500 | 2018-09-26 | 345
WELCH ALLYN | SPOT 420(NBP/SPO2) | 2018-08-14 | 1116.25
THERAPY EQUIPMENT | DIAMOND RANGE HIGH | 2018-01-16 | 80
THERAPY EQUIPMENT | DIAMOND RANGE HIGH | 2017-12-19 | 80
HUDSON RCI | AQUATHERM III | 2017-09-08 | 294
FRESENIUS KABI | INJECTOMAT MC AGILIA | 2016-07-06 | 300
FRESENIUS KABI | INJECTOMAT MC AGILIA | 2016-07-06 | 300
FRESENIUS KABI | INJECTOMAT MC AGILIA | 2016-07-06 | 300
FRESENIUS KABI | VOLUMAT MC AGILIA | 2016-07-05 | 300
FRESENIUS KABI | VOLUMAT MC AGILIA | 2016-07-05 | 300
FRESENIUS KABI | VOLUMAT MC AGILIA | 2016-07-05 | 300
FRESENIUS KABI | VOLUMAT MC AGILIA | 2016-07-05 | 300
FRESENIUS KABI | VOLUMAT MC AGILIA | 2016-07-05 | 300
PHYSIO CONTROL | LIFEPAK 20E | 2016-06-01 | 4741.2
LIKO | LIKORALL 242 ES | 2015-11-11 | 6500
LIKO | LIKORALL 242 ES | 2015-11-11 | 6500
LIKO | LIKORALL 250 ES | 2015-11-11 | 6500
ABBOTT LABS | FREESTYLE PRECISION PRO | 2015-06-16 | 1000
ARJO HUNTLEIGH | KPA0101 | 2015-03-03 | 195.9
ARJO HUNTLEIGH | KPA0100 | 2015-03-03 | 225.95
WELCH ALLYN | 7670-10 | 2014-11-11 | 181.24
WELCH ALLYN | SPOT 420(NBP/SPO2) | 2014-10-16 | 2000
TERAOKA | DS-502 | 2014-07-11 | 100
OMRON | NE-U17 | 2013-08-02 | 10
OMRON | NE-U17 | 2013-08-02 | 10
OMRON | NE-U17 | 2013-08-02 | 10
OMRON | NE-U17 | 2013-08-02 | 10
OMRON | NE-U17 | 2013-08-02 | 10
LIKO | 2835 | 2012-06-29 | 300
SPEIDEL & KE | MAXI STABIL 3 | 2010-12-17 | 150
SPEIDEL & KE | MAXI STABIL 3 | 2010-12-17 | 150
SPEIDEL & KE | MAXI STABIL 3 | 2010-12-17 | 150
WELCH ALLYN | 767 DIAGNOSTIC SYSTEM | 2010-02-22 | 500
DRAEGER | 5732388 | 2009-11-17 | 1000
DRAEGER | 5732388 | 2009-11-17 | 1000
DRAEGER | 5732388 | 2009-11-17 | 1000
SECA | 959 | 2009-11-12 | 659
WELCH ALLYN | SPOT 420(NBP) | 2009-10-30 | 1116.25
WELCH ALLYN | SPOT 420(NBP) | 2009-10-30 | 1116.25
DRAEGER | IDS PSU | 2009-08-27 | 800
DRAEGER | IDS PSU | 2009-08-27 | 800
DRAEGER | IDS PSU | 2009-08-27 | 800
DRAEGER | IDS PSU | 2009-08-27 | 800
WELCH ALLYN | SPOT 420(NBP/SPO2) | 2009-08-11 | 2000
WELCH ALLYN | SPOT 420(NBP/SPO2) | 2009-08-11 | 2000
DRAEGER | BED MOUNTED DOCKING | 2009-07-09 | 1500
EAST HEALTH | HIGH-SUCTION | 2009-05-14 | 200
EAST HEALTH | HIGH-SUCTION | 2009-05-14 | 200
THERAPY EQUIPMENT | DIAMOND RANGE LOW | 2009-04-14 | 100
THERAPY EQUIPMENT | DIAMOND RANGE LOW | 2009-04-14 | 100
DRAEGER | INFINITY DELTA EN | 2009-04-02 | 6680.11
DRAEGER | INFINITY DELTA EN | 2009-04-02 | 6680.11
DRAEGER | INFINITY DELTA EN | 2009-04-02 | 6680.1
DRAEGER | INFINITY DELTA EN | 2009-04-02 | 6680.1
ARJO HUNTLEIGH | SARA PLUS | 2009-03-02 | 5396.78
EAST HEALTH | HIGH-SUCTION | 2008-10-30 | 200
EAST HEALTH | HIGH-SUCTION | 2008-10-30 | 200
EAST HEALTH | HIGH-SUCTION | 2008-10-30 | 200
EAST HEALTH | HIGH-SUCTION | 2008-10-30 | 200
MEDIC AID | PORTANEB- INTER-ASF | 2007-05-25 | 109
EAST HEALTH | HIGH-SUCTION | 2006-11-13 | 200
EAST HEALTH | HIGH-SUCTION | 2006-10-31 | 200
EAST HEALTH | HIGH-SUCTION | 2006-05-05 | 200
EAST HEALTH | HIGH-SUCTION | 2006-05-05 | 200
EAST HEALTH | HIGH-SUCTION | 2006-05-05 | 200
EAST HEALTH | HIGH-SUCTION | 2006-05-05 | 200
EAST HEALTH | HIGH-SUCTION | 2005-10-06 | 200
EAST HEALTH | HIGH-SUCTION | 2004-01-26 | 200
TUNTURI PUCH | 310 | 2002-01-01 | 525
EAST HEALTH | HIGH-SUCTION | 2001-12-03 | 200
SHIRE | SA-6 | 2001-09-01 | 350
SHIRE | AREA ALARM | 2001-09-01 | 350
EAST HEALTH | HIGH-SUCTION | 2001-01-28 | 200
EAST HEALTH | HIGH-SUCTION | 2001-01-28 | 200
NA | MEMO/GENERAL SUNDRIES | 2001-01-01 | 0
EAST HEALTH | HIGH-SUCTION | 2000-10-06 | 200
EAST HEALTH | HIGH-SUCTION | 2000-10-06 | 200
LAERDAL | LSU-2 | 2000-05-23 | 680
MEMO-INTERN | PMG-QB-5-A524 | 1972-01-01 | 0
ARJO HUNTLEIGH | KPA0100 | 2060-10-24 | 273
WELCH ALLYN | PRO 6000 CONNEX | 2022-06-16 | 184.5
THERAPY EQUIPMENT | DIAMOND RANGE HIGH | 2022-05-19 | 81
THERAPY EQUIPMENT | DIAMOND RANGE HIGH | 2022-05-19 | 81
THERAPY EQUIPMENT | DIAMOND RANGE HIGH | 2022-05-19 | 81
THERAPY EQUIPMENT | DIAMOND RANGE HIGH | 2022-05-19 | 81
WELCH ALLYN | PRO 6000 CONNEX | 2022-04-28 | 205
HILL-ROM | 75CE CONNEX | 2022-04-21 | 2242
WELCH ALLYN | PRO 6000 CONNEX | 2022-04-21 | 205
THERAPY EQUIPMENT | DIAMOND RANGE HIGH | 2022-04-01 | 81
THERAPY EQUIPMENT | DIAMOND RANGE HIGH | 2022-01-17 | 81
THERAPY EQUIPMENT | DIAMOND RANGE HIGH | 2022-01-07 | 81
HILL-ROM | 75CE CONNEX | 2021-12-23 | 2242
THERAPY EQUIPMENT | DIAMOND RANGE HIGH | 2021-09-20 | 81
THERAPY EQUIPMENT | DIAMOND RANGE HIGH | 2021-05-18 | 81
GE LIMITED | MAC2000 | 2021-04-01 | 5088.2
BRAUN | PRO 6000 | 2021-03-19 | 149
THERAPY EQUIPMENT | DIAMOND RANGE HIGH | 2021-03-15 | 69
BRAUN | PRO 6000 | 2021-03-09 | 149
CELSIUS MEDICAL | CALIMA | 2020-11-13 | 1500
THERAPY EQUIPMENT | DIAMOND RANGE HIGH | 2020-09-07 | 67.5
THERAPY EQUIPMENT | DIAMOND RANGE HIGH | 2020-08-28 | 67.5
THERAPY EQUIPMENT | DIAMOND RANGE HIGH | 2020-04-14 | 123.5
ABBOTT LABS | FREESTYLE PRECISION PRO | 2020-02-21 | 1000
THERAPY EQUIPMENT | DIAMOND RANGE HIGH | 2019-11-05 | 123.5
PHILIPS LTD | INNOSPIRE DELUXE | 2019-08-12 | 125
THERAPY EQUIPMENT | DIAMOND RANGE HIGH | 2019-06-19 | 60
THERAPY EQUIPMENT | DIAMOND RANGE HIGH | 2019-04-24 | 60
ARJO HUNTLEIGH | SPL3021 | 2019-04-04 | 237.95
PHILIPS LTD | INNOSPIRE DELUXE | 2019-02-25 | 125
PHILIPS LTD | INNOSPIRE DELUXE | 2019-02-25 | 125
PHILIPS LTD | INNOSPIRE DELUXE | 2019-02-12 | 125
PHILIPS LTD | INNOSPIRE DELUXE | 2019-02-11 | 125
THERAPY EQUIPMENT | DIAMOND RANGE HIGH | 2019-01-31 | 80
THERAPY EQUIPMENT | DIAMOND RANGE HIGH | 2019-01-31 | 80
HANDICARE | RETURN 7500 | 2018-10-10 | 345
THERAPY EQUIPMENT | DIAMOND RANGE HIGH | 2018-09-11 | 80
THERAPY EQUIPMENT | DIAMOND RANGE HIGH | 2018-09-03 | 80
OXYLITRE | VAC SPLITTER | 2018-07-27 | 80
THERAPY EQUIPMENT | DIAMOND RANGE HIGH | 2018-07-19 | 80
THERAPY EQUIPMENT | 7763 | 2018-05-17 | 545
ECHOSENS | FIBROSCAN 430 MINI | 2018-03-09 | 33395
ECHOSENS | M | 2018-03-09 | 15000
ECHOSENS | XL | 2018-03-09 | 15000
THERAPY EQUIPMENT | DIAMOND RANGE HIGH | 2018-02-28 | 80
THERAPY EQUIPMENT | DIAMOND RANGE HIGH | 2017-10-09 | 80
THERAPY EQUIPMENT | DIAMOND RANGE HIGH | 2017-06-08 | 80
THERAPY EQUIPMENT | DIAMOND RANGE HIGH | 2017-05-11 | 80
THERAPY EQUIPMENT | DIAMOND RANGE HIGH (REMOTE) | 2016-11-24 | 80
FRESENIUS KABI | VOLUMAT MC AGILIA | 2016-07-05 | 300
FRESENIUS KABI | VOLUMAT MC AGILIA | 2016-07-05 | 300
FRESENIUS KABI | VOLUMAT MC AGILIA | 2016-07-05 | 300
PHYSIO CONTROL | LIFEPAK 20E | 2016-06-01 | 4741.2
ARJO HUNTLEIGH | KPA2000-XX | 2015-12-23 | 205
ABBOTT LABS | FREESTYLE PRECISION PRO | 2015-06-16 | 1000
WELCH ALLYN | 7670-10 | 2015-01-19 | 181.24
WELCH ALLYN | 7670-10 | 2015-01-19 | 181.24
WELCH ALLYN | 7670-10 | 2015-01-19 | 181.24
LIKO | GOLVO 8008 | 2014-10-16 | 5213.05
WELCH ALLYN | SPOT 420(NBP) | 2009-10-30 | 1116.25
SECA | 877 | 2009-06-29 | 200
ARJO HUNTLEIGH | SARA PLUS | 2009-04-02 | 6697.83
PHILIPS LTD | M8105A | 2009-02-12 | 6879.05
PHILIPS LTD | M8105A | 2009-02-12 | 6879.05
LAERDAL | LSU-2 | 2008-06-17 | 680
WELCH ALLYN | SPOT 420(NBP/SPO2) | 2008-05-07 | 1200
WELCH ALLYN | SPOT 420(NBP/SPO2) | 2008-05-07 | 1200
WELCH ALLYN | 767 DIAGNOSTIC SYSTEM | 2008-04-02 | 500
WELCH ALLYN | SPOT 420(NBP/SPO2) | 2007-12-19 | 2000
WELCH ALLYN | SPOT 420(NBP/SPO2) | 2007-11-28 | 2000
LIKO | LIKORALL 242 S | 2007-08-31 | 1500
LIKO | LIKORALL 242 S | 2007-08-07 | 2500
LIKO | LIKORALL 242 S | 2007-08-07 | 2500
EAST HEALTH | HIGH-SUCTION | 2007-05-02 | 200
PHILIPS LTD | M8004A | 2007-03-30 | 10846.89
PHILIPS LTD | M8004A | 2007-03-30 | 11362.42
PHILIPS LTD | M3001A | 2007-03-30 | 6500
PHILIPS LTD | M3001A | 2007-03-30 | 6500
PHILIPS LTD | M1006B | 2007-03-30 | 6500
PHILIPS LTD | M1006B | 2007-03-30 | 6500
DATEX-OHMEDA | 15 | 2006-07-07 | 162.15
EAST HEALTH | HIGH-SUCTION | 2006-06-07 | 200
EAST HEALTH | HIGH-SUCTION | 2006-05-02 | 200
EAST HEALTH | HIGH-SUCTION | 2004-12-21 | 86
SECA | 959 | 2003-03-03 | 649
EAST HEALTH | HIGH-SUCTION | 2001-10-23 | 200
NA | MEMO/GENERAL SUNDRIES | 2001-01-01 | 0
EAST HEALTH | HIGH-SUCTION | 1996-05-21 | 200
MEMO-INTERN | PMG-BRI/WD10 | 1960-01-01 | 0
SECA | 959 | 2021-05-10 | 760
BRAUN | PRO 6000 | 2021-04-20 | 149
TERAOKA | DS-502 | 2021-04-15 | 175
ABBOTT LABS | FREESTYLE PRECISION PRO | 2020-02-21 | 1000
THERAPY EQUIPMENT | DIAMOND RANGE HIGH | 2019-03-06 | 80
THERAPY EQUIPMENT | DIAMOND RANGE HIGH | 2018-11-27 | 80
THERAPY EQUIPMENT | DIAMOND RANGE HIGH | 2018-11-27 | 80
PHILIPS LTD | INNOSPIRE DELUXE | 2018-06-26 | 125
PHILIPS LTD | INNOSPIRE DELUXE | 2018-06-26 | 125
PHILIPS LTD | INNOSPIRE DELUXE | 2018-06-26 | 125
PHILIPS LTD | INNOSPIRE DELUXE | 2018-06-26 | 125
PHILIPS LTD | INNOSPIRE DELUXE | 2018-06-26 | 125
THERAPY EQUIPMENT | DIAMOND RANGE HIGH | 2017-12-11 | 80
LIKO | GOLVO 8008 | 2017-09-29 | 5000
HILL-ROM | LIKOSCALE 350 | 2017-09-29 | 495
THERAPY EQUIPMENT | DIAMOND RANGE HIGH | 2017-09-21 | 80
THERAPY EQUIPMENT | DIAMOND RANGE HIGH | 2017-07-25 | 80
WELCH ALLYN | SPOT 420(NBP/SPO2) | 2017-03-02 | 2000
THERAPY EQUIPMENT | DIAMOND RANGE HIGH | 2016-12-13 | 80
THERAPY EQUIPMENT | DIAMOND RANGE HIGH | 2016-12-13 | 80
THERAPY EQUIPMENT | DIAMOND RANGE HIGH | 2016-12-13 | 80
THERAPY EQUIPMENT | DIAMOND RANGE HIGH | 2016-12-13 | 80
FRESENIUS KABI | VOLUMAT MC AGILIA | 2016-07-05 | 300
THERAPY EQUIPMENT | DIAMOND RANGE HIGH (REMOTE) | 2016-06-15 | 100
PHYSIO CONTROL | LIFEPAK 20E PACED | 2016-06-01 | 7550
ABBOTT LABS | FREESTYLE PRECISION PRO | 2015-06-16 | 1000
WELCH ALLYN | 7670-10 | 2014-12-31 | 181.24
WELCH ALLYN | 7670-10 | 2014-12-31 | 181.24
WELCH ALLYN | 767 DIAGNOSTIC SYSTEM | 2010-02-09 | 800
THERAPY EQUIPMENT | DIAMOND RANGE HIGH | 2009-03-19 | 80
THERAPY EQUIPMENT | DIAMOND RANGE HIGH | 2009-03-19 | 80
WELCH ALLYN | SPOT 420(NBP/SPO2) | 2008-11-17 | 2000
WELCH ALLYN | SPOT 420(NBP/SPO2) | 2007-11-21 | 2000
MARSDEN | DP2400 | 2006-09-04 | 250
EAST HEALTH | HIGH-SUCTION | 2003-01-17 | 200
LAERDAL | LSU-2 | 2002-10-22 | 680
SHIRE | SA-6 | 2001-09-01 | 350
NA | MEMO/GENERAL SUNDRIES | 2000-05-08 | 0
MEMO-INTERN | PMG-BRI/WD18 | 1972-01-01 | 0
SHIRE | SA-6 | 2014-09-03 | 350
WELCH ALLYN | PRO 6000 CONNEX | 2022-07-05 | 205
WELCH ALLYN | PRO 6000 CONNEX | 2022-04-12 | 179
BRAUN | PRO 6000 | 2022-04-04 | 110
BRAUN | PRO 6000 | 2022-03-09 | 149
RADIOMETER | ABL90 FLEX PLUS | 2022-02-24 | 13000
BRAUN | PRO 6000 | 2022-02-10 | 149
BRAUN | PRO 6000 | 2022-02-10 | 149
BRAUN | PRO 6000 | 2022-01-13 | 149
COVIDIEN UK | SCD 700 | 2021-07-12 | 0
COVIDIEN UK | SCD 700 | 2021-07-06 | 0
COVIDIEN UK | SCD 700 | 2021-07-06 | 0
COVIDIEN UK | SCD 700 | 2021-07-06 | 0
COVIDIEN UK | SCD 700 | 2021-07-06 | 0
COVIDIEN UK | SCD 700 | 2021-07-06 | 0
COVIDIEN UK | SCD 700 | 2021-07-06 | 0
COVIDIEN UK | SCD 700 | 2021-07-06 | 0
COVIDIEN UK | SCD 700 | 2021-07-06 | 0
COVIDIEN UK | SCD 700 | 2021-07-06 | 0
COVIDIEN UK | SCD 700 | 2021-07-06 | 0
COVIDIEN UK | SCD 700 | 2021-07-06 | 0
COVIDIEN UK | SCD 700 | 2021-07-06 | 0
COVIDIEN UK | SCD 700 | 2021-07-06 | 0
COVIDIEN UK | SCD 700 | 2021-07-06 | 0
GE LIMITED | MAC2000 | 2021-06-09 | 4898.2
BRAUN | PRO 6000 | 2021-04-13 | 149
OXFORD HOIST | PRESENCE | 2021-04-12 | 1443
THERAPY EQUIPMENT | DIAMOND RANGE HIGH | 2021-04-01 | 69
THERAPY EQUIPMENT | DIAMOND RANGE HIGH | 2021-04-01 | 69
THERAPY EQUIPMENT | DIAMOND RANGE HIGH | 2021-04-01 | 69
THERAPY EQUIPMENT | DIAMOND RANGE HIGH | 2021-04-01 | 69
THERAPY EQUIPMENT | DIAMOND RANGE HIGH | 2021-04-01 | 69
THERAPY EQUIPMENT | DIAMOND RANGE HIGH | 2021-04-01 | 69
THERAPY EQUIPMENT | DIAMOND RANGE HIGH | 2021-04-01 | 69
BRAUN | PRO 6000 | 2021-03-18 | 149
WELCH ALLYN | PRO 6000 CONNEX | 2021-02-24 | 179
THERAPY EQUIPMENT | DIAMOND RANGE HIGH | 2021-02-11 | 67.5
THERAPY EQUIPMENT | DIAMOND RANGE HIGH | 2021-02-11 | 67.5
THERAPY EQUIPMENT | DIAMOND RANGE HIGH | 2021-02-11 | 67.5
THERAPY EQUIPMENT | DIAMOND RANGE HIGH | 2021-02-11 | 67.5
THERAPY EQUIPMENT | DIAMOND RANGE HIGH | 2021-02-11 | 67.5
THERAPY EQUIPMENT | DIAMOND RANGE HIGH | 2021-02-11 | 67.5
THERAPY EQUIPMENT | DIAMOND RANGE HIGH | 2021-02-11 | 67.5
THERAPY EQUIPMENT | DIAMOND RANGE HIGH | 2021-02-11 | 67.5
THERAPY EQUIPMENT | DIAMOND RANGE HIGH | 2021-02-11 | 67.5
THERAPY EQUIPMENT | DIAMOND RANGE HIGH | 2021-02-11 | 67.5
HANDICARE | RETURN 7500 | 2020-12-22 | 400
PHILIPS LTD | MX450 | 2020-12-21 | 2552.88
PHILIPS LTD | INTELLIVUE MMX | 2020-12-21 | 1582.68
SEATING MATTERS | PHOENIX | 2020-08-14 | 1200
OXFORD HOIST | OXF-SCALE-LP | 2020-07-23 | 996
OXFORD HOIST | OXF-SCALE-LP | 2020-07-23 | 996
GE LIMITED | VENUE GO R2 | 2020-06-11 | 35000
GE LIMITED | C1-5-RS | 2020-06-11 | 6000
GE LIMITED | 12L-RS | 2020-06-11 | 5000
GE LIMITED | 3SC-RS | 2020-06-11 | 6000
WELCH ALLYN | 75CE CONNEX | 2020-05-12 | 1794
WELCH ALLYN | 75CE CONNEX | 2020-05-12 | 1794
WELCH ALLYN | 75CE CONNEX | 2020-05-12 | 1794
VERATHON MEDICAL INC | 0570-0395 | 2020-05-07 | 1000
ABBOTT LABS | FREESTYLE PRECISION PRO | 2020-02-21 | 1000
THERAPY EQUIPMENT | DIAMOND RANGE HIGH | 2020-01-31 | 80
THERAPY EQUIPMENT | DIAMOND RANGE HIGH | 2020-01-31 | 80
ARJO HUNTLEIGH | SPL3021 | 2019-08-27 | 0
SECA | 959 | 2019-05-30 | 650
MARSDEN | M-200 | 2019-05-10 | 500
ROCHE LTD | COAGUCHEK PRO II | 2019-04-30 | 800
ARJO HUNTLEIGH | SARA PLUS | 2019-04-02 | 5196
ARJO HUNTLEIGH | KPA0100 | 2019-04-02 | 180
ARJO HUNTLEIGH | SPL3021 | 2018-11-22 | 180
THERAPY EQUIPMENT | DIAMOND RANGE HIGH | 2018-10-12 | 80
FUJIFILM SONOSITE | M-TURBO | 2017-04-19 | 27655
FRESENIUS KABI | INJECTOMAT MC AGILIA | 2016-09-12 | 300
FRESENIUS KABI | INJECTOMAT MC AGILIA | 2016-07-06 | 300
FRESENIUS KABI | VOLUMAT MC AGILIA | 2016-07-05 | 300
FRESENIUS KABI | VOLUMAT MC AGILIA | 2016-07-05 | 300
FRESENIUS KABI | VOLUMAT MC AGILIA | 2016-07-05 | 300
FRESENIUS KABI | VOLUMAT MC AGILIA | 2016-07-05 | 300
PHYSIO CONTROL | LIFEPAK 20E | 2016-06-01 | 4741.2
TERAOKA | DS-502 | 2016-03-27 | 189
ARJO HUNTLEIGH | KPA2000-XX | 2015-09-10 | 205
ARJO HUNTLEIGH | KPA2000-XX | 2015-09-10 | 205
ARJO HUNTLEIGH | KPA2000-XX | 2015-09-10 | 205
ARJO HUNTLEIGH | SPL3024 | 2015-09-04 | 100
ABBOTT LABS | FREESTYLE PRECISION PRO | 2015-06-16 | 1000
ABBOTT LABS | FREESTYLE PRECISION PRO | 2015-06-16 | 1000
ABBOTT LABS | FREESTYLE PRECISION PRO | 2015-06-16 | 1000
THERAPY EQUIPMENT | DIAMOND RANGE HIGH | 2015-01-05 | 80
THERAPY EQUIPMENT | DIAMOND RANGE HIGH | 2015-01-05 | 80
THERAPY EQUIPMENT | DIAMOND RANGE HIGH | 2015-01-05 | 80
THERAPY EQUIPMENT | DIAMOND RANGE HIGH | 2015-01-05 | 80
THERAPY EQUIPMENT | DIAMOND RANGE HIGH | 2015-01-05 | 80
LIKO | GOLVO 8008 | 2014-10-16 | 5213.05
SHIRE | SA-6 | 2014-09-03 | 350
GE LIMITED | MAC3500 | 2014-05-20 | 7799.99
COVIDIEN UK | SCD EXPRESS | 2014-04-03 | 800
GE LIMITED | MAC1600 | 2013-05-22 | 3381.89
PHILIPS LTD | M8105A | 2013-04-18 | 5580
SECA | 956 | 2011-10-03 | 790.8
MEDIC AID | PORTANEB-INTER-QV7B | 2011-08-16 | 115
SPEIDEL & KE | MAXI STABIL 3 | 2010-12-14 | 75
SPEIDEL & KE | MAXI STABIL 3 | 2010-12-14 | 75
LAERDAL | LSU-2 | 2010-07-23 | 680
WELCH ALLYN | 767 DIAGNOSTIC SYSTEM | 2010-02-05 | 500
PHILIPS LTD | M3001A | 2009-12-29 | 1233.76
PHILIPS LTD | M8105A | 2009-02-11 | 6879.05
WELCH ALLYN | SPOT 420(NBP/SPO2) | 2008-12-14 | 2000
SPEIDEL & KE | MAXI STABIL 3 | 2008-12-12 | 75
SALTER | 305 | 2008-09-01 | 50
WELCH ALLYN | SPOT 420(NBP/SPO2) | 2008-06-20 | 2000
PHILIPS LTD | M8002A | 2008-04-01 | 6730.75
PHILIPS LTD | M3001A | 2008-04-01 | 2810
MEDIC AID | PORTANEB | 2008-03-20 | 105
EAST HEALTH | HIGH-SUCTION | 2007-12-06 | 200
RONDISH | RCG-01/02 | 2007-09-20 | 300
SANDEN | PLEASE ENTER MODEL! (850) | 2007-04-30 | 50
PHILIPS LTD | M3001A | 2007-03-30 | 6500
EAST HEALTH | HIGH-SUCTION | 2006-04-26 | 101
PHILIPS LTD | M8002A | 2005-07-08 | 9334
MEDIX LTD | AC4000 | 2003-03-19 | 89
ARJO HUNTLEIGH | KPA0100 | 2003-03-05 | 180
EAST HEALTH | HIGH-SUCTION | 2002-01-01 | 200
SHIRE | SA-6 | 2001-09-01 | 350
SHIRE | SA-6 | 2001-09-01 | 350
NA | MEMO/GENERAL SUNDRIES | 2001-01-01 | 0
MEMO-INTERN | PMG-BRI/WD17 | 1972-01-01 | 0
DRIVEMEDICAL | S1 TRANSIT CS1142T |  | 120
CAREFLEX | SMARTSEAT | 2021-10-29 | 3517
BREAS MEDICAL | NIPPY CLEARWAY | 2020-10-20 | 4500
CAREFLEX | SMARTSEAT | 2020-07-23 | 3517
OXFORD HOIST | OXF-SCALE-LP | 2020-07-23 | 996
SEATING MATTERS | PHOENIX | 2020-07-10 | 1200
CAREFLEX | SMARTSEAT | 2020-07-03 | 3517
OXFORD HOIST | PRESENCE | 2020-05-18 | 1443
ABBOTT LABS | FREESTYLE PRECISION PRO | 2020-02-21 | 1000
SECA | 959 | 2018-12-06 | 565
CAREFLEX | SMARTSEAT | 2018-10-17 | 2500
BREAS MEDICAL | NIPPY CLEARWAY | 2018-07-05 | 4500
BREAS MEDICAL | NIPPY CLEARWAY | 2018-04-13 | 4500
BREAS MEDICAL | NIPPY CLEARWAY | 2018-04-13 | 4500
BREAS MEDICAL | NIPPY CLEARWAY | 2018-04-13 | 4500
BREAS MEDICAL | NIPPY CLEARWAY | 2018-04-13 | 4500
BREAS MEDICAL | NIPPY CLEARWAY | 2018-04-13 | 4500
BREAS MEDICAL | NIPPY CLEARWAY | 2018-04-13 | 4500
BREAS MEDICAL | NIPPY CLEARWAY | 2018-04-13 | 4500
BREAS MEDICAL | NIPPY CLEARWAY | 2018-04-13 | 4500
WELCH ALLYN | SPOT 420(NBP/SPO2) | 2018-04-04 | 2000
THERAPY EQUIPMENT | DIAMOND RANGE HIGH | 2018-01-30 | 80
THERAPY EQUIPMENT | DIAMOND RANGE HIGH | 2018-01-30 | 80
THERAPY EQUIPMENT | DIAMOND RANGE HIGH | 2018-01-30 | 80
PENTAX | VNL9-CP | 2017-08-03 | 11302.5
RESPIRONICS | COUGH ASSIST E70 | 2017-03-20 | 3300
BREAS MEDICAL | NIPPY CLEARWAY | 2016-05-16 | 4500
ARJO HUNTLEIGH | KPA2000-XX | 2016-05-04 | 205
ARJO HUNTLEIGH | KPA2000-XX | 2016-05-04 | 205
THERAPY EQUIPMENT | DIAMOND RANGE HIGH | 2015-08-17 | 80
ABBOTT LABS | FREESTYLE PRECISION PRO | 2015-06-16 | 1000
PHYSIO CONTROL | LIFEPAK 1000 | 2014-10-31 | 2145
LAERDAL | LSU-2 | 2014-07-28 | 680
PLINTH 2000 | 502H | 2013-08-22 | 535
BREAS MEDICAL | NIPPY CLEARWAY | 2013-01-09 | 4500
PLINTH 2000 | 40 | 2012-03-26 | 2100
ARJO HUNTLEIGH | SARA PLUS | 2011-08-05 | 3000
WELCH ALLYN | SPOT 420(NBP/SPO2) | 2009-06-10 | 2000
BIRD | 7A | 2009-05-21 | 2000
SECA | 761 | 2007-10-01 | 65
ARJO HUNTLEIGH | 24V BATTERY | 2006-04-05 | 155
BIRD | MK7 | 2005-12-08 | 500
AKRON | PLEASE ENTER MODEL! (794) | 2001-01-01 | 0
AKRON | 9222/ABC | 1997-06-05 | 933
PLINTH 2000 | 40 | 1995-08-08 | 1876.8
DRAEGER | PERSEUS A500 | 2020-10-07 | 21015.95
THERAPY EQUIPMENT | DIAMOND RANGE HIGH | 2019-11-15 | 123.5
SONY | UP-25MD | 2012-03-12 | 600
MEMO-INTERN | PMG-BRI/DAY.SURG.TH2 | 2005-12-02 | 0
CAREFUSION | ALARIS PK | 2005-06-06 | 3000
CAREFUSION | ALARIS PK | 2005-06-02 | 3000
OLYMPUS | UHI-2 | 1999-10-13 | 2000
DRAEGER | PERSEUS A500 | 2020-10-07 | 21015.95
PHILIPS LTD | M3002A-X2 | 2008-08-06 | 2500
PHILIPS LTD | M3002A-X2 | 2008-04-21 | 2500
PHILIPS LTD | M1006B | 2008-04-21 | 2500
MEMO-INTERN | PMG-BRI/D.SURG.TH1 | 1972-01-01 | 0
PHILIPS LTD | MX750 | 2020-10-08 | 4713.72
PHILIPS LTD | FMX-4 | 2020-10-08 | 175.56
PHILIPS LTD | NMT | 2020-10-08 | 1730.52
PHILIPS LTD | MX750 | 2020-10-08 | 4713.72
PHILIPS LTD | FMX-4 | 2020-10-08 | 175.56
PHILIPS LTD | NMT | 2020-10-08 | 1730.52
DRAEGER | D-VAPOR 3000 | 2020-10-07 | 2588.22
DRAEGER | VAPOR 3000 SEVO | 2020-10-07 | 2588.22
DRAEGER | VAPOR 3000 SEVO | 2020-10-07 | 2588.22
COVIDIEN UK | GENIUS 3 | 2020-06-30 | 161
COVIDIEN UK | GENIUS 3 | 2020-06-30 | 161
COVIDIEN UK | GENIUS 3 | 2020-06-30 | 161
THERAPY EQUIPMENT | DIAMOND RANGE HIGH | 2019-11-15 | 123.5
LUMENIS | ACUPULSE DUO | 2018-07-18 | 75950
LUMENIS | ACUSPOT 712 | 2018-07-18 | 51850
COCHLEAR | OSSCORA | 2017-05-15 | 3143
KARL STORZ | SC-WU26-A1511 | 2016-11-09 | 4196
KARL STORZ | 200905 19 | 2016-11-09 | 2207.2
KARL STORZ | 20133120 | 2016-11-09 | 5670.4
KARL STORZ | TC200 | 2016-11-09 | 5460
KARL STORZ | TC301 | 2016-11-09 | 3696
KARL STORZ | TC300 | 2016-11-09 | 3780
KARL STORZ | WD200 | 2016-11-09 | 7197.6
SONY | UP-DR80MD | 2016-11-09 | 1218.4
KARL STORZ | H3-Z-TH100 | 2016-11-09 | 11760
MEDLINE | DYND7080*UK | 2016-09-23 | 50
MEDLINE | DYND7080*UK | 2015-09-02 | 50
MEDLINE | DYND7080*UK | 2015-09-02 | 50
UNKNOWN | UNKNOWN | 2020-03-23 | 2845.98
UNKNOWN | UNKNOWN | 2020-03-23 | 2845.98
UNKNOWN | UNKNOWN | 2020-03-23 | 2845.98
UNKNOWN | UNKNOWN | 2020-03-23 | 2845.98
UNKNOWN | UNKNOWN | 2020-03-23 | 2845.98
UNKNOWN | UNKNOWN | 2020-03-23 | 10394.52
UNKNOWN | UNKNOWN | 2020-03-23 | 10394.52
UNKNOWN | UNKNOWN | 2020-03-23 | 10394.52
UNKNOWN | UNKNOWN | 2020-03-23 | 10394.52
UNKNOWN | UNKNOWN | 2020-03-23 | 10394.52
UNKNOWN | UNKNOWN | 2020-03-23 | 2845.98
UNKNOWN | UNKNOWN | 2020-03-23 | 2845.98
UNKNOWN | UNKNOWN | 2020-03-23 | 2845.98
UNKNOWN | UNKNOWN | 2020-03-23 | 2845.98
UNKNOWN | UNKNOWN | 2020-03-23 | 2845.98
UNKNOWN | UNKNOWN | 2020-03-23 | 2845.98
UNKNOWN | UNKNOWN | 2020-03-23 | 2845.98
UNKNOWN | UNKNOWN | 2020-03-23 | 2845.98
UNKNOWN | UNKNOWN | 2020-03-23 | 2845.98
UNKNOWN | UNKNOWN | 2020-03-23 | 3375.6
UNKNOWN | UNKNOWN | 2020-03-23 | 2845.98
UNKNOWN | UNKNOWN | 2020-03-23 | 2845.98
UNKNOWN | UNKNOWN | 2020-03-23 | 2845.98
UNKNOWN | UNKNOWN | 2020-03-23 | 2845.98
UNKNOWN | UNKNOWN | 2020-03-23 | 2845.98
UNKNOWN | UNKNOWN | 2020-03-23 | 2845.98
UNKNOWN | UNKNOWN | 2020-03-23 | 2845.98
UNKNOWN | UNKNOWN | 2020-03-23 | 2845.98
UNKNOWN | UNKNOWN | 2020-03-23 | 2845.98
UNKNOWN | UNKNOWN | 2020-03-23 | 2845.98
UNKNOWN | UNKNOWN | 2020-03-23 | 2845.98
UNKNOWN | UNKNOWN | 2020-03-23 | 2845.98
UNKNOWN | UNKNOWN | 2020-03-23 | 2845.98
UNKNOWN | UNKNOWN | 2020-03-23 | 2845.98
UNKNOWN | UNKNOWN | 2020-03-23 | 2845.98
UNKNOWN | UNKNOWN | 2020-03-23 | 2845.98
UNKNOWN | UNKNOWN | 2020-03-23 | 3375.6
OLYMPUS | UCR | 2020-03-20 | 1151.11
OLYMPUS | OEV261H | 2020-03-20 | 1151.11
UNKNOWN | UNKNOWN | 2020-03-20 | 1151.11
KEYMED | WM-NP1 | 2020-03-20 | 1151.11
UNKNOWN | UNKNOWN | 2020-03-20 | 1151.11
OLYMPUS | OEV191H | 2020-03-20 | 1151.11
OLYMPUS | OEV191H | 2020-03-20 | 1151.11
UNKNOWN | UNKNOWN | 2020-03-20 | 1151.11
UNKNOWN | UNKNOWN | 2020-03-20 | 1151.11
UNKNOWN | UNKNOWN | 2020-03-20 | 1151.11
UNKNOWN | UNKNOWN | 2020-03-20 | 1151.11
OLYMPUS | MU-1 | 2020-03-20 | 1151.11
UNKNOWN | UNKNOWN | 2020-03-20 | 1151.11
SONY | UP-25MD | 2020-03-20 | 1151.11
OLYMPUS | OEV191H | 2020-03-20 | 1151.11
UNKNOWN | UNKNOWN | 2020-03-20 | 1151.11
SONY | UP-D897 | 2020-03-20 | 1151.11
OLYMPUS | EU-ME2 | 2020-03-20 | 1151.11
UNKNOWN | UNKNOWN | 2020-03-20 | 1151.11
OLYMPUS | WM-DP1 | 2020-03-20 | 1151.11
KEYMED | WM-NP1 | 2020-03-20 | 1151.11
KEYMED | WM-NP1 | 2020-03-20 | 1151.11
PHYSIO CONTROL | LIFEPAK 20E | 2016-01-14 | 4741.2
HNE | 152000 | 2009-12-07 | 750
EAST HEALTH | HIGH-SUCTION | 2006-05-17 | 200
EAST HEALTH | HIGH-SUCTION | 2006-05-17 | 200
EAST HEALTH | HIGH-SUCTION | 2006-05-17 | 200
EAST HEALTH | HIGH-SUCTION | 2006-05-17 | 200
EAST HEALTH | HIGH-SUCTION | 2006-05-17 | 200
EAST HEALTH | HIGH-SUCTION | 2006-05-17 | 200
EAST HEALTH | HIGH-SUCTION | 2006-05-17 | 200
EAST HEALTH | HIGH-SUCTION | 2006-05-17 | 200
EAST HEALTH | HIGH-SUCTION | 2006-05-17 | 200
EAST HEALTH | HIGH-SUCTION | 2006-05-17 | 200
MEMO-INTERN | PMG-BRI/D.SURG.REC.2 | 1998-07-24 | 0
PORTSMOUTH S | QA2 | 1993-09-30 | 1876.8
PORTSMOUTH S | QA2 | 1993-09-02 | 1876.8
PHILIPS LTD | 867041 | 2021-06-01 | 2948
PHILIPS LTD | 867041 | 2021-06-01 | 2948
PHILIPS LTD | MX450 | 2020-10-15 | 2552.88
PHILIPS LTD | 867041 B06 | 2020-10-15 | 2044.02
PHILIPS LTD | MX450 | 2020-10-09 | 2552.88
PHILIPS LTD | 867041 B06 | 2020-10-09 | 2044.02
PHILIPS LTD | MX450 | 2020-10-09 | 2552.88
PHILIPS LTD | 867041 B06 | 2020-10-09 | 2044.02
PHILIPS LTD | MX450 | 2020-10-09 | 2552.88
HEMOCUE | HB201+ | 2018-07-24 | 500
PHYSIO CONTROL | LIFEPAK 20E | 2016-06-01 | 4741.2
PHYSIO CONTROL | LIFEPAK 20E PACED | 2016-06-01 | 7550
PHILIPS LTD | M8105A | 2013-09-18 | 6196.68
PHILIPS LTD | M8105A | 2013-09-18 | 6037.05
PHILIPS LTD | M8105A | 2013-09-18 | 6037.07
MEMO-INTERN | PMG-BRI/ENDO.3&4&REC | 2005-12-02 | 0
EAST HEALTH | HIGH-SUCTION | 2002-09-26 | 200
EAST HEALTH | HIGH-SUCTION | 2002-09-26 | 200
EAST HEALTH | HIGH-SUCTION | 2002-09-26 | 200
MEDIX LTD | ECONONEB | 2007-08-06 | 99
EAST HEALTH | HIGH-SUCTION | 2006-05-17 | 200
EAST HEALTH | HIGH-SUCTION | 2006-05-17 | 200
EAST HEALTH | HIGH-SUCTION | 2006-05-17 | 200
EAST HEALTH | HIGH-SUCTION | 2006-05-17 | 200
EAST HEALTH | HIGH-SUCTION | 2006-05-17 | 200
EAST HEALTH | HIGH-SUCTION | 2006-05-17 | 200
ACCOSON LTD | DESK | 2001-07-13 | 35
BEDFONT SCIENTIFIC | GASTRO+ GASTROLYZER | 2021-07-19 | 325
MEDICAL MEASUREMENT SYSTEMS | OHMEGA | 2021-07-09 | 4812
LABORIE MEDICAL TECHNOLOGIES | URGENT PC STIMULATOR | 2021-06-22 | 154
LABORIE MEDICAL TECHNOLOGIES | URGENT PC STIMULATOR | 2021-06-22 | 154
LABORIE MEDICAL TECHNOLOGIES | URGENT PC STIMULATOR | 2021-06-22 | 154
LABORIE MEDICAL TECHNOLOGIES | URGENT PC STIMULATOR | 2021-06-22 | 154
MEDICAL MEASUREMENT SYSTEMS | ORION II UPS2020 | 2021-06-15 | 2500
MEDICAL MEASUREMENT SYSTEMS | ORION II UPS2020 | 2021-06-15 | 2500
MEDICAL MEASUREMENT SYSTEMS | ORION II UPS2020 | 2021-06-15 | 2500
PLINTH 2000 | 50 - 3 SECTION | 2019-03-20 | 1000
BEDFONT SCIENTIFIC | HYDROGENIUS | 2018-05-23 | 1000
BEDFONT SCIENTIFIC | HYDROGENIUS | 2018-01-05 | 1000
THD | ANOPRESS | 2016-10-27 | 3000
MMS (ARDMORE) | AHC-SOLAR | 2015-12-10 | 21486
PLINTH 2000 | 502E | 2015-06-19 | 752
MMS (ARDMORE) | AHC-SOLAR | 2014-04-28 | 21628.8
MEDIPLUS | HYDRAHALE | 2004-08-26 | 750
NA | MEMO/GENERAL SUNDRIES | 1991-09-01 | 0
FUJIFILM | ALOKA ARIETTA 850 | 2022-04-12 | 80000
PHILIPS LTD | MX450 | 2020-10-21 | 2552.88
PHILIPS LTD | 867041 B06 | 2020-10-21 | 2044.02
OLYMPUS | UCR | 2019-07-24 | 1700
OLYMPUS | MAJ-1868 | 2018-04-18 | 2000
OLYMPUS | UCR | 2018-04-18 | 1700
OLYMPUS | OEV261H | 2018-04-18 | 6000
OLYMPUS | CV-290 | 2018-02-13 | 500
OLYMPUS | CLV-290SL | 2018-02-13 | 500
OLYMPUS | OEV262H | 2018-02-13 | 6582
OLYMPUS | WM-NP2 | 2018-02-13 | 2700
SONY | UP-21MD | 2013-11-14 | 12000
THERAPY EQUIPMENT | ENTONOX | 2013-04-29 | 250
OLYMPUS | UPD-3 | 2012-06-28 | 40000
BYRNE MEDICAL | EGP-100 | 2011-09-30 | 979
SONY | DVO1000MD | 2009-08-10 | 800
OLYMPUS | CLV-260SL | 2008-08-07 | 10340
LIFETECH MED | PLEASE ENTER MODEL! (543) | 2007-04-17 | 500
LIFETECH MED | 686-400ATX | 2007-04-17 | 1000
ERBE ELECT. | ICC200 | 2006-06-16 | 6000
PORTSMOUTH S | QA2 | 1993-09-30 | 1876.8
PHILIPS LTD | MX450 | 2020-10-21 | 2552.88
OLYMPUS | UPD-3 | 2018-04-18 | 40000
OLYMPUS | MAJ-1868 | 2018-04-18 | 2000
THERAPY EQUIPMENT | DIAMOND RANGE HIGH | 2017-06-14 | 80
BYRNE MEDICAL | EGP-100 | 2012-08-29 | 979
EAST HEALTH | HIGH-SUCTION | 2007-01-05 | 70
EAST HEALTH | HIGH-SUCTION | 2007-01-05 | 70
ERBE ELECT. | ICC200 | 2006-06-16 | 6000
EAST HEALTH | HIGH-SUCTION | 2006-05-17 | 200
GE LIMITED | P9601AS | 2003-05-06 | 10000
GE LIMITED | P9603AD | 2003-05-06 | 8000
PHILIPS LTD | MX450 | 2020-10-21 | 2552.88
NORTHGATE TECHNOLOGIES | AUTOLITH TOUCH | 2018-08-21 | 19890
MEDICAPTURE | MEDICAP USB200 | 2017-09-18 | 2000
BOSTON SCIENTIFIC | M00546650 | 2016-10-26 | 25000
OLYMPUS | UCR | 2013-01-11 | 1700
BYRNE MEDICAL | EGP-100 | 2012-11-14 | 979
OLYMPUS | OEV261H | 2012-09-26 | 6000
OLYMPUS | CV-260SL | 2008-08-07 | 18758.88
OLYMPUS | WM-WP1 | 2006-05-16 | 1500
SONY | UP-21MD | 2006-05-16 | 12000
ERBE ELECT. | ICC200 | 2004-06-28 | 5528.09
PHILIPS LTD | MX450 | 2020-10-21 | 2552.88
THERAPY EQUIPMENT | DIAMOND RANGE HIGH | 2020-02-06 | 123.5
OLYMPUS | VEK0N57 | 2018-04-19 | 979
OLYMPUS | UCR | 2018-04-18 | 1700
ALOKA | PROSOUND F75 | 2015-11-26 | 120000
SONY | UP-25MD | 2012-10-24 | 600
THERAPY EQUIPMENT | ENTONOX | 2012-01-24 | 182.5
BYRNE MEDICAL | EGP-100 | 2011-09-30 | 979
EAST HEALTH | HIGH-SUCTION | 2010-11-10 | 200
SAMSUNG | SV-240B | 2006-03-22 | 100
MEMO-INTERN | PMG-BRI/ENDO.1&2 | 2005-12-02 | 0
SCIMED | 100 | 2003-02-24 | 200
GE LIMITED | MAC 7 | 2022-06-21 | 6500
SONY | UP-25MD | 2022-05-03 | 3529
BRAUN | PRO 6000 | 2022-05-03 | 149
OLYMPUS | WM-NP3 | 2022-04-28 | 8736.87
OLYMPUS | WM-DP3 | 2022-04-28 | 2500
OLYMPUS | OEV321UH | 2022-04-28 | 5000
SONY | UP-25MD | 2022-04-28 | 3529
OLYMPUS | CV-290 | 2022-04-28 | 35878
OLYMPUS | CV-1500 | 2022-04-28 | 36093
OLYMPUS | WM-NP3 | 2022-04-28 | 8736.87
OLYMPUS | OEV321UH | 2022-04-28 | 5000
OLYMPUS | UPD-3 | 2022-04-28 | 33477
THERAPY EQUIPMENT | DIAMOND RANGE HIGH | 2022-04-08 | 81
THERAPY EQUIPMENT | DIAMOND RANGE HIGH | 2022-04-08 | 81
THERAPY EQUIPMENT | DIAMOND RANGE HIGH | 2022-04-08 | 81
THERAPY EQUIPMENT | DIAMOND RANGE HIGH | 2022-04-08 | 81
THERAPY EQUIPMENT | DIAMOND RANGE HIGH | 2022-04-08 | 81
THERAPY EQUIPMENT | DIAMOND RANGE HIGH | 2022-04-08 | 81
THERAPY EQUIPMENT | 7763/SERRES | 2022-04-01 | 459
BRAUN | PRO 6000 | 2022-03-08 | 149
BRAUN | PRO 6000 | 2022-02-15 | 149
BRAUN | PRO 6000 | 2022-02-15 | 149
BRAUN | PRO 6000 | 2022-02-15 | 149
BRAUN | PRO 6000 | 2022-02-15 | 149
BRAUN | PRO 6000 | 2022-02-15 | 149
BRAUN | PRO 6000 | 2022-02-15 | 149
OLYMPUS | OEV321UH | 2021-12-17 | 5000
OLYMPUS | OEV321UH | 2021-12-17 | 5000
OLYMPUS | CV-1500 | 2021-12-17 | 50000
OLYMPUS | CV-290 | 2021-12-17 | 20000
OLYMPUS | WM-DP3 | 2021-12-17 | 2500
ARTHREX INC | SYNERGY UHD4 MATRIX | 2021-11-19 | 25000
BRAUN | PRO 6000 | 2021-11-18 | 149
BRAUN | PRO 6000 | 2021-11-18 | 149
BRAUN | PRO 6000 | 2021-11-18 | 149
BRAUN | PRO 6000 | 2021-10-28 | 149
BRAUN | PRO 6000 | 2021-10-28 | 149
BRAUN | PRO 6000 | 2021-10-28 | 149
BRAUN | PRO 6000 | 2021-10-28 | 149
BRAUN | PRO 6000 | 2021-10-08 | 149
PHILIPS LTD | INTELLIVUE X3 | 2021-09-13 | 2647.92
PHILIPS LTD | INTELLIVUE X3 | 2021-09-13 | 2647.92
PHILIPS LTD | INTELLIVUE X3 | 2021-09-13 | 2647.92
PHILIPS LTD | INTELLIVUE X3 | 2021-09-13 | 2647.92
PHILIPS LTD | INTELLIVUE X3 | 2021-09-13 | 2647.92
PHILIPS LTD | INTELLIVUE X3 | 2021-09-13 | 2647.92
BRAUN | PRO 6000 | 2021-07-21 | 149
BRAUN | PRO 6000 | 2021-07-21 | 149
BRAUN | PRO 6000 | 2021-07-16 | 149
LABORIE MEDICAL TECHNOLOGIES | UNITIP CATHETER | 2021-07-13 | 4280
COVIDIEN UK | SCD 700 | 2021-07-12 | 0
COVIDIEN UK | SCD 700 | 2021-07-06 | 0
COVIDIEN UK | SCD 700 | 2021-07-06 | 0
COVIDIEN UK | SCD 700 | 2021-07-06 | 0
BRAUN | PRO 6000 | 2021-06-11 | 149
BRAUN | PRO 6000 | 2021-06-11 | 149
VERATHON MEDICAL INC | 0400-0130 | 2021-06-07 | 400
PHILIPS LTD | 867041 | 2021-06-01 | 2948
BRAUN | PRO 6000 | 2021-04-15 | 149
FUJIFILM | JW-2 | 2021-03-02 | 1950
F & P | MR810 | 2021-03-01 | 697
PHILIPS LTD | 867041 | 2021-01-29 | 2948
COVIDIEN UK | GENIUS 3 | 2021-01-28 | 161
THERAPY EQUIPMENT | DIAMOND RANGE HIGH | 2020-11-10 | 67.5
THERAPY EQUIPMENT | TWIN DIAMOND (H2/HI) | 2020-11-03 | 335
KARL STORZ | 8401BXC | 2020-10-29 | 2500
PHILIPS LTD | INTELLIVUE MMX | 2020-10-21 | 1582.68
PHILIPS LTD | INTELLIVUE MMX | 2020-10-21 | 1582.68
PHILIPS LTD | INTELLIVUE MMX | 2020-10-21 | 1582.68
PHILIPS LTD | INTELLIVUE MMX | 2020-10-15 | 1582.68
OLYMPUS | WM-DP3 | 2020-10-13 | 3912
PHILIPS LTD | M1034B | 2020-10-09 | 2122.56
PHILIPS LTD | INTELLIVUE MMX | 2020-10-08 | 1582.68
OLYMPUS | CV-290 | 2020-08-27 | 500
OLYMPUS | UCR | 2020-08-27 | 1700
NDS SURGICAL IMAGING BV | WR-P42-13 | 2020-08-27 | 3000
NDS SURGICAL IMAGING BV | WR-P42-11 | 2020-08-27 | 3000
OLYMPUS | OEV321UH | 2020-08-27 | 5000
OLYMPUS | CV-1500 | 2020-08-27 | 50000
OLYMPUS | OEV321UH | 2020-08-27 | 5000
OLYMPUS | WM-NP3 | 2020-08-27 | 1500
OLYMPUS | WM-NP3 | 2020-08-27 | 1500
OLYMPUS | MAJ-1868 | 2020-08-18 | 2000
OLYMPUS | UPD-3 | 2020-08-18 | 35964
NORTHGATE TECHNOLOGIES | AUTOLITH TOUCH | 2020-08-06 | 19890
COVIDIEN UK | GENIUS 3 | 2020-06-30 | 161
COVIDIEN UK | GENIUS 3 | 2020-06-30 | 161
THERAPY EQUIPMENT | DIAMOND RANGE HIGH | 2020-06-05 | 123.5
VERATHON MEDICAL INC | 0570-0395 | 2020-05-07 | 1000
VERATHON MEDICAL INC | 0400-0130 | 2020-05-07 | 250
THERAPY EQUIPMENT | DIAMOND RANGE HIGH (REMOTE) | 2020-04-22 | 133.25
ANETIC AID | QA3 | 2020-04-16 | 2995
ANETIC AID | QA3 | 2020-04-16 | 2995
ANETIC AID | QA3 | 2020-04-16 | 2995
ANETIC AID | QA3 | 2020-04-16 | 2995
ANETIC AID | QA3 | 2020-04-16 | 2995
ANETIC AID | QA3 | 2020-04-16 | 2995
ANETIC AID | QA3 | 2020-04-16 | 2995
ANETIC AID | QA3 | 2020-04-16 | 2995
ANETIC AID | QA3 | 2020-04-16 | 2995
ANETIC AID | QA3 | 2020-04-16 | 2995
COVIDIEN UK | VALLEYLAB LS10 | 2020-03-20 | 7500
ABBOTT LABS | FREESTYLE PRECISION PRO | 2020-02-21 | 1000
OLYMPUS | MAJ-1868 | 2019-11-01 | 2000
ERBE ELECT. | VIO CART | 2019-10-01 | 500
ERBE ELECT. | VIO 200D | 2019-10-01 | 11000
ERBE ELECT. | VIO 200D | 2019-09-26 | 39827.44
ERBE ELECT. | APC 2 | 2019-09-26 | 39827.44
CELSIUS MEDICAL | CALIMA | 2019-09-23 | 1700
OLYMPUS | WM-DP2 | 2019-09-12 | 2000
OLYMPUS | OEV262H | 2019-09-12 | 6582
OLYMPUS | OEV262H | 2019-09-12 | 6582
OLYMPUS | CV-260 | 2019-09-12 | 18758.88
OLYMPUS | CLV-290SL | 2019-09-12 | 16075
OLYMPUS | UPD-3 | 2019-09-12 | 32970
OLYMPUS | MAJ-1868 | 2019-09-12 | 2000
OLYMPUS | WM-NP2 | 2019-09-12 | 2700
THERAPY EQUIPMENT | 7763 | 2019-09-03 | 545
BARCO LTD | MDSC-8232 | 2019-08-19 | 7500
SONY | UP-DR80MD | 2019-08-16 | 2000
NDS SURGICAL IMAGING BV | WR-P42-13 | 2019-08-16 | 3000
ARTHREX INC | COMPACTCART | 2019-08-16 | 4344
SAMSUNG | GALAXY TAB A 10.1 INCH | 2019-08-16 | 3460
ARTHREX INC | SYNERGY UHD4 MATRIX | 2019-08-16 | 25000
ARTHREX INC | 4K SYNERGY UHD4 | 2019-08-16 | 7980
ARTHREX INC | MONITOR TROLLEY | 2019-08-16 | 2306
NDS SURGICAL IMAGING BV | WR-P42-11 | 2019-08-16 | 3000
BARCO LTD | MDSC-8232 PLUS DECODER | 2019-08-16 | 8422
ARTHREX INC | SYNERGY INSUFFLATOR | 2019-08-16 | 5462
SONY | UP-25MD | 2019-06-27 | 600
A.R.C. LASER GMBH | NUVOLAS GEN II | 2019-03-08 | 30275
SONY | UP-25MD | 2018-11-05 | 600
THERAPY EQUIPMENT | DIAMOND RANGE HIGH (REMOTE) | 2018-10-20 | 100
THERAPY EQUIPMENT | DIAMOND RANGE HIGH (REMOTE) | 2018-09-20 | 100
JINSHAN GROUP | JSIPR-1 | 2018-08-29 | 1100
OLYMPUS | BF-UC260FW | 2018-08-01 | 62000
CME MEDICAL | BODYGUARD 575 COLOURVISION | 2018-04-27 | 1000
CME MEDICAL | BODYGUARD 575 CHARGER | 2018-04-27 | 550
KARL STORZ | 8401BXC | 2018-01-05 | 2500
DRAEGER | TOFSCAN | 2017-06-01 | 1454
DRAEGER | TOFSCAN | 2017-06-01 | 1454
CELSIUS MEDICAL | CALIMA | 2017-03-03 | 1700
CELSIUS MEDICAL | CALIMA | 2017-03-03 | 1700
CELSIUS MEDICAL | CALIMA | 2017-03-03 | 1700
ERBE ELECT. | VIO 200D | 2017-02-10 | 13405.19
CELSIUS MEDICAL | CALIMA | 2017-02-03 | 1700
CELSIUS MEDICAL | CALIMA | 2017-02-03 | 1700
RICOH | AFICIO SG2100N | 2017-01-16 | 115
ISTORAGE | DISKGENIE 500GB | 2016-11-09 | 200
LEVEL 1 TECH | HL90 | 2016-07-19 | 3500
MEDTRONIC | IPC | 2016-07-14 | 10000
MEDTRONIC | IPC | 2016-07-14 | 10000
FRESENIUS KABI | VOLUMAT MC AGILIA | 2016-05-18 | 300
FRESENIUS KABI | VOLUMAT MC AGILIA | 2016-05-18 | 300
FRESENIUS KABI | INJECTOMAT MC AGILIA | 2016-05-18 | 300
BYRNE MEDICAL | EGP-100 | 2016-05-03 | 979
THERAPY EQUIPMENT | DIAMOND RANGE HIGH (REMOTE) | 2016-05-03 | 100
F & P | MR810 | 2016-04-01 | 697
OLYMPUS | BF-IT260 | 2016-03-18 | 25000
OLYMPUS | BF260 | 2016-03-18 | 25000
OLYMPUS | GF-UM2000 | 2015-12-09 | 15000
OLYMPUS | GF-UE260-AL5 | 2015-12-09 | 106296.45
OLYMPUS | GF-UM2000 | 2015-12-09 | 15000
OLYMPUS | GF-UCT240-AL5 | 2015-12-09 | 15000
OLYMPUS | GF-UCT240-AL5 | 2015-12-09 | 86794.69
OLYMPUS | GF-UCT240-AL5 | 2015-12-09 | 80165.3
OLYMPUS | GF-EU260-AL | 2015-12-09 | 91746.57
OLYMPUS | GIF-H260 | 2015-12-09 | 33692.22
OLYMPUS | GIF-Q260 | 2015-12-09 | 31560.43
OLYMPUS | TJF-260V | 2015-12-09 | 35086.68
OLYMPUS | CF-H260DL | 2015-12-09 | 31000
OLYMPUS | CF-H260DL | 2015-12-09 | 31000
OLYMPUS | CF-H260DL | 2015-12-09 | 31000
OLYMPUS | PCF-P240AL | 2015-12-09 | 27000
OLYMPUS | TJF-260V | 2015-12-09 | 33692.22
OLYMPUS | GIF-Q260 | 2015-12-09 | 11000
OLYMPUS | GIF-H260 | 2015-12-09 | 33692.22
OLYMPUS | GIF-Q260 | 2015-12-09 | 26900
OLYMPUS | GIF-XQ240 | 2015-12-09 | 1500
OLYMPUS | GIF-2T40 | 2015-12-09 | 15000
OLYMPUS | TJF-260V | 2015-12-09 | 10000
OLYMPUS | CF-Q260DL | 2015-12-09 | 29764
OLYMPUS | CF-Q260DL | 2015-12-09 | 29764
OLYMPUS | CF-Q260DL | 2015-12-09 | 29764
OLYMPUS | CF-Q260DL | 2015-12-09 | 29764
OLYMPUS | CF-Q260DL | 2015-12-09 | 31652.03
OLYMPUS | BF-IT200 | 2015-12-09 | 10000
OLYMPUS | BF-IT200 | 2015-12-09 | 10000
OLYMPUS | BF-IT200 | 2015-12-09 | 21552.6
OLYMPUS | GIF-H260 | 2015-12-09 | 31751.66
OLYMPUS | GIF-H260 | 2015-12-09 | 31751.67
OLYMPUS | CF-H260DL | 2015-12-09 | 35621.04
OLYMPUS | GIF-Q260 | 2015-12-09 | 14665.63
OLYMPUS | GIF-Q260 | 2015-12-09 | 28627.3
OLYMPUS | GIF-Q260 | 2015-12-09 | 11000
OLYMPUS | GIF-Q260 | 2015-12-09 | 11000
OLYMPUS | CF-H260DL | 2015-12-09 | 37827.93
OLYMPUS | GIF-H260 | 2015-12-09 | 34179.6
KARL STORZ | H3 HEAD/22220050 | 2015-08-17 | 14000
ROCHE LTD | COAGUCHEK XS PLUS | 2015-07-31 | 811.93
ABBOTT LABS | FREESTYLE PRECISION PRO | 2015-06-16 | 1000
ABBOTT LABS | FREESTYLE PRECISION PRO | 2015-06-16 | 1000
ABBOTT LABS | FREESTYLE PRECISION PRO | 2015-06-16 | 1000
ABBOTT LABS | FREESTYLE PRECISION PRO | 2015-06-16 | 1000
SALTER | WHDR14 | 2015-06-05 | 100
OLYMPUS | UPD-3 | 2015-03-06 | 40000
MEDTRONIC | NIM RESPONSE 3 | 2015-03-06 | 13809.15
KARL STORZ | 11302 BD2 | 2015-03-01 | 4000
KARL STORZ | 11302 BD2 | 2015-03-01 | 4000
WELCH ALLYN | 53N00 (VSM 300) | 2015-02-16 | 1300
WELCH ALLYN | 53N00 (VSM 300) | 2015-02-12 | 1300
WELCH ALLYN | 53N00 (VSM 300) | 2015-02-12 | 1300
WELCH ALLYN | 53N00 (VSM 300) | 2015-02-12 | 1300
FUJIFILM SONOSITE | P11877-70 L38N | 2014-12-04 | 5000
FUJIFILM SONOSITE | P11878-70 C60N | 2014-12-04 | 5000
THERAPY EQUIPMENT | 6111P | 2014-10-16 | 91
THERAPY EQUIPMENT | 6112 | 2014-10-16 | 85
ACUTRONIC | MONSOON III | 2014-10-01 | 16217.4
LAERDAL | LSU-2 | 2014-09-17 | 680
WELCH ALLYN | 7670-10 | 2014-08-14 | 181.24
LAERDAL | LSU-2 | 2014-06-04 | 680
KARL STORZ | 11302 BD2 | 2014-06-01 | 4000
MARSDEN | M-420 | 2014-03-03 | 200
MARSDEN | M-420 | 2014-03-03 | 200
SAFETY MEDIC | 10 WAY | 2013-11-28 | 600
SAFETY MEDIC | 10 WAY | 2013-11-28 | 600
SECA | 959 | 2013-09-19 | 600
ROCHE LTD | 4803710 | 2013-08-28 | 700
VBM | MANUJET III | 2013-08-14 | 389
WELCH ALLYN | 53N00 (VSM 300) | 2013-08-01 | 1300
WELCH ALLYN | 53N00 (VSM 300) | 2013-08-01 | 1300
WELCH ALLYN | 53N00 (VSM 300) | 2013-08-01 | 1300
WELCH ALLYN | 53N00 (VSM 300) | 2013-08-01 | 1300
WELCH ALLYN | 53N00 (VSM 300) | 2013-08-01 | 1300
WELCH ALLYN | 53N00 (VSM 300) | 2013-08-01 | 1300
WELCH ALLYN | 53N00 (VSM 300) | 2013-08-01 | 1300
WELCH ALLYN | 53N00 (VSM 300) | 2013-08-01 | 1300
WELCH ALLYN | 53N00 (VSM 300) | 2013-08-01 | 1300
WELCH ALLYN | 53N00 (VSM 300) | 2013-08-01 | 1300
WELCH ALLYN | 53N00 (VSM 300) | 2013-08-01 | 1300
WELCH ALLYN | 53N00 (VSM 300) | 2013-08-01 | 1300
WELCH ALLYN | 53N00 (VSM 300) | 2013-08-01 | 1300
WELCH ALLYN | 53N00 (VSM 300) | 2013-08-01 | 1300
WELCH ALLYN | 53N00 (VSM 300) | 2013-08-01 | 1300
WELCH ALLYN | 53N00 (VSM 300) | 2013-08-01 | 1300
WELCH ALLYN | 53N00 (VSM 300) | 2013-08-01 | 1300
WELCH ALLYN | 53N00 (VSM 300) | 2013-08-01 | 1300
WELCH ALLYN | 53N00 (VSM 300) | 2013-08-01 | 1300
VALLEYLAB | FORCE TRIAD | 2013-07-08 | 26500
VBM | MANUJET III | 2013-05-28 | 389
VBM | MANUJET III | 2013-05-22 | 408
HUDSON RCI | AQUATHERM III | 2013-05-01 | 294
ZEISS | S-88 | 2013-04-08 | 38000
ZEISS | S-88 | 2013-04-08 | 38000
ZEISS | MEDILIVE TRIO | 2013-04-08 | 6881
ZEISS | 491-482 | 2013-04-08 | 2000
ESCHMANN | SMOKE EVACUATION UNIT | 2013-04-08 | 3000
STRYKER | CORE POWERED DRIVER | 2013-04-08 | 10771
STRYKER | CORE POWERED DRIVER | 2013-04-08 | 10771
MEDTRONIC | XPS 3000 | 2013-04-08 | 8000
ANSPACH | SC2000 | 2013-04-08 | 2500
MEDTRONIC | XPS 3000 | 2013-04-08 | 8000
ESCHMANN | SMOKE EVACUATION UNIT | 2013-04-08 | 3000
ANSPACH | SC2000 | 2013-04-08 | 2500
KARL STORZ | 20133120 | 2013-04-08 | 3500
J&J | GEN 11 | 2013-04-08 | 10000
LUXTEC | 9300XDP | 2013-04-08 | 6000
BRAINLAB | KOLIBRI SPECTRA CAMERA | 2013-04-08 | 25000
LUXTEC | 9300XSP | 2013-04-08 | 6000
VALLEYLAB | FORCE TRIAD | 2013-04-08 | 30000
WELCH ALLYN | 53N00 (VSM 300) | 2013-04-05 | 2250
ESCHMANN | T-20-M+OP-TABLE | 2013-03-13 | 33442.86
MEDTRONIC | 1190A-230A | 2012-10-15 | 18511
OLYMPUS | ESG-100 | 2012-09-26 | 13724.25
SIEMENS LTD | SIREMOBIL COMPACT L | 2012-05-21 | 53570
ROCHE LTD | 4803710 | 2012-04-05 | 700
RNID | R800 | 2011-11-04 | 400
ESCHMANN | T-20-M+OP-TABLE | 2011-03-17 | 31163.16
SECA | 877 | 2011-03-04 | 65
SECA | 877 | 2011-03-04 | 65
THERAPY EQUIPMENT | 4760 | 2011-02-21 | 545
LIKO | VIKING XL | 2011-02-16 | 6428.4
ERBE ELECT. | VIO 200S | 2010-11-01 | 10000
ERBE ELECT. | APC 2 | 2010-11-01 | 5000
BECKER | DUPLEX | 2010-10-14 | 1000
DIAGNOSTIC U | BVI3000 | 2010-08-19 | 9049.94
EAST HEALTH | HIGH-SUCTION | 2010-05-27 | 200
VBM | MANUJET III | 2010-04-28 | 389
LAERDAL | LSU-2 | 2009-11-09 | 680
COVIDIEN UK | SCD EXPRESS | 2009-03-18 | 800
ORGANON LTD | TOF WATCH | 2008-11-19 | 600
ORGANON LTD | TOF WATCH | 2008-11-19 | 600
EAST HEALTH | HIGH-SUCTION | 2008-11-03 | 200
KARL STORZ | 20133120 | 2008-10-13 | 3000
KARL STORZ | SC-WU23-A1511 | 2008-09-15 | 4000
KARL STORZ | 22201020 | 2008-09-15 | 24995
KARL STORZ | H3 HEAD/22220050 | 2008-09-15 | 14000
KARL STORZ | ENDO STACK | 2008-09-15 | 2500
MINDRAY | VS800 | 2007-12-12 | 1200
MINDRAY | VS800 | 2007-12-12 | 1200
SHIRE | AREA ALARM | 2007-02-28 | 350
SHIRE | AREA ALARM | 2007-02-28 | 350
SHIRE | AREA ALARM | 2007-02-28 | 350
SHIRE | AREA ALARM | 2007-02-28 | 350
SHIRE | AREA ALARM | 2007-02-28 | 350
SHIRE | AREA ALARM | 2007-02-28 | 350
SHIRE | AREA ALARM | 2007-02-28 | 350
SHIRE | AREA ALARM | 2007-02-28 | 350
EAST HEALTH | HIGH-SUCTION | 2006-12-21 | 200
EAST HEALTH | HIGH-SUCTION | 2006-12-21 | 70
EAST HEALTH | HIGH-SUCTION | 2006-11-21 | 200
EAST HEALTH | HIGH-SUCTION | 2006-11-21 | 200
THERAPY EQUIPMENT | 4760 | 2006-06-07 | 300
EAST HEALTH | HIGH-SUCTION | 2006-02-14 | 200
EAST HEALTH | HIGH-SUCTION | 2005-12-14 | 89
MEMO-INTERN | PMG-BRI/SHORT.S | 2005-12-02 | 0
PHILIPS LTD | M3000A | 2005-01-04 | 2810
BK MEDICAL | 8666 | 2003-01-28 | 14175
BK MEDICAL | 8659 | 2003-01-28 | 10175
OLYMPUS | LF-2 | 2002-12-13 | 2000
EAST HEALTH | HIGH-SUCTION | 2002-09-26 | 200
W&H UK LTD | LT25 | 2001-11-08 | 445
W&H UK LTD | WA56LT SYNEA | 2001-11-08 | 400
W&H UK LTD | WA56LT SYNEA | 2001-11-08 | 400
W&H UK LTD | S11 | 2001-09-26 | 380
W&H UK LTD | S11 | 2001-09-26 | 380
W&H UK LTD | S11 | 2001-09-26 | 380
NA | MEMO/GENERAL SUNDRIES | 2001-01-01 | 0
MEMO-INTERN | PMG-BRI/MDU | 1985-01-01 | 0
THERAPY EQUIPMENT | DIAMOND RANGE HIGH | 2021-12-29 | 123.5
NA | MEMO/GENERAL SUNDRIES | 2021-12-28 | 0
BRAUN | PRO 6000 | 2021-11-26 | 149
BRAUN | PRO 6000 | 2021-11-19 | 149
BRAUN | PRO 6000 | 2021-03-01 | 149
PHILIPS LTD | MX450 | 2020-12-01 | 3114.3
PHILIPS LTD | MX450 | 2020-12-01 | 3114.3
PHILIPS LTD | INTELLIVUE MMX | 2020-12-01 | 1731.82
PHILIPS LTD | INTELLIVUE MMX | 2020-12-01 | 1731.82
PHILIPS LTD | INTELLIVUE MMX | 2020-12-01 | 1731.82
PHILIPS LTD | MX450 | 2020-11-30 | 3114.3
SHIRE | SAX-6 | 2019-11-27 | 450
GE LIMITED | MAC2000 | 2018-04-26 | 5800
WELCH ALLYN | SPOT 420(NBP/SPO2) | 2016-07-19 | 2000
FRESENIUS KABI | VOLUMAT MC AGILIA | 2016-07-05 | 300
FRESENIUS KABI | VOLUMAT MC AGILIA | 2016-07-05 | 300
FRESENIUS KABI | VOLUMAT MC AGILIA | 2016-07-05 | 300
FRESENIUS KABI | VOLUMAT MC AGILIA | 2016-07-05 | 300
FRESENIUS KABI | VOLUMAT MC AGILIA | 2016-07-05 | 300
FRESENIUS KABI | VOLUMAT MC AGILIA | 2016-07-05 | 300
PHYSIO CONTROL | LIFEPAK 20E PACED | 2016-06-01 | 7550
ABBOTT LABS | FREESTYLE PRECISION PRO | 2015-06-16 | 1000
PHILIPS LTD | M8105A | 2013-05-30 | 5580
ROCHE LTD | 4803710 | 2012-12-12 | 700
ROCHE LTD | COAGUCHEK XS PLUS | 2012-08-22 | 811.93
ROCHE LTD | 4803710 | 2012-04-05 | 700
COSMODERM | DS3 | 2012-02-03 | 3150
COSMODERM | DS3 | 2012-02-03 | 3150
ROCHE LTD | COAGUCHEK XS PLUS | 2011-12-05 | 811.93
LAERDAL | LSU-2 | 2011-01-04 | 680
WELCH ALLYN | 53N00 (VSM 300) | 2009-03-06 | 1300
WELCH ALLYN | SPOT 420(NBP/SPO2) | 2008-08-20 | 1116.25
WELCH ALLYN | SPOT 420(NBP/SPO2) | 2007-11-21 | 2000
PHILIPS LTD | M3000A | 2007-10-22 | 2810
MARSDEN | DP2400 | 2007-09-13 | 250
PHILIPS LTD | M3001A | 2007-09-05 | 882
PHILIPS LTD | M8002A | 2007-08-21 | 6730.75
PHILIPS LTD | M3015A | 2005-04-26 | 2800
THERAPY EQUIPMENT | DIAMOND RANGE HIGH | 2022-01-14 | 69.5
THERAPY EQUIPMENT | DIAMOND RANGE HIGH | 2022-01-14 | 69.5
THERAPY EQUIPMENT | DIAMOND RANGE HIGH | 2022-01-14 | 69.5
THERAPY EQUIPMENT | DIAMOND RANGE HIGH | 2022-01-14 | 69.5
THERAPY EQUIPMENT | DIAMOND RANGE HIGH | 2022-01-14 | 69.5
BRAUN | PRO 6000 | 2021-11-19 | 149
BRAUN | PRO 6000 | 2021-05-25 | 149
SALTER | 1160-BKDR | 2020-11-08 | 22
ROCHE LTD | COAGUCHEK PRO II | 2020-08-12 | 1175
THERAPY EQUIPMENT | DIAMOND RANGE HIGH | 2019-12-02 | 123.5
THERAPY EQUIPMENT | DIAMOND RANGE HIGH | 2019-12-02 | 123.5
THERAPY EQUIPMENT | DIAMOND RANGE HIGH | 2019-12-02 | 123.5
THERAPY EQUIPMENT | DIAMOND RANGE HIGH | 2019-12-02 | 123.5
THERAPY EQUIPMENT | DIAMOND RANGE HIGH | 2019-12-02 | 123.5
THERAPY EQUIPMENT | DIAMOND RANGE HIGH | 2019-11-29 | 123.5
THERAPY EQUIPMENT | DIAMOND RANGE HIGH | 2019-11-29 | 123.5
THERAPY EQUIPMENT | DIAMOND RANGE HIGH | 2019-11-29 | 123.5
MEDI-PLINTH | BA02E | 2019-08-15 | 725
MEDI-PLINTH | BA02E | 2019-08-15 | 725
MEDI-PLINTH | BA02E | 2019-08-15 | 725
MEDI-PLINTH | BA02E | 2019-08-15 | 725
MEDI-PLINTH | BA02E | 2019-08-15 | 725
MEDI-PLINTH | BA02E | 2019-08-15 | 725
WELCH ALLYN | 7114 | 2018-07-31 | 300
WELCH ALLYN | SPOT 420(NBP/SPO2) | 2017-03-08 | 1116.25
FRESENIUS KABI | VOLUMAT MC AGILIA | 2016-07-26 | 300
FRESENIUS KABI | VOLUMAT MC AGILIA | 2016-07-26 | 300
FRESENIUS KABI | VOLUMAT MC AGILIA | 2016-07-26 | 300
FRESENIUS KABI | VOLUMAT MC AGILIA | 2016-07-26 | 300
ABBOTT LABS | FREESTYLE PRECISION PRO | 2015-06-16 | 1000
ABBOTT LABS | FREESTYLE PRECISION PRO | 2015-06-16 | 1000
SEERS MEDICAL | SM2660-230T-1WH | 2015-01-29 | 716.55
SEERS MEDICAL | SM2660-230T-1WH | 2015-01-29 | 716.55
ECHOSENS | STANDARD | 2014-12-18 | 15000
ECHOSENS | M | 2014-12-18 | 15000
ECHOSENS | XL | 2014-12-18 | 15000
ANGLEPOISE | RADIA | 2014-07-02 | 300
MANGAR AIDS | MANGAR PORTER | 2012-05-25 | 4262.4
EMS | FINOMETER MIDI | 2012-03-05 | 3500
MARSDEN | MPPS-250 | 2010-03-24 | 275
PROMOTAL | BEAUMOND | 2009-07-24 | 1500
SPEIDEL & KE | MAXI STABIL 3 | 2008-09-30 | 75
WELCH ALLYN | SPOT 420(NBP/SPO2) | 2008-08-20 | 1116.25
DATASCOPE | ACCUTORR PLUS | 2002-03-11 | 2800
PLINTH 2000 | SGE014 | 2001-10-26 | 750
NELLCOR | NPB295 | 2001-04-17 | 1500
NA | MEMO/GENERAL SUNDRIES | 2001-01-01 | 0
PLINTH 2000 | SGE014 | 2000-04-10 | 750
PLINTH 2000 | 502H | 1999-09-21 | 535
WELCH ALLYN | 73336 | 1985-10-01 | 250
BRAUN | PRO 6000 | 2022-02-02 | 149
BRAUN | PRO 6000 | 2022-02-02 | 149
BRAUN | PRO 6000 | 2022-02-02 | 149
BRAUN | PRO 6000 | 2022-02-02 | 149
BRAUN | PRO 6000 | 2022-02-02 | 149
NA | MEMO/GENERAL SUNDRIES | 2022-02-01 | 0
INVACARE LTD | 1420234 BEN 9+ | 2013-01-07 | 130
NA | MEMO/GENERAL SUNDRIES | 2001-01-01 | 0
LAERDAL | LSU-2 | 2013-12-02 | 680
LIKO | LIKORALL 250 ES | 2009-02-02 | 6500
NA | MEMO/GENERAL SUNDRIES | 2001-01-01 | 0
THERAPY EQUIPMENT | DIAMOND RANGE HIGH | 2022-04-26 | 81
BRAUN | PRO 6000 | 2022-04-14 | 149
OXFORD HOIST | PRESENCE | 2022-03-21 | 1443
THERAPY EQUIPMENT | DIAMOND RANGE HIGH | 2022-01-31 | 81
BRAUN | PRO 6000 | 2021-12-08 | 149
BRAUN | PRO 6000 | 2021-11-03 | 149
BRAUN | PRO 6000 | 2021-11-03 | 149
ARJO HUNTLEIGH | SARA STEDY | 2021-09-27 | 1500
WELCH ALLYN | PRO 6000 CONNEX | 2021-09-23 | 179
WELCH ALLYN | PRO 6000 CONNEX | 2021-08-04 | 179
BRAUN | PRO 6000 | 2021-07-19 | 149
GE LIMITED | MAC2000 | 2021-06-07 | 5156
PHILIPS LTD | MX450 | 2021-06-01 | 3114.3
PHILIPS LTD | MX450 | 2021-06-01 | 3114.3
PHILIPS LTD | MX450 | 2021-06-01 | 3114.3
PHILIPS LTD | MX450 | 2021-06-01 | 3114.3
PHILIPS LTD | MX450 | 2021-06-01 | 3114.3
PHILIPS LTD | MX450 | 2021-06-01 | 3114.3
PHILIPS LTD | MX450 | 2021-06-01 | 3114.3
PHILIPS LTD | MX450 | 2021-06-01 | 3114.3
PHILIPS LTD | INTELLIVUE MMX | 2021-06-01 | 1731.82
PHILIPS LTD | INTELLIVUE MMX | 2021-06-01 | 1731.82
PHILIPS LTD | INTELLIVUE MMX | 2021-06-01 | 1731.82
PHILIPS LTD | INTELLIVUE MMX | 2021-06-01 | 1731.82
PHILIPS LTD | INTELLIVUE MMX | 2021-06-01 | 1731.82
PHILIPS LTD | INTELLIVUE MMX | 2021-06-01 | 1731.82
PHILIPS LTD | INTELLIVUE MMX | 2021-06-01 | 1731.82
PHILIPS LTD | INTELLIVUE MMX | 2021-06-01 | 1731.82
PHILIPS LTD | 867041 | 2021-06-01 | 2948
BRAUN | PRO 6000 | 2021-03-19 | 149
PHILIPS LTD | MX550 | 2020-12-02 | 3855
PHILIPS LTD | MX550 | 2020-12-02 | 3855
PHILIPS LTD | INTELLIVUE MMX | 2020-12-02 | 1731.82
PHILIPS LTD | INTELLIVUE MMX | 2020-12-02 | 1731.82
PHILIPS LTD | INTELLIVUE MMX | 2020-12-02 | 1731.82
PHILIPS LTD | MX550 | 2020-11-09 | 3855
OXFORD HOIST | PRESENCE | 2020-07-23 | 1443
OXFORD HOIST | OXF-SCALE-LP | 2020-07-23 | 996
WELCH ALLYN | 75CE CONNEX | 2020-04-03 | 1794
WELCH ALLYN | 75CE CONNEX | 2020-04-03 | 1794
ABBOTT LABS | BST-500 | 2020-04-01 | 1000
ABBOTT LABS | PR-500 | 2020-04-01 | 500
ABBOTT LABS | I-STAT ALINITY AN-500 | 2020-03-19 | 7733.06
HANDICARE | RETURN 7500 | 2019-12-11 | 400
AMERICAN POWER CONVERSION (APC) | SMART-UPS SC450 | 2019-08-05 | 500
CELSIUS MEDICAL | CALIMA | 2019-07-29 | 1500
PHILIPS LTD | INNOSPIRE DELUXE | 2019-01-25 | 125
PHILIPS LTD | INNOSPIRE DELUXE | 2019-01-25 | 125
PHILIPS LTD | INNOSPIRE DELUXE | 2019-01-25 | 125
PHILIPS LTD | INNOSPIRE DELUXE | 2019-01-18 | 125
PHILIPS LTD | INNOSPIRE DELUXE | 2019-01-18 | 125
PHILIPS LTD | M3002A-X2 | 2018-11-13 | 5200
FRESENIUS KABI | INJECTOMAT MC AGILIA | 2016-07-06 | 300
FRESENIUS KABI | INJECTOMAT MC AGILIA | 2016-07-06 | 300
FRESENIUS KABI | INJECTOMAT MC AGILIA | 2016-07-06 | 300
FRESENIUS KABI | INJECTOMAT MC AGILIA | 2016-07-06 | 300
FRESENIUS KABI | INJECTOMAT MC AGILIA | 2016-07-06 | 300
FRESENIUS KABI | INJECTOMAT MC AGILIA | 2016-07-06 | 300
FRESENIUS KABI | INJECTOMAT MC AGILIA | 2016-07-06 | 300
FRESENIUS KABI | INJECTOMAT MC AGILIA | 2016-07-06 | 300
FRESENIUS KABI | INJECTOMAT MC AGILIA | 2016-07-06 | 300
FRESENIUS KABI | VOLUMAT MC AGILIA | 2016-07-05 | 300
FRESENIUS KABI | VOLUMAT MC AGILIA | 2016-07-05 | 300
FRESENIUS KABI | VOLUMAT MC AGILIA | 2016-07-05 | 300
FRESENIUS KABI | VOLUMAT MC AGILIA | 2016-07-05 | 300
FRESENIUS KABI | VOLUMAT MC AGILIA | 2016-07-05 | 300
FRESENIUS KABI | VOLUMAT MC AGILIA | 2016-07-05 | 300
FRESENIUS KABI | VOLUMAT MC AGILIA | 2016-07-05 | 300
PHYSIO CONTROL | LIFEPAK 20E | 2016-06-01 | 4741.2
PHYSIO CONTROL | LIFEPAK 20E PACED | 2016-06-01 | 7550
THERAPY EQUIPMENT | DIAMOND RANGE HIGH | 2015-07-09 | 80
ABBOTT LABS | FREESTYLE PRECISION PRO | 2015-06-16 | 1000
ABBOTT LABS | FREESTYLE PRECISION PRO | 2015-06-16 | 1000
ABBOTT LABS | FREESTYLE PRECISION PRO | 2015-06-16 | 1000
ABBOTT LABS | FREESTYLE PRECISION PRO | 2015-06-16 | 1000
ARJO HUNTLEIGH | KPA0100 | 2015-02-16 | 170
ARJO HUNTLEIGH | KPA0100 | 2015-02-16 | 170
WELCH ALLYN | 7670-10 | 2014-12-31 | 181.24
WELCH ALLYN | 7670-10 | 2014-12-31 | 181.24
WELCH ALLYN | 7670-10 | 2014-12-31 | 181.24
WELCH ALLYN | 7670-10 | 2014-12-31 | 181.24
FREEWAY | TRANSACTIVE MANUAL | 2014-11-03 | 575
FREEWAY | TRANSACTIVE MANUAL | 2014-11-03 | 575
FREEWAY | TRANSACTIVE MANUAL | 2014-11-03 | 575
FREEWAY | TRANSACTIVE MANUAL | 2014-11-03 | 575
FREEWAY | TRANSACTIVE MANUAL | 2014-11-03 | 575
FREEWAY | TRANSACTIVE MANUAL | 2014-11-03 | 575
FREEWAY | TRANSACTIVE MANUAL | 2014-11-03 | 575
FREEWAY | TRANSACTIVE MANUAL | 2014-11-03 | 575
PHILIPS LTD | BDL3250EL | 2014-10-31 | 1000
PHILIPS LTD | BDL3250EL | 2014-10-31 | 1000
PHILIPS LTD | BDL3250EL | 2014-10-31 | 1000
PHILIPS LTD | PIIC IX | 2014-10-31 | 25195.47
ELO | ET2401L | 2014-10-31 | 1500
PHILIPS LTD | MX400 | 2014-10-23 | 7243.96
PHILIPS LTD | MX400 | 2014-10-23 | 7243.96
WELCH ALLYN | SPOT 420(NBP/SPO2) | 2014-10-16 | 2000
WELCH ALLYN | SPOT 420(NBP/SPO2) | 2014-10-16 | 2000
WELCH ALLYN | SPOT 420(NBP/SPO2) | 2014-10-16 | 2000
WELCH ALLYN | SPOT 420(NBP/SPO2) | 2014-10-16 | 2000
WELCH ALLYN | SPOT 420(NBP/SPO2) | 2014-10-16 | 2000
WELCH ALLYN | SPOT 420(NBP/SPO2) | 2014-10-16 | 2000
WELCH ALLYN | SPOT 420(NBP/SPO2) | 2014-10-16 | 2000
WELCH ALLYN | SPOT 420(NBP/SPO2) | 2014-10-16 | 2000
NA | MEMO/GENERAL SUNDRIES | 2014-08-19 | 0
TERAOKA | DS-502 | 2014-08-15 | 189
COVIDIEN UK | SCD EXPRESS | 2014-04-03 | 800
EAST HEALTH | HIGH-SUCTION | 2013-02-05 | 200
ARJO HUNTLEIGH | ENCORE | 2011-03-02 | 5000
SPEIDEL & KE | MAXI STABIL 3 | 2011-02-17 | 75
SPEIDEL & KE | MAXI STABIL 3 | 2011-02-17 | 75
EAST HEALTH | HIGH-SUCTION | 2010-12-22 | 200
EAST HEALTH | HIGH-SUCTION | 2010-12-22 | 200
SPEIDEL & KE | MAXI STABIL 3 | 2010-12-15 | 75
SPEIDEL & KE | MAXI STABIL 3 | 2010-12-15 | 75
SPEIDEL & KE | MAXI STABIL 3 | 2010-12-15 | 75
SPEIDEL & KE | MAXI STABIL 3 | 2010-12-15 | 75
LIKO | 2835 | 2010-10-14 | 495
LIKO | 2835 | 2010-03-10 | 495
WELCH ALLYN | 767 DIAGNOSTIC SYSTEM | 2010-02-09 | 800
PHILIPS LTD | M8002A | 2009-10-19 | 6975.2
PHILIPS LTD | M3012A | 2009-10-19 | 2750
PHILIPS LTD | M3001A | 2009-10-19 | 2810
PHILIPS LTD | M8002A | 2009-10-19 | 6975.2
PHILIPS LTD | M3001A | 2009-10-19 | 2810
PHILIPS LTD | M8105A | 2009-10-19 | 6975.2
WELCH ALLYN | SPOT 420(NBP/SPO2) | 2009-08-11 | 2000
SPEIDEL & KE | MAXI STABIL 3 | 2008-05-21 | 75
WELCH ALLYN | 767 DIAGNOSTIC SYSTEM | 2008-05-09 | 500
WELCH ALLYN | 767 DIAGNOSTIC SYSTEM | 2008-05-09 | 500
PHILIPS LTD | M3001A | 2008-03-10 | 2810
PHILIPS LTD | M8002A | 2008-02-29 | 6730.75
PHILIPS LTD | M8002A | 2008-02-29 | 6730.75
WELCH ALLYN | SPOT 420(NBP/SPO2) | 2007-11-21 | 2000
WELCH ALLYN | SPOT 420(NBP/SPO2) | 2007-11-21 | 2000
PHILIPS LTD | M8105A | 2007-09-12 | 5403.02
PHILIPS LTD | M3001A | 2007-08-21 | 2810
EAST HEALTH | HIGH-SUCTION | 2007-05-08 | 200
PHILIPS LTD | M8001A | 2007-03-27 | 12425.35
PHILIPS LTD | M3001A | 2007-03-27 | 2810
PHILIPS LTD | M3001A | 2007-03-27 | 2810
GE LIMITED | DASH 3000 | 2006-04-06 | 6082.98
SPEIDEL & KE | MAXI STABIL 3 | 2006-03-27 | 75
PHILIPS LTD | M3001A | 2005-07-08 | 2810
PHILIPS LTD | M8002A | 2005-04-26 | 11214.62
LAERDAL | LSU-2 | 2002-11-06 | 680
EAST HEALTH | HIGH-SUCTION | 2002-08-02 | 200
MEDIC AID | PORTANEB | 2000-12-14 | 105
LAERDAL | LSU-2 | 2000-05-11 | 680
ADELPHI MANUFACTURING | APOLLO 2 | 2022-05-13 | 1000
ADELPHI MANUFACTURING | APOLLO 2 | 2022-05-13 | 1000
BIOMERIEUX | AIR IDEAL 3P | 2021-11-15 | 2813
PACKER | 300/CP | 2021-11-12 | 145
TSI | AEROTRAK 9500 | 2020-08-11 | 5800
TSI | AEROTRAK 9306-V2 | 2020-08-11 | 5800
MONMOUTH SCIENTIFIC LIMITED | C900 | 2020-06-26 | 8500
PRECISA | XB620M | 2020-06-26 | 534
BIGNEAT LTD | BP8004/31A | 2020-06-26 | 4500
PARTICLE MEA | 550L-D | 2011-06-21 | 8664
IMPROMEDIFORM | MF4010 | 2021-10-07 | 6556.17
ADELPHI MANUFACTURING | APOLLO 2 | 2021-10-07 | 1000
TIGER-VAC | CR-1 | 2017-11-14 | 575
GAKO UNGUATOR TECHNOLOGY | UNGUATOR 2100 | 2017-08-02 | 2000
ADELPHI MANUFACTURING | APOLLO 1 | 2015-03-16 | 1000
IMPROMEDIFORM | MF4010 | 2015-01-26 | 6556.17
IMPROMEDIFORM | MF4010 | 2015-01-26 | 6556.17
METTLER | MS12001L/01 | 2014-09-01 | 2385
AUDION | 621-MG-4K | 2013-06-05 | 1500
BEDFONT SCIENTIFIC | G210 | 2012-03-15 | 7896
ESCO GB LTD | CYT-4A1 | 2010-12-29 | 7772.77
BAXALL | REPEATER | 2008-01-12 | 2000
PACKER | 300/CP | 2002-11-06 | 134
NA | MEMO/GENERAL SUNDRIES | 2001-01-01 | 0
MERCER | ME-400HC | 1998-01-01 | 250
HILL-ROM | 75CE CONNEX | 2022-07-05 | 1794
HILL-ROM | 75CE CONNEX | 2022-07-05 | 1794
HILL-ROM | 75CE CONNEX | 2022-07-05 | 1794
HILL-ROM | 75CE CONNEX | 2022-07-05 | 1794
HILL-ROM | 75CE CONNEX | 2022-07-05 | 1794
HILL-ROM | 75CE CONNEX | 2022-07-05 | 1794
WELCH ALLYN | PRO 6000 CONNEX | 2022-07-05 | 205
WELCH ALLYN | PRO 6000 CONNEX | 2022-07-05 | 205
WELCH ALLYN | PRO 6000 CONNEX | 2022-07-05 | 205
WELCH ALLYN | PRO 6000 CONNEX | 2022-07-05 | 205
WELCH ALLYN | PRO 6000 CONNEX | 2022-07-05 | 205
WELCH ALLYN | PRO 6000 CONNEX | 2022-07-05 | 205
ABBOTT LABS | ID NOW | 2022-05-31 | 3000
RADIOMETER | ABL90 FLEX PLUS | 2022-02-24 | 13000
PHILIPS LTD | MX450 | 2022-02-10 | 3236.64
PHILIPS LTD | MX450 | 2022-02-10 | 3236.64
PHILIPS LTD | MX450 | 2022-02-10 | 3236.64
PHILIPS LTD | MX450 | 2022-02-10 | 3236.64
PHILIPS LTD | INTELLIVUE X3 | 2022-02-10 | 2747.58
PHILIPS LTD | INTELLIVUE X3 | 2022-02-10 | 2747.58
PHILIPS LTD | INTELLIVUE X3 | 2022-02-10 | 2747.58
PHILIPS LTD | INTELLIVUE X3 | 2022-02-10 | 2747.58
PHILIPS LTD | C5-2 | 2021-11-04 | 4999
PHILIPS LTD | S4-1 | 2021-11-04 | 4999
PHILIPS LTD | L12-4 | 2021-11-04 | 4999
PHILIPS LTD | C5-2 | 2021-11-04 | 4999
PHILIPS LTD | S4-1 | 2021-11-04 | 4999
PHILIPS LTD | L12-4 | 2021-11-04 | 4999
PHILIPS LTD | LUMIFY (989605449841) | 2021-11-04 | 0
PHILIPS LTD | LUMIFY (989605449841) | 2021-11-04 | 0
BRAUN | PRO 6000 | 2021-10-14 | 149
THERAPY EQUIPMENT | DIAMOND RANGE HIGH | 2021-07-05 | 69
THERAPY EQUIPMENT | DIAMOND RANGE HIGH | 2021-07-05 | 69
WELCH ALLYN | PRO 6000 CONNEX | 2021-06-17 | 179
BRAUN | PRO 6000 | 2021-06-14 | 149
GE LIMITED | MAC2000 | 2021-06-09 | 4898.2
SECA | 959 | 2021-06-09 | 760
THERAPY EQUIPMENT | DIAMOND RANGE HIGH | 2021-04-30 | 69
BRAUN | PRO 6000 | 2021-03-24 | 149
THERAPY EQUIPMENT | DIAMOND RANGE HIGH | 2021-03-24 | 69
THERAPY EQUIPMENT | DIAMOND RANGE HIGH | 2021-03-16 | 67.5
VERATHON MEDICAL INC | 0400-0130 | 2021-03-01 | 250
VERATHON MEDICAL INC | PRIME PLUS | 2021-03-01 | 6247
COVIDIEN UK | GENIUS 3 | 2021-02-24 | 150
BRANDON MEDICAL | CLED50FX | 2021-02-11 | 580
BRANDON MEDICAL | CLED50FX | 2021-02-11 | 580
PHYSIO CONTROL | LIFEPAK 20E | 2021-02-08 | 4741.2
PHYSIO CONTROL | LIFEPAK 20E | 2021-02-08 | 4741.2
GE LIMITED | MAC2000 | 2021-02-02 | 5156
PHILIPS LTD | MX550 | 2020-12-02 | 3855
PHILIPS LTD | INTELLIVUE MMX | 2020-12-02 | 1731.82
PHILIPS LTD | 867041 B06 | 2020-12-02 | 2948
PHILIPS LTD | 867041 | 2020-12-02 | 2948
LAERDAL | LSU-2 | 2020-11-19 | 680
PHILIPS LTD | MX750 | 2020-11-17 | 4093
PHILIPS LTD | FMX-4 | 2020-11-17 | 266
PHILIPS LTD | INTELLIVUE X3 | 2020-11-17 | 3163.78
PHILIPS LTD | 867041 B06 | 2020-11-17 | 2948
PHILIPS LTD | MX450 | 2020-09-22 | 3114.3
PHILIPS LTD | INTELLIVUE X3 | 2020-09-22 | 3163.78
PHILIPS LTD | MX450 | 2020-09-22 | 3114.3
PHILIPS LTD | MX450 | 2020-09-22 | 3114.3
PHILIPS LTD | MX450 | 2020-09-22 | 3114.3
PHILIPS LTD | MX450 | 2020-09-22 | 3114.3
PHILIPS LTD | MX450 | 2020-09-22 | 3114.3
PHILIPS LTD | MX450 | 2020-09-22 | 3114.3
PHILIPS LTD | MX450 | 2020-09-22 | 3114.3
PHILIPS LTD | MX450 | 2020-09-22 | 3114.3
PHILIPS LTD | MX450 | 2020-09-22 | 3114.3
PHILIPS LTD | MX450 | 2020-09-22 | 3114.3
PHILIPS LTD | INTELLIVUE X3 | 2020-09-22 | 3163.78
PHILIPS LTD | INTELLIVUE X3 | 2020-09-22 | 3163.78
PHILIPS LTD | INTELLIVUE X3 | 2020-09-22 | 3163.78
PHILIPS LTD | INTELLIVUE X3 | 2020-09-22 | 3163.78
PHILIPS LTD | INTELLIVUE X3 | 2020-09-22 | 3163.78
PHILIPS LTD | INTELLIVUE X3 | 2020-09-22 | 3163.78
PHILIPS LTD | INTELLIVUE X3 | 2020-09-22 | 3163.78
PHILIPS LTD | INTELLIVUE X3 | 2020-09-22 | 3163.78
PHILIPS LTD | INTELLIVUE X3 | 2020-09-22 | 3163.78
PHILIPS LTD | INTELLIVUE X3 | 2020-09-22 | 3163.78
ESAOTE BIOME | CA430E | 2020-08-07 | 5000
ESAOTE BIOME | LA435 | 2020-08-07 | 5000
DRGEM | TOPAZ-32D | 2020-06-18 | 70000
GE LIMITED | VENUE GO R2 | 2020-06-11 | 35000
GE LIMITED | C1-5-RS | 2020-06-11 | 6000
GE LIMITED | 12L-RS | 2020-06-11 | 5000
GE LIMITED | 3SC-RS | 2020-06-11 | 6000
THERAPY EQUIPMENT | DIAMOND RANGE HIGH | 2020-06-01 | 67.5
SECA | 877 | 2020-04-17 | 175
ABBOTT LABS | I-STAT ALINITY AN-500 | 2020-04-01 | 6500
ABBOTT LABS | BST-500 | 2020-04-01 | 1000
ABBOTT LABS | PR-500 | 2020-04-01 | 500
ANETIC AID | QA3 | 2020-01-29 | 2995
ANETIC AID | QA3 | 2020-01-29 | 2995
ANETIC AID | QA3 | 2020-01-29 | 2995
ANETIC AID | QA3 | 2020-01-29 | 2995
ANETIC AID | QA3 | 2020-01-29 | 2995
ANETIC AID | QA3 | 2020-01-29 | 2995
ANETIC AID | QA3 | 2020-01-29 | 2995
ANETIC AID | QA3 | 2020-01-29 | 2995
ANETIC AID | QA3 | 2020-01-29 | 2995
ANETIC AID | QA3 | 2020-01-29 | 2995
LAERDAL | LSU-2 | 2019-12-16 | 680
THERAPY EQUIPMENT | DIAMOND RANGE HIGH | 2019-04-24 | 60
DRAEGER | OXYLOG AC/DC | 2018-12-03 | 241
PHYSIO CONTROL | LIFEPAK 20E PACED | 2018-10-25 | 7550
PHYSIO CONTROL | LIFEPAK 20E PACED | 2018-10-25 | 7550
PHYSIO CONTROL | LIFEPAK 20E PACED | 2018-10-25 | 7550
PHYSIO CONTROL | LIFEPAK 20E PACED | 2018-10-25 | 7550
PHYSIO CONTROL | LIFEPAK 20E PACED | 2018-10-25 | 7550
AUGUSTINE ME | RANGER | 2018-10-04 | 1495
WELCH ALLYN | GS777 | 2018-08-10 | 594
WELCH ALLYN | GS777 | 2018-08-07 | 594
WELCH ALLYN | GS777 | 2018-08-07 | 594
WELCH ALLYN | GS777 | 2018-08-07 | 594
WELCH ALLYN | GS777 | 2018-08-07 | 594
WELCH ALLYN | GS777 | 2018-08-07 | 594
GE LIMITED | MAC3500 | 2018-04-26 | 8120.38
GE LIMITED | MAC2000 | 2018-04-26 | 5800
THERAPY EQUIPMENT | DIAMOND RANGE HIGH | 2018-04-13 | 80
PHYSIO CONTROL | LIFEPAK 20E PACED | 2018-04-06 | 7550
PHILIPS LTD | M8102A-MP2 | 2018-04-05 | 2500
PHILIPS LTD | M8102A-MP2 | 2018-04-05 | 2500
PHILIPS LTD | M8102A-MP2 | 2018-04-05 | 2500
WELCH ALLYN | GS777 | 2018-02-13 | 594
WELCH ALLYN | GS777 | 2018-02-13 | 594
WELCH ALLYN | GS777 | 2018-02-13 | 594
WELCH ALLYN | GS777 | 2018-02-13 | 594
WELCH ALLYN | GS777 | 2018-02-13 | 594
WELCH ALLYN | GS777 | 2018-02-13 | 594
WELCH ALLYN | GS777 | 2018-02-13 | 594
WELCH ALLYN | GS777 | 2018-02-13 | 594
WELCH ALLYN | GS777 | 2018-02-13 | 594
WELCH ALLYN | GS777 | 2018-02-13 | 594
WELCH ALLYN | GS777 | 2018-02-13 | 594
WELCH ALLYN | GS777 | 2018-02-13 | 594
WELCH ALLYN | GS777 | 2018-02-13 | 594
THERAPY EQUIPMENT | DIAMOND RANGE HIGH | 2017-12-18 | 80
THERAPY EQUIPMENT | DIAMOND RANGE HIGH | 2017-12-18 | 80
THERAPY EQUIPMENT | DIAMOND RANGE HIGH | 2017-12-18 | 80
ANETIC AID | QA3 | 2017-11-01 | 2600
PHILIPS LTD | INNOSPIRE DELUXE | 2017-07-27 | 125
KARL STORZ | 8403ZX | 2017-06-28 | 5500
KARL STORZ | 8403XS | 2017-06-28 | 2000
MARSDEN | M-535 | 2017-05-24 | 325
CELSIUS MEDICAL | CALIMA | 2017-05-04 | 1700
CELSIUS MEDICAL | CALIMA | 2017-05-04 | 1700
THERAPY EQUIPMENT | DIAMOND RANGE HIGH | 2017-04-28 | 80
THERAPY EQUIPMENT | DIAMOND RANGE HIGH (REMOTE) | 2017-04-18 | 80
CELSIUS MEDICAL | CALIMA | 2017-03-31 | 1700
THERAPY EQUIPMENT | DIAMOND RANGE HIGH | 2016-10-28 | 80
WELCH ALLYN | SPOT 420(NBP/SPO2) | 2016-08-10 | 2000
THERAPY EQUIPMENT | DIAMOND RANGE HIGH | 2016-07-20 | 80
THERAPY EQUIPMENT | DIAMOND RANGE HIGH | 2016-07-19 | 80
FRESENIUS KABI | INJECTOMAT MC AGILIA | 2016-07-06 | 300
FRESENIUS KABI | INJECTOMAT MC AGILIA | 2016-07-06 | 300
FRESENIUS KABI | INJECTOMAT MC AGILIA | 2016-07-06 | 300
FRESENIUS KABI | INJECTOMAT MC AGILIA | 2016-07-06 | 300
FRESENIUS KABI | INJECTOMAT MC AGILIA | 2016-07-06 | 300
FRESENIUS KABI | VOLUMAT MC AGILIA | 2016-07-05 | 300
FRESENIUS KABI | VOLUMAT MC AGILIA | 2016-07-05 | 300
FRESENIUS KABI | VOLUMAT MC AGILIA | 2016-07-05 | 300
FRESENIUS KABI | VOLUMAT MC AGILIA | 2016-07-05 | 300
FRESENIUS KABI | VOLUMAT MC AGILIA | 2016-07-05 | 300
FRESENIUS KABI | VOLUMAT MC AGILIA | 2016-07-05 | 300
FRESENIUS KABI | VOLUMAT MC AGILIA | 2016-07-05 | 300
FRESENIUS KABI | VOLUMAT MC AGILIA | 2016-07-05 | 300
FRESENIUS KABI | VOLUMAT MC AGILIA | 2016-07-05 | 300
FRESENIUS KABI | VOLUMAT MC AGILIA | 2016-07-05 | 300
FRESENIUS KABI | VOLUMAT MC AGILIA | 2016-07-05 | 300
FRESENIUS KABI | VOLUMAT MC AGILIA | 2016-07-05 | 300
FRESENIUS KABI | VOLUMAT MC AGILIA | 2016-07-05 | 300
ARJO HUNTLEIGH | KPA2000-XX | 2016-05-05 | 205
KAROMED | TF/ACTIVE | 2016-01-27 | 500
ESAOTE BIOME | MYLABSEVEN | 2015-12-23 | 24000
ESAOTE BIOME | SP 2430 | 2015-12-23 | 5000
ESAOTE BIOME | AC 2541 | 2015-12-23 | 5000
ESAOTE BIOME | SL 2325 | 2015-12-23 | 5000
WELCH ALLYN | SPOT 420(NBP/SPO2) | 2015-07-07 | 2000
DRAEGER | OXYLOG AC/DC | 2015-06-12 | 241
DRAEGER | OXYLOG 3000 PLUS | 2015-06-12 | 12269.09
SECA | 877 | 2015-04-09 | 200
SECA | 877 | 2015-04-09 | 200
WELCH ALLYN | SPOT 420(NBP/SPO2) | 2015-03-29 | 2000
WELCH ALLYN | SPOT 420(NBP/SPO2) | 2015-03-29 | 2000
STRYKER | LUCAS 2 | 2015-03-10 | 8094.3
BELMONT | FMS 2000 | 2015-03-06 | 18384
ANETIC AID | MK3 | 2014-12-11 | 2500
NORGREN MART | 20AG/4G | 2014-05-10 | 440
RESPIRONICS | V60 | 2014-03-20 | 11541.53
DRAEGER | OXYLOG 3000 PLUS | 2013-04-22 | 12318
THERAPY EQUIPMENT | ENTONOX | 2013-01-16 | 182.46
EAST HEALTH | HIGH-SUCTION | 2012-07-26 | 200
EAST HEALTH | HIGH-SUCTION | 2012-07-26 | 200
EAST HEALTH | HIGH-SUCTION | 2012-07-26 | 200
WELCH ALLYN | 767 DIAGNOSTIC SYSTEM | 2012-06-28 | 500
GE LIMITED | MAC3500 | 2011-11-10 | 8120.37
PHILIPS LTD | M8105A | 2011-11-09 | 6196.68
PHILIPS LTD | M8105A | 2011-11-09 | 6196.68
PHILIPS LTD | M8105A | 2011-11-09 | 6196.68
PHILIPS LTD | M8105A | 2011-11-09 | 6196.68
PHILIPS LTD | M8105A | 2011-11-09 | 6196.68
PHILIPS LTD | M8105A | 2011-11-09 | 6196.68
PHILIPS LTD | M8105A | 2011-11-09 | 6196.68
PHYSIO CONTROL | LIFEPAK 20E | 2011-11-08 | 4741.2
HUNTLEIGH | D900 | 2011-10-18 | 280
HUNTLEIGH | D900 | 2011-10-18 | 280
SPEIDEL & KE | MAXI STABIL 3 | 2011-10-14 | 75
SPEIDEL & KE | MAXI STABIL 3 | 2011-10-14 | 75
ACCOSON LTD | DESK | 2011-06-24 | 35
BOSO (BOSCH & SOHN) | A/W 0124 | 2011-06-23 | 40
THERAPY EQUIPMENT | ENTONOX | 2011-04-11 | 182.5
EAST HEALTH | HIGH-SUCTION | 2010-09-21 | 200
SIEMENS LTD | LEONARDO - SYNGO | 2010-09-01 | 22259.89
PHILIPS LTD | M3001A | 2010-06-25 | 2810
EAST HEALTH | HIGH-SUCTION | 2010-03-31 | 200
PHYSIO CONTROL | LIFEPAK 20E PACED | 2010-03-01 | 7550
PHYSIO CONTROL | LIFEPAK 15 PACED | 2009-12-21 | 14864.9
PHYSIO CONTROL | STATION | 2009-12-21 | 1000
PHILIPS LTD | M8105A | 2009-06-19 | 6879.05
THERAPY EQUIPMENT | ENTONOX | 2009-03-05 | 182.5
LAERDAL | LSU-2 | 2009-02-20 | 680
PHILIPS LTD | M3000A | 2009-02-03 | 2810
PHILIPS LTD | M8105A | 2008-03-19 | 6879.05
WELCH ALLYN | 767 DIAGNOSTIC SYSTEM | 2008-02-28 | 500
WELCH ALLYN | SPOT 420(NBP/SPO2) | 2007-12-20 | 2000
PHILIPS LTD | M3001A | 2007-07-20 | 2810
EAST HEALTH | HIGH-SUCTION | 2007-01-30 | 200
EAST HEALTH | HIGH-SUCTION | 2006-12-15 | 200
EAST HEALTH | HIGH-SUCTION | 2006-10-31 | 200
ESAOTE BIOME | MYLAB25 | 2006-07-20 | 30000
WELCH ALLYN | 767 DIAGNOSTIC SYSTEM | 2006-06-26 | 500
PHYSIO CONTROL | LIFEPAK 20 | 2006-05-03 | 7500
PHILIPS LTD | M8002A | 2006-01-24 | 6730.75
EAST HEALTH | HIGH-SUCTION | 2005-12-14 | 89
EAST HEALTH | HIGH-SUCTION | 2005-12-14 | 89
PHILIPS LTD | M3001A | 2005-10-19 | 2810
PHILIPS LTD | M3001A | 2005-03-24 | 2810
EAST HEALTH | HIGH-SUCTION | 2005-03-21 | 200
THERAPY EQUIPMENT | ENTONOX | 2004-10-20 | 182.5
HUNTLEIGH | FD1 | 2004-09-14 | 236
EAST HEALTH | HIGH-SUCTION | 2004-09-13 | 200
EAST HEALTH | HIGH-SUCTION | 2004-08-20 | 200
THERAPY EQUIPMENT | ENTONOX | 2004-08-18 | 182.5
THERAPY EQUIPMENT | ENTONOX | 2004-07-21 | 182.5
WELCH ALLYN | 767 DIAGNOSTIC SYSTEM | 2003-04-09 | 500
WELCH ALLYN | 767 DIAGNOSTIC SYSTEM | 2003-04-09 | 500
DARAY | MOBILE FLEX | 2003-02-06 | 769
DARAY | MOBILE FLEX | 2003-02-06 | 769
AUGUSTINE ME | RANGER | 2003-01-27 | 1495
AUGUSTINE ME | RANGER | 2003-01-27 | 1495
AUGUSTINE ME | RANGER | 2003-01-27 | 1495
AUGUSTINE ME | RANGER | 2003-01-27 | 1495
EAST HEALTH | HIGH-SUCTION | 2002-10-22 | 200
WELCH ALLYN | 767 DIAGNOSTIC SYSTEM | 2001-12-04 | 500
NA | MEMO/GENERAL SUNDRIES | 2001-01-01 | 0
EAST HEALTH | HIGH-SUCTION | 2000-03-16 | 200
EAST HEALTH | HIGH-SUCTION | 1999-06-17 | 200
PERIMED UK | 811-BTS | 1997-08-28 | 300
MEMO-INTERN | MEO SEP96 | 1996-12-12 | 120
HAAG STREIT | 900 | 1976-01-01 | 3611.67
MEMO-INTERN | PMG-BRI/A&E | 1972-01-01 | 0
DRAEGER | OXYLOG AC/DC | 2021-06-17 | 152.48
APPLE | iPad 7th GEN. (MW742B/A) | 2021-04-20 | 530
APPLE | iPad 7th GEN. (MW742B/A) | 2021-04-20 | 530
DRAEGER | OXYLOG 3000 PLUS | 2020-08-04 | 11555.23
DRAEGER | OXYLOG 3000 PLUS | 2020-08-04 | 11555.23
DRAEGER | OXYLOG AC/DC | 2020-08-04 | 145.15
DRAEGER | OXYLOG AC/DC | 2020-08-04 | 145.15
PHILIPS LTD | FMS-4 | 2019-05-10 | 463.4
PHILIPS LTD | FMS-4 | 2019-05-10 | 463.4
PHILIPS LTD | FMS-4 | 2019-05-10 | 463.4
PHILIPS LTD | FMS-4 | 2019-05-10 | 463.4
PHILIPS LTD | FMS-4 | 2019-05-10 | 463.4
PHILIPS LTD | FMS-4 | 2019-05-09 | 463.4
PHILIPS LTD | 867041 B06 | 2019-05-09 | 3183.74
PHILIPS LTD | 867041 B06 | 2019-05-09 | 3183.74
PHILIPS LTD | 867041 B06 | 2019-05-09 | 3183.74
PHILIPS LTD | 867041 B06 | 2019-05-09 | 3183.74
PHILIPS LTD | 867041 B06 | 2019-05-09 | 3183.74
PHILIPS LTD | MX700 | 2019-05-01 | 4686
PHILIPS LTD | MX700 | 2019-05-01 | 4686
PHILIPS LTD | MX700 | 2019-05-01 | 4686
PHILIPS LTD | MX700 | 2019-05-01 | 4686
PHILIPS LTD | MX700 | 2019-05-01 | 4686
PHILIPS LTD | INTELLIVUE X3 | 2019-05-01 | 3163.78
PHILIPS LTD | INTELLIVUE X3 | 2019-05-01 | 3163.78
PHILIPS LTD | INTELLIVUE X3 | 2019-05-01 | 3163.78
PHILIPS LTD | INTELLIVUE X3 | 2019-05-01 | 3163.78
PHILIPS LTD | INTELLIVUE X3 | 2019-05-01 | 3163.78
PHILIPS LTD | INTELLIVUE X3 | 2019-05-01 | 3163.78
PHILIPS LTD | MX700 | 2019-04-30 | 4686
ABBOTT LABS | FREESTYLE PRECISION PRO | 2015-06-16 | 1000
PHILIPS LTD | M3001A | 2012-08-08 | 2810
LEEC | KS1 | 2008-10-22 | 1000
MEMO-INTERN | PMG-BRI/A&E/RESU | 2005-12-02 | 0
SHIRE | AREA ALARM | 1997-09-04 | 350
PLINTH 2000 | 503E | 2001-04-20 | 800
SHIRE | AREA ALARM | 1997-09-04 | 350
SHIRE | AREA ALARM | 1997-09-04 | 350
BEAVER HEALT | MEDIPLINTH | 2016-04-13 | 1000
ABBOTT LABS | FREESTYLE PRECISION PRO | 2015-06-16 | 1000
PHYSIO CONTROL | LIFEPAK 20E | 2010-03-09 | 4741.2
MEMO-INTERN | PMG-BRI/A&E/OBS | 2005-12-02 | 0
EAST HEALTH | HIGH-SUCTION | 2001-11-08 | 200
EAST HEALTH | HIGH-SUCTION | 2001-11-08 | 200
EAST HEALTH | HIGH-SUCTION | 2001-11-08 | 200
EAST HEALTH | HIGH-SUCTION | 2001-11-08 | 200
NA | MEMO/GENERAL SUNDRIES | 2001-11-08 | 0
MEDI-PLINTH | BE3165 | 2018-08-06 | 1949
ABBOTT LABS | FREESTYLE PRECISION PRO | 2015-06-16 | 1000
WELCH ALLYN | 53NTO (VSM 300) | 2012-09-04 | 965
WELCH ALLYN | 53NTO (VSM 300) | 2012-09-04 | 965
WELCH ALLYN | 53NTO (VSM 300) | 2012-09-04 | 965
SECA | 877 | 2020-11-08 | 250
SALTER | WHDR14 | 2020-11-08 | 25
DRAEGER | OXYLOG 3000 PLUS | 2019-04-03 | 0
DRAEGER | OXYLOG 3000 PLUS | 2019-04-03 | 0
ABBOTT LABS | FREESTYLE PRECISION PRO | 2015-06-16 | 1000
SHIRE | AREA ALARM | 1997-09-04 | 350
STRYKER | LUCAS 3 | 2020-03-30 | 8720
ABBOTT LABS | ID NOW | 2022-06-27 | 3000
BRAUN | PRO 6000 | 2022-06-14 | 149
RADIOMETER | ABL90 FLEX PLUS | 2022-04-07 | 13000
BRAUN | PRO 6000 | 2022-03-09 | 149
THERAPY EQUIPMENT | DIAMOND RANGE HIGH | 2022-03-01 | 81
THERAPY EQUIPMENT | DIAMOND RANGE HIGH | 2022-02-21 | 81
BRAUN | PRO 6000 | 2022-02-16 | 149
WELCH ALLYN | PRO 6000 CONNEX | 2022-02-16 | 179
BRAUN | PRO 6000 | 2022-02-02 | 149
BRAUN | PRO 6000 | 2022-01-13 | 149
BRAUN | PRO 6000 | 2022-01-11 | 149
BRAUN | PRO 6000 | 2022-01-05 | 149
BRAUN | PRO 6000 | 2022-01-05 | 149
ABBOTT LABS | ID NOW | 2021-12-10 | 3000
ABBOTT LABS | ID NOW | 2021-12-10 | 3000
BRAUN | PRO 6000 | 2021-11-26 | 149
BRAUN | PRO 6000 | 2021-11-19 | 149
BRAUN | PRO 6000 | 2021-11-11 | 149
BRAUN | PRO 6000 | 2021-11-10 | 149
BRAUN | PRO 6000 | 2021-11-10 | 149
BRAUN | PRO 6000 | 2021-10-01 | 149
BRAUN | PRO 6000 | 2021-09-29 | 149
BRAUN | PRO 6000 | 2021-09-29 | 149
BRAUN | PRO 6000 | 2021-09-29 | 149
BRAUN | PRO 6000 | 2021-09-29 | 149
BRAUN | PRO 6000 | 2021-09-21 | 149
BRAUN | PRO 6000 | 2021-09-21 | 149
THERAPY EQUIPMENT | DIAMOND RANGE HIGH | 2021-08-18 | 69
BRAUN | PRO 6000 | 2021-08-12 | 149
BRAUN | PRO 6000 | 2021-08-12 | 149
BRAUN | PRO 6000 | 2021-08-12 | 149
BRAUN | PRO 6000 | 2021-08-12 | 149
BRAUN | PRO 6000 | 2021-08-12 | 149
THERAPY EQUIPMENT | DIAMOND RANGE HIGH | 2021-08-09 | 69
PHILIPS LTD | 867041 B06 | 2021-07-15 | 1916.2
PHILIPS LTD | INNOSPIRE DELUXE | 2021-07-09 | 105
PHILIPS LTD | INNOSPIRE DELUXE | 2021-07-09 | 105
PHILIPS LTD | INNOSPIRE DELUXE | 2021-07-09 | 105
PHILIPS LTD | INNOSPIRE DELUXE | 2021-07-09 | 105
PHILIPS LTD | INNOSPIRE DELUXE | 2021-07-09 | 105
PHILIPS LTD | INNOSPIRE DELUXE | 2021-07-09 | 105
BRAUN | PRO 6000 | 2021-07-09 | 149
PHILIPS LTD | 867041 B06 | 2021-06-18 | 2948
PHILIPS LTD | 867041 B06 | 2021-06-18 | 2948
PHILIPS LTD | 867041 B06 | 2021-06-18 | 2948
PHILIPS LTD | 867041 B06 | 2021-06-18 | 2948
PHILIPS LTD | 867041 B06 | 2021-06-17 | 2948
PHILIPS LTD | 867041 B06 | 2021-06-17 | 2948
PHILIPS LTD | 867041 B06 | 2021-06-17 | 2948
PHILIPS LTD | 867041 B06 | 2021-06-17 | 2948
GE LIMITED | MAC2000 | 2021-06-09 | 4898.2
GE LIMITED | MAC2000 | 2021-06-09 | 4898.2
GE LIMITED | MAC2000 | 2021-06-09 | 4898.2
GE LIMITED | MAC2000 | 2021-06-09 | 4898.2
THERAPY EQUIPMENT | DIAMOND RANGE HIGH | 2021-05-25 | 69
BRAUN | PRO 6000 | 2021-04-23 | 149
WELCH ALLYN | PRO 6000 CONNEX | 2021-03-02 | 179
WELCH ALLYN | PRO 6000 CONNEX | 2021-02-23 | 179
WELCH ALLYN | PRO 6000 CONNEX | 2021-02-11 | 149
GE LIMITED | MAC2000 | 2021-02-02 | 5156
SECA | 877 | 2020-11-08 | 250
THERAPY EQUIPMENT | DIAMOND RANGE HIGH | 2020-06-01 | 67.5
THERAPY EQUIPMENT | DIAMOND RANGE HIGH | 2020-06-01 | 67.5
THERAPY EQUIPMENT | DIAMOND RANGE HIGH | 2020-06-01 | 67.5
THERAPY EQUIPMENT | DIAMOND RANGE HIGH | 2020-06-01 | 67.5
THERAPY EQUIPMENT | DIAMOND RANGE HIGH | 2020-06-01 | 67.5
THERAPY EQUIPMENT | DIAMOND RANGE HIGH | 2020-06-01 | 67.5
WELCH ALLYN | 75CE CONNEX | 2020-05-12 | 1794
WELCH ALLYN | 75CE CONNEX | 2020-05-12 | 1794
WELCH ALLYN | 75CE CONNEX | 2020-05-12 | 1794
WELCH ALLYN | 75CE CONNEX | 2020-05-12 | 1794
WELCH ALLYN | 75CE CONNEX | 2020-05-12 | 1794
WELCH ALLYN | 75CE CONNEX | 2020-05-12 | 1794
VERATHON MEDICAL INC | PRIME PLUS | 2020-05-07 | 6247
VERATHON MEDICAL INC | 0570-0395 | 2020-05-07 | 1000
VERATHON MEDICAL INC | 0400-0130 | 2020-05-07 | 250
THERAPY EQUIPMENT | DIAMOND RANGE HIGH | 2020-04-22 | 123.5
PHILIPS LTD | INNOSPIRE DELUXE | 2020-04-17 | 62.4
PHILIPS LTD | INNOSPIRE DELUXE | 2020-04-17 | 62.4
PHILIPS LTD | INNOSPIRE DELUXE | 2020-04-17 | 62.4
PHILIPS LTD | INNOSPIRE DELUXE | 2020-04-17 | 62.4
PHILIPS LTD | INNOSPIRE DELUXE | 2020-04-17 | 62.4
PHILIPS LTD | INNOSPIRE DELUXE | 2020-04-17 | 62.4
PHILIPS LTD | INNOSPIRE DELUXE | 2020-04-17 | 62.4
PHILIPS LTD | INNOSPIRE DELUXE | 2020-04-17 | 62.4
PHILIPS LTD | INNOSPIRE DELUXE | 2020-04-17 | 62.4
PHILIPS LTD | INNOSPIRE DELUXE | 2020-04-17 | 62.4
ABBOTT LABS | I-STAT ALINITY AN-500 | 2020-04-01 | 6500
ABBOTT LABS | BST-500 | 2020-04-01 | 1000
ABBOTT LABS | PR-500 | 2020-04-01 | 500
F & P | AIRVO 2 | 2020-03-24 | 2475
F & P | AIRVO 2 | 2020-03-19 | 2475
F & P | AIRVO 2 | 2020-03-19 | 2475
F & P | AIRVO 2 | 2020-03-19 | 2475
F & P | AIRVO 2 | 2020-03-19 | 2475
F & P | AIRVO 2 | 2020-03-19 | 2475
ABBOTT LABS | FREESTYLE PRECISION PRO | 2020-02-21 | 1000
ABBOTT LABS | FREESTYLE PRECISION PRO | 2020-02-21 | 1000
ABBOTT LABS | FREESTYLE PRECISION PRO | 2020-02-21 | 1000
PHILIPS LTD | M3002A-X2 | 2019-05-01 | 5200
PHYSIO CONTROL | LIFEPAK 20E PACED | 2018-10-25 | 7550
PHILIPS LTD | M3002A-X2 | 2018-06-13 | 5200
WELCH ALLYN | GS777 | 2018-02-13 | 594
WELCH ALLYN | SPOT 420(NBP/SPO2) | 2017-11-24 | 2000
FUJIFILM SONOSITE | HFL38XI/13-6 MHZ | 2017-04-19 | 5900
FUJIFILM SONOSITE | C60XI/5-2 MHZ | 2017-04-19 | 5000
FUJIFILM SONOSITE | P21X/5-1 MHZ | 2017-04-19 | 5900
PHILIPS LTD | M3002A-X2 | 2016-09-07 | 5200
PHILIPS LTD | M3002A-X2 | 2016-07-25 | 5200
PHILIPS LTD | M3002A-X2 | 2016-07-25 | 5200
FRESENIUS KABI | INJECTOMAT MC AGILIA | 2016-07-06 | 300
FRESENIUS KABI | INJECTOMAT MC AGILIA | 2016-07-06 | 300
FRESENIUS KABI | INJECTOMAT MC AGILIA | 2016-07-06 | 300
FRESENIUS KABI | INJECTOMAT MC AGILIA | 2016-07-06 | 300
FRESENIUS KABI | INJECTOMAT MC AGILIA | 2016-07-06 | 300
FRESENIUS KABI | INJECTOMAT MC AGILIA | 2016-07-06 | 300
FRESENIUS KABI | INJECTOMAT MC AGILIA | 2016-07-06 | 300
FRESENIUS KABI | INJECTOMAT MC AGILIA | 2016-07-06 | 300
FRESENIUS KABI | VOLUMAT MC AGILIA | 2016-07-05 | 300
FRESENIUS KABI | VOLUMAT MC AGILIA | 2016-07-05 | 300
FRESENIUS KABI | VOLUMAT MC AGILIA | 2016-07-05 | 300
FRESENIUS KABI | VOLUMAT MC AGILIA | 2016-07-05 | 300
FRESENIUS KABI | VOLUMAT MC AGILIA | 2016-07-05 | 300
FRESENIUS KABI | VOLUMAT MC AGILIA | 2016-07-05 | 300
FRESENIUS KABI | VOLUMAT MC AGILIA | 2016-07-05 | 300
FRESENIUS KABI | VOLUMAT MC AGILIA | 2016-07-05 | 300
FRESENIUS KABI | VOLUMAT MC AGILIA | 2016-07-05 | 300
FRESENIUS KABI | VOLUMAT MC AGILIA | 2016-07-05 | 300
FRESENIUS KABI | VOLUMAT MC AGILIA | 2016-07-05 | 300
FRESENIUS KABI | VOLUMAT MC AGILIA | 2016-07-05 | 300
FRESENIUS KABI | VOLUMAT MC AGILIA | 2016-07-05 | 300
FRESENIUS KABI | VOLUMAT MC AGILIA | 2016-07-05 | 300
FRESENIUS KABI | VOLUMAT MC AGILIA | 2016-07-05 | 300
PHYSIO CONTROL | LIFEPAK 20E | 2016-06-01 | 4741.2
THERAPY EQUIPMENT | DIAMOND RANGE HIGH | 2016-03-07 | 80
ABBOTT LABS | FREESTYLE PRECISION PRO | 2015-06-16 | 1000
ABBOTT LABS | FREESTYLE PRECISION PRO | 2015-06-16 | 1000
ABBOTT LABS | FREESTYLE PRECISION PRO | 2015-06-16 | 1000
WELCH ALLYN | 7670-10 | 2015-03-02 | 181.24
WELCH ALLYN | 7670-10 | 2015-03-02 | 181.24
WELCH ALLYN | 7670-10 | 2015-03-02 | 181.24
WELCH ALLYN | 7670-10 | 2015-03-02 | 181.24
WELCH ALLYN | 7670-10 | 2015-03-02 | 181.24
WELCH ALLYN | 7670-10 | 2015-03-02 | 181.24
WELCH ALLYN | 7670-10 | 2015-03-02 | 181.24
WELCH ALLYN | 7670-10 | 2015-03-02 | 181.24
WELCH ALLYN | 7670-10 | 2015-03-02 | 181.24
PHILIPS LTD | BDL3250EL | 2014-12-11 | 1000
PHILIPS LTD | PIIC IX | 2014-10-31 | 25195.48
TRIPP-LITE | SMX500RT1U | 2014-10-31 | 500
ELO | ET2401L | 2014-10-31 | 1500
PHILIPS LTD | BDL3250EL | 2014-10-31 | 1000
PHILIPS LTD | BDL3250EL | 2014-10-31 | 1000
PHILIPS LTD | BDL3250EL | 2014-10-31 | 1000
MEDI-PLINTH | ECG03T | 2014-10-31 | 1400
WELCH ALLYN | GS777 | 2014-10-28 | 500
PHILIPS LTD | MX400 | 2014-10-23 | 7243.96
PHILIPS LTD | MX400 | 2014-10-23 | 7243.96
PHILIPS LTD | MX400 | 2014-10-23 | 7243.96
PHILIPS LTD | MX400 | 2014-10-23 | 7243.96
WELCH ALLYN | SPOT 420(NBP/SPO2) | 2014-10-16 | 2000
WELCH ALLYN | SPOT 420(NBP/SPO2) | 2014-10-16 | 2000
WELCH ALLYN | SPOT 420(NBP/SPO2) | 2014-10-16 | 2000
RESPIRONICS | V60 | 2014-09-23 | 12300
NA | MEMO/GENERAL SUNDRIES | 2014-08-19 | 0
RESPIRONICS | V60 | 2014-03-20 | 11541.53
RESPIRONICS | V60 | 2014-03-20 | 11541.53
GE LIMITED | MAC1600 | 2013-05-22 | 3381.89
PHILIPS LTD | M3001A | 2013-05-07 | 2000
PHILIPS LTD | M3001A | 2013-05-07 | 2000
PHILIPS LTD | M8105A | 2013-04-18 | 5580
PHILIPS LTD | M8105A | 2013-04-18 | 5580
PHILIPS LTD | M8105A | 2012-06-25 | 8195.18
PHILIPS LTD | M3001A | 2012-02-27 | 2810
MEDIC AID | PORTANEB | 2011-11-28 | 105
HUDSON RCI | AQUATHERM III | 2011-09-26 | 294
KERN | EMB 2200-0 | 2011-08-25 | 43
PHILIPS LTD | M3001A | 2011-01-17 | 2810
EAST HEALTH | HIGH-SUCTION | 2010-12-22 | 200
EAST HEALTH | HIGH-SUCTION | 2010-12-22 | 200
SPEIDEL & KE | MAXI STABIL 3 | 2010-12-16 | 75
SPEIDEL & KE | MAXI STABIL 3 | 2010-12-16 | 75
SPEIDEL & KE | MAXI STABIL 3 | 2010-12-16 | 75
SPEIDEL & KE | MAXI STABIL 3 | 2010-12-15 | 75
GE LIMITED | MAC3500 | 2010-12-14 | 8071.07
MICRO MEDICAL (NOW CAREFUSION) | MICROLAB ML3500 | 2010-11-16 | 1500
EAST HEALTH | HIGH-SUCTION | 2010-10-28 | 200
MEC CO. LTD | W40201 | 2010-05-28 | 197.5
LAERDAL | LSU-2 | 2010-05-28 | 680
WELCH ALLYN | 767 DIAGNOSTIC SYSTEM | 2010-02-04 | 500
WELCH ALLYN | 767 DIAGNOSTIC SYSTEM | 2010-02-04 | 500
WELCH ALLYN | 767 DIAGNOSTIC SYSTEM | 2010-02-04 | 500
WELCH ALLYN | SPOT 420(NBP/SPO2) | 2009-11-06 | 2000
PHILIPS LTD | M3001A | 2009-10-19 | 2810
EAST HEALTH | HIGH-SUCTION | 2009-10-12 | 200
EAST HEALTH | HIGH-SUCTION | 2009-06-05 | 200
WELCH ALLYN | SPOT 420(NBP/SPO2) | 2009-03-11 | 2000
MEDIC AID | PORTANEB | 2009-02-17 | 105
MEDIC AID | PORTANEB | 2008-11-28 | 105
MEDIC AID | PORTANEB | 2008-11-28 | 105
MEDIC AID | PORTANEB | 2008-11-28 | 105
EAST HEALTH | HIGH-SUCTION | 2008-10-01 | 200
PHILIPS LTD | M3001A | 2008-02-29 | 2810
PHILIPS LTD | M8002A | 2008-02-29 | 6730.75
WELCH ALLYN | SPOT 420(NBP/SPO2) | 2007-12-14 | 2000
HUDSON RCI | AQUATHERM III | 2007-12-11 | 294
WELCH ALLYN | SPOT 420(NBP/SPO2) | 2007-11-21 | 2000
PHILIPS LTD | M8002A | 2007-08-21 | 6730.75
PHILIPS LTD | M8002A | 2007-07-16 | 7027.97
PHILIPS LTD | M8002A | 2007-07-16 | 7027.97
PHILIPS LTD | M8002A | 2007-07-16 | 7027.96
PHILIPS LTD | M8105A | 2007-07-16 | 6032.83
PHILIPS LTD | M8105A | 2007-07-16 | 6032.83
PHILIPS LTD | M8105A | 2007-07-16 | 6032.83
PHILIPS LTD | M8105A | 2007-07-16 | 6032.83
PHILIPS LTD | M8105A | 2007-07-16 | 6032.81
F & P | MR850 | 2007-05-14 | 1000
EAST HEALTH | HIGH-SUCTION | 2006-07-04 | 200
EAST HEALTH | HIGH-SUCTION | 2006-06-07 | 200
EAST HEALTH | HIGH-SUCTION | 2006-05-02 | 200
WELCH ALLYN | SPOT 420(NBP/SPO2) | 2006-04-13 | 2000
WELCH ALLYN | 767 DIAGNOSTIC SYSTEM | 2006-03-03 | 500
WELCH ALLYN | 767 DIAGNOSTIC SYSTEM | 2006-03-03 | 500
PHILIPS LTD | M3001A | 2004-11-05 | 2810
PHILIPS LTD | M3001A | 2004-11-05 | 2810
KEELER | STANDARD(AURI/OTO) | 2004-03-23 | 75
KEELER | STANDARD(OPTHALMO) | 2003-09-30 | 111.89
EAST HEALTH | HIGH-SUCTION | 2003-02-04 | 200
PHILIPS LTD | M3001A | 2003-01-02 | 2810
PHILIPS LTD | M1029A | 2003-01-02 | 500
LAERDAL | LSU-2 | 2002-11-06 | 680
EAST HEALTH | HIGH-SUCTION | 2002-10-31 | 86
EAST HEALTH | HIGH-SUCTION | 2002-09-26 | 200
EAST HEALTH | HIGH-SUCTION | 2000-03-16 | 200
EAST HEALTH | HIGH-SUCTION | 1995-07-31 | 200
PCS ISOLATORS LTD | SPUTUM ISOLATORS | 2021-03-19 | 8405
MEDRAD | STELLANT D | 2020-11-16 | 18000
THERAPY EQUIPMENT | DIAMOND RANGE HIGH | 2019-07-02 | 60
SECA | 704 | 2018-12-28 | 454.8
THERAPY EQUIPMENT | DIAMOND RANGE HIGH | 2018-12-11 | 80
THERAPY EQUIPMENT | DIAMOND RANGE HIGH | 2018-12-11 | 80
THERAPY EQUIPMENT | DIAMOND RANGE HIGH | 2018-12-11 | 80
IVY BIOMEDIC | 101T | 2003-02-25 | 2000
PHYSIO CONTROL | LIFEPAK 1000 | 2018-10-25 | 1900.8
PHILIPS LTD | X7-2T | 2011-12-29 | 26000
GE LIMITED | T2100 | 2009-09-23 | 6500
GE LIMITED | CASE P2 | 2009-09-23 | 21836.83
W.S.ROTHBAND | XT532 | 2007-07-13 | 90
GE LIMITED | VIVID 7 | 2007-02-27 | 180000
W.S.ROTHBAND | VARIHEIGHT | 2005-01-14 | 1500
HUNTLEIGH | DMX | 2022-01-27 | 550
MEDI-PLINTH | MISSING | 2021-09-08 | 1000
HUNTLEIGH | DMX | 2021-08-04 | 550
GE LIMITED | L8-18I | 2021-05-18 | 6000
GE LIMITED | M5SC-D | 2021-05-17 | 5000
SUMMIT MEDIC | L150 | 2020-10-02 | 356.25
GE LIMITED | LOGIQ S8 | 2019-07-06 | 65000
GE LIMITED | M5SC-D | 2019-07-06 | 5000
GE LIMITED | C1-5-D | 2019-07-06 | 5000
GE LIMITED | ML6-15-D | 2019-07-06 | 5000
GE LIMITED | L8-18I | 2019-07-06 | 5000
GE LIMITED | 9L-D | 2019-07-06 | 5000
THERAPY EQUIPMENT | DIAMOND RANGE HIGH | 2019-02-05 | 80
GE LIMITED | C1-5-RS | 2018-06-22 | 5000
GE LIMITED | 3SC-RS | 2018-06-21 | 6000
GE LIMITED | 5205000-4/LOGIQE9 | 2018-06-21 | 68642.55
GE LIMITED | 9L-D | 2018-06-21 | 5000
GE LIMITED | ML6-15-D | 2018-06-21 | 5000
GE LIMITED | C1-6-D | 2018-06-21 | 5000
GE LIMITED | 5205000-4/LOGIQE9 | 2018-06-21 | 68642.54
GE LIMITED | 9L-D | 2018-06-21 | 5000
GE LIMITED | ML6-15-D | 2018-06-21 | 5000
GE LIMITED | C1-6-D | 2018-06-21 | 5000
HUNTLEIGH | DMX | 2016-11-18 | 550
HUNTLEIGH | DMX | 2016-11-18 | 550
HUNTLEIGH | DMX | 2016-11-18 | 550
PHYSIO CONTROL | LIFEPAK 1000 | 2015-11-03 | 1388.96
HUNTLEIGH | D900 | 2015-04-21 | 280
HUNTLEIGH | D900 | 2015-04-21 | 280
HUNTLEIGH | D900 | 2015-04-21 | 280
HUNTLEIGH | D900 | 2015-04-21 | 280
HUNTLEIGH | D900 | 2015-04-21 | 280
HUNTLEIGH | D900 | 2015-04-21 | 280
GE LIMITED | LOGIQ E | 2015-03-24 | 28000
GE LIMITED | 9L-RS | 2015-03-24 | 5000
LAERDAL | LSU-2 | 2014-12-15 | 680
GE LIMITED | LOGIQ E9 | 2014-12-10 | 79071.5
GE LIMITED | 9L-D | 2014-12-10 | 5000
GE LIMITED | C1-5-D | 2014-12-10 | 5000
GE LIMITED | ML6-15-D | 2014-12-10 | 5000
GE LIMITED | LOGIQ E | 2013-03-28 | 40000
GE LIMITED | 9L-RS | 2013-03-28 | 5000
GE LIMITED | 4C-RS | 2013-03-28 | 5000
GE LIMITED | 3S-RS | 2013-03-28 | 5000
HUNTLEIGH | D900 | 2013-03-28 | 280
GE LIMITED | 5205000-4/LOGIQE9 | 2013-03-12 | 136932.56
GE LIMITED | 9L-D | 2013-03-12 | 5000
GE LIMITED | C1-5-D | 2013-03-12 | 5000
BIO-DEX | 058-705 | 2011-03-14 | 7140
BIO-DEX | 058-705 | 2011-03-14 | 7140
SUMMIT MEDIC | L150 | 2009-12-17 | 356.25
SUMMIT MEDIC | L150 | 2009-12-17 | 356.25
SUMMIT MEDIC | L150 | 2009-12-17 | 356.25
SUMMIT MEDIC | L150 | 2009-12-17 | 356.25
SUMMIT MEDIC | L150 | 2009-12-17 | 356.25
EAST HEALTH | HIGH-SUCTION | 2009-09-23 | 200
EAST HEALTH | HIGH-SUCTION | 2009-09-23 | 200
EAST HEALTH | HIGH-SUCTION | 2009-09-23 | 200
EAST HEALTH | HIGH-SUCTION | 2009-09-23 | 200
HUNTLEIGH | D900 | 2008-07-16 | 280
BROTHER | HL-5270DN | 2008-01-07 | 200
STRYKER | 5051 | 2006-06-01 | 6456.63
STRYKER | 5051 | 2006-06-01 | 6456.62
HUNTLEIGH | (PPG)VASCULAR-RL-MODULE | 2004-12-02 | 2500
HUNTLEIGH | ACC113 | 2004-12-02 | 1000
WELCH ALLYN | LIFESIGN(NBP/SPO2/T) | 2004-08-18 | 2000
SCIMED | ELITE 100 | 2003-02-12 | 300
HEBB | 7050 | 2002-07-11 | 1800
NA | MEMO/GENERAL SUNDRIES | 2001-01-01 | 0
PARI MEDICAL | PARI BOY SX | 2022-06-21 | 167
PARI MEDICAL | PARI BOY SX | 2022-06-21 | 167
PARI MEDICAL | PARI BOY SX | 2022-06-21 | 167
PARI MEDICAL | PARI BOY SX | 2022-06-21 | 167
PARI MEDICAL | PARI BOY SX | 2022-06-21 | 167
PARI MEDICAL | PARI BOY SX | 2022-06-21 | 167
PARI MEDICAL | PARI BOY SX | 2022-06-21 | 167
PARI MEDICAL | PARI BOY SX | 2022-06-21 | 167
PARI MEDICAL | PARI BOY CLASSIC | 2022-06-13 | 68.42
PARI MEDICAL | PARI BOY CLASSIC | 2022-06-13 | 68.42
PARI MEDICAL | PARI BOY CLASSIC | 2022-06-13 | 68.42
PARI MEDICAL | PARI BOY CLASSIC | 2022-06-13 | 68.42
PARI MEDICAL | PARI BOY CLASSIC | 2022-06-13 | 68.42
PARI MEDICAL | PARI BOY CLASSIC | 2022-06-13 | 68.42
PARI MEDICAL | PARI BOY CLASSIC | 2022-06-13 | 68.42
PARI MEDICAL | PARI BOY CLASSIC | 2022-06-13 | 68.42
PARI MEDICAL | PARI BOY CLASSIC | 2022-06-13 | 68.42
PARI MEDICAL | PARI BOY CLASSIC | 2022-06-13 | 68.42
PARI MEDICAL | PARI BOY CLASSIC | 2022-06-13 | 68.42
PARI MEDICAL | PARI BOY CLASSIC | 2022-06-13 | 68.42
PARI MEDICAL | PARI BOY CLASSIC | 2022-06-13 | 68.42
PARI MEDICAL | PARI BOY CLASSIC | 2022-06-13 | 68.42
PARI MEDICAL | PARI BOY CLASSIC | 2022-06-13 | 68.42
PARI MEDICAL | PARI BOY CLASSIC | 2022-06-13 | 68.42
PARI MEDICAL | PARI BOY CLASSIC | 2022-06-13 | 68.42
PARI MEDICAL | PARI BOY CLASSIC | 2022-06-13 | 68.42
PARI MEDICAL | PARI BOY CLASSIC | 2022-06-13 | 68.42
PARI MEDICAL | PARI BOY CLASSIC | 2022-06-13 | 68.42
PHILIPS LTD | INNOSPIRE ESSENCE | 2022-05-31 | 42
PHILIPS LTD | INNOSPIRE ESSENCE | 2022-05-31 | 42
PHILIPS LTD | INNOSPIRE ESSENCE | 2022-05-31 | 42
PHILIPS LTD | INNOSPIRE ESSENCE | 2022-05-31 | 42
PHILIPS LTD | INNOSPIRE ESSENCE | 2022-05-31 | 42
PARI MEDICAL | PARI BOY CLASSIC | 2022-05-10 | 68.42
PARI MEDICAL | PARI BOY CLASSIC | 2022-05-10 | 68.42
PARI MEDICAL | PARI BOY CLASSIC | 2022-05-10 | 68.42
PARI MEDICAL | PARI BOY CLASSIC | 2022-05-10 | 68.42
PARI MEDICAL | PARI BOY CLASSIC | 2022-05-10 | 68.42
PARI MEDICAL | PARI BOY CLASSIC | 2022-05-10 | 68.42
PARI MEDICAL | PARI BOY CLASSIC | 2022-05-10 | 68.42
PARI MEDICAL | PARI BOY CLASSIC | 2022-05-10 | 68.42
PARI MEDICAL | PARI BOY CLASSIC | 2022-05-10 | 68.42
PARI MEDICAL | PARI BOY CLASSIC | 2022-05-10 | 68.42
PARI MEDICAL | PARI BOY CLASSIC | 2022-05-10 | 68.42
PARI MEDICAL | PARI BOY CLASSIC | 2022-05-10 | 68.42
PARI MEDICAL | PARI BOY SX | 2022-05-06 | 167
TOSHIBA MED | PVT-375ST | 2022-04-05 | 2475
PARI MEDICAL | PARI BOY CLASSIC | 2022-02-21 | 342
PARI MEDICAL | PARI BOY CLASSIC | 2022-02-21 | 342
PARI MEDICAL | PARI BOY CLASSIC | 2022-02-21 | 342
PARI MEDICAL | PARI BOY CLASSIC | 2022-02-21 | 342
PARI MEDICAL | PARI BOY CLASSIC | 2022-02-21 | 342
PARI MEDICAL | PARI BOY CLASSIC | 2022-02-21 | 342
PARI MEDICAL | PARI BOY CLASSIC | 2022-02-21 | 342
PARI MEDICAL | PARI BOY CLASSIC | 2022-02-21 | 342
PARI MEDICAL | PARI BOY CLASSIC | 2022-02-21 | 342
PARI MEDICAL | PARI BOY CLASSIC | 2022-02-21 | 342
PARI MEDICAL | PARI BOY CLASSIC | 2022-02-21 | 342
PARI MEDICAL | PARI BOY CLASSIC | 2022-02-21 | 342
PARI MEDICAL | PARI BOY CLASSIC | 2022-02-21 | 342
PARI MEDICAL | PARI BOY CLASSIC | 2022-02-21 | 342
PARI MEDICAL | PARI BOY CLASSIC | 2022-02-21 | 342
PARI MEDICAL | PARI BOY CLASSIC | 2022-02-21 | 342
PARI MEDICAL | PARI BOY CLASSIC | 2022-02-21 | 342
PARI MEDICAL | PARI BOY CLASSIC | 2022-02-21 | 342
PARI MEDICAL | PARI BOY CLASSIC | 2022-02-21 | 342
PARI MEDICAL | PARI BOY CLASSIC | 2022-02-21 | 342
PARI MEDICAL | PARI BOY CLASSIC | 2022-01-31 | 342
PARI MEDICAL | PARI BOY CLASSIC | 2022-01-31 | 342
PARI MEDICAL | PARI BOY CLASSIC | 2022-01-31 | 342
PARI MEDICAL | PARI BOY CLASSIC | 2022-01-31 | 342
PARI MEDICAL | PARI BOY CLASSIC | 2022-01-31 | 342
PARI MEDICAL | PARI BOY CLASSIC | 2022-01-31 | 342
PARI MEDICAL | PARI BOY CLASSIC | 2022-01-31 | 342
PARI MEDICAL | PARI BOY CLASSIC | 2022-01-31 | 342
PARI MEDICAL | PARI BOY CLASSIC | 2022-01-31 | 342
PARI MEDICAL | PARI BOY CLASSIC | 2022-01-31 | 342
PARI MEDICAL | PARI BOY CLASSIC | 2022-01-31 | 342
PARI MEDICAL | PARI BOY CLASSIC | 2022-01-31 | 342
PARI MEDICAL | PARI BOY CLASSIC | 2022-01-31 | 342
PARI MEDICAL | PARI BOY CLASSIC | 2022-01-31 | 342
PARI MEDICAL | PARI BOY CLASSIC | 2022-01-31 | 342
PARI MEDICAL | PARI BOY CLASSIC | 2022-01-31 | 342
PARI MEDICAL | PARI BOY CLASSIC | 2022-01-31 | 342
PARI MEDICAL | PARI BOY CLASSIC | 2022-01-31 | 342
PARI MEDICAL | PARI BOY CLASSIC | 2022-01-31 | 342
PARI MEDICAL | PARI BOY CLASSIC | 2022-01-31 | 342
PARI MEDICAL | PARI BOY SX | 2021-12-20 | 167
PARI MEDICAL | PARI BOY SX | 2021-12-20 | 167
PARI MEDICAL | PARI BOY SX | 2021-12-20 | 167
PHILIPS LTD | INNOSPIRE ESSENCE | 2021-12-03 | 42
PHILIPS LTD | INNOSPIRE ESSENCE | 2021-12-03 | 42
PHILIPS LTD | INNOSPIRE ESSENCE | 2021-12-03 | 42
PHILIPS LTD | INNOSPIRE ESSENCE | 2021-12-03 | 42
PHILIPS LTD | INNOSPIRE ESSENCE | 2021-12-03 | 42
PHILIPS LTD | INNOSPIRE ESSENCE | 2021-12-03 | 42
PHILIPS LTD | INNOSPIRE ESSENCE | 2021-11-15 | 42
PHILIPS LTD | INNOSPIRE ESSENCE | 2021-11-15 | 42
PHILIPS LTD | INNOSPIRE ESSENCE | 2021-11-15 | 42
PHILIPS LTD | INNOSPIRE ESSENCE | 2021-11-15 | 42
PHILIPS LTD | INNOSPIRE ESSENCE | 2021-11-15 | 42
PHILIPS LTD | INNOSPIRE ESSENCE | 2021-11-15 | 42
PHILIPS LTD | INNOSPIRE ESSENCE | 2021-11-15 | 42
PHILIPS LTD | INNOSPIRE ESSENCE | 2021-11-15 | 42
PHILIPS LTD | INNOSPIRE ESSENCE | 2021-11-15 | 42
PHILIPS LTD | INNOSPIRE ESSENCE | 2021-11-15 | 42
PHILIPS LTD | INNOSPIRE ESSENCE | 2021-11-15 | 42
PHILIPS LTD | INNOSPIRE ESSENCE | 2021-11-15 | 42
PHILIPS LTD | INNOSPIRE ESSENCE | 2021-11-06 | 42
PHILIPS LTD | INNOSPIRE ESSENCE | 2021-11-06 | 42
PHILIPS LTD | INNOSPIRE ESSENCE | 2021-11-06 | 42
PHILIPS LTD | INNOSPIRE ESSENCE | 2021-11-06 | 42
PHILIPS LTD | INNOSPIRE ESSENCE | 2021-11-06 | 42
PHILIPS LTD | INNOSPIRE ESSENCE | 2021-11-06 | 42
RESTECH | RESMON PRO V3 RT-1100 | 2021-10-27 | 10000
MGC DIAGNOSTICS | ULTIMA PF | 2021-10-27 | 32000
PHILIPS LTD | INNOSPIRE ESSENCE | 2021-10-27 | 42
PHILIPS LTD | INNOSPIRE ESSENCE | 2021-10-27 | 42
PHILIPS LTD | INNOSPIRE ESSENCE | 2021-10-27 | 42
PHILIPS LTD | INNOSPIRE ESSENCE | 2021-10-27 | 42
PHILIPS LTD | INNOSPIRE ESSENCE | 2021-10-27 | 42
PHILIPS LTD | INNOSPIRE ESSENCE | 2021-10-27 | 42
MGC DIAGNOSTICS | PLATINUM ELITE | 2021-10-26 | 42000
MGC DIAGNOSTICS | PLATINUM ELITE | 2021-10-26 | 42000
MGC DIAGNOSTICS | PLATINUM ELITE | 2021-10-26 | 42000
BEDFONT SCIENTIFIC | NOBREATH | 2021-10-19 | 2800
BEDFONT SCIENTIFIC | NOBREATH | 2021-10-19 | 2800
BEDFONT SCIENTIFIC | NOBREATH | 2021-10-19 | 2800
BEDFONT SCIENTIFIC | NOBREATH | 2021-10-19 | 2800
NONIN | 3150 | 2021-10-18 | 565
MGC DIAGNOSTICS | CPFS/D USB | 2021-10-14 | 1904.4
MGC DIAGNOSTICS | CPFS/D USB | 2021-10-14 | 1904.4
MGC DIAGNOSTICS | CPFS/D USB | 2021-10-14 | 1904.4
MGC DIAGNOSTICS | CPFS/D USB | 2021-10-12 | 1904.4
NONIN | 3150 | 2021-10-07 | 565
PHILIPS LTD | INNOSPIRE ESSENCE | 2021-09-23 | 42
PHILIPS LTD | INNOSPIRE ESSENCE | 2021-09-23 | 42
PHILIPS LTD | INNOSPIRE ESSENCE | 2021-09-23 | 42
PHILIPS LTD | INNOSPIRE ESSENCE | 2021-09-23 | 42
PHILIPS LTD | INNOSPIRE ESSENCE | 2021-09-23 | 42
PHILIPS LTD | INNOSPIRE ESSENCE | 2021-09-23 | 42
PHILIPS LTD | INNOSPIRE ESSENCE | 2021-09-23 | 42
PHILIPS LTD | INNOSPIRE ESSENCE | 2021-09-23 | 42
PHILIPS LTD | INNOSPIRE ESSENCE | 2021-09-23 | 42
PHILIPS LTD | INNOSPIRE ESSENCE | 2021-09-23 | 42
PHILIPS LTD | INNOSPIRE ESSENCE | 2021-09-23 | 42
PHILIPS LTD | INNOSPIRE ESSENCE | 2021-09-23 | 42
PHILIPS LTD | INNOSPIRE ESSENCE | 2021-09-23 | 42
PHILIPS LTD | INNOSPIRE ESSENCE | 2021-09-23 | 42
PHILIPS LTD | INNOSPIRE ESSENCE | 2021-09-23 | 42
PHILIPS LTD | INNOSPIRE ESSENCE | 2021-09-23 | 42
PHILIPS LTD | INNOSPIRE ESSENCE | 2021-08-27 | 42
PHILIPS LTD | INNOSPIRE ESSENCE | 2021-08-27 | 42
PHILIPS LTD | INNOSPIRE ESSENCE | 2021-08-27 | 42
PHILIPS LTD | INNOSPIRE ESSENCE | 2021-08-27 | 42
PHILIPS LTD | INNOSPIRE ESSENCE | 2021-08-27 | 42
PHILIPS LTD | INNOSPIRE ESSENCE | 2021-08-27 | 42
PHILIPS LTD | INNOSPIRE ESSENCE | 2021-08-13 | 42
PHILIPS LTD | INNOSPIRE ESSENCE | 2021-08-13 | 42
PHILIPS LTD | INNOSPIRE ESSENCE | 2021-08-13 | 42
PHILIPS LTD | INNOSPIRE ESSENCE | 2021-08-13 | 42
PHILIPS LTD | INNOSPIRE ESSENCE | 2021-08-13 | 42
PHILIPS LTD | INNOSPIRE ESSENCE | 2021-08-13 | 42
PHILIPS LTD | INNOSPIRE ESSENCE | 2021-08-13 | 42
PHILIPS LTD | INNOSPIRE ESSENCE | 2021-08-13 | 42
PHILIPS LTD | INNOSPIRE ESSENCE | 2021-08-13 | 42
PHILIPS LTD | INNOSPIRE ESSENCE | 2021-08-13 | 42
PHILIPS LTD | INNOSPIRE ESSENCE | 2021-08-13 | 42
PHILIPS LTD | INNOSPIRE ESSENCE | 2021-08-13 | 42
BREAS MEDICAL | NIPPY CLEARWAY | 2021-08-06 | 4500
PHILIPS LTD | INNOSPIRE ESSENCE | 2021-07-28 | 42
PHILIPS LTD | INNOSPIRE ESSENCE | 2021-07-28 | 42
PHILIPS LTD | INNOSPIRE ESSENCE | 2021-07-28 | 42
PHILIPS LTD | INNOSPIRE ESSENCE | 2021-07-28 | 42
PHILIPS LTD | INNOSPIRE ESSENCE | 2021-07-28 | 42
PHILIPS LTD | INNOSPIRE ESSENCE | 2021-07-22 | 42
PHILIPS LTD | INNOSPIRE ESSENCE | 2021-07-22 | 42
PHILIPS LTD | INNOSPIRE ESSENCE | 2021-07-22 | 42
PHILIPS LTD | INNOSPIRE ESSENCE | 2021-07-22 | 42
PHILIPS LTD | INNOSPIRE ESSENCE | 2021-07-22 | 42
PHILIPS LTD | INNOSPIRE ESSENCE | 2021-07-22 | 42
PHILIPS LTD | INNOSPIRE ESSENCE | 2021-06-23 | 42
PHILIPS LTD | INNOSPIRE ESSENCE | 2021-06-23 | 42
PHILIPS LTD | INNOSPIRE ESSENCE | 2021-06-23 | 42
PHILIPS LTD | INNOSPIRE ESSENCE | 2021-06-23 | 42
PHILIPS LTD | INNOSPIRE ESSENCE | 2021-06-23 | 42
PHILIPS LTD | INNOSPIRE ESSENCE | 2021-06-23 | 42
PHILIPS LTD | INNOSPIRE ESSENCE | 2021-06-18 | 42
PHILIPS LTD | INNOSPIRE ESSENCE | 2021-06-18 | 42
PHILIPS LTD | INNOSPIRE ESSENCE | 2021-06-18 | 42
PHILIPS LTD | INNOSPIRE ESSENCE | 2021-06-18 | 42
PHILIPS LTD | INNOSPIRE ESSENCE | 2021-06-18 | 42
PHILIPS LTD | INNOSPIRE ESSENCE | 2021-06-18 | 42
BRAUN | PRO 6000 | 2021-06-01 | 149
BRAUN | PRO 6000 | 2021-06-01 | 149
BRAUN | PRO 6000 | 2021-05-28 | 149
PHILIPS LTD | INNOSPIRE ESSENCE | 2021-05-16 | 42
PHILIPS LTD | INNOSPIRE ESSENCE | 2021-05-16 | 42
PHILIPS LTD | INNOSPIRE ESSENCE | 2021-05-16 | 42
PHILIPS LTD | INNOSPIRE ESSENCE | 2021-05-16 | 42
PHILIPS LTD | INNOSPIRE ESSENCE | 2021-05-16 | 42
PHILIPS LTD | INNOSPIRE ESSENCE | 2021-05-16 | 42
BRAUN | PRO 6000 | 2021-05-13 | 149
PARI MEDICAL | PARI BOY CLASSIC | 2021-04-29 | 342
PARI MEDICAL | PARI BOY CLASSIC | 2021-04-29 | 342
PARI MEDICAL | PARI BOY CLASSIC | 2021-04-29 | 342
PHILIPS LTD | INNOSPIRE ESSENCE | 2021-02-24 | 42
PHILIPS LTD | INNOSPIRE ESSENCE | 2021-02-24 | 42
PHILIPS LTD | INNOSPIRE ESSENCE | 2021-02-24 | 42
PHILIPS LTD | INNOSPIRE ESSENCE | 2021-02-24 | 42
PHILIPS LTD | INNOSPIRE ESSENCE | 2021-02-24 | 42
PHILIPS LTD | INNOSPIRE ESSENCE | 2021-02-24 | 42
PHILIPS LTD | INNOSPIRE ESSENCE | 2021-02-24 | 42
PHILIPS LTD | INNOSPIRE ESSENCE | 2021-02-24 | 42
PHILIPS LTD | INNOSPIRE ESSENCE | 2021-02-24 | 42
PHILIPS LTD | INNOSPIRE ESSENCE | 2021-02-24 | 42
PHILIPS LTD | INNOSPIRE ESSENCE | 2021-02-24 | 42
PHILIPS LTD | INNOSPIRE ESSENCE | 2021-02-24 | 42
PHILIPS LTD | INNOSPIRE ESSENCE | 2021-02-17 | 42
PHILIPS LTD | INNOSPIRE ESSENCE | 2021-02-17 | 42
PHILIPS LTD | INNOSPIRE ESSENCE | 2021-02-17 | 42
PHILIPS LTD | INNOSPIRE ESSENCE | 2021-02-17 | 42
PHILIPS LTD | INNOSPIRE ESSENCE | 2021-02-17 | 42
PHILIPS LTD | INNOSPIRE ESSENCE | 2021-02-17 | 42
PHILIPS LTD | INNOSPIRE ESSENCE | 2021-02-06 | 42
PHILIPS LTD | INNOSPIRE ESSENCE | 2021-02-06 | 42
PHILIPS LTD | INNOSPIRE ESSENCE | 2021-02-06 | 42
PHILIPS LTD | INNOSPIRE ESSENCE | 2021-02-06 | 42
PHILIPS LTD | INNOSPIRE ESSENCE | 2021-02-06 | 42
PHILIPS LTD | INNOSPIRE ESSENCE | 2021-02-06 | 42
PHILIPS LTD | INNOSPIRE ESSENCE | 2021-02-03 | 42
PHILIPS LTD | INNOSPIRE ESSENCE | 2021-02-03 | 42
PHILIPS LTD | INNOSPIRE ESSENCE | 2021-02-03 | 42
PHILIPS LTD | INNOSPIRE ESSENCE | 2021-02-03 | 42
PHILIPS LTD | INNOSPIRE ESSENCE | 2021-02-03 | 42
PHILIPS LTD | INNOSPIRE ESSENCE | 2021-02-03 | 42
RESPIRONICS | A40 | 2021-01-19 | 2427.5
RESPIRONICS | A40 | 2021-01-19 | 2427.5
RESPIRONICS | A40 | 2021-01-19 | 2427.5
RESPIRONICS | A40 | 2021-01-19 | 2427.5
RESPIRONICS | A40 | 2021-01-19 | 2427.5
RESPIRONICS | A40 | 2021-01-19 | 2427.5
RESPIRONICS | A40 | 2021-01-19 | 2427.5
RESPIRONICS | A40 | 2021-01-19 | 2427.5
RESPIRONICS | A40 | 2021-01-19 | 2427.5
RESPIRONICS | A40 | 2021-01-19 | 2427.5
RESPIRONICS | TRILOGY EVO | 2021-01-18 | 4387.5
RESPIRONICS | TRILOGY EVO | 2021-01-18 | 4387.5
RESPIRONICS | TRILOGY EVO | 2021-01-18 | 4387.5
RESPIRONICS | TRILOGY EVO | 2021-01-18 | 4387.5
RESPIRONICS | TRILOGY EVO | 2021-01-18 | 4387.5
RESPIRONICS | TRILOGY EVO | 2021-01-18 | 4387.5
RESPIRONICS | TRILOGY EVO | 2021-01-18 | 4387.5
RESPIRONICS | TRILOGY EVO | 2021-01-18 | 4387.5
PHILIPS LTD | INNOSPIRE ESSENCE | 2021-01-11 | 42
PHILIPS LTD | INNOSPIRE ESSENCE | 2021-01-11 | 42
PHILIPS LTD | INNOSPIRE ESSENCE | 2021-01-11 | 42
PHILIPS LTD | INNOSPIRE ESSENCE | 2021-01-11 | 42
PHILIPS LTD | INNOSPIRE ESSENCE | 2021-01-11 | 42
PHILIPS LTD | INNOSPIRE ESSENCE | 2021-01-11 | 42
PHILIPS LTD | INNOSPIRE ESSENCE | 2021-01-11 | 42
PHILIPS LTD | INNOSPIRE ESSENCE | 2021-01-11 | 42
PHILIPS LTD | INNOSPIRE ESSENCE | 2021-01-11 | 42
PHILIPS LTD | INNOSPIRE ESSENCE | 2021-01-11 | 42
PHILIPS LTD | INNOSPIRE ESSENCE | 2021-01-11 | 42
PHILIPS LTD | INNOSPIRE ESSENCE | 2021-01-11 | 42
BEDFONT SCIENTIFIC | PICO SIMPLE | 2020-12-22 | 250
PHILIPS LTD | INNOSPIRE ESSENCE | 2020-11-30 | 42
PHILIPS LTD | INNOSPIRE ESSENCE | 2020-11-30 | 42
PHILIPS LTD | INNOSPIRE ESSENCE | 2020-11-30 | 42
PHILIPS LTD | INNOSPIRE ESSENCE | 2020-11-30 | 42
PHILIPS LTD | INNOSPIRE ESSENCE | 2020-11-30 | 42
PHILIPS LTD | INNOSPIRE ESSENCE | 2020-11-30 | 42
PHILIPS LTD | INNOSPIRE ESSENCE | 2020-11-30 | 42
PHILIPS LTD | INNOSPIRE ESSENCE | 2020-11-30 | 42
PHILIPS LTD | INNOSPIRE ESSENCE | 2020-11-30 | 42
PHILIPS LTD | INNOSPIRE ESSENCE | 2020-11-30 | 42
PHILIPS LTD | INNOSPIRE ESSENCE | 2020-11-30 | 42
PHILIPS LTD | INNOSPIRE ESSENCE | 2020-11-30 | 42
PHILIPS LTD | INNOSPIRE ESSENCE | 2020-09-17 | 42
PHILIPS LTD | INNOSPIRE ESSENCE | 2020-09-16 | 42
PHILIPS LTD | INNOSPIRE ESSENCE | 2020-09-16 | 42
PHILIPS LTD | INNOSPIRE ESSENCE | 2020-09-16 | 42
PHILIPS LTD | INNOSPIRE ESSENCE | 2020-09-16 | 42
PARI MEDICAL | TURBO BOY SX | 2020-09-01 | 86
PARI MEDICAL | TURBO BOY SX | 2020-09-01 | 86
PARI MEDICAL | TURBO BOY SX | 2020-09-01 | 86
PARI MEDICAL | TURBO BOY SX | 2020-09-01 | 86
PARI MEDICAL | TURBO BOY SX | 2020-09-01 | 86
PARI MEDICAL | TURBO BOY SX | 2020-09-01 | 86
PARI MEDICAL | TURBO BOY SX | 2020-09-01 | 86
PARI MEDICAL | TURBO BOY SX | 2020-09-01 | 86
PARI MEDICAL | TURBO BOY SX | 2020-09-01 | 86
PARI MEDICAL | TURBO BOY SX | 2020-09-01 | 86
PARI MEDICAL | TURBO BOY SX | 2020-09-01 | 86
PARI MEDICAL | TURBO BOY SX | 2020-09-01 | 86
PARI MEDICAL | TURBO BOY SX | 2020-09-01 | 86
PARI MEDICAL | TURBO BOY SX | 2020-09-01 | 86
PARI MEDICAL | TURBO BOY SX | 2020-07-08 | 86
PARI MEDICAL | TURBO BOY SX | 2020-07-08 | 86
PARI MEDICAL | TURBO BOY SX | 2020-07-08 | 86
PARI MEDICAL | TURBO BOY SX | 2020-07-08 | 86
PARI MEDICAL | TURBO BOY SX | 2020-07-08 | 86
PARI MEDICAL | TURBO BOY SX | 2020-07-08 | 86
PARI MEDICAL | TURBO BOY SX | 2020-07-08 | 86
PARI MEDICAL | TURBO BOY SX | 2020-07-08 | 86
PARI MEDICAL | TURBO BOY SX | 2020-07-08 | 86
PARI MEDICAL | TURBO BOY SX | 2020-07-08 | 86
CIRCASSIA | NIOX VERO | 2020-07-03 | 4150
ROCHE LTD | COAGUCHEK PRO II | 2020-06-08 | 983.25
SENTEC MEDICAL LTD | SDMS | 2020-05-07 | 5000
BEDFONT SCIENTIFIC | PICO SIMPLE | 2020-04-03 | 250
BEDFONT SCIENTIFIC | PICO SIMPLE | 2020-04-03 | 250
PHILIPS LTD | INNOSPIRE ESSENCE | 2020-03-18 | 42
PHILIPS LTD | INNOSPIRE ESSENCE | 2020-03-18 | 42
PHILIPS LTD | INNOSPIRE ESSENCE | 2020-03-18 | 42
PHILIPS LTD | INNOSPIRE ESSENCE | 2020-03-18 | 42
PHILIPS LTD | INNOSPIRE ESSENCE | 2020-03-18 | 42
PHILIPS LTD | INNOSPIRE ESSENCE | 2020-03-18 | 42
PHILIPS LTD | INNOSPIRE ESSENCE | 2020-03-18 | 42
PHILIPS LTD | INNOSPIRE ESSENCE | 2020-03-18 | 42
PHILIPS LTD | INNOSPIRE ESSENCE | 2020-03-18 | 42
PHILIPS LTD | INNOSPIRE ESSENCE | 2020-03-18 | 42
PHILIPS LTD | INNOSPIRE ESSENCE | 2020-03-18 | 42
PHILIPS LTD | INNOSPIRE ESSENCE | 2020-03-18 | 42
PHILIPS LTD | INNOSPIRE ESSENCE | 2020-03-18 | 42
PHILIPS LTD | INNOSPIRE ESSENCE | 2020-03-18 | 42
PHILIPS LTD | INNOSPIRE ESSENCE | 2020-03-18 | 42
PHILIPS LTD | INNOSPIRE ESSENCE | 2020-03-18 | 42
PHILIPS LTD | INNOSPIRE ESSENCE | 2020-03-03 | 42
PHILIPS LTD | INNOSPIRE ESSENCE | 2020-03-03 | 42
PHILIPS LTD | INNOSPIRE ESSENCE | 2020-03-03 | 42
PHILIPS LTD | INNOSPIRE ESSENCE | 2020-03-03 | 42
PHILIPS LTD | INNOSPIRE ESSENCE | 2020-03-03 | 42
PHILIPS LTD | INNOSPIRE ESSENCE | 2020-03-03 | 42
PHILIPS LTD | INNOSPIRE ESSENCE | 2020-03-03 | 42
PHILIPS LTD | INNOSPIRE ESSENCE | 2020-03-03 | 42
PHILIPS LTD | INNOSPIRE ESSENCE | 2020-03-03 | 42
PHILIPS LTD | INNOSPIRE ESSENCE | 2020-03-03 | 42
PHILIPS LTD | INNOSPIRE ESSENCE | 2020-03-03 | 42
PHILIPS LTD | INNOSPIRE ESSENCE | 2020-03-03 | 42
PHILIPS LTD | INNOSPIRE ESSENCE | 2020-03-03 | 42
PHILIPS LTD | INNOSPIRE ESSENCE | 2020-03-03 | 42
PHILIPS LTD | INNOSPIRE ESSENCE | 2020-03-03 | 42
PHILIPS LTD | INNOSPIRE ESSENCE | 2020-03-03 | 42
PHILIPS LTD | INNOSPIRE ESSENCE | 2020-03-03 | 42
PHILIPS LTD | INNOSPIRE ESSENCE | 2020-03-03 | 42
PHILIPS LTD | INNOSPIRE ESSENCE | 2020-02-03 | 42
PHILIPS LTD | INNOSPIRE ESSENCE | 2020-02-03 | 42
PHILIPS LTD | INNOSPIRE ESSENCE | 2020-02-03 | 42
PHILIPS LTD | INNOSPIRE ESSENCE | 2020-02-03 | 42
PHILIPS LTD | INNOSPIRE ESSENCE | 2020-02-03 | 42
PHILIPS LTD | INNOSPIRE ESSENCE | 2020-02-03 | 42
PHILIPS LTD | INNOSPIRE ESSENCE | 2020-02-03 | 42
PHILIPS LTD | INNOSPIRE ESSENCE | 2020-02-03 | 42
PHILIPS LTD | INNOSPIRE ESSENCE | 2020-02-03 | 42
PHILIPS LTD | INNOSPIRE ESSENCE | 2020-02-03 | 42
PHILIPS LTD | INNOSPIRE ESSENCE | 2020-02-03 | 42
PHILIPS LTD | INNOSPIRE ESSENCE | 2020-02-03 | 42
PHILIPS LTD | INNOSPIRE DELUXE | 2020-02-03 | 105
PHILIPS LTD | INNOSPIRE ESSENCE | 2020-01-13 | 42
PHILIPS LTD | INNOSPIRE ESSENCE | 2020-01-13 | 42
PHILIPS LTD | INNOSPIRE ESSENCE | 2020-01-13 | 42
PHILIPS LTD | INNOSPIRE ESSENCE | 2020-01-13 | 42
PHILIPS LTD | INNOSPIRE ESSENCE | 2020-01-13 | 42
PHILIPS LTD | INNOSPIRE ESSENCE | 2020-01-13 | 42
PHILIPS LTD | INNOSPIRE ESSENCE | 2020-01-13 | 42
PHILIPS LTD | INNOSPIRE ESSENCE | 2020-01-13 | 42
PHILIPS LTD | INNOSPIRE ESSENCE | 2020-01-13 | 42
PHILIPS LTD | INNOSPIRE ESSENCE | 2020-01-13 | 42
PHILIPS LTD | INNOSPIRE ESSENCE | 2020-01-13 | 42
PHILIPS LTD | INNOSPIRE ESSENCE | 2020-01-02 | 42
PHILIPS LTD | INNOSPIRE ESSENCE | 2020-01-02 | 42
PHILIPS LTD | INNOSPIRE ESSENCE | 2020-01-02 | 42
PHILIPS LTD | INNOSPIRE ESSENCE | 2020-01-02 | 42
PHILIPS LTD | INNOSPIRE ESSENCE | 2020-01-02 | 42
MICROMEDICAL | MICRORPM | 2019-12-12 | 1000
PHILIPS LTD | INNOSPIRE ESSENCE | 2019-12-06 | 42
PHILIPS LTD | INNOSPIRE ESSENCE | 2019-12-06 | 42
PHILIPS LTD | INNOSPIRE ESSENCE | 2019-12-06 | 42
PHILIPS LTD | INNOSPIRE ESSENCE | 2019-12-06 | 42
PHILIPS LTD | INNOSPIRE ESSENCE | 2019-12-06 | 42
PHILIPS LTD | INNOSPIRE DELUXE | 2019-12-06 | 105
PHILIPS LTD | INNOSPIRE DELUXE | 2019-12-06 | 105
PHILIPS LTD | INNOSPIRE DELUXE | 2019-12-06 | 105
PHILIPS LTD | INNOSPIRE DELUXE | 2019-12-06 | 105
PHILIPS LTD | INNOSPIRE DELUXE | 2019-12-06 | 105
PHILIPS LTD | INNOSPIRE ESSENCE | 2019-11-29 | 42
PHILIPS LTD | INNOSPIRE ESSENCE | 2019-11-29 | 42
PHILIPS LTD | INNOSPIRE ESSENCE | 2019-11-29 | 42
PHILIPS LTD | INNOSPIRE ESSENCE | 2019-11-29 | 42
PHILIPS LTD | INNOSPIRE ESSENCE | 2019-11-29 | 42
PHILIPS LTD | INNOSPIRE ESSENCE | 2019-11-29 | 42
PHILIPS LTD | INNOSPIRE ESSENCE | 2019-11-29 | 42
PHILIPS LTD | INNOSPIRE ESSENCE | 2019-11-29 | 42
PHILIPS LTD | INNOSPIRE ESSENCE | 2019-11-29 | 42
PHILIPS LTD | INNOSPIRE ESSENCE | 2019-11-29 | 42
PHILIPS LTD | INNOSPIRE ESSENCE | 2019-11-29 | 42
PHILIPS LTD | INNOSPIRE ESSENCE | 2019-11-29 | 42
PHILIPS LTD | INNOSPIRE ESSENCE | 2019-11-15 | 42
PHILIPS LTD | INNOSPIRE ESSENCE | 2019-11-15 | 42
PHILIPS LTD | INNOSPIRE ESSENCE | 2019-11-15 | 42
PHILIPS LTD | INNOSPIRE ESSENCE | 2019-11-15 | 42
PHILIPS LTD | INNOSPIRE ESSENCE | 2019-11-15 | 42
PHILIPS LTD | INNOSPIRE ESSENCE | 2019-11-15 | 42
PHILIPS LTD | INNOSPIRE ESSENCE | 2019-11-15 | 42
PHILIPS LTD | INNOSPIRE ESSENCE | 2019-11-15 | 42
PHILIPS LTD | INNOSPIRE ESSENCE | 2019-11-15 | 42
PHILIPS LTD | INNOSPIRE ESSENCE | 2019-11-15 | 42
PHILIPS LTD | INNOSPIRE ESSENCE | 2019-11-15 | 42
PHILIPS LTD | INNOSPIRE ESSENCE | 2019-11-15 | 42
PARI MEDICAL | ETRACK CONTROLLER | 2019-11-14 | 425
HEMOCUE | HB201+ | 2019-10-30 | 500
PHILIPS LTD | INNOSPIRE ESSENCE | 2019-10-04 | 42
PHILIPS LTD | INNOSPIRE ESSENCE | 2019-10-04 | 42
PHILIPS LTD | INNOSPIRE ESSENCE | 2019-10-04 | 42
PHILIPS LTD | INNOSPIRE ESSENCE | 2019-10-04 | 42
PHILIPS LTD | INNOSPIRE ESSENCE | 2019-10-04 | 42
PHILIPS LTD | INNOSPIRE ESSENCE | 2019-10-04 | 42
PHILIPS LTD | INNOSPIRE ESSENCE | 2019-10-04 | 42
PHILIPS LTD | INNOSPIRE ESSENCE | 2019-10-04 | 42
PHILIPS LTD | INNOSPIRE ESSENCE | 2019-10-04 | 42
PHILIPS LTD | INNOSPIRE ESSENCE | 2019-10-04 | 42
PHILIPS LTD | INNOSPIRE ESSENCE | 2019-10-04 | 42
PHILIPS LTD | INNOSPIRE ESSENCE | 2019-10-04 | 42
PHILIPS LTD | INNOSPIRE ESSENCE | 2019-10-04 | 42
NONIN | 3150 | 2019-09-18 | 650
NONIN | 3150 | 2019-09-18 | 650
NONIN | 3150 | 2019-09-18 | 650
ACER | B1-870 | 2019-09-18 | 80
ACER | B1-870 | 2019-09-18 | 80
ACER | B1-870 | 2019-09-18 | 80
CAREFUSION | 5513E | 2019-08-01 | 60
NELLCOR | PM100N | 2019-07-29 | 1000
PHILIPS LTD | INNOSPIRE DELUXE | 2019-04-11 | 105
NSPIRE HEALT | HD4000N2 | 2019-02-20 | 400
PHILIPS LTD | INNOSPIRE DELUXE | 2019-01-10 | 105
PHILIPS LTD | INNOSPIRE DELUXE | 2019-01-10 | 105
PHILIPS LTD | INNOSPIRE DELUXE | 2019-01-10 | 105
PHILIPS LTD | INNOSPIRE DELUXE | 2019-01-10 | 105
PHILIPS LTD | INNOSPIRE DELUXE | 2019-01-10 | 105
PHILIPS LTD | INNOSPIRE DELUXE | 2019-01-10 | 105
PHILIPS LTD | INNOSPIRE DELUXE | 2019-01-10 | 105
PHILIPS LTD | INNOSPIRE DELUXE | 2019-01-10 | 105
PHILIPS LTD | INNOSPIRE DELUXE | 2019-01-10 | 105
PHILIPS LTD | INNOSPIRE DELUXE | 2019-01-10 | 105
PHILIPS LTD | INNOSPIRE DELUXE | 2019-01-10 | 105
PHILIPS LTD | INNOSPIRE DELUXE | 2019-01-10 | 105
PHILIPS LTD | INNOSPIRE DELUXE | 2019-01-10 | 105
PHILIPS LTD | INNOSPIRE DELUXE | 2019-01-10 | 105
PHILIPS LTD | INNOSPIRE DELUXE | 2019-01-10 | 105
PHILIPS LTD | INNOSPIRE DELUXE | 2019-01-10 | 105
PHILIPS LTD | INNOSPIRE DELUXE | 2019-01-10 | 105
PHILIPS LTD | INNOSPIRE DELUXE | 2019-01-10 | 105
PHILIPS LTD | INNOSPIRE DELUXE | 2019-01-10 | 105
PHILIPS LTD | INNOSPIRE DELUXE | 2019-01-10 | 105
PHILIPS LTD | INNOSPIRE DELUXE | 2019-01-10 | 105
PHILIPS LTD | INNOSPIRE DELUXE | 2019-01-10 | 105
PHILIPS LTD | INNOSPIRE DELUXE | 2019-01-10 | 105
PHILIPS LTD | INNOSPIRE DELUXE | 2019-01-10 | 105
PHILIPS LTD | INNOSPIRE DELUXE | 2019-01-10 | 105
PHILIPS LTD | INNOSPIRE DELUXE | 2019-01-10 | 105
PHILIPS LTD | INNOSPIRE DELUXE | 2019-01-10 | 105
PHILIPS LTD | INNOSPIRE DELUXE | 2018-09-07 | 105
PHILIPS LTD | INNOSPIRE DELUXE | 2018-09-07 | 105
PHILIPS LTD | INNOSPIRE DELUXE | 2018-09-07 | 105
PHILIPS LTD | INNOSPIRE DELUXE | 2018-09-07 | 105
PHILIPS LTD | INNOSPIRE DELUXE | 2018-09-07 | 105
PHILIPS LTD | INNOSPIRE DELUXE | 2018-09-07 | 105
PHILIPS LTD | INNOSPIRE DELUXE | 2018-09-07 | 105
PHILIPS LTD | INNOSPIRE DELUXE | 2018-09-07 | 105
PHILIPS LTD | INNOSPIRE DELUXE | 2018-09-07 | 105
PHILIPS LTD | INNOSPIRE DELUXE | 2018-09-07 | 105
PHILIPS LTD | INNOSPIRE DELUXE | 2018-09-07 | 105
PHILIPS LTD | INNOSPIRE DELUXE | 2018-09-07 | 105
PHILIPS LTD | INNOSPIRE DELUXE | 2018-09-07 | 105
PHILIPS LTD | INNOSPIRE DELUXE | 2018-09-07 | 105
PHILIPS LTD | INNOSPIRE DELUXE | 2018-09-07 | 105
PHILIPS LTD | INNOSPIRE DELUXE | 2018-09-07 | 105
PHILIPS LTD | INNOSPIRE DELUXE | 2018-09-07 | 105
PHILIPS LTD | INNOSPIRE DELUXE | 2018-09-07 | 105
PHILIPS LTD | INNOSPIRE DELUXE | 2018-09-07 | 105
PHILIPS LTD | INNOSPIRE DELUXE | 2018-09-07 | 105
PHILIPS LTD | INNOSPIRE DELUXE | 2018-09-07 | 105
PHILIPS LTD | INNOSPIRE DELUXE | 2018-09-07 | 105
PHILIPS LTD | INNOSPIRE DELUXE | 2018-09-07 | 105
PHILIPS LTD | INNOSPIRE DELUXE | 2018-09-07 | 105
PHILIPS LTD | INNOSPIRE DELUXE | 2018-09-07 | 105
PHILIPS LTD | INNOSPIRE DELUXE | 2018-09-07 | 105
PHILIPS LTD | INNOSPIRE DELUXE | 2018-09-07 | 105
PHILIPS LTD | INNOSPIRE DELUXE | 2018-09-07 | 105
PHILIPS LTD | INNOSPIRE DELUXE | 2018-09-07 | 105
PHILIPS LTD | INNOSPIRE DELUXE | 2018-09-07 | 105
PHILIPS LTD | INNOSPIRE DELUXE | 2018-09-07 | 105
PHILIPS LTD | INNOSPIRE DELUXE | 2018-09-07 | 105
PHILIPS LTD | INNOSPIRE DELUXE | 2018-09-07 | 105
PHILIPS LTD | INNOSPIRE DELUXE | 2018-09-07 | 105
PHILIPS LTD | INNOSPIRE DELUXE | 2018-09-07 | 105
PHILIPS LTD | INNOSPIRE DELUXE | 2018-09-07 | 105
PHILIPS LTD | INNOSPIRE DELUXE | 2018-09-07 | 105
PHILIPS LTD | INNOSPIRE DELUXE | 2018-09-07 | 105
PHILIPS LTD | INNOSPIRE DELUXE | 2018-09-07 | 105
PHILIPS LTD | INNOSPIRE DELUXE | 2018-09-07 | 105
PHILIPS LTD | INNOSPIRE DELUXE | 2018-09-07 | 105
PHILIPS LTD | INNOSPIRE DELUXE | 2018-09-07 | 105
PHILIPS LTD | INNOSPIRE DELUXE | 2018-09-07 | 105
PHILIPS LTD | INNOSPIRE DELUXE | 2018-09-07 | 105
PHILIPS LTD | INNOSPIRE DELUXE | 2018-09-07 | 105
PHILIPS LTD | INNOSPIRE DELUXE | 2018-09-07 | 105
PHILIPS LTD | INNOSPIRE DELUXE | 2018-09-07 | 105
PHILIPS LTD | INNOSPIRE DELUXE | 2018-09-07 | 105
PHILIPS LTD | INNOSPIRE DELUXE | 2018-09-07 | 105
PHILIPS LTD | INNOSPIRE DELUXE | 2018-09-07 | 105
PHILIPS LTD | INNOSPIRE DELUXE | 2018-09-07 | 105
PHILIPS LTD | INNOSPIRE DELUXE | 2018-09-07 | 105
PHILIPS LTD | INNOSPIRE DELUXE | 2018-09-07 | 105
PHILIPS LTD | INNOSPIRE DELUXE | 2018-09-07 | 105
PHILIPS LTD | INNOSPIRE DELUXE | 2018-09-07 | 105
PHILIPS LTD | INNOSPIRE DELUXE | 2018-09-07 | 105
PHILIPS LTD | INNOSPIRE DELUXE | 2018-09-07 | 105
PHILIPS LTD | INNOSPIRE DELUXE | 2018-03-23 | 105
PHILIPS LTD | INNOSPIRE DELUXE | 2018-03-23 | 105
PHILIPS LTD | INNOSPIRE DELUXE | 2018-03-23 | 105
PHILIPS LTD | INNOSPIRE DELUXE | 2018-03-23 | 105
PHILIPS LTD | INNOSPIRE DELUXE | 2018-03-23 | 105
PHILIPS LTD | INNOSPIRE DELUXE | 2018-03-23 | 105
PHILIPS LTD | INNOSPIRE DELUXE | 2018-03-23 | 105
PHILIPS LTD | INNOSPIRE DELUXE | 2018-03-23 | 105
PHILIPS LTD | INNOSPIRE DELUXE | 2018-03-23 | 105
PHILIPS LTD | INNOSPIRE DELUXE | 2018-03-23 | 105
PHILIPS LTD | INNOSPIRE DELUXE | 2018-03-23 | 105
PHILIPS LTD | INNOSPIRE DELUXE | 2018-03-23 | 105
PHILIPS LTD | INNOSPIRE DELUXE | 2018-03-23 | 105
PHILIPS LTD | INNOSPIRE DELUXE | 2018-03-23 | 105
PHILIPS LTD | INNOSPIRE DELUXE | 2018-03-23 | 105
PHILIPS LTD | INNOSPIRE DELUXE | 2018-03-23 | 105
PHILIPS LTD | INNOSPIRE DELUXE | 2018-03-23 | 105
PHILIPS LTD | INNOSPIRE DELUXE | 2018-03-23 | 105
PHILIPS LTD | INNOSPIRE DELUXE | 2018-03-23 | 105
PHILIPS LTD | INNOSPIRE DELUXE | 2018-03-23 | 105
PHILIPS LTD | INNOSPIRE DELUXE | 2018-03-23 | 105
PHILIPS LTD | INNOSPIRE DELUXE | 2018-03-23 | 105
PHILIPS LTD | INNOSPIRE DELUXE | 2018-03-23 | 105
PHILIPS LTD | INNOSPIRE DELUXE | 2018-03-23 | 105
PHILIPS LTD | INNOSPIRE DELUXE | 2018-03-23 | 105
PHILIPS LTD | INNOSPIRE DELUXE | 2018-03-23 | 105
PHILIPS LTD | INNOSPIRE DELUXE | 2018-03-23 | 105
PHILIPS LTD | INNOSPIRE DELUXE | 2018-03-23 | 105
PHILIPS LTD | INNOSPIRE DELUXE | 2018-01-01 | 105
PHILIPS LTD | INNOSPIRE DELUXE | 2018-01-01 | 105
PHILIPS LTD | INNOSPIRE DELUXE | 2018-01-01 | 105
PHILIPS LTD | INNOSPIRE DELUXE | 2018-01-01 | 105
PHILIPS LTD | INNOSPIRE DELUXE | 2018-01-01 | 105
PHILIPS LTD | INNOSPIRE DELUXE | 2018-01-01 | 105
PHILIPS LTD | INNOSPIRE DELUXE | 2018-01-01 | 105
PHILIPS LTD | INNOSPIRE DELUXE | 2018-01-01 | 105
PHILIPS LTD | INNOSPIRE DELUXE | 2018-01-01 | 105
PHILIPS LTD | INNOSPIRE DELUXE | 2018-01-01 | 105
PHILIPS LTD | INNOSPIRE DELUXE | 2018-01-01 | 105
PHILIPS LTD | INNOSPIRE DELUXE | 2018-01-01 | 105
PHILIPS LTD | INNOSPIRE DELUXE | 2018-01-01 | 105
PHILIPS LTD | INNOSPIRE DELUXE | 2018-01-01 | 105
PHILIPS LTD | INNOSPIRE DELUXE | 2018-01-01 | 105
PHILIPS LTD | INNOSPIRE DELUXE | 2018-01-01 | 105
PHILIPS LTD | INNOSPIRE DELUXE | 2018-01-01 | 105
PHILIPS LTD | INNOSPIRE DELUXE | 2018-01-01 | 105
PHILIPS LTD | INNOSPIRE DELUXE | 2018-01-01 | 105
PHILIPS LTD | INNOSPIRE DELUXE | 2018-01-01 | 105
PHILIPS LTD | INNOSPIRE DELUXE | 2018-01-01 | 105
PHILIPS LTD | INNOSPIRE DELUXE | 2018-01-01 | 105
PHILIPS LTD | INNOSPIRE DELUXE | 2018-01-01 | 105
PHILIPS LTD | INNOSPIRE DELUXE | 2018-01-01 | 105
PHILIPS LTD | INNOSPIRE DELUXE | 2018-01-01 | 105
PHILIPS LTD | INNOSPIRE DELUXE | 2018-01-01 | 105
PHILIPS LTD | INNOSPIRE DELUXE | 2018-01-01 | 105
PHILIPS LTD | INNOSPIRE DELUXE | 2017-10-24 | 105
PHILIPS LTD | INNOSPIRE DELUXE | 2017-10-24 | 105
PHILIPS LTD | INNOSPIRE DELUXE | 2017-10-24 | 105
PHILIPS LTD | INNOSPIRE DELUXE | 2017-10-24 | 105
PHILIPS LTD | INNOSPIRE DELUXE | 2017-10-24 | 105
PHILIPS LTD | INNOSPIRE DELUXE | 2017-10-24 | 105
PHILIPS LTD | INNOSPIRE DELUXE | 2017-10-24 | 105
PHILIPS LTD | INNOSPIRE DELUXE | 2017-10-24 | 105
PHILIPS LTD | INNOSPIRE DELUXE | 2017-10-24 | 105
PHILIPS LTD | INNOSPIRE DELUXE | 2017-10-24 | 105
PHILIPS LTD | INNOSPIRE DELUXE | 2017-10-24 | 105
PHILIPS LTD | INNOSPIRE DELUXE | 2017-10-24 | 105
PHILIPS LTD | INNOSPIRE DELUXE | 2017-10-24 | 105
PHILIPS LTD | INNOSPIRE DELUXE | 2017-10-24 | 105
PHILIPS LTD | INNOSPIRE DELUXE | 2017-10-24 | 105
PHILIPS LTD | INNOSPIRE DELUXE | 2017-10-24 | 105
PHILIPS LTD | INNOSPIRE DELUXE | 2017-10-24 | 105
PHILIPS LTD | INNOSPIRE DELUXE | 2017-10-24 | 105
PHILIPS LTD | INNOSPIRE DELUXE | 2017-10-24 | 105
PHILIPS LTD | INNOSPIRE DELUXE | 2017-10-24 | 105
PHILIPS LTD | INNOSPIRE DELUXE | 2017-10-24 | 105
PHILIPS LTD | INNOSPIRE DELUXE | 2017-10-24 | 105
PHILIPS LTD | INNOSPIRE DELUXE | 2017-10-24 | 105
PHILIPS LTD | INNOSPIRE DELUXE | 2017-10-24 | 105
PHILIPS LTD | INNOSPIRE DELUXE | 2017-10-24 | 105
PHILIPS LTD | INNOSPIRE DELUXE | 2017-10-24 | 105
PHILIPS LTD | INNOSPIRE DELUXE | 2017-10-24 | 105
PHILIPS LTD | INNOSPIRE DELUXE | 2017-10-24 | 105
PHILIPS LTD | INNOSPIRE DELUXE | 2017-10-24 | 105
PHILIPS LTD | INNOSPIRE DELUXE | 2017-08-31 | 105
PHILIPS LTD | INNOSPIRE DELUXE | 2017-08-31 | 105
PHILIPS LTD | INNOSPIRE DELUXE | 2017-08-31 | 105
PHILIPS LTD | INNOSPIRE DELUXE | 2017-08-31 | 105
PHILIPS LTD | INNOSPIRE DELUXE | 2017-08-31 | 105
PHILIPS LTD | INNOSPIRE DELUXE | 2017-08-31 | 105
PHILIPS LTD | INNOSPIRE DELUXE | 2017-08-31 | 105
PHILIPS LTD | INNOSPIRE DELUXE | 2017-08-31 | 105
PHILIPS LTD | INNOSPIRE DELUXE | 2017-08-31 | 105
PHILIPS LTD | INNOSPIRE DELUXE | 2017-08-31 | 105
PHILIPS LTD | INNOSPIRE DELUXE | 2017-08-31 | 105
PHILIPS LTD | INNOSPIRE DELUXE | 2017-08-31 | 105
PHILIPS LTD | INNOSPIRE DELUXE | 2017-08-31 | 105
PHILIPS LTD | INNOSPIRE DELUXE | 2017-08-31 | 105
PHILIPS LTD | INNOSPIRE DELUXE | 2017-08-31 | 105
PHILIPS LTD | INNOSPIRE DELUXE | 2017-08-31 | 105
PHILIPS LTD | INNOSPIRE DELUXE | 2017-08-31 | 105
PHILIPS LTD | INNOSPIRE DELUXE | 2017-08-31 | 105
PHILIPS LTD | INNOSPIRE DELUXE | 2017-08-31 | 105
PHILIPS LTD | INNOSPIRE DELUXE | 2017-08-31 | 105
PHILIPS LTD | INNOSPIRE DELUXE | 2017-08-31 | 105
PHILIPS LTD | INNOSPIRE DELUXE | 2017-08-31 | 105
PHILIPS LTD | INNOSPIRE DELUXE | 2017-08-31 | 105
PHILIPS LTD | INNOSPIRE DELUXE | 2017-08-31 | 105
PHILIPS LTD | INNOSPIRE DELUXE | 2017-08-31 | 105
PHILIPS LTD | INNOSPIRE DELUXE | 2017-08-31 | 105
RESPIRONICS | DELUXE 230V/50HZ | 2017-07-13 | 79.2
RESPIRONICS | DELUXE 230V/50HZ | 2017-07-13 | 79.2
RESPIRONICS | DELUXE 230V/50HZ | 2017-07-13 | 79.2
RESPIRONICS | DELUXE 230V/50HZ | 2017-07-13 | 79.2
RESPIRONICS | DELUXE 230V/50HZ | 2017-07-13 | 79.2
RESPIRONICS | DELUXE 230V/50HZ | 2017-07-13 | 79.2
RESPIRONICS | DELUXE 230V/50HZ | 2017-07-13 | 79.2
RESPIRONICS | DELUXE 230V/50HZ | 2017-07-13 | 79.2
RESPIRONICS | DELUXE 230V/50HZ | 2017-07-13 | 79.2
RESPIRONICS | DELUXE 230V/50HZ | 2017-07-13 | 79.2
RESPIRONICS | DELUXE 230V/50HZ | 2017-07-13 | 79.2
RESPIRONICS | DELUXE 230V/50HZ | 2017-07-13 | 79.2
RESPIRONICS | DELUXE 230V/50HZ | 2017-07-13 | 79.2
RESPIRONICS | DELUXE 230V/50HZ | 2017-07-13 | 79.2
RESPIRONICS | DELUXE 230V/50HZ | 2017-07-13 | 79.2
RESPIRONICS | DELUXE 230V/50HZ | 2017-07-13 | 79.2
RESPIRONICS | DELUXE 230V/50HZ | 2017-07-13 | 79.2
RESPIRONICS | DELUXE 230V/50HZ | 2017-07-13 | 79.2
RESPIRONICS | DELUXE 230V/50HZ | 2017-07-13 | 79.2
RESPIRONICS | DELUXE 230V/50HZ | 2017-07-13 | 79.2
RESPIRONICS | DELUXE 230V/50HZ | 2017-07-13 | 79.2
RESPIRONICS | DELUXE 230V/50HZ | 2017-07-13 | 79.2
RESPIRONICS | DELUXE 230V/50HZ | 2017-07-13 | 79.2
RESPIRONICS | DELUXE 230V/50HZ | 2017-07-13 | 79.2
RESPIRONICS | DELUXE 230V/50HZ | 2017-07-13 | 79.2
ERGOLINE GMBH | ERGOSELECT 100P | 2017-06-05 | 2000
R.A. MEDICAL | 870A | 2017-06-05 | 61516.5
MEDI-PLINTH | BE3075 | 2017-06-05 | 350
R.A. MEDICAL | LMCPETGO | 2017-06-05 | 42348.75
PHILIPS LTD | INNOSPIRE DELUXE | 2017-05-08 | 105
PHILIPS LTD | INNOSPIRE DELUXE | 2017-05-08 | 105
PHILIPS LTD | INNOSPIRE DELUXE | 2017-05-08 | 105
PHILIPS LTD | INNOSPIRE DELUXE | 2017-05-08 | 105
PHILIPS LTD | INNOSPIRE DELUXE | 2017-05-08 | 105
PHILIPS LTD | INNOSPIRE DELUXE | 2017-05-08 | 105
PHILIPS LTD | INNOSPIRE DELUXE | 2017-05-08 | 105
PHILIPS LTD | INNOSPIRE DELUXE | 2017-05-08 | 105
PHILIPS LTD | INNOSPIRE DELUXE | 2017-05-08 | 105
PHILIPS LTD | INNOSPIRE DELUXE | 2017-05-08 | 105
PHILIPS LTD | INNOSPIRE DELUXE | 2017-05-08 | 105
PHILIPS LTD | INNOSPIRE DELUXE | 2017-05-08 | 105
PHILIPS LTD | INNOSPIRE DELUXE | 2017-05-08 | 105
PHILIPS LTD | INNOSPIRE DELUXE | 2017-05-08 | 105
PHILIPS LTD | INNOSPIRE DELUXE | 2017-05-08 | 105
PHILIPS LTD | INNOSPIRE DELUXE | 2017-05-08 | 105
PHILIPS LTD | INNOSPIRE DELUXE | 2017-05-08 | 105
PHILIPS LTD | INNOSPIRE DELUXE | 2017-05-08 | 105
PHILIPS LTD | INNOSPIRE DELUXE | 2017-05-08 | 105
PHILIPS LTD | INNOSPIRE DELUXE | 2017-05-08 | 105
PHILIPS LTD | INNOSPIRE DELUXE | 2017-05-08 | 105
PHILIPS LTD | INNOSPIRE DELUXE | 2017-05-08 | 105
PHILIPS LTD | INNOSPIRE DELUXE | 2017-05-08 | 105
PHILIPS LTD | INNOSPIRE DELUXE | 2017-05-08 | 105
PHILIPS LTD | INNOSPIRE DELUXE | 2017-05-08 | 105
PHILIPS LTD | INNOSPIRE DELUXE | 2017-05-08 | 105
PHILIPS LTD | INNOSPIRE DELUXE | 2017-05-08 | 105
PHILIPS LTD | INNOSPIRE DELUXE | 2017-05-08 | 105
RESPIRONICS | DELUXE 230V/50HZ | 2017-03-02 | 79.2
RESPIRONICS | DELUXE 230V/50HZ | 2017-03-02 | 79.2
RESPIRONICS | DELUXE 230V/50HZ | 2017-03-02 | 79.2
RESPIRONICS | DELUXE 230V/50HZ | 2017-03-02 | 79.2
RESPIRONICS | DELUXE 230V/50HZ | 2017-03-02 | 79.2
RESPIRONICS | DELUXE 230V/50HZ | 2017-03-02 | 79.2
RESPIRONICS | DELUXE 230V/50HZ | 2017-03-02 | 79.2
RESPIRONICS | DELUXE 230V/50HZ | 2017-03-02 | 79.2
RESPIRONICS | DELUXE 230V/50HZ | 2017-03-02 | 79.2
RESPIRONICS | DELUXE 230V/50HZ | 2017-03-02 | 79.2
RESPIRONICS | DELUXE 230V/50HZ | 2017-03-02 | 79.2
RESPIRONICS | DELUXE 230V/50HZ | 2017-03-02 | 79.2
RESPIRONICS | DELUXE 230V/50HZ | 2017-03-02 | 79.2
RESPIRONICS | DELUXE 230V/50HZ | 2017-03-02 | 79.2
RESPIRONICS | DELUXE 230V/50HZ | 2017-03-02 | 79.2
RESPIRONICS | DELUXE 230V/50HZ | 2017-03-02 | 79.2
RESPIRONICS | DELUXE 230V/50HZ | 2017-03-02 | 79.2
RESPIRONICS | DELUXE 230V/50HZ | 2017-03-02 | 79.2
RESPIRONICS | DELUXE 230V/50HZ | 2017-03-02 | 79.2
RESPIRONICS | DELUXE 230V/50HZ | 2017-03-02 | 79.2
RESPIRONICS | DELUXE 230V/50HZ | 2017-03-02 | 79.2
RESPIRONICS | DELUXE 230V/50HZ | 2017-03-02 | 79.2
RESPIRONICS | DELUXE 230V/50HZ | 2017-03-02 | 79.2
RESPIRONICS | DELUXE 230V/50HZ | 2017-03-02 | 79.2
RESPIRONICS | DELUXE 230V/50HZ | 2017-03-02 | 79.2
RESPIRONICS | DELUXE 230V/50HZ | 2017-03-02 | 79.2
RESPIRONICS | DELUXE 230V/50HZ | 2017-03-02 | 79.2
RESPIRONICS | DELUXE 230V/50HZ | 2017-02-20 | 79.2
RESPIRONICS | DELUXE 230V/50HZ | 2017-02-20 | 79.2
RESPIRONICS | DELUXE 230V/50HZ | 2017-02-20 | 79.2
RESPIRONICS | DELUXE 230V/50HZ | 2017-02-20 | 79.2
RESPIRONICS | DELUXE 230V/50HZ | 2017-02-20 | 79.2
RESPIRONICS | DELUXE 230V/50HZ | 2017-02-20 | 79.2
RESPIRONICS | DELUXE 230V/50HZ | 2017-02-20 | 79.2
RESPIRONICS | DELUXE 230V/50HZ | 2017-02-20 | 79.2
RESPIRONICS | DELUXE 230V/50HZ | 2017-02-20 | 79.2
RESPIRONICS | DELUXE 230V/50HZ | 2017-02-20 | 79.2
RESPIRONICS | DELUXE 230V/50HZ | 2017-02-20 | 79.2
RESPIRONICS | DELUXE 230V/50HZ | 2017-02-20 | 79.2
RESPIRONICS | DELUXE 230V/50HZ | 2017-02-20 | 79.2
RESPIRONICS | DELUXE 230V/50HZ | 2017-02-20 | 79.2
RESPIRONICS | DELUXE 230V/50HZ | 2017-02-20 | 79.2
RESPIRONICS | DELUXE 230V/50HZ | 2017-02-20 | 79.2
RESPIRONICS | DELUXE 230V/50HZ | 2017-02-20 | 79.2
RESPIRONICS | DELUXE 230V/50HZ | 2017-02-20 | 79.2
RESPIRONICS | DELUXE 230V/50HZ | 2017-01-10 | 79.2
RESPIRONICS | DELUXE 230V/50HZ | 2017-01-10 | 79.2
RESPIRONICS | DELUXE 230V/50HZ | 2017-01-10 | 79.2
RESPIRONICS | DELUXE 230V/50HZ | 2017-01-10 | 79.2
RESPIRONICS | DELUXE 230V/50HZ | 2017-01-10 | 79.2
RESPIRONICS | DELUXE 230V/50HZ | 2017-01-10 | 79.2
RESPIRONICS | DELUXE 230V/50HZ | 2017-01-10 | 79.2
RESPIRONICS | DELUXE 230V/50HZ | 2017-01-10 | 79.2
RESPIRONICS | DELUXE 230V/50HZ | 2017-01-10 | 79.2
RESPIRONICS | DELUXE 230V/50HZ | 2017-01-10 | 79.2
RESPIRONICS | DELUXE 230V/50HZ | 2017-01-10 | 79.2
RESPIRONICS | DELUXE 230V/50HZ | 2017-01-10 | 79.2
RESPIRONICS | DELUXE 230V/50HZ | 2017-01-10 | 79.2
RESPIRONICS | DELUXE 230V/50HZ | 2017-01-10 | 79.2
RESPIRONICS | DELUXE 230V/50HZ | 2017-01-10 | 79.2
RESPIRONICS | DELUXE 230V/50HZ | 2017-01-10 | 79.2
RESPIRONICS | DELUXE 230V/50HZ | 2017-01-10 | 79.2
RESPIRONICS | DELUXE 230V/50HZ | 2017-01-10 | 79.2
RESPIRONICS | DELUXE 230V/50HZ | 2017-01-10 | 79.2
RESPIRONICS | DELUXE 230V/50HZ | 2017-01-10 | 79.2
RESPIRONICS | DELUXE 230V/50HZ | 2017-01-10 | 79.2
RESPIRONICS | DELUXE 230V/50HZ | 2017-01-10 | 79.2
RESPIRONICS | DELUXE 230V/50HZ | 2016-12-16 | 79.2
RESPIRONICS | DELUXE 230V/50HZ | 2016-12-07 | 79.2
RESPIRONICS | DELUXE 230V/50HZ | 2016-12-07 | 79.2
RESPIRONICS | DELUXE 230V/50HZ | 2016-12-07 | 79.2
RESPIRONICS | DELUXE 230V/50HZ | 2016-12-07 | 79.2
RESPIRONICS | DELUXE 230V/50HZ | 2016-12-07 | 79.2
RESPIRONICS | DELUXE 230V/50HZ | 2016-12-07 | 79.2
RESPIRONICS | DELUXE 230V/50HZ | 2016-12-07 | 79.2
RESPIRONICS | DELUXE 230V/50HZ | 2016-12-07 | 79.2
RESPIRONICS | DELUXE 230V/50HZ | 2016-12-07 | 79.2
RESPIRONICS | DELUXE 230V/50HZ | 2016-12-07 | 79.2
RESPIRONICS | DELUXE 230V/50HZ | 2016-12-07 | 79.2
RESPIRONICS | DELUXE 230V/50HZ | 2016-12-07 | 79.2
RESPIRONICS | DELUXE 230V/50HZ | 2016-12-07 | 79.2
RESPIRONICS | DELUXE 230V/50HZ | 2016-12-07 | 79.2
RESPIRONICS | DELUXE 230V/50HZ | 2016-12-07 | 79.2
RESPIRONICS | DELUXE 230V/50HZ | 2016-12-07 | 79.2
RESPIRONICS | DELUXE 230V/50HZ | 2016-12-07 | 79.2
RESPIRONICS | DELUXE 230V/50HZ | 2016-12-07 | 79.2
RESPIRONICS | DELUXE 230V/50HZ | 2016-12-07 | 79.2
RESPIRONICS | DELUXE 230V/50HZ | 2016-12-07 | 79.2
RESPIRONICS | DELUXE 230V/50HZ | 2016-12-07 | 79.2
RESPIRONICS | DELUXE 230V/50HZ | 2016-12-07 | 79.2
RESPIRONICS | DELUXE 230V/50HZ | 2016-12-07 | 79.2
RESPIRONICS | DELUXE 230V/50HZ | 2016-12-07 | 79.2
RESPIRONICS | DELUXE 230V/50HZ | 2016-12-07 | 79.2
RESPIRONICS | DELUXE 230V/50HZ | 2016-12-07 | 79.2
RESPIRONICS | DELUXE 230V/50HZ | 2016-12-07 | 79.2
RESPIRONICS | DELUXE 230V/50HZ | 2016-10-14 | 79.2
RESPIRONICS | DELUXE 230V/50HZ | 2016-10-07 | 79.2
RESPIRONICS | REMSTAR AUTO M SERIES | 2016-10-01 | 500
RESPIRONICS | DELUXE 230V/50HZ | 2016-09-30 | 79.2
RESPIRONICS | DELUXE 230V/50HZ | 2016-09-30 | 79.2
RESPIRONICS | DELUXE 230V/50HZ | 2016-09-07 | 79.2
RESPIRONICS | DELUXE 230V/50HZ | 2016-09-07 | 79.2
RESPIRONICS | DELUXE 230V/50HZ | 2016-09-07 | 79.2
RESPIRONICS | DELUXE 230V/50HZ | 2016-09-07 | 79.2
RESPIRONICS | DELUXE 230V/50HZ | 2016-09-07 | 79.2
RESPIRONICS | DELUXE 230V/50HZ | 2016-09-07 | 79.2
RESPIRONICS | DELUXE 230V/50HZ | 2016-09-07 | 79.2
RESPIRONICS | DELUXE 230V/50HZ | 2016-09-07 | 79.2
RESPIRONICS | DELUXE 230V/50HZ | 2016-09-07 | 79.2
RESPIRONICS | DELUXE 230V/50HZ | 2016-09-07 | 79.2
RESPIRONICS | DELUXE 230V/50HZ | 2016-09-07 | 79.2
RESPIRONICS | DELUXE 230V/50HZ | 2016-09-07 | 79.2
RESPIRONICS | DELUXE 230V/50HZ | 2016-09-07 | 79.2
RESPIRONICS | DELUXE 230V/50HZ | 2016-09-07 | 79.2
RESPIRONICS | DELUXE 230V/50HZ | 2016-09-07 | 79.2
RESPIRONICS | DELUXE 230V/50HZ | 2016-09-07 | 79.2
RESPIRONICS | DELUXE 230V/50HZ | 2016-09-07 | 79.2
RESPIRONICS | DELUXE 230V/50HZ | 2016-09-07 | 79.2
RESPIRONICS | DELUXE 230V/50HZ | 2016-09-07 | 79.2
RESPIRONICS | DELUXE 230V/50HZ | 2016-09-07 | 79.2
RESPIRONICS | DELUXE 230V/50HZ | 2016-09-07 | 79.2
RESPIRONICS | DELUXE 230V/50HZ | 2016-09-07 | 79.2
RESPIRONICS | DELUXE 230V/50HZ | 2016-09-07 | 79.2
RESPIRONICS | DELUXE 230V/50HZ | 2016-09-07 | 79.2
RESPIRONICS | DELUXE 230V/50HZ | 2016-09-07 | 79.2
RESPIRONICS | DELUXE 230V/50HZ | 2016-09-07 | 79.2
RESPIRONICS | DELUXE 230V/50HZ | 2016-09-07 | 79.2
RESPIRONICS | DELUXE 230V/50HZ | 2016-09-07 | 79.2
RESPIRONICS | DELUXE 230V/50HZ | 2016-09-07 | 79.2
RESPIRONICS | DELUXE 230V/50HZ | 2016-09-07 | 79.2
RESPIRONICS | DELUXE 230V/50HZ | 2016-09-07 | 79.2
RESPIRONICS | DELUXE 230V/50HZ | 2016-09-07 | 79.2
RESPIRONICS | DELUXE 230V/50HZ | 2016-09-07 | 79.2
RESPIRONICS | DELUXE 230V/50HZ | 2016-09-07 | 79.2
RESPIRONICS | DELUXE 230V/50HZ | 2016-09-07 | 79.2
RESPIRONICS | DELUXE 230V/50HZ | 2016-09-07 | 79.2
RESPIRONICS | DELUXE 230V/50HZ | 2016-07-15 | 79.2
RESPIRONICS | DELUXE 230V/50HZ | 2016-07-15 | 79.2
RESPIRONICS | DELUXE 230V/50HZ | 2016-07-15 | 79.2
RESPIRONICS | DELUXE 230V/50HZ | 2016-07-15 | 79.2
RESPIRONICS | DELUXE 230V/50HZ | 2016-07-15 | 79.2
RESPIRONICS | DELUXE 230V/50HZ | 2016-07-15 | 79.2
RESPIRONICS | DELUXE 230V/50HZ | 2016-07-15 | 79.2
RESPIRONICS | DELUXE 230V/50HZ | 2016-07-15 | 79.2
RESPIRONICS | DELUXE 230V/50HZ | 2016-07-15 | 79.2
RESPIRONICS | DELUXE 230V/50HZ | 2016-07-15 | 79.2
RESPIRONICS | DELUXE 230V/50HZ | 2016-07-15 | 79.2
RESPIRONICS | DELUXE 230V/50HZ | 2016-07-15 | 79.2
RESPIRONICS | DELUXE 230V/50HZ | 2016-07-15 | 79.2
RESPIRONICS | DELUXE 230V/50HZ | 2016-07-15 | 79.2
RESPIRONICS | DELUXE 230V/50HZ | 2016-07-15 | 79.2
RESPIRONICS | DELUXE 230V/50HZ | 2016-07-15 | 79.2
RESPIRONICS | DELUXE 230V/50HZ | 2016-07-15 | 79.2
RESPIRONICS | DELUXE 230V/50HZ | 2016-07-15 | 79.2
RESPIRONICS | DELUXE 230V/50HZ | 2016-07-15 | 79.2
RESPIRONICS | DELUXE 230V/50HZ | 2016-07-15 | 79.2
RESPIRONICS | DELUXE 230V/50HZ | 2016-07-15 | 79.2
RESPIRONICS | DELUXE 230V/50HZ | 2016-07-15 | 79.2
RESPIRONICS | DELUXE 230V/50HZ | 2016-07-15 | 79.2
RESPIRONICS | DELUXE 230V/50HZ | 2016-07-15 | 79.2
RESPIRONICS | DELUXE 230V/50HZ | 2016-07-15 | 79.2
RESPIRONICS | DELUXE 230V/50HZ | 2016-07-15 | 79.2
RESPIRONICS | DELUXE 230V/50HZ | 2016-07-15 | 79.2
RESPIRONICS | DELUXE 230V/50HZ | 2016-07-15 | 79.2
RESPIRONICS | DELUXE 230V/50HZ | 2016-07-15 | 79.2
ABBOTT LABS | I-STAT 1 | 2016-07-15 | 6234.35
FRESENIUS KABI | VOLUMAT MC AGILIA | 2016-07-05 | 300
RESPIRONICS | DELUXE 230V/50HZ | 2016-05-12 | 79.2
RESPIRONICS | DELUXE 230V/50HZ | 2016-05-12 | 79.2
RESPIRONICS | DELUXE 230V/50HZ | 2016-05-12 | 79.2
RESPIRONICS | DELUXE 230V/50HZ | 2016-05-12 | 79.2
RESPIRONICS | DELUXE 230V/50HZ | 2016-05-12 | 79.2
RESPIRONICS | DELUXE 230V/50HZ | 2016-05-12 | 79.2
RESPIRONICS | DELUXE 230V/50HZ | 2016-05-12 | 79.2
RESPIRONICS | DELUXE 230V/50HZ | 2016-05-12 | 79.2
RESPIRONICS | DELUXE 230V/50HZ | 2016-05-12 | 79.2
RESPIRONICS | DELUXE 230V/50HZ | 2016-05-12 | 79.2
RESPIRONICS | DELUXE 230V/50HZ | 2016-05-12 | 79.2
RESPIRONICS | DELUXE 230V/50HZ | 2016-05-12 | 79.2
RESPIRONICS | DELUXE 230V/50HZ | 2016-05-12 | 79.2
RESPIRONICS | DELUXE 230V/50HZ | 2016-05-12 | 79.2
RESPIRONICS | DELUXE 230V/50HZ | 2016-05-12 | 79.2
RESPIRONICS | DELUXE 230V/50HZ | 2016-05-12 | 79.2
RESPIRONICS | DELUXE 230V/50HZ | 2016-05-12 | 79.2
RESPIRONICS | DELUXE 230V/50HZ | 2016-05-12 | 79.2
RESPIRONICS | DELUXE 230V/50HZ | 2016-05-12 | 79.2
RESPIRONICS | DELUXE 230V/50HZ | 2016-05-12 | 79.2
RESPIRONICS | DELUXE 230V/50HZ | 2016-05-12 | 79.2
RESPIRONICS | DELUXE 230V/50HZ | 2016-05-12 | 79.2
RESPIRONICS | DELUXE 230V/50HZ | 2016-05-12 | 79.2
RESPIRONICS | DELUXE 230V/50HZ | 2016-05-12 | 79.2
RESPIRONICS | DELUXE 230V/50HZ | 2016-05-12 | 79.2
RESPIRONICS | DELUXE 230V/50HZ | 2016-05-12 | 79.2
RESPIRONICS | DELUXE 230V/50HZ | 2016-04-26 | 79.2
PHILIPS LTD | INNOSPIRE DELUXE | 2016-03-16 | 105
PHILIPS LTD | INNOSPIRE DELUXE | 2016-03-16 | 105
PHILIPS LTD | INNOSPIRE DELUXE | 2016-03-16 | 105
PHILIPS LTD | INNOSPIRE DELUXE | 2016-03-16 | 105
PHILIPS LTD | INNOSPIRE DELUXE | 2016-03-16 | 105
PHILIPS LTD | INNOSPIRE DELUXE | 2016-03-16 | 105
PHILIPS LTD | INNOSPIRE DELUXE | 2016-03-16 | 105
PHILIPS LTD | INNOSPIRE DELUXE | 2016-03-16 | 105
PHILIPS LTD | INNOSPIRE DELUXE | 2016-03-16 | 105
PHILIPS LTD | INNOSPIRE DELUXE | 2016-03-16 | 105
PHILIPS LTD | INNOSPIRE DELUXE | 2016-03-16 | 105
PHILIPS LTD | INNOSPIRE DELUXE | 2016-02-05 | 105
PHILIPS LTD | INNOSPIRE DELUXE | 2016-02-05 | 105
PHILIPS LTD | INNOSPIRE DELUXE | 2016-02-05 | 105
PHILIPS LTD | INNOSPIRE DELUXE | 2016-02-05 | 105
PHILIPS LTD | INNOSPIRE DELUXE | 2016-02-05 | 105
PHILIPS LTD | INNOSPIRE DELUXE | 2016-02-05 | 105
PHILIPS LTD | INNOSPIRE DELUXE | 2016-02-05 | 105
PHILIPS LTD | INNOSPIRE DELUXE | 2016-02-05 | 105
PHILIPS LTD | INNOSPIRE DELUXE | 2016-02-05 | 105
PHILIPS LTD | INNOSPIRE DELUXE | 2016-02-05 | 105
PHILIPS LTD | INNOSPIRE DELUXE | 2016-02-05 | 105
PHILIPS LTD | INNOSPIRE DELUXE | 2016-02-05 | 105
PHILIPS LTD | INNOSPIRE DELUXE | 2016-02-05 | 105
PHILIPS LTD | INNOSPIRE DELUXE | 2016-02-05 | 105
PHILIPS LTD | INNOSPIRE DELUXE | 2016-02-05 | 105
PHILIPS LTD | INNOSPIRE DELUXE | 2016-02-05 | 105
RESPIRONICS | DELUXE 230V/50HZ | 2016-01-29 | 79.2
RESPIRONICS | DELUXE 230V/50HZ | 2016-01-29 | 79.2
RESPIRONICS | DELUXE 230V/50HZ | 2016-01-29 | 79.2
RESPIRONICS | DELUXE 230V/50HZ | 2016-01-29 | 79.2
RESPIRONICS | DELUXE 230V/50HZ | 2016-01-29 | 79.2
RESPIRONICS | DELUXE 230V/50HZ | 2016-01-29 | 79.2
RESPIRONICS | DELUXE 230V/50HZ | 2016-01-29 | 79.2
RESPIRONICS | DELUXE 230V/50HZ | 2016-01-29 | 79.2
RESPIRONICS | DELUXE 230V/50HZ | 2016-01-29 | 79.2
RESPIRONICS | DELUXE 230V/50HZ | 2016-01-29 | 79.2
RESPIRONICS | DELUXE 230V/50HZ | 2016-01-29 | 79.2
RESPIRONICS | DELUXE 230V/50HZ | 2016-01-29 | 79.2
RESPIRONICS | DELUXE 230V/50HZ | 2016-01-29 | 79.2
RESPIRONICS | DELUXE 230V/50HZ | 2016-01-29 | 79.2
RESPIRONICS | DELUXE 230V/50HZ | 2016-01-29 | 79.2
RESPIRONICS | DELUXE 230V/50HZ | 2016-01-29 | 79.2
RESPIRONICS | DELUXE 230V/50HZ | 2016-01-29 | 79.2
RESPIRONICS | DELUXE 230V/50HZ | 2016-01-29 | 79.2
RESPIRONICS | DELUXE 230V/50HZ | 2016-01-29 | 79.2
RESPIRONICS | DELUXE 230V/50HZ | 2016-01-29 | 79.2
RESPIRONICS | DELUXE 230V/50HZ | 2016-01-29 | 79.2
RESPIRONICS | DELUXE 230V/50HZ | 2016-01-29 | 79.2
RESPIRONICS | DELUXE 230V/50HZ | 2016-01-29 | 79.2
RESPIRONICS | DELUXE 230V/50HZ | 2016-01-29 | 79.2
RESPIRONICS | DELUXE 230V/50HZ | 2016-01-29 | 79.2
RESPIRONICS | DELUXE 230V/50HZ | 2016-01-29 | 79.2
RESPIRONICS | DELUXE 230V/50HZ | 2016-01-29 | 79.2
RESPIRONICS | DELUXE 230V/50HZ | 2016-01-29 | 79.2
RESPIRONICS | DELUXE 230V/50HZ | 2015-12-18 | 79.2
RESPIRONICS | DELUXE 230V/50HZ | 2015-12-18 | 79.2
RESPIRONICS | DELUXE 230V/50HZ | 2015-12-18 | 79.2
RESPIRONICS | DELUXE 230V/50HZ | 2015-12-18 | 79.2
RESPIRONICS | DELUXE 230V/50HZ | 2015-12-18 | 79.2
RESPIRONICS | DELUXE 230V/50HZ | 2015-12-18 | 79.2
RESPIRONICS | DELUXE 230V/50HZ | 2015-12-18 | 79.2
RESPIRONICS | DELUXE 230V/50HZ | 2015-12-18 | 79.2
RESPIRONICS | DELUXE 230V/50HZ | 2015-12-18 | 79.2
RESPIRONICS | DELUXE 230V/50HZ | 2015-12-18 | 79.2
RESPIRONICS | DELUXE 230V/50HZ | 2015-12-18 | 79.2
RESPIRONICS | DELUXE 230V/50HZ | 2015-12-18 | 79.2
RESPIRONICS | DELUXE 230V/50HZ | 2015-12-18 | 79.2
RESPIRONICS | DELUXE 230V/50HZ | 2015-12-18 | 79.2
RESPIRONICS | DELUXE 230V/50HZ | 2015-12-18 | 79.2
RESPIRONICS | DELUXE 230V/50HZ | 2015-12-18 | 79.2
RESPIRONICS | DELUXE 230V/50HZ | 2015-12-18 | 79.2
RESPIRONICS | DELUXE 230V/50HZ | 2015-12-18 | 79.2
RESPIRONICS | DELUXE 230V/50HZ | 2015-12-18 | 79.2
RESPIRONICS | DELUXE 230V/50HZ | 2015-12-18 | 79.2
RESPIRONICS | DELUXE 230V/50HZ | 2015-12-18 | 79.2
RESPIRONICS | DELUXE 230V/50HZ | 2015-12-18 | 79.2
RESPIRONICS | DELUXE 230V/50HZ | 2015-12-18 | 79.2
RESPIRONICS | DELUXE 230V/50HZ | 2015-12-18 | 79.2
RESPIRONICS | DELUXE 230V/50HZ | 2015-12-18 | 79.2
RESPIRONICS | DELUXE 230V/50HZ | 2015-12-18 | 79.2
RESPIRONICS | DELUXE 230V/50HZ | 2015-12-18 | 79.2
RESPIRONICS | DELUXE 230V/50HZ | 2015-12-18 | 79.2
RESPIRONICS | DELUXE 230V/50HZ | 2015-12-18 | 79.2
RESPIRONICS | DELUXE 230V/50HZ | 2015-12-18 | 79.2
RESPIRONICS | DELUXE 230V/50HZ | 2015-12-18 | 79.2
RESPIRONICS | DELUXE 230V/50HZ | 2015-12-18 | 79.2
RESPIRONICS | DELUXE 230V/50HZ | 2015-12-18 | 79.2
RESPIRONICS | DELUXE 230V/50HZ | 2015-12-18 | 79.2
RESPIRONICS | DELUXE 230V/50HZ | 2015-12-18 | 79.2
RESPIRONICS | DELUXE 230V/50HZ | 2015-12-18 | 79.2
PHILIPS LTD | INNOSPIRE DELUXE | 2015-12-01 | 105
PHILIPS LTD | INNOSPIRE DELUXE | 2015-10-30 | 105
PHILIPS LTD | INNOSPIRE DELUXE | 2015-10-30 | 105
PHILIPS LTD | INNOSPIRE DELUXE | 2015-10-30 | 105
PHILIPS LTD | INNOSPIRE DELUXE | 2015-10-30 | 105
PHILIPS LTD | INNOSPIRE DELUXE | 2015-10-30 | 105
PHILIPS LTD | INNOSPIRE DELUXE | 2015-10-30 | 105
PHILIPS LTD | INNOSPIRE DELUXE | 2015-10-30 | 105
PHILIPS LTD | INNOSPIRE DELUXE | 2015-10-30 | 105
PHILIPS LTD | INNOSPIRE DELUXE | 2015-10-30 | 105
PHILIPS LTD | INNOSPIRE DELUXE | 2015-10-30 | 105
PHILIPS LTD | INNOSPIRE DELUXE | 2015-10-30 | 105
PHILIPS LTD | INNOSPIRE DELUXE | 2015-10-30 | 105
PHILIPS LTD | INNOSPIRE DELUXE | 2015-10-30 | 105
PHILIPS LTD | INNOSPIRE DELUXE | 2015-10-30 | 105
PHILIPS LTD | INNOSPIRE DELUXE | 2015-10-30 | 105
PHILIPS LTD | INNOSPIRE DELUXE | 2015-10-30 | 105
PHILIPS LTD | INNOSPIRE DELUXE | 2015-10-30 | 105
PHILIPS LTD | INNOSPIRE DELUXE | 2015-10-30 | 105
PHILIPS LTD | INNOSPIRE DELUXE | 2015-10-30 | 105
PHILIPS LTD | INNOSPIRE DELUXE | 2015-10-30 | 105
PHILIPS LTD | INNOSPIRE DELUXE | 2015-10-30 | 105
PHILIPS LTD | INNOSPIRE DELUXE | 2015-10-30 | 105
PHILIPS LTD | INNOSPIRE DELUXE | 2015-10-30 | 105
RESPIRONICS | REMSTAR AUTO M SERIES | 2015-10-01 | 500
RESPIRONICS | REMSTAR AUTO M SERIES | 2015-10-01 | 500
MEDIX LTD | AC2000 | 2015-10-01 | 105
MEDIX LTD | AC2000 | 2015-10-01 | 105
MEDIX LTD | AC2000 | 2015-10-01 | 105
MEDIX LTD | AC2000 | 2015-10-01 | 105
PHILIPS LTD | INNOSPIRE DELUXE | 2015-09-29 | 105
PHILIPS LTD | INNOSPIRE DELUXE | 2015-09-29 | 105
PHILIPS LTD | INNOSPIRE DELUXE | 2015-09-29 | 105
PHILIPS LTD | INNOSPIRE DELUXE | 2015-09-29 | 105
PHILIPS LTD | INNOSPIRE DELUXE | 2015-09-29 | 105
PHILIPS LTD | INNOSPIRE DELUXE | 2015-09-29 | 105
PHILIPS LTD | INNOSPIRE DELUXE | 2015-09-29 | 105
PHILIPS LTD | INNOSPIRE DELUXE | 2015-09-29 | 105
PHILIPS LTD | INNOSPIRE DELUXE | 2015-09-29 | 105
PHILIPS LTD | INNOSPIRE DELUXE | 2015-09-29 | 105
PHILIPS LTD | INNOSPIRE DELUXE | 2015-09-29 | 105
PHILIPS LTD | INNOSPIRE DELUXE | 2015-09-29 | 105
PHILIPS LTD | INNOSPIRE DELUXE | 2015-09-29 | 105
PHILIPS LTD | INNOSPIRE DELUXE | 2015-09-29 | 105
PHILIPS LTD | INNOSPIRE DELUXE | 2015-09-29 | 105
PHILIPS LTD | INNOSPIRE DELUXE | 2015-09-29 | 105
PHILIPS LTD | INNOSPIRE DELUXE | 2015-09-29 | 105
PHILIPS LTD | INNOSPIRE DELUXE | 2015-09-29 | 105
PHILIPS LTD | INNOSPIRE DELUXE | 2015-09-29 | 105
PHILIPS LTD | INNOSPIRE DELUXE | 2015-09-29 | 105
PHILIPS LTD | INNOSPIRE DELUXE | 2015-09-29 | 105
PHILIPS LTD | INNOSPIRE DELUXE | 2015-09-29 | 105
PHILIPS LTD | INNOSPIRE DELUXE | 2015-09-29 | 105
PHILIPS LTD | INNOSPIRE DELUXE | 2015-09-29 | 105
PHILIPS LTD | INNOSPIRE DELUXE | 2015-09-29 | 105
PHILIPS LTD | INNOSPIRE DELUXE | 2015-09-29 | 105
PHILIPS LTD | INNOSPIRE DELUXE | 2015-08-12 | 105
PHILIPS LTD | INNOSPIRE DELUXE | 2015-08-12 | 105
PHILIPS LTD | INNOSPIRE DELUXE | 2015-08-04 | 105
PHILIPS LTD | INNOSPIRE DELUXE | 2015-08-04 | 105
PHILIPS LTD | INNOSPIRE DELUXE | 2015-08-04 | 105
PHILIPS LTD | INNOSPIRE DELUXE | 2015-08-04 | 105
PHILIPS LTD | INNOSPIRE DELUXE | 2015-08-04 | 105
PHILIPS LTD | INNOSPIRE DELUXE | 2015-08-04 | 105
PHILIPS LTD | INNOSPIRE DELUXE | 2015-08-04 | 105
PHILIPS LTD | INNOSPIRE DELUXE | 2015-08-04 | 105
PHILIPS LTD | INNOSPIRE DELUXE | 2015-08-04 | 105
PHILIPS LTD | INNOSPIRE DELUXE | 2015-08-04 | 105
PHILIPS LTD | INNOSPIRE DELUXE | 2015-08-04 | 105
PHILIPS LTD | INNOSPIRE DELUXE | 2015-08-04 | 105
PHILIPS LTD | INNOSPIRE DELUXE | 2015-08-04 | 105
PHILIPS LTD | INNOSPIRE DELUXE | 2015-08-04 | 105
PHILIPS LTD | INNOSPIRE DELUXE | 2015-08-04 | 105
PHILIPS LTD | INNOSPIRE DELUXE | 2015-08-04 | 105
PHILIPS LTD | INNOSPIRE DELUXE | 2015-08-04 | 105
PHILIPS LTD | INNOSPIRE DELUXE | 2015-08-04 | 105
PHILIPS LTD | INNOSPIRE DELUXE | 2015-08-04 | 105
PHILIPS LTD | INNOSPIRE DELUXE | 2015-08-04 | 105
PHILIPS LTD | INNOSPIRE DELUXE | 2015-08-04 | 105
PHILIPS LTD | INNOSPIRE DELUXE | 2015-08-04 | 105
PHILIPS LTD | INNOSPIRE DELUXE | 2015-08-04 | 105
PHILIPS LTD | INNOSPIRE DELUXE | 2015-08-04 | 105
PHILIPS LTD | INNOSPIRE DELUXE | 2015-07-21 | 105
RESPIRONICS | DELUXE 230V/50HZ | 2015-06-26 | 79.2
ABBOTT LABS | FREESTYLE PRECISION PRO | 2015-06-16 | 1000
RESPIRONICS | DELUXE 230V/50HZ | 2015-05-29 | 79.2
RESPIRONICS | DELUXE 230V/50HZ | 2015-05-29 | 79.2
RESPIRONICS | DELUXE 230V/50HZ | 2015-05-29 | 79.2
RESPIRONICS | DELUXE 230V/50HZ | 2015-05-29 | 79.2
RESPIRONICS | DELUXE 230V/50HZ | 2015-05-29 | 79.2
RESPIRONICS | DELUXE 230V/50HZ | 2015-05-29 | 79.2
RESPIRONICS | DELUXE 230V/50HZ | 2015-05-29 | 79.2
RESPIRONICS | DELUXE 230V/50HZ | 2015-05-29 | 79.2
RESPIRONICS | DELUXE 230V/50HZ | 2015-05-29 | 79.2
RESPIRONICS | DELUXE 230V/50HZ | 2015-05-29 | 79.2
RESPIRONICS | DELUXE 230V/50HZ | 2015-05-29 | 79.2
RESPIRONICS | DELUXE 230V/50HZ | 2015-05-29 | 79.2
RESPIRONICS | DELUXE 230V/50HZ | 2015-05-29 | 79.2
RESPIRONICS | DELUXE 230V/50HZ | 2015-05-29 | 79.2
RESPIRONICS | DELUXE 230V/50HZ | 2015-05-29 | 79.2
RESPIRONICS | DELUXE 230V/50HZ | 2015-05-29 | 79.2
RESPIRONICS | DELUXE 230V/50HZ | 2015-05-29 | 79.2
RESPIRONICS | DELUXE 230V/50HZ | 2015-05-29 | 79.2
RESPIRONICS | DELUXE 230V/50HZ | 2015-04-01 | 79.2
RESPIRONICS | DELUXE 230V/50HZ | 2015-04-01 | 79.2
RESPIRONICS | DELUXE 230V/50HZ | 2015-04-01 | 79.2
RESPIRONICS | DELUXE 230V/50HZ | 2015-04-01 | 79.2
RESPIRONICS | DELUXE 230V/50HZ | 2015-04-01 | 79.2
RESPIRONICS | DELUXE 230V/50HZ | 2015-04-01 | 79.2
RESPIRONICS | DELUXE 230V/50HZ | 2015-04-01 | 79.2
RESPIRONICS | DELUXE 230V/50HZ | 2015-04-01 | 79.2
RESPIRONICS | DELUXE 230V/50HZ | 2015-04-01 | 79.2
RESPIRONICS | DELUXE 230V/50HZ | 2015-04-01 | 79.2
RESPIRONICS | DELUXE 230V/50HZ | 2015-04-01 | 79.2
RESPIRONICS | DELUXE 230V/50HZ | 2015-04-01 | 79.2
RESPIRONICS | DELUXE 230V/50HZ | 2015-04-01 | 79.2
RESPIRONICS | DELUXE 230V/50HZ | 2015-04-01 | 79.2
RESPIRONICS | DELUXE 230V/50HZ | 2015-04-01 | 79.2
RESPIRONICS | DELUXE 230V/50HZ | 2015-04-01 | 79.2
RESPIRONICS | DELUXE 230V/50HZ | 2015-04-01 | 79.2
RESPIRONICS | DELUXE 230V/50HZ | 2015-04-01 | 79.2
RESPIRONICS | DELUXE 230V/50HZ | 2015-04-01 | 79.2
RESPIRONICS | DELUXE 230V/50HZ | 2015-04-01 | 79.2
RESPIRONICS | DELUXE 230V/50HZ | 2015-04-01 | 79.2
RESPIRONICS | DELUXE 230V/50HZ | 2015-04-01 | 79.2
RESPIRONICS | DELUXE 230V/50HZ | 2015-04-01 | 79.2
PHILIPS LTD | INNOSPIRE DELUXE | 2015-02-27 | 105
PHILIPS LTD | INNOSPIRE DELUXE | 2015-02-27 | 105
PHILIPS LTD | INNOSPIRE DELUXE | 2015-02-27 | 105
PHILIPS LTD | INNOSPIRE DELUXE | 2015-02-27 | 105
PHILIPS LTD | INNOSPIRE DELUXE | 2015-02-27 | 105
PHILIPS LTD | INNOSPIRE DELUXE | 2015-02-27 | 105
PHILIPS LTD | INNOSPIRE DELUXE | 2015-02-27 | 105
PHILIPS LTD | INNOSPIRE DELUXE | 2015-02-27 | 105
PHILIPS LTD | INNOSPIRE DELUXE | 2015-02-27 | 105
PHILIPS LTD | INNOSPIRE DELUXE | 2015-02-27 | 105
PHILIPS LTD | INNOSPIRE DELUXE | 2015-02-27 | 105
PHILIPS LTD | INNOSPIRE DELUXE | 2015-02-27 | 105
PHILIPS LTD | INNOSPIRE DELUXE | 2015-02-27 | 105
PHILIPS LTD | INNOSPIRE DELUXE | 2015-02-27 | 105
PHILIPS LTD | INNOSPIRE DELUXE | 2015-02-27 | 105
PHILIPS LTD | INNOSPIRE DELUXE | 2015-02-27 | 105
PHILIPS LTD | INNOSPIRE DELUXE | 2015-02-27 | 105
PHILIPS LTD | INNOSPIRE DELUXE | 2015-02-27 | 105
PHILIPS LTD | INNOSPIRE DELUXE | 2015-02-27 | 105
PHILIPS LTD | INNOSPIRE DELUXE | 2015-02-27 | 105
PHILIPS LTD | INNOSPIRE DELUXE | 2015-02-27 | 105
PHILIPS LTD | INNOSPIRE DELUXE | 2015-02-27 | 105
PHILIPS LTD | INNOSPIRE DELUXE | 2015-02-27 | 105
PHILIPS LTD | INNOSPIRE DELUXE | 2015-02-27 | 105
PHILIPS LTD | INNOSPIRE DELUXE | 2015-01-12 | 105
PHILIPS LTD | INNOSPIRE DELUXE | 2015-01-12 | 105
PHILIPS LTD | INNOSPIRE DELUXE | 2015-01-12 | 105
PHILIPS LTD | INNOSPIRE DELUXE | 2015-01-12 | 105
PHILIPS LTD | INNOSPIRE DELUXE | 2015-01-12 | 105
PHILIPS LTD | INNOSPIRE DELUXE | 2015-01-12 | 105
PHILIPS LTD | INNOSPIRE DELUXE | 2015-01-12 | 105
PHILIPS LTD | INNOSPIRE DELUXE | 2015-01-12 | 105
PHILIPS LTD | INNOSPIRE DELUXE | 2015-01-12 | 105
PHILIPS LTD | INNOSPIRE DELUXE | 2015-01-12 | 105
PHILIPS LTD | INNOSPIRE DELUXE | 2015-01-12 | 105
PHILIPS LTD | INNOSPIRE DELUXE | 2015-01-12 | 105
FUJIFILM SONOSITE | L25N/13-6 MHZ | 2014-03-04 | 5000
FUJIFILM SONOSITE | C60N/5-2 MHZ | 2014-03-04 | 5000
AIRSEP CORP | FREESTYLE AS095 | 2013-05-30 | 2500
NSPIRE HEALT | HDPFT 4000 PLETH | 2012-07-12 | 16000
NSPIRE HEALT | HDPFT 4000 N2 | 2012-07-12 | 5000
NSPIRE HEALT | HDPFT 4000 PLETH | 2012-07-12 | 16000
NSPIRE HEALT | HDPFT 4000 N2 | 2012-07-12 | 5000
NSPIRE HEALT | HDPFT 4000 PLETH | 2012-07-12 | 16000
NSPIRE HEALT | HDPFT 4000 N2 | 2012-07-12 | 5000
HEINE | EN100 | 2012-05-03 | 657
WELCH ALLYN | 53N00 (VSM 300) | 2012-03-06 | 2250
INNOVISION | INNOCOR INN00010 | 2011-12-06 | 5441.68
EAST HEALTH | HIGH-SUCTION | 2011-08-15 | 200
EAST HEALTH | HIGH-SUCTION | 2011-08-15 | 200
SECA | 704 | 2011-07-22 | 439
SECA | 704 | 2011-07-22 | 439
SECA | 798 | 2010-10-14 | 400
EPSON LTD | TM-U220 | 2010-10-06 | 500
ALERE LTD | EPOC READER | 2010-09-17 | 2000
MINOLTA | PULSOX-3I | 2010-04-09 | 550
NONIN | 9500 ONYX | 2010-03-17 | 350
OMRON | HEM-907 | 2010-01-29 | 100
OMRON | HEM-907 | 2009-11-06 | 200
ABBOTT LABS | I-STAT 1 | 2009-10-07 | 6234.35
MARTEL | MCP9819-065 | 2009-10-07 | 366
ABBOTT LABS | I-STAT 1 | 2009-10-07 | 6234.35
MARTEL | MCP9819-065 | 2009-10-07 | 366
PHYSIO CONTROL | LIFEPAK 1000 | 2009-09-21 | 2145
AIRSEP CORP | NEW LIFE | 2009-07-24 | 1200
MINOLTA | PULSOX-3I | 2009-07-15 | 600
GE LIMITED | LOGIQ BOOK XP | 2008-07-24 | 12188.33
NSPIRE HEALT | ZAN Z60 | 2008-05-19 | 2000
NSPIRE HEALT | ZAN 300 MGA USB | 2008-04-08 | 3500
SAMSUNG | SAMSUNG 204B | 2008-04-08 | 500
NSPIRE HEALT | ZAN Z60 | 2008-04-08 | 3000
NSPIRE HEALT | ZAN 300 MGA USB | 2008-04-08 | 3500
NSPIRE HEALT | ZAN 500 BODY USB | 2008-04-08 | 16000
SAMSUNG | SAMSUNG 204B | 2008-04-08 | 500
NSPIRE HEALT | ZAN 300 MGA USB | 2008-04-08 | 3500
NSPIRE HEALT | ZAN 500 BODY USB | 2008-04-08 | 16000
SAMSUNG | SAMSUNG 204B | 2008-04-08 | 500
NSPIRE HEALT | ZAN Z60 | 2008-04-08 | 3000
NSPIRE HEALT | ZAN 500 BODY USB | 2008-04-08 | 16000
OMRON | NE-U17 | 2008-04-02 | 760
SECA | 770 | 2004-10-21 | 293
SECA | 778 | 2004-10-21 | 300
FERRARIS LTD | WRIGHT | 2004-04-23 | 500
FERRARIS LTD | WRIGHT | 2004-04-23 | 500
PROFILE RESP | RG0002F03 | 2003-09-25 | 71.09
PROFILE RESP | RG0002F03 | 2003-09-25 | 71.09
PROFILE RESP | RG0002F03 | 2003-09-25 | 71.09
PROFILE RESP | RG0002F03 | 2003-09-25 | 71.09
PROFILE RESP | RG0002F03 | 2003-09-25 | 71.09
PROFILE RESP | RG0002F03 | 2003-09-25 | 71.09
OMRON | HEM-705CP | 2002-09-02 | 128.08
OMRON | HEM-705CP | 2002-09-02 | 128.08
NICKEL ELECTRO | NE010GT/I | 2002-01-01 | 590
DATEX-OHMEDA | 3800 | 2001-11-05 | 2000
DATEX-OHMEDA | 3800 | 2001-11-05 | 2000
NA | MEMO/GENERAL SUNDRIES | 2001-01-01 | 0
SECA | 770 | 1993-09-17 | 224
DATEX-OHMEDA | 3740 | 1991-12-10 | 1586
SECA | 770 | 1991-11-04 | 250
MEMO-INTERN | PMG-BRI/RESPIRATORY | 1972-01-01 | 0
PARI MEDICAL | ETRACK CONTROLLER | 2022-05-06 | 425
PARI MEDICAL | ETRACK CONTROLLER | 2022-05-06 | 425
PARI MEDICAL | ETRACK CONTROLLER | 2022-05-06 | 425
PARI MEDICAL | ETRACK CONTROLLER | 2022-05-06 | 425
PARI MEDICAL | ETRACK CONTROLLER | 2022-05-06 | 425
PARI MEDICAL | ETRACK CONTROLLER | 2022-05-06 | 425
PARI MEDICAL | ETRACK CONTROLLER | 2022-05-06 | 425
PARI MEDICAL | ETRACK CONTROLLER | 2022-05-06 | 425
PARI MEDICAL | ETRACK CONTROLLER | 2022-05-06 | 425
PARI MEDICAL | ETRACK CONTROLLER | 2022-05-06 | 425
PARI MEDICAL | ETRACK CONTROLLER | 2022-05-06 | 425
PARI MEDICAL | ETRACK CONTROLLER | 2022-05-06 | 425
PARI MEDICAL | ETRACK CONTROLLER | 2022-05-06 | 425
PARI MEDICAL | ETRACK CONTROLLER | 2022-05-06 | 425
PARI MEDICAL | ETRACK CONTROLLER | 2022-05-06 | 425
PARI MEDICAL | ETRACK CONTROLLER | 2022-05-06 | 425
PARI MEDICAL | ETRACK CONTROLLER | 2022-05-06 | 425
PARI MEDICAL | ETRACK CONTROLLER | 2022-05-06 | 425
PARI MEDICAL | ETRACK CONTROLLER | 2022-05-06 | 425
PARI MEDICAL | ETRACK CONTROLLER | 2022-05-06 | 425
BREAS MEDICAL | NIPPY CLEARWAY | 2022-05-03 | 4500
HILL-ROM | 75CE CONNEX | 2022-02-17 | 2030
WELCH ALLYN | PRO 6000 CONNEX | 2022-02-17 | 179
PARI MEDICAL | PARI BOY CLASSIC | 2021-12-08 | 342
PARI MEDICAL | PARI BOY CLASSIC | 2021-11-19 | 342
PARI MEDICAL | PARI BOY CLASSIC | 2021-11-19 | 342
PARI MEDICAL | PARI BOY CLASSIC | 2021-11-19 | 342
PARI MEDICAL | PARI BOY CLASSIC | 2021-11-19 | 342
PARI MEDICAL | PARI BOY CLASSIC | 2021-11-19 | 342
BREAS MEDICAL | NIPPY CLEARWAY | 2021-08-12 | 4500
PARI MEDICAL | EFLOW RAPID | 2021-04-29 | 425
PARI MEDICAL | EFLOW RAPID | 2021-04-29 | 425
PARI MEDICAL | EFLOW RAPID | 2021-04-29 | 425
PARI MEDICAL | EFLOW RAPID | 2021-04-29 | 425
PARI MEDICAL | EFLOW RAPID | 2021-04-29 | 425
NONIN | 3150 | 2020-09-17 | 650
NONIN | 3150 | 2020-09-17 | 650
NONIN | 3150 | 2020-09-17 | 650
NONIN | 3150 | 2020-09-17 | 650
NONIN | 3150 | 2020-09-17 | 650
BREAS MEDICAL | NIPPY CLEARWAY | 2020-07-10 | 3300
BREAS MEDICAL | NIPPY CLEARWAY | 2020-04-29 | 4500
BREAS MEDICAL | NIPPY CLEARWAY | 2020-04-29 | 4500
BREAS MEDICAL | NIPPY CLEARWAY | 2020-04-29 | 4500
BREAS MEDICAL | NIPPY CLEARWAY | 2020-04-29 | 4500
BREAS MEDICAL | NIPPY CLEARWAY | 2020-04-29 | 4500
BREAS MEDICAL | NIPPY CLEARWAY | 2020-04-29 | 4500
BREAS MEDICAL | NIPPY CLEARWAY | 2020-04-29 | 4500
BREAS MEDICAL | NIPPY CLEARWAY | 2020-04-29 | 4500
BREAS MEDICAL | NIPPY CLEARWAY | 2020-04-29 | 4500
BREAS MEDICAL | NIPPY CLEARWAY | 2020-04-29 | 4500
BREAS MEDICAL | NIPPY CLEARWAY | 2020-04-29 | 4500
BREAS MEDICAL | NIPPY CLEARWAY | 2020-04-16 | 4500
BREAS MEDICAL | NIPPY CLEARWAY | 2020-04-16 | 4500
BREAS MEDICAL | NIPPY CLEARWAY | 2020-04-16 | 4500
BREAS MEDICAL | NIPPY CLEARWAY | 2020-04-16 | 4500
BREAS MEDICAL | NIPPY CLEARWAY | 2020-04-16 | 4500
BREAS MEDICAL | NIPPY CLEARWAY | 2020-04-16 | 4500
BREAS MEDICAL | NIPPY CLEARWAY | 2020-04-16 | 4500
BREAS MEDICAL | NIPPY CLEARWAY | 2020-04-16 | 4500
PARI MEDICAL | ETRACK CONTROLLER | 2019-11-14 | 425
PARI MEDICAL | ETRACK CONTROLLER | 2019-11-14 | 425
PARI MEDICAL | ETRACK CONTROLLER | 2019-11-14 | 425
PARI MEDICAL | ETRACK CONTROLLER | 2019-11-14 | 425
PARI MEDICAL | ETRACK CONTROLLER | 2019-11-14 | 425
PARI MEDICAL | ETRACK CONTROLLER | 2019-11-14 | 425
PARI MEDICAL | ETRACK CONTROLLER | 2019-11-14 | 425
PARI MEDICAL | ETRACK CONTROLLER | 2019-11-14 | 425
PARI MEDICAL | ETRACK CONTROLLER | 2019-11-14 | 425
PARI MEDICAL | ETRACK CONTROLLER | 2019-11-14 | 425
PARI MEDICAL | ETRACK CONTROLLER | 2019-11-14 | 425
PARI MEDICAL | ETRACK CONTROLLER | 2019-11-14 | 425
PARI MEDICAL | ETRACK CONTROLLER | 2019-11-14 | 425
PARI MEDICAL | ETRACK CONTROLLER | 2019-11-14 | 425
PARI MEDICAL | ETRACK CONTROLLER | 2019-11-14 | 425
PARI MEDICAL | ETRACK CONTROLLER | 2019-11-14 | 425
PARI MEDICAL | ETRACK CONTROLLER | 2019-11-14 | 425
PARI MEDICAL | ETRACK CONTROLLER | 2019-11-14 | 425
PARI MEDICAL | ETRACK CONTROLLER | 2019-11-14 | 425
PARI MEDICAL | ETRACK CONTROLLER | 2019-11-14 | 425
PARI MEDICAL | ETRACK CONTROLLER | 2019-11-14 | 425
PARI MEDICAL | ETRACK CONTROLLER | 2019-11-14 | 425
PARI MEDICAL | ETRACK CONTROLLER | 2019-11-14 | 425
PARI MEDICAL | ETRACK CONTROLLER | 2019-11-14 | 425
PARI MEDICAL | ETRACK CONTROLLER | 2019-11-14 | 425
PARI MEDICAL | ETRACK CONTROLLER | 2019-11-14 | 425
PARI MEDICAL | ETRACK CONTROLLER | 2019-11-14 | 425
PARI MEDICAL | ETRACK CONTROLLER | 2019-11-14 | 425
PARI MEDICAL | ETRACK CONTROLLER | 2019-11-14 | 425
PARI MEDICAL | ETRACK CONTROLLER | 2019-11-14 | 425
PARI MEDICAL | ETRACK CONTROLLER | 2019-11-14 | 425
PARI MEDICAL | ETRACK CONTROLLER | 2019-11-14 | 425
PARI MEDICAL | ETRACK CONTROLLER | 2019-11-14 | 425
PARI MEDICAL | ETRACK CONTROLLER | 2019-11-14 | 425
PARI MEDICAL | ETRACK CONTROLLER | 2019-11-14 | 425
PARI MEDICAL | ETRACK CONTROLLER | 2019-11-14 | 425
PARI MEDICAL | ETRACK CONTROLLER | 2019-11-14 | 425
PARI MEDICAL | ETRACK CONTROLLER | 2019-11-14 | 425
PARI MEDICAL | ETRACK CONTROLLER | 2019-11-14 | 425
PARI MEDICAL | ETRACK CONTROLLER | 2019-11-14 | 425
PARI MEDICAL | ETRACK CONTROLLER | 2019-11-14 | 425
PARI MEDICAL | ETRACK CONTROLLER | 2019-11-14 | 425
PARI MEDICAL | ETRACK CONTROLLER | 2019-11-14 | 425
PARI MEDICAL | ETRACK CONTROLLER | 2019-11-14 | 425
PARI MEDICAL | ETRACK CONTROLLER | 2019-11-14 | 425
PARI MEDICAL | ETRACK CONTROLLER | 2019-11-14 | 425
PARI MEDICAL | ETRACK CONTROLLER | 2019-11-14 | 425
PARI MEDICAL | ETRACK CONTROLLER | 2019-11-14 | 425
PARI MEDICAL | ETRACK CONTROLLER | 2019-11-14 | 425
PARI MEDICAL | ETRACK CONTROLLER | 2019-11-14 | 425
PARI MEDICAL | ETRACK CONTROLLER | 2019-11-14 | 425
PARI MEDICAL | ETRACK CONTROLLER | 2019-11-14 | 425
PARI MEDICAL | ETRACK CONTROLLER | 2019-11-14 | 425
PARI MEDICAL | ETRACK CONTROLLER | 2019-11-14 | 425
PARI MEDICAL | ETRACK CONTROLLER | 2019-11-14 | 425
PARI MEDICAL | ETRACK CONTROLLER | 2019-11-14 | 425
PARI MEDICAL | ETRACK CONTROLLER | 2019-11-14 | 425
PARI MEDICAL | ETRACK CONTROLLER | 2019-11-14 | 425
PARI MEDICAL | ETRACK CONTROLLER | 2019-11-14 | 425
PARI MEDICAL | ETRACK CONTROLLER | 2019-11-14 | 425
PARI MEDICAL | ETRACK CONTROLLER | 2019-11-14 | 425
PARI MEDICAL | ETRACK CONTROLLER | 2019-11-14 | 425
PARI MEDICAL | ETRACK CONTROLLER | 2019-11-14 | 425
PARI MEDICAL | ETRACK CONTROLLER | 2019-11-14 | 425
PARI MEDICAL | ETRACK CONTROLLER | 2019-11-14 | 425
PARI MEDICAL | ETRACK CONTROLLER | 2019-11-14 | 425
PARI MEDICAL | ETRACK CONTROLLER | 2019-11-14 | 425
PARI MEDICAL | ETRACK CONTROLLER | 2019-11-14 | 425
PARI MEDICAL | ETRACK CONTROLLER | 2019-11-14 | 425
PARI MEDICAL | ETRACK CONTROLLER | 2019-11-14 | 425
PARI MEDICAL | ETRACK CONTROLLER | 2019-11-14 | 425
PARI MEDICAL | ETRACK CONTROLLER | 2019-11-14 | 425
PARI MEDICAL | ETRACK CONTROLLER | 2019-11-14 | 425
PARI MEDICAL | ETRACK CONTROLLER | 2019-11-14 | 425
PARI MEDICAL | ETRACK CONTROLLER | 2019-11-14 | 425
PARI MEDICAL | ETRACK CONTROLLER | 2019-11-14 | 425
PARI MEDICAL | ETRACK CONTROLLER | 2019-11-14 | 425
PARI MEDICAL | ETRACK CONTROLLER | 2019-11-14 | 425
PARI MEDICAL | ETRACK CONTROLLER | 2019-11-12 | 425
PARI MEDICAL | TURBO BOY (BLK/GREY) | 2019-09-19 | 133.95
PARI MEDICAL | EFLOW RAPID | 2019-07-29 | 425
PARI MEDICAL | EFLOW RAPID | 2019-07-29 | 425
PARI MEDICAL | EFLOW RAPID | 2019-07-29 | 425
PARI MEDICAL | EFLOW RAPID | 2019-07-29 | 425
PARI MEDICAL | EFLOW RAPID | 2019-07-29 | 425
FRESENIUS KABI | VOLUMAT MC AGILIA | 2018-12-20 | 1200
BREAS MEDICAL | NIPPY CLEARWAY | 2018-09-24 | 4500
BREAS MEDICAL | NIPPY CLEARWAY | 2018-09-24 | 4500
BREAS MEDICAL | NIPPY CLEARWAY | 2018-08-29 | 4500
BREAS MEDICAL | NIPPY CLEARWAY | 2018-08-29 | 4500
BREAS MEDICAL | NIPPY CLEARWAY | 2018-08-29 | 4500
PARI MEDICAL | ETRACK CONTROLLER | 2017-09-25 | 425
PARI MEDICAL | ETRACK CONTROLLER | 2017-09-25 | 425
PARI MEDICAL | ETRACK CONTROLLER | 2017-09-25 | 425
PARI MEDICAL | ETRACK CONTROLLER | 2017-09-25 | 425
PARI MEDICAL | ETRACK CONTROLLER | 2017-09-25 | 425
PARI MEDICAL | ETRACK CONTROLLER | 2017-09-25 | 425
PARI MEDICAL | ETRACK CONTROLLER | 2017-09-25 | 425
PARI MEDICAL | ETRACK CONTROLLER | 2017-09-25 | 425
PARI MEDICAL | ETRACK CONTROLLER | 2017-09-25 | 425
PARI MEDICAL | ETRACK CONTROLLER | 2017-09-25 | 425
QUALCOMM LIFE | QWH-HUB-V1.0U | 2017-09-25 | 400
QUALCOMM LIFE | QWH-HUB-V1.0U | 2017-09-25 | 400
QUALCOMM LIFE | QWH-HUB-V1.0U | 2017-09-25 | 400
QUALCOMM LIFE | QWH-HUB-V1.0U | 2017-09-25 | 400
QUALCOMM LIFE | QWH-HUB-V1.0U | 2017-09-25 | 400
QUALCOMM LIFE | QWH-HUB-V1.0U | 2017-09-25 | 400
QUALCOMM LIFE | QWH-HUB-V1.0U | 2017-09-25 | 400
QUALCOMM LIFE | QWH-HUB-V1.0U | 2017-09-25 | 400
QUALCOMM LIFE | QWH-HUB-V1.0U | 2017-09-25 | 400
QUALCOMM LIFE | QWH-HUB-V1.0U | 2017-09-25 | 400
PARI MEDICAL | EFLOW RAPID | 2017-07-31 | 425
PARI MEDICAL | EFLOW RAPID | 2017-07-31 | 425
PARI MEDICAL | EFLOW RAPID | 2017-07-31 | 425
PARI MEDICAL | EFLOW RAPID | 2017-07-31 | 425
PARI MEDICAL | EFLOW RAPID | 2017-07-31 | 425
PARI MEDICAL | EFLOW RAPID | 2017-07-31 | 425
PARI MEDICAL | EFLOW RAPID | 2017-07-31 | 425
PARI MEDICAL | EFLOW RAPID | 2017-07-31 | 425
PARI MEDICAL | EFLOW RAPID | 2017-07-31 | 425
PARI MEDICAL | EFLOW RAPID | 2017-07-31 | 425
LAERDAL | LSU-2 | 2017-03-20 | 680
M.I.R. | SPIROLAB | 2017-01-13 | 1295
CME MEDICAL | T60 | 2016-10-04 | 1200
CME MEDICAL | T60 | 2016-10-04 | 1200
CME MEDICAL | T60 | 2016-10-04 | 1200
CME MEDICAL | T60 | 2016-10-04 | 1200
CME MEDICAL | T60 | 2016-10-04 | 1200
CME MEDICAL | T60 | 2016-10-04 | 1200
CME MEDICAL | T60 | 2016-10-04 | 1200
CME MEDICAL | T60 | 2016-10-04 | 1200
CME MEDICAL | T60 | 2016-10-04 | 1200
CME MEDICAL | T60 | 2016-10-04 | 1200
CME MEDICAL | T60 | 2016-10-04 | 1200
CME MEDICAL | T60 | 2016-10-04 | 1200
CME MEDICAL | T60 | 2016-10-04 | 1200
CME MEDICAL | T60 | 2016-10-04 | 1200
CME MEDICAL | T60 | 2016-10-04 | 1200
CME MEDICAL | T60 | 2016-10-04 | 1200
CME MEDICAL | T60 | 2016-10-04 | 1200
CME MEDICAL | T60 | 2016-10-04 | 1200
CME MEDICAL | T60 | 2016-10-04 | 1200
CME MEDICAL | T60 | 2016-10-04 | 1200
CME MEDICAL | T60 | 2016-10-04 | 1200
CME MEDICAL | T60 | 2016-10-04 | 1200
CME MEDICAL | T60 | 2016-10-04 | 1200
CME MEDICAL | T60 | 2016-10-04 | 1200
M.I.R. | SPIROLAB | 2016-04-21 | 1250
A&D INSTRUMENTS | UA-705 | 2016-01-14 | 30.95
A&D INSTRUMENTS | UA-705 | 2016-01-14 | 30.95
A&D INSTRUMENTS | UA-705 | 2016-01-14 | 30.95
RYCOM | JXB-182 | 2016-01-14 | 34.95
RYCOM | JXB-182 | 2016-01-14 | 34.95
RYCOM | JXB-182 | 2016-01-14 | 34.95
NONIN | 9590 ONYX VANTAGE | 2016-01-05 | 107.95
NONIN | 9590 ONYX VANTAGE | 2016-01-05 | 107.95
NONIN | 9590 ONYX VANTAGE | 2016-01-05 | 107.95
FUJIFILM SONOSITE | NANOMAXX P11111-45 | 2014-03-04 | 12560
CME MEDICAL | T34 | 2013-12-02 | 1451
CME MEDICAL | T34 | 2013-12-02 | 1451
CME MEDICAL | T34 | 2013-12-02 | 1451
CME MEDICAL | T34 | 2013-12-02 | 1451
CME MEDICAL | T34 | 2013-12-02 | 1451
CME MEDICAL | T34 | 2013-12-02 | 1451
CME MEDICAL | T34 | 2013-12-02 | 1451
CME MEDICAL | T34 | 2013-12-02 | 1451
CME MEDICAL | T34 | 2013-12-02 | 1451
CME MEDICAL | T34 | 2013-12-02 | 1451
CME MEDICAL | T34 | 2013-12-02 | 1451
CME MEDICAL | T34 | 2013-12-02 | 1451
CME MEDICAL | T34 | 2013-12-02 | 1451
CME MEDICAL | T34 | 2013-12-02 | 1451
CME MEDICAL | T34 | 2013-12-02 | 1451
CME MEDICAL | T34 | 2013-12-02 | 1451
CME MEDICAL | T34 | 2013-12-02 | 1451
CME MEDICAL | T34 | 2013-12-02 | 1451
CME MEDICAL | T34 | 2013-12-02 | 1451
CME MEDICAL | T34 | 2013-12-02 | 1451
OMRON | NE-U17 | 2013-08-02 | 10
OMRON | NE-U17 | 2013-08-02 | 10
BREAS MEDICAL | NIPPY CLEARWAY | 2013-01-09 | 4500
PHYSIO MED | TPN-EX TENS | 2011-06-27 | 50
PHYSIO MED | TPN-EX TENS | 2011-06-27 | 50
PHYSIO MED | TPN-EX TENS | 2011-06-27 | 50
PHYSIO MED | TPN-EX TENS | 2011-06-27 | 50
PHYSIO MED | TPN-EX TENS | 2011-06-27 | 50
MINOLTA | PULSOX-3I | 2006-04-04 | 550
MINOLTA | PULSOX-3I | 2006-04-04 | 550
NA | MEMO/GENERAL SUNDRIES | 2005-07-26 | 0
CME MEDICAL | T34 | 2013-12-02 | 1451
CME MEDICAL | T34 | 2013-12-02 | 1451
CME MEDICAL | T34 | 2013-12-02 | 1451
CME MEDICAL | T34 | 2013-12-02 | 1451
CME MEDICAL | T34 | 2013-12-02 | 1451
PHILIPS LTD | MX400 | 2022-06-10 | 2131.91
PHILIPS LTD | INTELLIVUE X3 | 2022-06-10 | 3163.78
PHILIPS LTD | M3015A | 2017-04-13 | 2800
PHYSIO CONTROL | LIFEPAK 20E | 2016-06-13 | 4741.2
PHYSIO CONTROL | LIFEPAK 20E PACED | 2016-06-01 | 7550
LAERDAL | LSU-2 | 2015-12-01 | 680
MEMO-INTERN | PMG-QB-2-X-RAY-REC | 2015-08-05 | 350
SHIRE | SA-6 | 2015-07-27 | 350
PHILIPS LTD | M3001A | 2012-04-19 | 1600
PHILIPS LTD | M8002A | 2005-06-13 | 6730.75
PHILIPS LTD | MX450 | 2021-07-13 | 3176.6
PHILIPS LTD | INTELLIVUE MMX | 2021-07-13 | 1731.82
THERAPY EQUIPMENT | DIAMOND RANGE HIGH | 2021-06-30 | 69
DRAEGER | VAPOR 3000 SEVO | 2021-06-17 | 2588.15
OXFORD HOIST | PRESENCE | 2021-04-12 | 1443
MARSDEN | M-420 | 2021-03-20 | 250
SECA | 799 | 2021-03-20 | 250
PHILIPS LTD | MX750 | 2021-01-06 | 4713.72
PHILIPS LTD | FMX-4 | 2021-01-06 | 175.56
PHILIPS LTD | INTELLIVUE MMX | 2021-01-06 | 1582.68
PHILIPS LTD | INTELLIVUE G7 | 2021-01-06 | 4085.4
ANGIODYNAMICS INC | SOLERO | 2020-11-23 | 25000
SECA | 877 | 2020-11-08 | 250
NA | CAPITAL SUNDRY NUMBER | 2020-03-06 | 0
PHILIPS LTD | EXPRESSION MR SPO2 | 2019-08-27 | 1550
SECA | 877 | 2019-07-02 | 200
PHILIPS LTD | MX400 | 2019-05-13 | 2131.91
PHILIPS LTD | INTELLIVUE MMX | 2019-05-13 | 1731.82
PHILIPS LTD | TC20 | 2019-04-08 | 3577
THERAPY EQUIPMENT | DIAMOND RANGE HIGH | 2019-01-18 | 80
PHILIPS LTD | MX400 | 2018-11-05 | 7255
PHILIPS LTD | INTELLIVUE X3 | 2018-11-05 | 4000
MEMO-INTERN | EXTENSION HOSE O2 | 2018-10-29 | 144.05
MEMO-INTERN | EXTENSION HOSE O2 | 2018-10-29 | 144.05
ARJO HUNTLEIGH | NDA0100-XX | 2018-01-03 | 196.99
PHILIPS LTD | EXPRESSION MR400 | 2017-08-16 | 52000
PHILIPS LTD | EXPRESSION MR ECG | 2017-08-16 | 1600
PHILIPS LTD | EXPRESSION MR MODULE CHARGER | 2017-08-16 | 500
PHILIPS LTD | EXPRESSION IP5 | 2017-08-16 | 20000
CAP LTD | CAPEX L2X | 2017-05-26 | 5000
CELSIUS MEDICAL | CALIMA | 2017-05-17 | 1700
PHILIPS LTD | MX450 | 2016-09-08 | 7555.86
PHILIPS LTD | M3001A | 2016-09-08 | 3362
EDAN INSTRUMENTS | SONOTRAX VASCULAR | 2016-09-02 | 300
FRESENIUS KABI | INJECTOMAT MC AGILIA | 2016-05-18 | 300
FRESENIUS KABI | INJECTOMAT MC AGILIA | 2016-05-18 | 300
ROCHE LTD | 4803710 | 2016-02-09 | 700
ROCHE LTD | COAGUCHEK XS SYSTEM | 2016-02-09 | 811.93
ANETIC AID | QA3 | 2015-12-23 | 2600
ANETIC AID | QA3 | 2015-12-23 | 2600
THERAPY EQUIPMENT | DIAMOND RANGE HIGH | 2015-11-02 | 80
THERAPY EQUIPMENT | DIAMOND RANGE HIGH | 2015-11-02 | 80
THERAPY EQUIPMENT | DIAMOND RANGE HIGH | 2015-11-02 | 80
THERAPY EQUIPMENT | DIAMOND RANGE HIGH | 2015-11-02 | 80
THERAPY EQUIPMENT | DIAMOND RANGE HIGH | 2015-10-20 | 80
THERAPY EQUIPMENT | DIAMOND RANGE HIGH | 2015-10-20 | 80
THERAPY EQUIPMENT | DIAMOND RANGE HIGH | 2015-10-20 | 80
THERAPY EQUIPMENT | DIAMOND RANGE HIGH | 2015-10-20 | 80
THERAPY EQUIPMENT | DIAMOND RANGE HIGH | 2015-10-20 | 80
ABBOTT LABS | FREESTYLE PRECISION PRO | 2015-06-16 | 1000
ABBOTT LABS | FREESTYLE PRECISION PRO | 2015-06-16 | 1000
LAERDAL | LSU-2 | 2015-06-15 | 680
THERAPY EQUIPMENT | DIAMOND RANGE HIGH | 2014-12-04 | 80
ANETIC AID | QA3 | 2014-11-21 | 2800
ANETIC AID | QA3 | 2014-11-21 | 2800
ARJO HUNTLEIGH | KPA0101 | 2014-10-24 | 195.9
AGFA-GEVAERT | 5SC750I | 2014-10-22 | 205
DIAG. SONAR | SONARWARM | 2014-10-15 | 150
THERMO SCIENTIFIC | MINI 900 | 2014-05-04 | 800
NOVA BIOMEDICAL | STATSENSOR CREATININE | 2014-03-12 | 5045.58
THERAPY EQUIPMENT | DIAMOND RANGE HIGH | 2013-12-04 | 80
GE LIMITED | E-PSMP-01 | 2012-10-22 | 2000
WELCH ALLYN | 53N00 (VSM 300) | 2011-11-24 | 791
THERMO SCIENTIFIC | MINI 900 | 2011-09-06 | 450
AMERICAN POWER CONVERSION (APC) | SMART-UPS 1000 | 2011-06-16 | 389
PHILIPS LTD | M3001A | 2011-04-01 | 2810
LAERDAL | LSU-2 | 2011-03-28 | 680
ARJO HUNTLEIGH | MAXI-MOVE | 2011-03-14 | 6059.18
ARJO HUNTLEIGH | ELECTRONIC SCALE | 2011-03-14 | 700
MEDI-PLINTH | US03TE | 2010-05-17 | 1775.5
DRAEGER | SCIO | 2009-05-01 | 6000
DIAG. SONAR | SONARWARM | 2008-12-15 | 150
PARKER | THERMASONIC | 2008-10-24 | 171.55
EAST HEALTH | HIGH-SUCTION | 2008-06-11 | 200
EAST HEALTH | HIGH-SUCTION | 2008-06-11 | 200
EAST HEALTH | HIGH-SUCTION | 2008-06-11 | 200
EAST HEALTH | HIGH-SUCTION | 2008-06-11 | 200
EAST HEALTH | HIGH-SUCTION | 2008-04-22 | 200
EAST HEALTH | HIGH-SUCTION | 2007-09-21 | 200
NA | VARIOUS | 2007-09-11 | 0
PHILIPS LTD | M8001A | 2007-08-21 | 6000
EAST HEALTH | HIGH-SUCTION | 2007-05-01 | 200
PHILIPS LTD | M8001A | 2006-12-18 | 5948.85
BOSTON SCIENTIFIC | RF3000 | 2005-09-01 | 15000
PHILIPS LTD | M3001A | 2005-05-04 | 2810
THERAPY EQUIPMENT | DIAMOND RANGE HIGH | 2004-08-04 | 139
EAST HEALTH | HIGH-SUCTION | 2003-09-05 | 200
DIAG. SONAR | SONARWARM | 2003-08-18 | 267
X-RITE | 334 | 2002-03-01 | 600
SONY | VID-P110(IMAGING) | 2001-01-12 | 1600
NA | MEMO/GENERAL SUNDRIES | 2001-01-01 | 0
NA | VARIOUS | 2001-01-01 | 0
ACCOSON LTD | HOSPITAL | 2000-11-01 | 35
DATEX-OHMEDA | HIGH-SUCTION | 2000-10-23 | 250
RMD INSTRUME | GAMMA POSITIONING SY | 2000-01-01 | 5993
HUNTLEIGH | D500 | 1999-07-06 | 300
VICTOREEN | 06-526 | 1984-10-17 | 400
MARSDEN | M-420 | 2017-01-24 | 220
BD | BODYGUARD T | 2021-12-08 | 1200
BD | BODYGUARD T | 2021-12-08 | 1200
BD | BODYGUARD T | 2021-12-08 | 1200
BD | BODYGUARD T | 2021-12-08 | 1200
BD | BODYGUARD T | 2021-12-08 | 1200
BD | BODYGUARD T | 2021-12-08 | 1200
BD | BODYGUARD T | 2021-12-08 | 1200
BD | BODYGUARD T | 2021-12-08 | 1200
BD | BODYGUARD T | 2021-12-08 | 1200
BD | BODYGUARD T | 2021-12-08 | 1200
BD | BODYGUARD T | 2021-12-08 | 1200
BD | BODYGUARD T | 2021-12-08 | 1200
BD | BODYGUARD T | 2021-12-08 | 1200
BD | BODYGUARD T | 2021-12-08 | 1200
BD | BODYGUARD T | 2021-12-07 | 1200
BD | BODYGUARD T | 2021-12-07 | 1200
BD | BODYGUARD T | 2021-12-07 | 1200
BD | BODYGUARD T | 2021-12-07 | 1200
BD | BODYGUARD T | 2021-12-07 | 1200
BD | BODYGUARD T | 2021-12-07 | 1200
BD | BODYGUARD T | 2021-11-16 | 1200
BECTON DICKINSON (BD) | T34 - 3rd GEN | 2020-11-23 | 1100
BECTON DICKINSON (BD) | T34 - 3rd GEN | 2020-11-23 | 1100
BECTON DICKINSON (BD) | T34 - 3rd GEN | 2020-11-23 | 1100
BECTON DICKINSON (BD) | T34 - 3rd GEN | 2020-11-23 | 1100
BECTON DICKINSON (BD) | T34 - 3rd GEN | 2020-11-23 | 1100
BECTON DICKINSON (BD) | T34 - 3rd GEN | 2020-11-23 | 1100
BECTON DICKINSON (BD) | T34 - 3rd GEN | 2020-11-23 | 1100
BECTON DICKINSON (BD) | T34 - 3rd GEN | 2020-11-23 | 1100
BECTON DICKINSON (BD) | T34 - 3rd GEN | 2020-11-23 | 1100
BECTON DICKINSON (BD) | T34 - 3rd GEN | 2020-11-23 | 1100
BECTON DICKINSON (BD) | T34 - 3rd GEN | 2020-11-23 | 1100
BECTON DICKINSON (BD) | T34 - 3rd GEN | 2020-11-23 | 1100
BECTON DICKINSON (BD) | T34 - 3rd GEN | 2020-11-23 | 1100
BECTON DICKINSON (BD) | T34 - 3rd GEN | 2020-11-23 | 1100
BECTON DICKINSON (BD) | T34 - 3rd GEN | 2020-11-23 | 1100
BECTON DICKINSON (BD) | T34 - 3rd GEN | 2020-11-23 | 1100
BECTON DICKINSON (BD) | T34 - 3rd GEN | 2020-11-23 | 1100
BECTON DICKINSON (BD) | T34 - 3rd GEN | 2020-11-23 | 1100
BECTON DICKINSON (BD) | T34 - 3rd GEN | 2020-11-23 | 1100
BECTON DICKINSON (BD) | T34 - 3rd GEN | 2020-11-23 | 1100
BECTON DICKINSON (BD) | T34 - 3rd GEN | 2020-11-23 | 1100
BECTON DICKINSON (BD) | T34 - 3rd GEN | 2020-11-23 | 1100
BECTON DICKINSON (BD) | T34 - 3rd GEN | 2020-11-23 | 1100
BECTON DICKINSON (BD) | T34 - 3rd GEN | 2020-07-13 | 1100
BECTON DICKINSON (BD) | T34 - 3rd GEN | 2020-07-13 | 1100
BECTON DICKINSON (BD) | T34 - 3rd GEN | 2020-07-13 | 1100
BECTON DICKINSON (BD) | T34 - 3rd GEN | 2020-07-13 | 1100
BECTON DICKINSON (BD) | T34 - 3rd GEN | 2020-07-13 | 1100
CME MEDICAL | T34 | 2013-12-02 | 1451
CME MEDICAL | T34 | 2013-12-02 | 1451
CME MEDICAL | T34 | 2013-12-02 | 1451
CME MEDICAL | T34 | 2013-12-02 | 1451
CME MEDICAL | T34 | 2013-12-02 | 1451
CME MEDICAL | T34 | 2013-12-02 | 1451
CME MEDICAL | T34 | 2013-12-02 | 1451
CME MEDICAL | T34 | 2013-12-02 | 1451
CME MEDICAL | T34 | 2013-12-02 | 1451
CME MEDICAL | T34 | 2013-12-02 | 1451
CME MEDICAL | T34 | 2013-12-02 | 1451
CME MEDICAL | T34 | 2013-12-02 | 1451
CME MEDICAL | T34 | 2013-12-02 | 1451
CME MEDICAL | T34 | 2013-12-02 | 1451
CME MEDICAL | T34 | 2013-12-02 | 1451
HOVERTECH | HTAIR2300-A | 2012-08-10 | 2000
MARSDEN | MPWS-300 | 2008-04-17 | 583.33
NA | MEMO/GENERAL SUNDRIES | 2018-05-23 | 0
NICKEL ELECTRO | NE1-28/PR | 2015-03-10 | 1000
NICKEL ELECTRO | PB56 | 2013-05-29 | 2000
BASELINE | PLEASE ENTER MODEL! (597) | 2012-02-16 | 120
BASELINE | PLEASE ENTER MODEL! (597) | 2012-02-16 | 120
BODYMAX | CF475 | 2022-06-27 | 599
BODYMAX | CF640 | 2022-06-27 | 429
BODYMAX | CF475 | 2022-06-27 | 599
HANDICARE | RETURN 7500 | 2021-06-23 | 400
PLINTH 2000 | 50 - 2 SECTION | 2021-03-12 | 1700
TAURUS | T9.9-2 | 2019-04-30 | 1000
PLINTH 2000 | 502H | 2019-04-03 | 811
PLINTH 2000 | 50 - 2 SECTION | 2012-03-26 | 2100
SPORT ENG. | GX200 | 2008-03-19 | 7337.88
WELCH ALLYN | SPOT 420(NBP/SPO2) | 2006-03-28 | 2000
JOHNSON | JPB-5100 | 2005-06-29 | 1495
SPEIDEL & KE | MAXI STABIL 3 | 2005-04-28 | 75
REEBOK | BODY TREC XL 200 | 2003-08-06 | 4318.5
GE LIMITED | DASH 3000 | 2003-01-15 | 5000
GE LIMITED | MAC1200 | 2000-02-03 | 3196
CONCEPT II | CONCEPT 2 | 1997-05-14 | 795
SWIFTAIR | SWIFTAIR ST2000 | 2013-01-01 | 2500
PHYSIO CONTROL | LIFEPAK 1000 | 2015-11-03 | 1388.96
ARJO HUNTLEIGH | CARENDO BIB2002-01 | 2022-06-20 | 0
AKRON | A2218A | 2021-12-30 | 1000
RECK-TECHNIK GmbH & Co. | MOTOMED LETTO 2 LEG/ARM | 2021-11-03 | 9643
RECK-TECHNIK GmbH & Co. | MOTOMED LETTO 2 LEG/ARM | 2021-11-03 | 9643
PLINTH 2000 | 502H | 2021-10-25 | 800
ARJO HUNTLEIGH | SARA STEDY | 2021-09-03 | 1500
CAREFLEX | HYDROFLEX | 2021-08-05 | 3065
CAREFLEX | HYDROFLEX | 2021-08-05 | 3065
SEATING MATTERS | PHOENIX | 2021-08-05 | 2670
SEATING MATTERS | PHOENIX | 2021-08-05 | 2670
SEATING MATTERS | PHOENIX | 2021-08-05 | 2670
SEATING MATTERS | PHOENIX | 2021-08-05 | 2670
SEATING MATTERS | PHOENIX | 2021-08-05 | 2670
OXFORD HOIST | PRESENCE | 2021-04-12 | 1443
CAREFLEX | HYDROFLEX | 2021-03-02 | 3065
CAREFLEX | HYDROFLEX | 2021-03-02 | 3065
JAMAR | FS2425 | 2020-05-22 | 218.18
JAMAR | FS2425 | 2020-05-22 | 218.18
JAMAR | FS2425 | 2020-05-22 | 218.18
JAMAR | FS2425 | 2020-05-22 | 218.18
JAMAR | FS2425 | 2020-05-22 | 218.18
JAMAR | FS2425 | 2020-05-22 | 218.18
JAMAR | FS2425 | 2020-05-22 | 218.18
JAMAR | FS2425 | 2020-05-22 | 218.18
JAMAR | FS2425 | 2020-05-22 | 218.18
JAMAR | FS2425 | 2020-05-22 | 218.18
NA | CAPITAL SUNDRY NUMBER | 2019-10-07 | 0
ARJO HUNTLEIGH | SPL3021 | 2019-08-29 | 0
PLENTY | E2 | 2019-05-09 | 60
SNOWDEN LTD | MEDICUR PRO | 2019-03-01 | 39
EVERYWAY MED | TPN200 PLUS MOD N601 | 2016-07-01 | 110
RESPIRONICS | COUGH ASSIST E70 | 2016-06-24 | 3300
EVERYWAY MEDICAL | EM-6100A | 2016-03-23 | 200
PLINTH 2000 | 40 | 2015-12-10 | 1876.8
BIRD | 7A | 2015-08-21 | 500
ABBOTT LABS | FREESTYLE PRECISION PRO | 2015-06-16 | 1000
PLINTH 2000 | 502E | 2014-01-15 | 752
PLINTH 2000 | 502E | 2014-01-15 | 752
PLINTH 2000 | 502E | 2014-01-15 | 752
PLINTH 2000 | 502E | 2014-01-15 | 752
EVERYWAY MED | TPN-EX | 2014-01-02 | 39
EVERYWAY MED | TPN-EX | 2014-01-02 | 39
EVERYWAY MED | TPN-EX | 2014-01-02 | 39
EVERYWAY MED | TPN-EX | 2014-01-02 | 39
EVERYWAY MED | TPN-EX | 2014-01-02 | 39
EVERYWAY MED | TPN-EX | 2014-01-02 | 39
BIRD | 7A | 2013-12-12 | 4000
PLINTH 2000 | 502H | 2013-08-22 | 535
PLINTH 2000 | 502H | 2013-08-22 | 535
PLINTH 2000 | 502H | 2013-08-22 | 535
EVERYWAY MED | TPN200 PLUS MOD N601 | 2013-06-24 | 110
EVERYWAY MED | TPN200 PLUS MOD N601 | 2013-06-24 | 110
EVERYWAY MED | TPN200 PLUS MOD N601 | 2013-06-24 | 110
EVERYWAY MED | TPN200 PLUS MOD N601 | 2013-06-24 | 110
EVERYWAY MED | TPN200 PLUS MOD N601 | 2013-06-24 | 110
BIOSYNC | B-50DL | 2013-04-24 | 20
BIOSYNC | B-50DL | 2013-04-24 | 20
SALTER | 9000 | 2012-09-01 | 16
BIRD | MK7 | 2012-02-07 | 500
BIRD | MK7 | 2011-12-29 | 500
NA | PLEASE ENTER MODEL! (276) | 2010-12-14 | 300
BIRD | 7A | 2010-08-16 | 4000
Z-TEC | ZT-600-604 | 2010-08-08 | 150
Z-TEC | ZT-600-604 | 2010-08-08 | 150
Z-TEC | ZT-600-604 | 2010-08-08 | 150
B.C.I.INTERN | 3520 | 2010-01-18 | 115
M.I.R. | MIROX1 | 2009-10-29 | 685
B.C.I.INTERN | 3520 | 2009-10-29 | 115
B.C.I.INTERN | 3520 | 2009-10-29 | 115
B.C.I.INTERN | 3520 | 2009-10-29 | 115
B.C.I.INTERN | 3520 | 2009-10-29 | 115
B.C.I.INTERN | 3520 | 2009-10-29 | 115
B.C.I.INTERN | 3520 | 2009-10-29 | 115
B.C.I.INTERN | 3520 | 2009-10-29 | 115
B.C.I.INTERN | 3520 | 2009-10-29 | 115
B.C.I.INTERN | 3520 | 2009-10-29 | 115
B.C.I.INTERN | 3520 | 2009-10-29 | 115
B.C.I.INTERN | 3520 | 2009-10-29 | 115
B.C.I.INTERN | 3520 | 2009-10-29 | 115
B.C.I.INTERN | 3520 | 2009-10-29 | 115
B.C.I.INTERN | 3520 | 2009-10-29 | 115
B.C.I.INTERN | 3520 | 2009-10-29 | 115
B.C.I.INTERN | 3520 | 2009-10-29 | 115
B.C.I.INTERN | 3520 | 2009-10-29 | 115
B.C.I.INTERN | 3520 | 2009-10-29 | 115
B.C.I.INTERN | 3520 | 2009-10-29 | 115
B.C.I.INTERN | 3520 | 2009-10-29 | 115
JAMES SPENCE | JAMES SPENCER | 2009-05-15 | 500
INVACARE LTD | 8L | 2009-05-15 | 250
SCHWINN | 101A | 2009-04-24 | 500
LAERDAL | LSU-2 | 2009-03-23 | 680
LAERDAL | LSU-2 | 2009-03-23 | 680
EVERYWAY MED | TPN-EX | 2008-12-11 | 39
EVERYWAY MED | TPN-EX | 2008-12-11 | 39
EVERYWAY MED | TPN-EX | 2008-12-11 | 39
EVERYWAY MED | TPN-EX | 2008-12-11 | 39
EVERYWAY MED | TPN-EX | 2008-12-11 | 39
EVERYWAY MED | TPN-EX | 2008-12-11 | 39
EVERYWAY MED | TPN-EX | 2008-12-11 | 39
EVERYWAY MED | TPN-EX | 2008-12-11 | 39
TENSCARE | XL-Y1 | 2008-08-18 | 150
TENSCARE | XL-Y1 | 2008-08-18 | 150
INSTYLE FITN | V900 AEROBIKE | 2008-03-17 | 650
TENSCARE | XL-Y1 | 2008-01-16 | 150
ENRAF | CURAPULS 670 | 2007-11-16 | 3400
TENSCARE | XL-Y1 | 2007-08-13 | 150
TENSCARE | XL-Y1 | 2007-08-13 | 150
TENSCARE | XL-Y1 | 2007-08-13 | 150
TENSCARE | XL-Y1 | 2007-08-13 | 150
TENSCARE | XL-Y1 | 2007-08-13 | 150
TENSCARE | XL-Y1 | 2007-08-13 | 150
TENSCARE | XL-Y1 | 2007-08-13 | 150
TENSCARE | XL-Y1 | 2007-08-13 | 150
TENSCARE | XL-Y1 | 2007-08-13 | 150
TENSCARE | XL-Y1 | 2007-08-13 | 150
TENSCARE | XL-Y1 | 2007-08-13 | 150
TENSCARE | XL-Y1 | 2007-08-13 | 150
TENSCARE | XL-Y1 | 2007-08-13 | 150
TENSCARE | XL-Y1 | 2007-07-30 | 150
TENSCARE | XL-Y1 | 2007-07-30 | 150
TENSCARE | XL-Y1 | 2007-07-30 | 150
TENSCARE | XL-Y1 | 2007-07-30 | 150
TENSCARE | XL-Y1 | 2007-07-30 | 150
TENSCARE | XL-Y1 | 2007-07-30 | 150
TENSCARE | XL-Y1 | 2007-07-30 | 150
TENSCARE | XL-Y1 | 2007-07-30 | 150
TENSCARE | XL-Y1 | 2007-07-30 | 150
TENSCARE | XL-Y1 | 2007-07-30 | 150
TENSCARE | XL-Y1 | 2007-07-30 | 150
TENSCARE | XL-Y1 | 2007-07-30 | 150
TENSCARE | XL-Y1 | 2007-07-30 | 150
TENSCARE | XL-Y1 | 2007-07-30 | 150
TENSCARE | XL-Y1 | 2007-07-30 | 150
PLINTH 2000 | 502H | 2007-01-08 | 535
PLENTY | E2 | 2006-08-11 | 60
VERITY | NEUROTRAC 4/ECS400 | 2005-03-31 | 77.55
VERITY | NEUROTRAC 4/ECS400 | 2005-03-31 | 77.55
VERITY | NEUROTRAC 4/ECS400 | 2005-03-31 | 77.55
VERITY | NEUROTRAC 4/ECS400 | 2005-03-31 | 77.55
EVERYWAY MED | EV803 | 2005-02-10 | 100
EVERYWAY MED | EV803 | 2005-02-10 | 100
DARAY | E.N.T. FLEX | 2003-06-25 | 769
SALTER | PLEASE ENTER MODEL! (816) | 2003-01-21 | 100
CEFAR | DUM 2.4K | 2002-03-12 | 120
NA | MEMO/GENERAL SUNDRIES | 2001-01-01 | 0
PROCARE | PLEASE ENTER MODEL! (695) | 2000-08-10 | 593
D.M.I. | NEURO4-V2 | 2000-05-30 | 370
CYBEX LTD | VR2 | 1997-07-25 | 3200
CYBEX LTD | VR2 | 1997-07-25 | 3200
EMS | 69/70/71/72 | 1995-09-28 | 3939
POWERSPORT | XT3000 | 1995-05-18 | 700
EMS | 37A | 1988-08-03 | 2294.25
EMS | 1032 | 1987-03-31 | 845
CAREFLEX | HYDROFLEX |  | 3000
CAREFLEX | HYDROFLEX |  | 3000
CAREFLEX | HYDROFLEX |  | 3000
CAREFLEX | HYDROFLEX |  | 3000
CAREFLEX | HYDROFLEX |  | 3000
CAREFLEX | HYDROFLEX |  | 3000
CAREFLEX | HYDROFLEX |  | 3000
CAREFLEX | HYDROFLEX |  | 3000
CAREFLEX | HYDROFLEX |  | 3000
LENOVO | THINKPAD L490 | 2020-10-05 | 1000
CEPHEID | GENEXPERT IV | 2020-10-05 | 30000
NA | MEMO/GENERAL SUNDRIES | 2018-07-02 | 0
ACCUVEIN | AV400 | 2018-06-28 | 6000
POWERBREATHE INTERNATIONAL LTD | KHP2 | 2020-01-07 | 479
POWERBREATHE INTERNATIONAL LTD | KHP2 | 2020-01-07 | 479
POWERBREATHE INTERNATIONAL LTD | KHP2 | 2020-01-07 | 479
POWERBREATHE INTERNATIONAL LTD | KHP2 | 2020-01-07 | 479
POWERBREATHE INTERNATIONAL LTD | KHP2 | 2020-01-07 | 479
POWERBREATHE INTERNATIONAL LTD | KHP2 | 2020-01-07 | 479
POWERBREATHE INTERNATIONAL LTD | KHP2 | 2020-01-07 | 479
POWERBREATHE INTERNATIONAL LTD | KHP2 | 2020-01-07 | 479
POWERBREATHE INTERNATIONAL LTD | KHP2 | 2020-01-07 | 479
POWERBREATHE INTERNATIONAL LTD | KHP2 | 2020-01-07 | 479
POWERBREATHE INTERNATIONAL LTD | KHP2 | 2020-01-07 | 479
POWERBREATHE INTERNATIONAL LTD | KHP2 | 2020-01-07 | 479
POWERBREATHE INTERNATIONAL LTD | KHP2 | 2020-01-07 | 479
POWERBREATHE INTERNATIONAL LTD | KHP2 | 2020-01-07 | 479
POWERBREATHE INTERNATIONAL LTD | KHP2 | 2020-01-07 | 479
POWERBREATHE INTERNATIONAL LTD | KHP2 | 2020-01-07 | 479
POWERBREATHE INTERNATIONAL LTD | KHP2 | 2020-01-07 | 479
POWERBREATHE INTERNATIONAL LTD | KHP2 | 2020-01-07 | 479
POWERBREATHE INTERNATIONAL LTD | KHP2 | 2020-01-07 | 479
POWERBREATHE INTERNATIONAL LTD | KHP2 | 2020-01-07 | 479
POWERBREATHE INTERNATIONAL LTD | KHP2 | 2020-01-07 | 479
POWERBREATHE INTERNATIONAL LTD | KHP2 | 2020-01-07 | 479
POWERBREATHE INTERNATIONAL LTD | KHP2 | 2020-01-07 | 479
POWERBREATHE INTERNATIONAL LTD | KHP2 | 2020-01-07 | 479
POWERBREATHE INTERNATIONAL LTD | KHP2 | 2020-01-07 | 479
POWERBREATHE INTERNATIONAL LTD | KHP2 | 2020-01-07 | 479
POWERBREATHE INTERNATIONAL LTD | KHP2 | 2020-01-07 | 479
POWERBREATHE INTERNATIONAL LTD | KHP2 | 2020-01-07 | 479
POWERBREATHE INTERNATIONAL LTD | KHP2 | 2020-01-07 | 479
POWERBREATHE INTERNATIONAL LTD | KHP2 | 2020-01-07 | 479
POWERBREATHE INTERNATIONAL LTD | KHP2 | 2020-01-07 | 479
POWERBREATHE INTERNATIONAL LTD | KHP2 | 2020-01-07 | 479
POWERBREATHE INTERNATIONAL LTD | KHP2 | 2020-01-07 | 479
POWERBREATHE INTERNATIONAL LTD | KHP2 | 2020-01-07 | 479
POWERBREATHE INTERNATIONAL LTD | KHP2 | 2020-01-07 | 479
POWERBREATHE INTERNATIONAL LTD | KHP2 | 2020-01-07 | 479
POWERBREATHE INTERNATIONAL LTD | KHP2 | 2020-01-07 | 479
POWERBREATHE INTERNATIONAL LTD | KHP2 | 2020-01-07 | 479
POWERBREATHE INTERNATIONAL LTD | KHP2 | 2020-01-07 | 479
POWERBREATHE INTERNATIONAL LTD | KHP2 | 2020-01-07 | 479
POWERBREATHE INTERNATIONAL LTD | KHP2 | 2020-01-07 | 479
POWERBREATHE INTERNATIONAL LTD | KHP2 | 2020-01-07 | 479
POWERBREATHE INTERNATIONAL LTD | KHP2 | 2020-01-07 | 479
POWERBREATHE INTERNATIONAL LTD | KHP2 | 2020-01-07 | 479
POWERBREATHE INTERNATIONAL LTD | KHP2 | 2020-01-07 | 479
POWERBREATHE INTERNATIONAL LTD | KHP2 | 2020-01-07 | 479
POWERBREATHE INTERNATIONAL LTD | KHP2 | 2020-01-07 | 479
POWERBREATHE INTERNATIONAL LTD | KHP2 | 2020-01-07 | 479
POWERBREATHE INTERNATIONAL LTD | KHP2 | 2020-01-07 | 479
POWERBREATHE INTERNATIONAL LTD | KHP2 | 2020-01-07 | 479
POWERBREATHE INTERNATIONAL LTD | KHP2 | 2020-01-07 | 479
POWERBREATHE INTERNATIONAL LTD | KHP2 | 2020-01-07 | 479
POWERBREATHE INTERNATIONAL LTD | KHP2 | 2020-01-07 | 479
POWERBREATHE INTERNATIONAL LTD | KHP2 | 2020-01-07 | 479
POWERBREATHE INTERNATIONAL LTD | KHP2 | 2020-01-07 | 479
POWERBREATHE INTERNATIONAL LTD | KHP2 | 2020-01-07 | 479
POWERBREATHE INTERNATIONAL LTD | KHP2 | 2020-01-07 | 479
POWERBREATHE INTERNATIONAL LTD | KHP2 | 2020-01-07 | 479
POWERBREATHE INTERNATIONAL LTD | KHP2 | 2020-01-07 | 479
POWERBREATHE INTERNATIONAL LTD | KHP2 | 2020-01-07 | 479
POWERBREATHE INTERNATIONAL LTD | KHP2 | 2020-01-07 | 479
POWERBREATHE INTERNATIONAL LTD | KHP2 | 2020-01-07 | 479
POWERBREATHE INTERNATIONAL LTD | KHP2 | 2020-01-07 | 479
POWERBREATHE INTERNATIONAL LTD | KHP2 | 2020-01-07 | 479
POWERBREATHE INTERNATIONAL LTD | KHP2 | 2020-01-07 | 479
POWERBREATHE INTERNATIONAL LTD | KHP2 | 2020-01-07 | 479
POWERBREATHE INTERNATIONAL LTD | KHP2 | 2020-01-07 | 479
POWERBREATHE INTERNATIONAL LTD | KHP2 | 2020-01-07 | 479
POWERBREATHE INTERNATIONAL LTD | KHP2 | 2020-01-07 | 479
POWERBREATHE INTERNATIONAL LTD | KHP2 | 2020-01-07 | 479
POWERBREATHE INTERNATIONAL LTD | KHP2 | 2020-01-07 | 479
POWERBREATHE INTERNATIONAL LTD | KHP2 | 2020-01-07 | 479
POWERBREATHE INTERNATIONAL LTD | KHP2 | 2020-01-07 | 479
POWERBREATHE INTERNATIONAL LTD | KHP2 | 2020-01-07 | 479
POWERBREATHE INTERNATIONAL LTD | KHP2 | 2020-01-07 | 479
POWERBREATHE INTERNATIONAL LTD | KHP2 | 2020-01-07 | 479
POWERBREATHE INTERNATIONAL LTD | KHP2 | 2020-01-07 | 479
POWERBREATHE INTERNATIONAL LTD | KHP2 | 2020-01-07 | 479
POWERBREATHE INTERNATIONAL LTD | KHP2 | 2020-01-07 | 479
POWERBREATHE INTERNATIONAL LTD | KHP2 | 2020-01-07 | 479
POWERBREATHE INTERNATIONAL LTD | KHP2 | 2020-01-07 | 479
POWERBREATHE INTERNATIONAL LTD | KHP2 | 2020-01-07 | 479
POWERBREATHE INTERNATIONAL LTD | KHP2 | 2020-01-07 | 479
POWERBREATHE INTERNATIONAL LTD | KHP2 | 2020-01-07 | 479
POWERBREATHE INTERNATIONAL LTD | KHP2 | 2020-01-07 | 479
POWERBREATHE INTERNATIONAL LTD | KHP2 | 2020-01-07 | 479
POWERBREATHE INTERNATIONAL LTD | KHP2 | 2020-01-07 | 479
POWERBREATHE INTERNATIONAL LTD | KHP2 | 2020-01-07 | 479
POWERBREATHE INTERNATIONAL LTD | KHP2 | 2020-01-07 | 479
POWERBREATHE INTERNATIONAL LTD | KHP2 | 2020-01-07 | 479
POWERBREATHE INTERNATIONAL LTD | KHP2 | 2020-01-07 | 479
POWERBREATHE INTERNATIONAL LTD | KHP2 | 2020-01-07 | 479
POWERBREATHE INTERNATIONAL LTD | KHP2 | 2020-01-07 | 479
POWERBREATHE INTERNATIONAL LTD | KHP2 | 2020-01-07 | 479
POWERBREATHE INTERNATIONAL LTD | KHP2 | 2020-01-07 | 479
POWERBREATHE INTERNATIONAL LTD | KHP2 | 2020-01-07 | 479
POWERBREATHE INTERNATIONAL LTD | KHP2 | 2020-01-07 | 479
POWERBREATHE INTERNATIONAL LTD | KHP2 | 2020-01-07 | 479
POWERBREATHE INTERNATIONAL LTD | KHP2 | 2020-01-07 | 479
POWERBREATHE INTERNATIONAL LTD | KHP2 | 2020-01-07 | 479
POWERBREATHE INTERNATIONAL LTD | KHP2 | 2020-01-07 | 479
POWERBREATHE INTERNATIONAL LTD | KHP2 | 2020-01-07 | 479
POWERBREATHE INTERNATIONAL LTD | KHP2 | 2020-01-07 | 479
POWERBREATHE INTERNATIONAL LTD | KHP2 | 2020-01-07 | 479
POWERBREATHE INTERNATIONAL LTD | KHP2 | 2020-01-07 | 479
POWERBREATHE INTERNATIONAL LTD | KHP2 | 2020-01-07 | 479
POWERBREATHE INTERNATIONAL LTD | KHP2 | 2020-01-07 | 479
POWERBREATHE INTERNATIONAL LTD | KHP2 | 2020-01-07 | 479
POWERBREATHE INTERNATIONAL LTD | KHP2 | 2020-01-07 | 479
POWERBREATHE INTERNATIONAL LTD | KHP2 | 2020-01-07 | 479
POWERBREATHE INTERNATIONAL LTD | KHP2 | 2020-01-07 | 479
POWERBREATHE INTERNATIONAL LTD | KHP2 | 2020-01-07 | 479
POWERBREATHE INTERNATIONAL LTD | KHP2 | 2020-01-07 | 479
POWERBREATHE INTERNATIONAL LTD | KHP2 | 2020-01-07 | 479
POWERBREATHE INTERNATIONAL LTD | KHP2 | 2020-01-07 | 479
POWERBREATHE INTERNATIONAL LTD | KHP2 | 2020-01-07 | 479
POWERBREATHE INTERNATIONAL LTD | KHP2 | 2020-01-07 | 479
POWERBREATHE INTERNATIONAL LTD | KHP2 | 2020-01-07 | 479
POWERBREATHE INTERNATIONAL LTD | KHP2 | 2020-01-07 | 479
POWERBREATHE INTERNATIONAL LTD | KHP2 | 2020-01-07 | 479
POWERBREATHE INTERNATIONAL LTD | KH2 | 2020-01-07 | 1500
POWERBREATHE INTERNATIONAL LTD | KH2 | 2020-01-07 | 1500
GERATHERM RESPIRATORY GMBH | SPIROSTIK | 2019-10-04 | 1300
GERATHERM RESPIRATORY GMBH | SPIROSTIK | 2019-10-04 | 1300
GERATHERM RESPIRATORY GMBH | SPIROSTIK | 2019-10-04 | 1300
GERATHERM RESPIRATORY GMBH | SPIROSTIK | 2019-10-04 | 1300
GERATHERM RESPIRATORY GMBH | SPIROSTIK | 2019-10-04 | 1300
GERATHERM RESPIRATORY GMBH | SPIROSTIK | 2019-10-04 | 1300
POWERBREATHE INTERNATIONAL LTD | KHP2 | 2019-10-03 | 479
POWERBREATHE INTERNATIONAL LTD | KHP2 | 2019-10-03 | 479
POWERBREATHE INTERNATIONAL LTD | KHP2 | 2019-10-03 | 479
POWERBREATHE INTERNATIONAL LTD | KHP2 | 2019-10-03 | 479
POWERBREATHE INTERNATIONAL LTD | KHP2 | 2019-10-03 | 479
POWERBREATHE INTERNATIONAL LTD | KHP2 | 2019-10-03 | 479
POWERBREATHE INTERNATIONAL LTD | KHP2 | 2019-10-03 | 479
POWERBREATHE INTERNATIONAL LTD | KHP2 | 2019-10-03 | 479
POWERBREATHE INTERNATIONAL LTD | KHP2 | 2019-10-03 | 479
POWERBREATHE INTERNATIONAL LTD | KHP2 | 2019-10-03 | 479
POWERBREATHE INTERNATIONAL LTD | KHP2 | 2019-10-03 | 479
POWERBREATHE INTERNATIONAL LTD | KHP2 | 2019-10-03 | 479
POWERBREATHE INTERNATIONAL LTD | KHP2 | 2019-10-03 | 479
POWERBREATHE INTERNATIONAL LTD | KHP2 | 2019-10-03 | 479
POWERBREATHE INTERNATIONAL LTD | KHP2 | 2019-10-03 | 479
POWERBREATHE INTERNATIONAL LTD | KHP2 | 2019-10-03 | 479
POWERBREATHE INTERNATIONAL LTD | KHP2 | 2019-10-03 | 479
POWERBREATHE INTERNATIONAL LTD | KHP2 | 2019-10-03 | 479
POWERBREATHE INTERNATIONAL LTD | KHP2 | 2019-10-03 | 479
POWERBREATHE INTERNATIONAL LTD | KHP2 | 2019-10-03 | 479
POWERBREATHE INTERNATIONAL LTD | KHP2 | 2019-10-03 | 479
POWERBREATHE INTERNATIONAL LTD | KHP2 | 2019-10-03 | 479
POWERBREATHE INTERNATIONAL LTD | KHP2 | 2019-10-03 | 479
POWERBREATHE INTERNATIONAL LTD | KHP2 | 2019-10-03 | 479
POWERBREATHE INTERNATIONAL LTD | KHP2 | 2019-10-03 | 479
POWERBREATHE INTERNATIONAL LTD | KHP2 | 2019-10-03 | 479
POWERBREATHE INTERNATIONAL LTD | KHP2 | 2019-10-03 | 479
POWERBREATHE INTERNATIONAL LTD | KHP2 | 2019-10-03 | 479
POWERBREATHE INTERNATIONAL LTD | KHP2 | 2019-10-03 | 479
POWERBREATHE INTERNATIONAL LTD | KHP2 | 2019-10-03 | 479
POWERBREATHE INTERNATIONAL LTD | KHP2 | 2019-10-03 | 479
POWERBREATHE INTERNATIONAL LTD | KHP2 | 2019-10-03 | 479
POWERBREATHE INTERNATIONAL LTD | KHP2 | 2019-10-03 | 479
POWERBREATHE INTERNATIONAL LTD | KHP2 | 2019-10-03 | 479
POWERBREATHE INTERNATIONAL LTD | KHP2 | 2019-10-03 | 479
POWERBREATHE INTERNATIONAL LTD | KHP2 | 2019-10-03 | 479
POWERBREATHE INTERNATIONAL LTD | KHP2 | 2019-10-03 | 479
POWERBREATHE INTERNATIONAL LTD | KHP2 | 2019-10-03 | 479
POWERBREATHE INTERNATIONAL LTD | KHP2 | 2019-10-03 | 479
POWERBREATHE INTERNATIONAL LTD | KHP2 | 2019-10-03 | 479
POWERBREATHE INTERNATIONAL LTD | KHP2 | 2019-10-03 | 479
POWERBREATHE INTERNATIONAL LTD | KHP2 | 2019-10-03 | 479
POWERBREATHE INTERNATIONAL LTD | KHP2 | 2019-10-03 | 479
POWERBREATHE INTERNATIONAL LTD | KHP2 | 2019-10-03 | 479
POWERBREATHE INTERNATIONAL LTD | KHP2 | 2019-10-03 | 479
POWERBREATHE INTERNATIONAL LTD | KHP2 | 2019-10-03 | 479
POWERBREATHE INTERNATIONAL LTD | KHP2 | 2019-10-03 | 479
POWERBREATHE INTERNATIONAL LTD | KHP2 | 2019-10-03 | 479
POWERBREATHE INTERNATIONAL LTD | KHP2 | 2019-10-03 | 479
POWERBREATHE INTERNATIONAL LTD | KHP2 | 2019-10-03 | 479
POWERBREATHE INTERNATIONAL LTD | KHP2 | 2019-10-03 | 479
POWERBREATHE INTERNATIONAL LTD | KHP2 | 2019-10-03 | 479
POWERBREATHE INTERNATIONAL LTD | KHP2 | 2019-10-03 | 479
POWERBREATHE INTERNATIONAL LTD | KHP2 | 2019-10-03 | 479
POWERBREATHE INTERNATIONAL LTD | KHP2 | 2019-10-03 | 479
POWERBREATHE INTERNATIONAL LTD | KHP2 | 2019-10-03 | 479
POWERBREATHE INTERNATIONAL LTD | KHP2 | 2019-10-03 | 479
POWERBREATHE INTERNATIONAL LTD | KHP2 | 2019-10-03 | 479
POWERBREATHE INTERNATIONAL LTD | KHP2 | 2019-10-03 | 479
POWERBREATHE INTERNATIONAL LTD | KHP2 | 2019-10-03 | 479
POWERBREATHE INTERNATIONAL LTD | KHP2 | 2019-10-03 | 479
POWERBREATHE INTERNATIONAL LTD | KHP2 | 2019-10-03 | 479
POWERBREATHE INTERNATIONAL LTD | KHP2 | 2019-10-03 | 479
POWERBREATHE INTERNATIONAL LTD | KHP2 | 2019-10-03 | 479
POWERBREATHE INTERNATIONAL LTD | KHP2 | 2019-10-03 | 479
POWERBREATHE INTERNATIONAL LTD | KHP2 | 2019-10-03 | 479
POWERBREATHE INTERNATIONAL LTD | KHP2 | 2019-10-03 | 479
POWERBREATHE INTERNATIONAL LTD | KHP2 | 2019-10-03 | 479
POWERBREATHE INTERNATIONAL LTD | KHP2 | 2019-10-03 | 479
POWERBREATHE INTERNATIONAL LTD | KHP2 | 2019-10-03 | 479
POWERBREATHE INTERNATIONAL LTD | KHP2 | 2019-10-03 | 479
POWERBREATHE INTERNATIONAL LTD | KHP2 | 2019-10-03 | 479
POWERBREATHE INTERNATIONAL LTD | KHP2 | 2019-10-03 | 479
POWERBREATHE INTERNATIONAL LTD | KHP2 | 2019-10-03 | 479
POWERBREATHE INTERNATIONAL LTD | KHP2 | 2019-10-03 | 479
POWERBREATHE INTERNATIONAL LTD | KHP2 | 2019-10-03 | 479
POWERBREATHE INTERNATIONAL LTD | KHP2 | 2019-10-03 | 479
POWERBREATHE INTERNATIONAL LTD | KHP2 | 2019-10-03 | 479
POWERBREATHE INTERNATIONAL LTD | KHP2 | 2019-10-03 | 479
POWERBREATHE INTERNATIONAL LTD | KHP2 | 2019-10-03 | 479
POWERBREATHE INTERNATIONAL LTD | KHP2 | 2019-10-03 | 479
POWERBREATHE INTERNATIONAL LTD | KHP2 | 2019-10-03 | 479
POWERBREATHE INTERNATIONAL LTD | KHP2 | 2019-10-03 | 479
POWERBREATHE INTERNATIONAL LTD | KHP2 | 2019-10-03 | 479
POWERBREATHE INTERNATIONAL LTD | KHP2 | 2019-10-03 | 479
POWERBREATHE INTERNATIONAL LTD | KHP2 | 2019-10-03 | 479
POWERBREATHE INTERNATIONAL LTD | KHP2 | 2019-10-03 | 479
POWERBREATHE INTERNATIONAL LTD | KHP2 | 2019-10-03 | 479
POWERBREATHE INTERNATIONAL LTD | KHP2 | 2019-10-03 | 479
POWERBREATHE INTERNATIONAL LTD | KHP2 | 2019-10-03 | 479
POWERBREATHE INTERNATIONAL LTD | KHP2 | 2019-10-03 | 479
POWERBREATHE INTERNATIONAL LTD | KHP2 | 2019-10-03 | 479
POWERBREATHE INTERNATIONAL LTD | KHP2 | 2019-10-03 | 479
POWERBREATHE INTERNATIONAL LTD | KHP2 | 2019-10-03 | 479
POWERBREATHE INTERNATIONAL LTD | KHP2 | 2019-10-03 | 479
POWERBREATHE INTERNATIONAL LTD | KHP2 | 2019-10-03 | 479
POWERBREATHE INTERNATIONAL LTD | KHP2 | 2019-10-03 | 479
POWERBREATHE INTERNATIONAL LTD | KHP2 | 2019-10-03 | 479
POWERBREATHE INTERNATIONAL LTD | KHP2 | 2019-10-03 | 479
POWERBREATHE INTERNATIONAL LTD | KHP2 | 2019-10-03 | 479
POWERBREATHE INTERNATIONAL LTD | KHP2 | 2019-10-03 | 479
POWERBREATHE INTERNATIONAL LTD | KHP2 | 2019-10-03 | 479
POWERBREATHE INTERNATIONAL LTD | KHP2 | 2019-10-03 | 479
POWERBREATHE INTERNATIONAL LTD | KHP2 | 2019-10-03 | 479
POWERBREATHE INTERNATIONAL LTD | KHP2 | 2019-10-03 | 479
POWERBREATHE INTERNATIONAL LTD | KHP2 | 2019-10-03 | 479
POWERBREATHE INTERNATIONAL LTD | KHP2 | 2019-10-03 | 479
POWERBREATHE INTERNATIONAL LTD | KHP2 | 2019-10-03 | 479
POWERBREATHE INTERNATIONAL LTD | KHP2 | 2019-10-03 | 479
POWERBREATHE INTERNATIONAL LTD | KHP2 | 2019-10-03 | 479
POWERBREATHE INTERNATIONAL LTD | KHP2 | 2019-10-03 | 479
POWERBREATHE INTERNATIONAL LTD | KHP2 | 2019-10-03 | 479
POWERBREATHE INTERNATIONAL LTD | KHP2 | 2019-10-03 | 479
POWERBREATHE INTERNATIONAL LTD | KHP2 | 2019-10-03 | 479
POWERBREATHE INTERNATIONAL LTD | KHP2 | 2019-10-03 | 479
POWERBREATHE INTERNATIONAL LTD | KHP2 | 2019-10-03 | 479
POWERBREATHE INTERNATIONAL LTD | KHP2 | 2019-10-03 | 479
POWERBREATHE INTERNATIONAL LTD | KHP2 | 2019-10-03 | 479
POWERBREATHE INTERNATIONAL LTD | KHP2 | 2019-10-03 | 479
POWERBREATHE INTERNATIONAL LTD | KHP2 | 2019-10-03 | 479
POWERBREATHE INTERNATIONAL LTD | KHP2 | 2019-10-03 | 479
POWERBREATHE INTERNATIONAL LTD | KHP2 | 2019-10-03 | 479
POWERBREATHE INTERNATIONAL LTD | KHP2 | 2019-10-03 | 479
POWERBREATHE INTERNATIONAL LTD | KHP2 | 2019-10-03 | 479
POWERBREATHE INTERNATIONAL LTD | KHP2 | 2019-10-03 | 479
POWERBREATHE INTERNATIONAL LTD | KHP2 | 2019-10-03 | 479
POWERBREATHE INTERNATIONAL LTD | KHP2 | 2019-10-03 | 479
POWERBREATHE INTERNATIONAL LTD | KHP2 | 2019-10-03 | 479
POWERBREATHE INTERNATIONAL LTD | KHP2 | 2019-10-03 | 479
POWERBREATHE INTERNATIONAL LTD | KHP2 | 2019-10-03 | 479
POWERBREATHE INTERNATIONAL LTD | KHP2 | 2019-10-03 | 479
POWERBREATHE INTERNATIONAL LTD | KHP2 | 2019-10-03 | 479
POWERBREATHE INTERNATIONAL LTD | KHP2 | 2019-10-03 | 479
POWERBREATHE INTERNATIONAL LTD | KHP2 | 2019-10-03 | 479
POWERBREATHE INTERNATIONAL LTD | KHP2 | 2019-10-03 | 479
POWERBREATHE INTERNATIONAL LTD | KHP2 | 2019-10-03 | 479
POWERBREATHE INTERNATIONAL LTD | KHP2 | 2019-10-03 | 479
POWERBREATHE INTERNATIONAL LTD | KHP2 | 2019-10-03 | 479
POWERBREATHE INTERNATIONAL LTD | KHP2 | 2019-10-03 | 479
POWERBREATHE INTERNATIONAL LTD | KHP2 | 2019-10-03 | 479
POWERBREATHE INTERNATIONAL LTD | KHP2 | 2019-10-03 | 479
POWERBREATHE INTERNATIONAL LTD | KHP2 | 2019-10-03 | 479
POWERBREATHE INTERNATIONAL LTD | KHP2 | 2019-10-03 | 479
POWERBREATHE INTERNATIONAL LTD | KHP2 | 2019-10-03 | 479
POWERBREATHE INTERNATIONAL LTD | KHP2 | 2019-10-03 | 479
POWERBREATHE INTERNATIONAL LTD | KHP2 | 2019-10-03 | 479
POWERBREATHE INTERNATIONAL LTD | KHP2 | 2019-10-03 | 479
POWERBREATHE INTERNATIONAL LTD | KHP2 | 2019-10-03 | 479
POWERBREATHE INTERNATIONAL LTD | KHP2 | 2019-10-03 | 479
POWERBREATHE INTERNATIONAL LTD | KHP2 | 2019-10-03 | 479
POWERBREATHE INTERNATIONAL LTD | KHP2 | 2019-10-03 | 479
POWERBREATHE INTERNATIONAL LTD | KHP2 | 2019-10-03 | 479
POWERBREATHE INTERNATIONAL LTD | KHP2 | 2019-10-03 | 479
POWERBREATHE INTERNATIONAL LTD | KHP2 | 2019-10-03 | 479
POWERBREATHE INTERNATIONAL LTD | KHP2 | 2019-10-03 | 479
POWERBREATHE INTERNATIONAL LTD | KHP2 | 2019-10-03 | 479
POWERBREATHE INTERNATIONAL LTD | KHP2 | 2019-10-03 | 479
POWERBREATHE INTERNATIONAL LTD | KHP2 | 2019-10-03 | 479
POWERBREATHE INTERNATIONAL LTD | KHP2 | 2019-10-03 | 479
POWERBREATHE INTERNATIONAL LTD | KHP2 | 2019-10-03 | 479
POWERBREATHE INTERNATIONAL LTD | KHP2 | 2019-10-03 | 479
POWERBREATHE INTERNATIONAL LTD | KHP2 | 2019-10-03 | 479
POWERBREATHE INTERNATIONAL LTD | KHP2 | 2019-10-03 | 479
POWERBREATHE INTERNATIONAL LTD | KHP2 | 2019-10-03 | 479
POWERBREATHE INTERNATIONAL LTD | KHP2 | 2019-10-03 | 479
POWERBREATHE INTERNATIONAL LTD | KHP2 | 2019-10-03 | 479
POWERBREATHE INTERNATIONAL LTD | KHP2 | 2019-10-03 | 479
POWERBREATHE INTERNATIONAL LTD | KHP2 | 2019-10-03 | 479
POWERBREATHE INTERNATIONAL LTD | KHP2 | 2019-10-03 | 479
POWERBREATHE INTERNATIONAL LTD | KHP2 | 2019-10-03 | 479
POWERBREATHE INTERNATIONAL LTD | KHP2 | 2019-10-03 | 479
POWERBREATHE INTERNATIONAL LTD | KHP2 | 2019-10-03 | 479
POWERBREATHE INTERNATIONAL LTD | KHP2 | 2019-10-03 | 479
POWERBREATHE INTERNATIONAL LTD | KHP2 | 2019-10-03 | 479
POWERBREATHE INTERNATIONAL LTD | KHP2 | 2019-10-03 | 479
POWERBREATHE INTERNATIONAL LTD | KHP2 | 2019-10-03 | 479
POWERBREATHE INTERNATIONAL LTD | KHP2 | 2019-10-03 | 479
POWERBREATHE INTERNATIONAL LTD | KHP2 | 2019-10-03 | 479
POWERBREATHE INTERNATIONAL LTD | KHP2 | 2019-10-03 | 479
POWERBREATHE INTERNATIONAL LTD | KHP2 | 2019-10-03 | 479
POWERBREATHE INTERNATIONAL LTD | KHP2 | 2019-10-03 | 479
POWERBREATHE INTERNATIONAL LTD | KHP2 | 2019-10-03 | 479
POWERBREATHE INTERNATIONAL LTD | KHP2 | 2019-10-03 | 479
POWERBREATHE INTERNATIONAL LTD | KHP2 | 2019-10-03 | 479
POWERBREATHE INTERNATIONAL LTD | KHP2 | 2019-10-03 | 479
POWERBREATHE INTERNATIONAL LTD | KHP2 | 2019-10-03 | 479
POWERBREATHE INTERNATIONAL LTD | KHP2 | 2019-10-03 | 479
POWERBREATHE INTERNATIONAL LTD | KHP2 | 2019-10-03 | 479
POWERBREATHE INTERNATIONAL LTD | KHP2 | 2019-10-03 | 479
POWERBREATHE INTERNATIONAL LTD | KHP2 | 2019-10-03 | 479
POWERBREATHE INTERNATIONAL LTD | KHP2 | 2019-10-03 | 479
POWERBREATHE INTERNATIONAL LTD | KHP2 | 2019-10-03 | 479
POWERBREATHE INTERNATIONAL LTD | KHP2 | 2019-10-03 | 479
POWERBREATHE INTERNATIONAL LTD | KHP2 | 2019-10-03 | 479
POWERBREATHE INTERNATIONAL LTD | KHP2 | 2019-10-03 | 479
POWERBREATHE INTERNATIONAL LTD | KHP2 | 2019-10-03 | 479
POWERBREATHE INTERNATIONAL LTD | KHP2 | 2019-10-03 | 479
POWERBREATHE INTERNATIONAL LTD | KHP2 | 2019-10-03 | 479
POWERBREATHE INTERNATIONAL LTD | KHP2 | 2019-10-03 | 479
POWERBREATHE INTERNATIONAL LTD | KHP2 | 2019-10-03 | 479
POWERBREATHE INTERNATIONAL LTD | KHP2 | 2019-10-03 | 479
POWERBREATHE INTERNATIONAL LTD | KHP2 | 2019-10-03 | 479
POWERBREATHE INTERNATIONAL LTD | KHP2 | 2019-10-03 | 479
POWERBREATHE INTERNATIONAL LTD | KHP2 | 2019-10-03 | 479
POWERBREATHE INTERNATIONAL LTD | KHP2 | 2019-10-03 | 479
POWERBREATHE INTERNATIONAL LTD | KHP2 | 2019-10-03 | 479
POWERBREATHE INTERNATIONAL LTD | KHP2 | 2019-10-03 | 479
POWERBREATHE INTERNATIONAL LTD | KHP2 | 2019-10-03 | 479
POWERBREATHE INTERNATIONAL LTD | KHP2 | 2019-10-03 | 479
POWERBREATHE INTERNATIONAL LTD | KHP2 | 2019-10-03 | 479
POWERBREATHE INTERNATIONAL LTD | KHP2 | 2019-10-03 | 479
POWERBREATHE INTERNATIONAL LTD | KHP2 | 2019-10-03 | 479
POWERBREATHE INTERNATIONAL LTD | KHP2 | 2019-10-03 | 479
POWERBREATHE INTERNATIONAL LTD | KHP2 | 2019-10-03 | 479
POWERBREATHE INTERNATIONAL LTD | KHP2 | 2019-10-03 | 479
POWERBREATHE INTERNATIONAL LTD | KHP2 | 2019-10-03 | 479
POWERBREATHE INTERNATIONAL LTD | KHP2 | 2019-10-03 | 479
POWERBREATHE INTERNATIONAL LTD | KHP2 | 2019-10-03 | 479
POWERBREATHE INTERNATIONAL LTD | KHP2 | 2019-10-03 | 479
POWERBREATHE INTERNATIONAL LTD | KHP2 | 2019-10-03 | 479
POWERBREATHE INTERNATIONAL LTD | KHP2 | 2019-10-03 | 479
POWERBREATHE INTERNATIONAL LTD | KHP2 | 2019-10-03 | 479
POWERBREATHE INTERNATIONAL LTD | KHP2 | 2019-10-03 | 479
POWERBREATHE INTERNATIONAL LTD | KHP2 | 2019-10-03 | 479
POWERBREATHE INTERNATIONAL LTD | KHP2 | 2019-10-03 | 479
POWERBREATHE INTERNATIONAL LTD | KHP2 | 2019-10-03 | 479
POWERBREATHE INTERNATIONAL LTD | KHP2 | 2019-10-03 | 479
POWERBREATHE INTERNATIONAL LTD | KHP2 | 2019-10-03 | 479
POWERBREATHE INTERNATIONAL LTD | KHP2 | 2019-10-03 | 479
POWERBREATHE INTERNATIONAL LTD | KHP2 | 2019-10-03 | 479
POWERBREATHE INTERNATIONAL LTD | KHP2 | 2019-10-03 | 479
POWERBREATHE INTERNATIONAL LTD | KHP2 | 2019-10-03 | 479
POWERBREATHE INTERNATIONAL LTD | KHP2 | 2019-10-03 | 479
POWERBREATHE INTERNATIONAL LTD | KHP2 | 2019-10-03 | 479
POWERBREATHE INTERNATIONAL LTD | KHP2 | 2019-10-03 | 479
POWERBREATHE INTERNATIONAL LTD | KHP2 | 2019-10-03 | 479
POWERBREATHE INTERNATIONAL LTD | KHP2 | 2019-10-03 | 479
POWERBREATHE INTERNATIONAL LTD | KHP2 | 2019-10-03 | 479
POWERBREATHE INTERNATIONAL LTD | KHP2 | 2019-10-03 | 479
POWERBREATHE INTERNATIONAL LTD | KHP2 | 2019-10-03 | 479
POWERBREATHE INTERNATIONAL LTD | KH2 | 2019-10-03 | 1500
POWERBREATHE INTERNATIONAL LTD | KH2 | 2019-10-03 | 1500
POWERBREATHE INTERNATIONAL LTD | KH2 | 2019-10-03 | 1500
POWERBREATHE INTERNATIONAL LTD | KH2 | 2019-10-03 | 1500
NA | MEMO/GENERAL SUNDRIES | 2021-08-02 | 0
ABBOTT LABS | FREESTYLE PRECISION PRO | 2020-02-21 | 1000
WELCH ALLYN | 74CE CONNEX | 2019-01-02 | 1583.2
THERAPY EQUIPMENT | DIAMOND RANGE HIGH | 2018-12-11 | 80
THERAPY EQUIPMENT | DIAMOND RANGE HIGH | 2018-12-11 | 80
THERAPY EQUIPMENT | DIAMOND RANGE HIGH | 2018-12-11 | 80
LAERDAL | LSU-2 | 2018-12-06 | 680
PHILIPS LTD | INNOSPIRE DELUXE | 2018-12-06 | 125
PHILIPS LTD | INNOSPIRE DELUXE | 2018-12-06 | 125
PHILIPS LTD | INNOSPIRE DELUXE | 2018-12-06 | 125
PHILIPS LTD | INNOSPIRE DELUXE | 2018-12-06 | 125
SHIRE | SAX-6 | 2018-11-21 | 350
PHYSIO CONTROL | LIFEPAK 20E | 2009-08-03 | 4741.2
SIEMENS LTD | 5C1 | 2020-09-30 | 6000
MEDI-PLINTH | BA03E | 2019-11-21 | 744.72
MEDI-PLINTH | BA03E | 2019-11-21 | 744.72
SIEMENS LTD | 14L5 | 2019-10-09 | 5000
SIEMENS LTD | 18L6-HD | 2019-10-09 | 5000
SIEMENS LTD | SEQUOIA | 2019-09-02 | 83324.45
THERAPY EQUIPMENT | DIAMOND RANGE HIGH | 2019-02-05 | 80
THERAPY EQUIPMENT | DIAMOND RANGE HIGH | 2019-02-05 | 80
THERAPY EQUIPMENT | DIAMOND RANGE HIGH | 2019-02-05 | 80
THERAPY EQUIPMENT | DIAMOND RANGE HIGH | 2019-02-05 | 80
THERAPY EQUIPMENT | DIAMOND RANGE HIGH | 2019-02-05 | 80
THERAPY EQUIPMENT | DIAMOND RANGE HIGH | 2019-02-05 | 80
SHIRE | SA-6 | 2016-04-06 | 350
SHIRE | SAX-6 | 2018-11-11 | 350
SHIRE | SAX-6 | 2018-10-14 | 400
NORGREN MART | 20AG/4G | 2018-10-14 | 400
THERAPY EQUIPMENT | DIAMOND RANGE HIGH | 2020-08-26 | 81
PRECISION | CPX-A | 2018-10-14 | 350
ABBOTT LABS | FREESTYLE PRECISION PRO | 2015-06-16 | 1000
MILLENIUM | VACUUM PLANT | 2010-01-01 | 5000
NA | VACUUM PLANT | 1997-09-04 | 1000
NA | VACUUM PLANT | 1997-09-04 | 1000
MILLENIUM | MA | 2022-04-26 | 40000
SHIRE | SDX-15 | 2015-09-07 | 1147
SHIRE | SDX-15 | 2013-01-03 | 1267
GE LIMITED | N-FC-00 | 2011-06-23 | 2000
NA | VACUUM PLANT | 2009-05-01 | 1000
NA | VACUUM PLANT | 2009-05-01 | 1000
MILLENIUM | MA | 2009-05-01 | 40000
NORGREN MART | 20AG/4G | 2009-05-01 | 440
EAST HEALTH | AGSS POWER UNIT | 2009-01-06 | 1449
EAST HEALTH | DUPLEX | 2009-01-01 | 1256
EAST HEALTH | DUPLEX | 2009-01-01 | 1256
GE LIMITED | N-FC-00 | 2005-10-10 | 2000
GE LIMITED | N-FC-00 | 2005-10-10 | 2000
LINET UK | ELEGANZA 2 | 2020-01-30 | 1298
LINET UK | ELEGANZA 2 | 2020-01-30 | 1298
LINET UK | ELEGANZA 2 | 2020-01-30 | 1298
LINET UK | ELEGANZA 3 | 2015-11-30 | 1840
LINET UK | ELEGANZA 3 | 2015-11-30 | 1840
LINET UK | ELEGANZA 3 | 2015-11-30 | 1840
LINET UK | ELEGANZA 3 | 2015-11-30 | 1840
LINET UK | ELEGANZA 3 | 2015-11-30 | 1840
LINET UK | ELEGANZA 3 | 2015-11-30 | 1840
LINET UK | ELEGANZA 3 | 2015-11-30 | 1840
LINET UK | ELEGANZA 3 | 2015-11-23 | 1840
LINET UK | ELEGANZA 3 | 2015-11-23 | 1840
LINET UK | ELEGANZA 3 | 2015-11-23 | 1840
LINET UK | ELEGANZA 3 | 2015-11-23 | 1840
LINET UK | ELEGANZA 3 | 2015-11-23 | 1840
LINET UK | ELEGANZA 3 | 2015-11-23 | 1840
LINET UK | ELEGANZA 3 | 2015-11-23 | 1840
LINET UK | ELEGANZA 3 | 2015-11-16 | 1840
LINET UK | ELEGANZA 3 | 2015-11-16 | 1840
LINET UK | ELEGANZA 3 | 2015-11-16 | 1840
LINET UK | ELEGANZA 3 | 2015-11-16 | 1840
LINET UK | ELEGANZA 3 | 2015-11-16 | 1840
LINET UK | ELEGANZA 3 | 2015-11-16 | 1840
LINET UK | ELEGANZA 3 | 2015-11-16 | 1840
HILL-ROM | HR900SSR | 2014-03-24 | 1500
HILL-ROM | HR900SSR | 2014-03-24 | 1500
HILL-ROM | HR900SSR | 2014-03-24 | 1500
LINET UK | ELEGANZA SMART | 2013-05-21 | 1341
LINET UK | ELEGANZA SMART | 2013-05-21 | 1341
LINET UK | ELEGANZA SMART | 2013-05-21 | 1341
LINET UK | ELEGANZA SMART | 2013-05-21 | 1341
LINET UK | ELEGANZA SMART | 2013-05-21 | 1341
LINET UK | ELEGANZA SMART PAED | 2012-05-14 | 1400
LINET UK | ELEGANZA SMART PAED | 2012-05-14 | 1400
LINET UK | ELEGANZA SMART PAED | 2012-05-14 | 1400
EAST HEALTH | PLEASE ENTER MODEL! (1272) | 2011-05-10 | 1256
LINET UK | ELEGANZA SMART | 2009-04-02 | 900
LINET UK | ELEGANZA SMART | 2009-04-02 | 900
LINET UK | ELEGANZA SMART | 2009-04-02 | 900
LINET UK | ELEGANZA SMART | 2009-04-02 | 900
LINET UK | ELEGANZA SMART | 2009-04-02 | 900
LINET UK | ELEGANZA SMART | 2009-04-02 | 900
LINET UK | ELEGANZA SMART | 2009-04-02 | 900
LINET UK | ELEGANZA SMART | 2009-04-02 | 900
LINET UK | ELEGANZA SMART | 2009-04-02 | 900
LINET UK | ELEGANZA SMART | 2009-04-02 | 900
LINET UK | ELEGANZA SMART | 2009-04-02 | 900
LINET UK | ELEGANZA SMART | 2009-04-02 | 900
LINET UK | ELEGANZA SMART | 2009-04-02 | 900
LINET UK | ELEGANZA SMART | 2009-04-02 | 900
LINET UK | ELEGANZA SMART | 2009-04-02 | 900
LINET UK | ELEGANZA SMART | 2009-04-02 | 900
LINET UK | ELEGANZA SMART | 2009-04-02 | 900
LINET UK | ELEGANZA SMART | 2009-04-02 | 900
NA | MEMO/GENERAL SUNDRIES | 2009-03-27 | 0
LINET UK | ELEGANZA SMART | 2008-11-28 | 900
LINET UK | ELEGANZA SMART | 2008-10-23 | 900
LINET UK | ELEGANZA SMART | 2008-10-23 | 900
LINET UK | ELEGANZA SMART | 2008-03-13 | 900
LINET UK | ELEGANZA SMART | 2008-03-11 | 900
LINET UK | ELEGANZA SMART | 2008-03-11 | 900
LINET UK | ELEGANZA SMART | 2008-02-22 | 900
LINET UK | ELEGANZA SMART | 2008-02-22 | 900
LINET UK | ELEGANZA SMART | 2008-02-22 | 900
LINET UK | ELEGANZA SMART | 2008-02-22 | 900
LINET UK | ELEGANZA SMART | 2008-02-22 | 900
LINET UK | ELEGANZA SMART | 2008-02-22 | 900
LINET UK | ELEGANZA SMART | 2008-02-22 | 900
LINET UK | ELEGANZA SMART | 2008-02-22 | 900
LINET UK | ELEGANZA SMART | 2008-02-22 | 900
LINET UK | ELEGANZA SMART | 2008-02-12 | 900
LINET UK | ELEGANZA SMART | 2008-02-12 | 900
LINET UK | ELEGANZA SMART | 2008-02-12 | 900
LINET UK | ELEGANZA SMART | 2008-02-12 | 900
LINET UK | ELEGANZA 3000 | 2007-03-26 | 2000
LINET UK | ELEGANZA 3000 | 2006-02-01 | 1800
LINET UK | ELEGANZA 3000 | 2006-02-01 | 1800
LINET UK | ELEGANZA 3000 | 2006-01-30 | 2000
LINET UK | ELEGANZA 3000 | 2006-01-30 | 2000
LINET UK | ELEGANZA 3000 | 2006-01-30 | 1800
LINET UK | ELEGANZA 3000 | 2006-01-30 | 2000
LINET UK | ELEGANZA 3000 | 2006-01-30 | 2000
LINET UK | ELEGANZA 3000 | 2005-03-21 | 1540
LINET UK | ELEGANZA 3000 | 2005-03-08 | 1540
LINET UK | ELEGANZA STANDARD(1) | 2004-02-25 | 1540
LINET UK | ELEGANZA STANDARD(1) | 2004-02-25 | 1540
LINET UK | ELEGANZA 3000 | 2004-02-25 | 1540
LINET UK | ELEGANZA STANDARD(1) | 2004-02-24 | 1540
LINET UK | ELEGANZA 3000 | 2004-02-18 | 1540
LINET UK | ELEGANZA 3000 | 2004-02-18 | 1540
LINET UK | ELEGANZA 3000 | 2004-02-18 | 1540
LINET UK | ELEGANZA 3000 | 2004-02-18 | 1540
LINET UK | ELEGANZA 3000 | 2004-02-18 | 1540
LINET UK | ELEGANZA 3000 | 2004-02-18 | 1540
LINET UK | ELEGANZA 3000 | 2004-02-18 | 1540
LINET UK | ELEGANZA 3000 | 2004-02-18 | 1540
LINET UK | ELEGANZA 3000 | 2004-02-18 | 1540
LINET UK | ELEGANZA 3000 | 2004-02-18 | 1540
LINET UK | ELEGANZA 3000 | 2004-02-18 | 1540
LINET UK | ELEGANZA STANDARD(1) | 2004-01-28 | 1540
LINET UK | ELEGANZA STANDARD(1) | 2004-01-28 | 1540
LINET UK | ELEGANZA COMPACT | 2003-12-08 | 1797
LINET UK | ELEGANZA STANDARD(1) | 2003-06-06 | 1540
HILL-ROM | EVOLUTION LI156E | 2002-01-23 | 2500
HILL-ROM | EVOLUTION LI156E | 2002-01-08 | 2500
NSK | ICARE | 2019-09-23 | 1950
NSK | ICARE | 2019-09-23 | 1950
SBW(HAWO) | HM850DC-V | 2019-08-08 | 5000
NA | CAPITAL SUNDRY NUMBER | 2019-06-17 | 0
SBW(HAWO) | HM850DC-V | 2018-05-18 | 5000
SBW(HAWO) | HM850DC-V | 2018-05-18 | 5000
SBW(HAWO) | HM850DC-V | 2018-05-18 | 5000
RFQ RENZ FOR QUALITY | QUALUXJACK 2 | 2017-11-21 | 1188
MY WEIGH | HDCS-6020 | 2012-06-01 | 92.99
NEWCO LTD | DTU6 | 2012-04-13 | 1900
NEWCO LTD | DTU6 | 2012-04-13 | 1900
SBW(HAWO) | HM850DC | 2008-07-28 | 5000
GETINGE SURG | ZENSEAL ZS-6 | 2005-02-24 | 5000
GETINGE SURG | ZENSEAL ZS-6 | 2005-02-23 | 5000
NA | MEMO/GENERAL SUNDRIES | 2001-01-01 | 0
MEMO-INTERN | MEMO-MI SUPPORT | 2003-01-16 | 0
WELCH ALLYN | PRO 6000 CONNEX | 2022-05-09 | 205
HILL-ROM | 75CE CONNEX | 2021-09-06 | 1794
HILL-ROM | 75CE CONNEX | 2021-09-06 | 1794
HILL-ROM | 75CE CONNEX | 2021-09-06 | 1794
HILL-ROM | 75CE CONNEX | 2021-09-06 | 1794
HILL-ROM | 75CE CONNEX | 2021-09-06 | 1794
BRAUN | PRO 6000 | 2021-09-06 | 149
BRAUN | PRO 6000 | 2021-09-06 | 149
BRAUN | PRO 6000 | 2021-09-06 | 149
BRAUN | PRO 6000 | 2021-09-06 | 149
BRAUN | PRO 6000 | 2021-09-06 | 149
WELCH ALLYN | PRO 6000 CONNEX | 2021-07-30 | 179
BRAUN | PRO 6000 | 2021-07-16 | 149
COVIDIEN UK | SCD 700 | 2021-07-06 | 0
COVIDIEN UK | SCD 700 | 2021-07-06 | 0
BRAUN | PRO 6000 | 2021-06-15 | 149
BRAUN | PRO 6000 | 2021-06-04 | 149
BRAUN | PRO 6000 | 2021-06-04 | 149
BRAUN | PRO 6000 | 2021-06-04 | 149
BRAUN | PRO 6000 | 2021-06-04 | 149
GE LIMITED | MAC2000 | 2021-04-07 | 5088.2
THERAPY EQUIPMENT | DIAMOND RANGE HIGH | 2020-10-09 | 67.5
THERAPY EQUIPMENT | DIAMOND RANGE HIGH | 2020-10-09 | 67.5
THERAPY EQUIPMENT | DIAMOND RANGE HIGH | 2020-06-22 | 123.5
THERAPY EQUIPMENT | DIAMOND RANGE HIGH | 2020-06-22 | 123.5
WELCH ALLYN | 75CE CONNEX | 2020-05-12 | 1794
VERATHON MEDICAL INC | 0400-0130 | 2020-05-07 | 250
THERAPY EQUIPMENT | DIAMOND RANGE HIGH | 2020-04-14 | 80
CAREFLEX | HYDROFLEX | 2019-11-22 | 3311
ARJO HUNTLEIGH | SPL3021 | 2019-09-30 | 395
THERAPY EQUIPMENT | DIAMOND RANGE HIGH | 2019-02-28 | 80
HANDICARE | RETURN 7600 | 2018-08-30 | 600
ARJO HUNTLEIGH | KPA0101 | 2018-08-07 | 254.91
THERAPY EQUIPMENT | DIAMOND RANGE HIGH | 2018-01-12 | 80
ARJO HUNTLEIGH | KPA2000-XX | 2017-03-15 | 205
THERAPY EQUIPMENT | DIAMOND RANGE HIGH | 2016-11-07 | 80
FRESENIUS KABI | INJECTOMAT MC AGILIA | 2016-07-06 | 300
FRESENIUS KABI | INJECTOMAT MC AGILIA | 2016-07-06 | 300
FRESENIUS KABI | INJECTOMAT MC AGILIA | 2016-07-06 | 300
FRESENIUS KABI | INJECTOMAT MC AGILIA | 2016-07-06 | 300
FRESENIUS KABI | VOLUMAT MC AGILIA | 2016-07-05 | 300
FRESENIUS KABI | VOLUMAT MC AGILIA | 2016-07-05 | 300
FRESENIUS KABI | VOLUMAT MC AGILIA | 2016-07-05 | 300
PHYSIO CONTROL | LIFEPAK 20E PACED | 2016-06-01 | 7550
SHIRE | SDX-15 | 2015-11-10 | 1267
THERAPY EQUIPMENT | DIAMOND RANGE LOW | 2015-09-22 | 100
THERAPY EQUIPMENT | DIAMOND RANGE LOW | 2015-09-22 | 100
ABBOTT LABS | FREESTYLE PRECISION PRO | 2015-06-16 | 1000
ABBOTT LABS | FREESTYLE PRECISION PRO | 2015-06-16 | 1000
ABBOTT LABS | FREESTYLE PRECISION PRO | 2015-06-16 | 1000
ABBOTT LABS | FREESTYLE PRECISION PRO | 2015-06-16 | 1000
WELCH ALLYN | 7670-10 | 2014-11-11 | 181.24
WELCH ALLYN | SPOT 420(NBP/SPO2) | 2014-10-16 | 2000
WELCH ALLYN | SPOT 420(NBP/SPO2) | 2014-07-28 | 2000
WELCH ALLYN | 7670-10 | 2014-02-26 | 181.24
WELCH ALLYN | 7670-10 | 2014-02-26 | 181.24
ANIMAS | VIBE | 2013-06-27 | 1200
MEDIC AID | PORTANEB | 2013-05-20 | 100
MEDIC AID | PORTANEB-INTER-QV7B | 2012-03-08 | 115
EAST HEALTH | HIGH-SUCTION | 2012-01-12 | 200
MARSDEN | HM-210D | 2011-02-14 | 145
SPEIDEL & KE | MAXI STABIL 3 | 2010-12-20 | 75
SPEIDEL & KE | MAXI STABIL 3 | 2010-12-20 | 75
EAST HEALTH | HIGH-SUCTION | 2010-02-18 | 200
WELCH ALLYN | SPOT 420(NBP) | 2009-10-30 | 1116.25
WELCH ALLYN | 53N00 (VSM 300) | 2009-07-09 | 2250
MEMO-INTERN | PMG-BHI/8/WD54 | 2009-06-19 | 0
WELCH ALLYN | SPOT 420(NBP/SPO2) | 2009-06-10 | 2000
SHIRE | AREA ALARM | 2009-05-01 | 350
SHIRE | AREA ALARM | 2009-05-01 | 350
LIKO | LIKORALL 242 ES | 2009-04-24 | 6500
LIKO | LIKORALL 242 ES | 2009-04-24 | 6500
LIKO | LIKORALL 242 ES TWIN | 2009-04-24 | 10000
LIKO | LIKORALL 242 ES | 2009-04-24 | 6500
LIKO | LIKORALL 242 ES | 2009-04-24 | 6500
LIKO | LIKORALL 242 S | 2009-04-24 | 6500
LIKO | LIKORALL 242 ES | 2009-04-24 | 6500
LIKO | LIKORALL 242 ES | 2009-04-24 | 6500
LIKO | LIKORALL 250 ES | 2009-04-23 | 6500
WELCH ALLYN | SPOT 420(NBP/SPO2) | 2009-03-11 | 2000
WELCH ALLYN | SPOT 420(NBP/SPO2) | 2009-03-11 | 2000
WELCH ALLYN | SPOT 420(NBP/SPO2) | 2009-03-11 | 2000
WELCH ALLYN | SPOT 420(NBP/SPO2) | 2009-03-11 | 2000
WELCH ALLYN | SPOT 420(NBP/SPO2) | 2009-03-11 | 2000
WELCH ALLYN | SPOT 420(NBP/SPO2) | 2009-03-11 | 2000
WELCH ALLYN | SPOT 420(NBP/SPO2) | 2009-03-11 | 2000
NA | MEMO/GENERAL SUNDRIES | 2009-03-11 | 0
WELCH ALLYN | SPOT 420(NBP/SPO2) | 2008-12-14 | 2000
WELCH ALLYN | SPOT 420(NBP/SPO2) | 2008-12-14 | 2000
LIKO | 2835 | 2008-07-15 | 100
MEDIC AID | PORTANEB | 2008-03-20 | 105
PHILIPS LTD | M8105A | 2008-03-05 | 6879.05
EAST HEALTH | HIGH-SUCTION | 2006-11-14 | 200
EAST HEALTH | HIGH-SUCTION | 2006-11-13 | 200
EAST HEALTH | HIGH-SUCTION | 2006-11-13 | 200
EAST HEALTH | HIGH-SUCTION | 2006-11-13 | 200
WELCH ALLYN | SPOT 420(NBP/SPO2) | 2005-01-06 | 2000
SARABEC | CRESCENDO 20 | 2004-08-02 | 250
MEDIC AID | PORTANEB | 2003-05-14 | 105
WELCH ALLYN | SPOT 420(NBP/SPO2/T) | 2002-03-28 | 2000
LAERDAL | LSU-2 | 2001-12-12 | 680
SPEIDEL & KE | MAXI STABIL 3 | 2001-01-01 | 75
SPEIDEL & KE | MAXI STABIL 3 | 2001-01-01 | 75
EAST HEALTH | HIGH-SUCTION | 2000-10-06 | 200
MEDIC AID | PORTANEB-INTER-QV7B | 1999-10-01 | 105
EAST HEALTH | HIGH-SUCTION | 1997-11-25 | 200
ARJO HUNTLEIGH | KPA0100 | 2019-02-14 | 225.99
ARJO HUNTLEIGH | KPA0100 | 2015-12-03 | 237.95
ARJO HUNTLEIGH | KPA0100 | 2014-12-17 | 225.99
LIKO | LIKORALL 242 ES | 2009-04-23 | 6500
ARJO HUNTLEIGH | SARA PLUS | 2007-12-21 | 5168.24
TUNTURI PUCH | E85 | 2005-09-02 | 1500
NOMEQ | W1 | 1994-11-21 | 300
HUNTLEIGH | D900 | 2022-05-30 | 280
WELCH ALLYN | PRO 6000 CONNEX | 2022-05-09 | 205
WELCH ALLYN | PRO 6000 CONNEX | 2022-05-09 | 205
WELCH ALLYN | PRO 6000 CONNEX | 2022-04-13 | 205
PHILIPS LTD | PIIC IX | 2021-12-30 | 4800
AMERICAN POWER CONVERSION (APC) | SMART-UPS SC450 | 2021-12-30 | 455
ELO | E124923 | 2021-12-30 | 1251
ELO | E124923 | 2021-12-30 | 1251
HP | LASERJET PRO M404DN | 2021-12-30 | 220
PHILIPS LTD | INTELLIVUE MX40 | 2021-12-20 | 1843.38
PHILIPS LTD | INTELLIVUE MX40 | 2021-12-20 | 1843.38
PHILIPS LTD | INTELLIVUE MX40 | 2021-12-20 | 1843.38
PHILIPS LTD | INTELLIVUE MX40 | 2021-12-20 | 1843.38
PHILIPS LTD | INTELLIVUE MX40 | 2021-12-20 | 1843.38
PHILIPS LTD | INTELLIVUE MX40 | 2021-12-20 | 1843.38
PHILIPS LTD | INTELLIVUE MX40 | 2021-12-20 | 1843.38
PHILIPS LTD | INTELLIVUE MX40 | 2021-12-20 | 1843.38
PHILIPS LTD | INTELLIVUE MX40 | 2021-12-20 | 1843.38
PHILIPS LTD | INTELLIVUE MX40 | 2021-12-20 | 1843.38
PHILIPS LTD | INTELLIVUE MX40 | 2021-12-20 | 1843.38
PHILIPS LTD | INTELLIVUE MX40 | 2021-12-20 | 1843.38
PHILIPS LTD | INTELLIVUE MX40 | 2021-12-20 | 1843.38
PHILIPS LTD | INTELLIVUE MX40 | 2021-12-20 | 1843.38
PHILIPS LTD | MX450 | 2021-10-26 | 3325.08
PHILIPS LTD | MX450 | 2021-10-26 | 3325.08
PHILIPS LTD | MX450 | 2021-10-26 | 3325.08
PHILIPS LTD | MX450 | 2021-10-26 | 3325.08
PHILIPS LTD | MX450 | 2021-10-26 | 3325.08
PHILIPS LTD | MX450 | 2021-10-26 | 3325.08
PHILIPS LTD | MX450 | 2021-10-26 | 3325.08
PHILIPS LTD | MX450 | 2021-10-26 | 3325.08
PHILIPS LTD | MX450 | 2021-10-26 | 3325.08
PHILIPS LTD | MX450 | 2021-10-26 | 3325.08
PHILIPS LTD | INTELLIVUE MMX | 2021-10-26 | 1714.68
PHILIPS LTD | INTELLIVUE MMX | 2021-10-26 | 1714.68
PHILIPS LTD | INTELLIVUE MMX | 2021-10-26 | 1714.68
PHILIPS LTD | INTELLIVUE MMX | 2021-10-26 | 1714.68
PHILIPS LTD | INTELLIVUE MMX | 2021-10-26 | 1714.68
PHILIPS LTD | INTELLIVUE MMX | 2021-10-26 | 1714.68
PHILIPS LTD | INTELLIVUE MMX | 2021-10-26 | 1714.68
PHILIPS LTD | INTELLIVUE MMX | 2021-10-26 | 1714.68
PHILIPS LTD | INTELLIVUE MMX | 2021-10-26 | 1714.68
PHILIPS LTD | INTELLIVUE MMX | 2021-10-26 | 1714.68
PHILIPS LTD | 865220 | 2021-10-26 | 842.16
PHILIPS LTD | 865220 | 2021-10-26 | 842.16
WELCH ALLYN | PRO 6000 CONNEX | 2021-09-06 | 179
WELCH ALLYN | PRO 6000 CONNEX | 2021-09-06 | 179
WELCH ALLYN | PRO 6000 CONNEX | 2021-08-10 | 214
BRAUN | PRO 6000 | 2021-08-09 | 149
OXFORD HOIST | PRESENCE | 2021-04-12 | 1443
WELCH ALLYN | PRO 6000 CONNEX | 2021-03-05 | 179
BRAUN | PRO 6000 | 2021-02-26 | 149
BRAUN | PRO 6000 | 2021-02-25 | 149
WELCH ALLYN | 74CE CONNEX | 2021-01-26 | 1586.6
WELCH ALLYN | 74CE CONNEX | 2021-01-26 | 1586.6
WELCH ALLYN | 74CE CONNEX | 2021-01-26 | 1586.6
WELCH ALLYN | 74CE CONNEX | 2021-01-26 | 1586.6
GE LIMITED | MAC2000 | 2020-12-22 | 5156
SALTER | 1180 WHDR | 2020-11-08 | 25
THERAPY EQUIPMENT | DIAMOND RANGE HIGH | 2020-10-28 | 67.5
THERAPY EQUIPMENT | DIAMOND RANGE HIGH | 2020-10-28 | 67.5
THERAPY EQUIPMENT | DIAMOND RANGE HIGH | 2020-10-28 | 67.5
THERAPY EQUIPMENT | DIAMOND RANGE HIGH | 2020-10-28 | 67.5
THERAPY EQUIPMENT | DIAMOND RANGE HIGH | 2020-10-28 | 67.5
THERAPY EQUIPMENT | DIAMOND RANGE HIGH | 2020-10-28 | 67.5
WELCH ALLYN | 74CE CONNEX | 2020-03-09 | 1629
WELCH ALLYN | 74CE CONNEX | 2020-03-09 | 1629
WELCH ALLYN | 74CE CONNEX | 2020-03-09 | 1629
PHILIPS LTD | INNOSPIRE DELUXE | 2020-01-22 | 125
PHILIPS LTD | INNOSPIRE DELUXE | 2020-01-16 | 125
PHILIPS LTD | INNOSPIRE DELUXE | 2019-12-30 | 105
THERAPY EQUIPMENT | DIAMOND RANGE HIGH | 2019-09-11 | 80
THERAPY EQUIPMENT | DIAMOND RANGE HIGH | 2019-09-05 | 80
SECA | 959 | 2019-07-24 | 760
THERAPY EQUIPMENT | DIAMOND RANGE HIGH | 2019-02-20 | 80
MARSDEN | M-200 | 2019-02-05 | 600
THERAPY EQUIPMENT | DIAMOND RANGE HIGH | 2018-11-27 | 80
THERAPY EQUIPMENT | DIAMOND RANGE HIGH | 2018-07-23 | 80
INVACARE LTD | 1420234 BEN 9+ | 2017-11-22 | 0
FRESENIUS KABI | INJECTOMAT MC AGILIA | 2016-07-26 | 300
FRESENIUS KABI | INJECTOMAT MC AGILIA | 2016-07-26 | 300
FRESENIUS KABI | INJECTOMAT MC AGILIA | 2016-07-26 | 300
FRESENIUS KABI | INJECTOMAT MC AGILIA | 2016-07-26 | 300
FRESENIUS KABI | INJECTOMAT MC AGILIA | 2016-07-26 | 300
FRESENIUS KABI | INJECTOMAT MC AGILIA | 2016-07-26 | 300
FRESENIUS KABI | VOLUMAT MC AGILIA | 2016-07-26 | 300
FRESENIUS KABI | VOLUMAT MC AGILIA | 2016-07-26 | 300
FRESENIUS KABI | VOLUMAT MC AGILIA | 2016-07-26 | 300
FRESENIUS KABI | VOLUMAT MC AGILIA | 2016-07-26 | 300
FRESENIUS KABI | VOLUMAT MC AGILIA | 2016-07-26 | 300
FRESENIUS KABI | VOLUMAT MC AGILIA | 2016-07-26 | 300
FRESENIUS KABI | VOLUMAT MC AGILIA | 2016-07-26 | 300
FRESENIUS KABI | VOLUMAT MC AGILIA | 2016-07-26 | 300
FRESENIUS KABI | VOLUMAT MC AGILIA | 2016-07-26 | 300
FRESENIUS KABI | INJECTOMAT MC AGILIA | 2016-07-06 | 300
FRESENIUS KABI | INJECTOMAT MC AGILIA | 2016-07-06 | 300
PHYSIO CONTROL | LIFEPAK 20E PACED | 2016-06-01 | 7550
TERAOKA | DS-502 | 2016-04-14 | 189
MEDLINE | DYND7080*UK | 2015-09-04 | 50
MEDLINE | DYND7080*UK | 2015-09-03 | 50
ABBOTT LABS | FREESTYLE PRECISION PRO | 2015-06-16 | 1000
ABBOTT LABS | FREESTYLE PRECISION PRO | 2015-06-16 | 1000
AMERICAN POWER CONVERSION (APC) | SMART-UPS SC620 | 2014-08-18 | 200
DRAEGER | IDS PSU | 2014-05-27 | 800
WELCH ALLYN | 7670-10 | 2014-02-26 | 181.24
WELCH ALLYN | 7670-10 | 2014-02-26 | 181.24
WELCH ALLYN | 7670-10 | 2014-02-26 | 181.24
ARJO HUNTLEIGH | STEDY | 2012-08-13 | 615
LAERDAL | LSU-2 | 2012-01-19 | 680
DRAEGER | IDS PSU | 2011-05-31 | 800
MARSDEN | HM-210D | 2011-02-14 | 145
LIKO | LIKORALL 242 ES | 2009-12-01 | 1500
LIKO | 2835 | 2009-10-05 | 495
DRAEGER | BED MOUNTED DOCKING | 2009-07-09 | 1500
MEMO-INTERN | PMG-BHI/8/WD53 | 2009-06-19 | 0
SHIRE | AREA ALARM | 2009-05-01 | 350
SHIRE | AREA ALARM | 2009-05-01 | 350
LIKO | LIKORALL 242 ES | 2009-04-24 | 6500
LIKO | LIKORALL 242 S | 2009-04-24 | 6500
LIKO | LIKORALL 242 S | 2009-04-24 | 6500
LIKO | LIKORALL 242 ES TWIN | 2009-04-24 | 10000
LIKO | LIKORALL 242 S | 2009-04-24 | 6500
LIKO | LIKORALL 242 ES | 2009-04-24 | 6500
LIKO | LIKORALL 250 ES | 2009-04-23 | 6500
LIKO | LIKORALL 242 S | 2009-04-23 | 6500
DRAEGER | INFINITY DELTA EN | 2009-04-02 | 5918.17
WELCH ALLYN | SPOT 420(NBP/SPO2) | 2009-03-19 | 2000
WELCH ALLYN | SPOT 420(NBP/SPO2) | 2009-03-19 | 2000
THERAPY EQUIPMENT | DIAMOND RANGE HIGH | 2009-03-19 | 80
THERAPY EQUIPMENT | DIAMOND RANGE HIGH | 2009-03-19 | 80
THERAPY EQUIPMENT | DIAMOND RANGE HIGH | 2009-03-19 | 80
THERAPY EQUIPMENT | DIAMOND RANGE HIGH | 2009-03-19 | 80
THERAPY EQUIPMENT | DIAMOND RANGE HIGH | 2009-03-19 | 80
THERAPY EQUIPMENT | DIAMOND RANGE HIGH | 2009-03-19 | 80
THERAPY EQUIPMENT | DIAMOND RANGE HIGH | 2009-03-19 | 80
THERAPY EQUIPMENT | DIAMOND RANGE HIGH | 2009-03-19 | 80
THERAPY EQUIPMENT | DIAMOND RANGE HIGH | 2009-03-19 | 80
THERAPY EQUIPMENT | DIAMOND RANGE HIGH | 2009-03-19 | 80
THERAPY EQUIPMENT | DIAMOND RANGE HIGH | 2009-03-19 | 80
THERAPY EQUIPMENT | DIAMOND RANGE HIGH | 2009-03-19 | 80
THERAPY EQUIPMENT | DIAMOND RANGE HIGH | 2009-03-19 | 80
THERAPY EQUIPMENT | DIAMOND RANGE HIGH | 2009-03-19 | 80
THERAPY EQUIPMENT | DIAMOND RANGE HIGH | 2009-03-19 | 80
THERAPY EQUIPMENT | DIAMOND RANGE HIGH | 2009-03-19 | 80
THERAPY EQUIPMENT | DIAMOND RANGE HIGH | 2009-03-19 | 80
THERAPY EQUIPMENT | DIAMOND RANGE HIGH | 2009-03-19 | 80
THERAPY EQUIPMENT | DIAMOND RANGE HIGH | 2009-03-19 | 80
THERAPY EQUIPMENT | DIAMOND RANGE HIGH | 2009-03-19 | 80
THERAPY EQUIPMENT | DIAMOND RANGE HIGH | 2009-03-19 | 80
THERAPY EQUIPMENT | DIAMOND RANGE LOW | 2009-03-19 | 100
THERAPY EQUIPMENT | DIAMOND RANGE LOW | 2009-03-19 | 100
THERAPY EQUIPMENT | DIAMOND RANGE LOW | 2009-03-19 | 100
THERAPY EQUIPMENT | DIAMOND RANGE LOW | 2009-03-19 | 100
NA | MEMO/GENERAL SUNDRIES | 2009-03-13 | 0
LIKO | GOLVO7007ES | 2009-02-18 | 5323.95
MEDIC AID | PORTANEB | 2008-03-20 | 105
WELCH ALLYN | SPOT 420(NBP/SPO2) | 2007-11-13 | 2000
PHILIPS LTD | M8105A | 2007-09-12 | 5403.02
WELCH ALLYN | SPOT 420(NBP/SPO2) | 2006-01-31 | 2000
SPEIDEL & KE | MAXI STABIL 3 | 2003-02-06 | 80
HILL-ROM | 75CE CONNEX | 2022-07-04 | 1794
HILL-ROM | 75CE CONNEX | 2022-07-04 | 1794
WELCH ALLYN | PRO 6000 CONNEX | 2022-07-04 | 205
WELCH ALLYN | PRO 6000 CONNEX | 2022-07-04 | 205
BRAUN | PRO 6000 | 2022-05-27 | 149
THERAPY EQUIPMENT | DIAMOND RANGE HIGH | 2022-05-26 | 81
BRAUN | PRO 6000 | 2022-02-24 | 149
BRAUN | PRO 6000 | 2022-01-31 | 149
SECA | 959 | 2022-01-17 | 659
PHILIPS LTD | PIIC IX | 2021-12-30 | 4800
AMERICAN POWER CONVERSION (APC) | SMART-UPS SC450 | 2021-12-30 | 455
ELO | E124923 | 2021-12-30 | 1251
ELO | E124923 | 2021-12-30 | 1251
PHILIPS LTD | INTELLIVUE MX40 | 2021-12-20 | 1843.38
PHILIPS LTD | INTELLIVUE MX40 | 2021-12-20 | 1843.38
PHILIPS LTD | INTELLIVUE MX40 | 2021-12-20 | 1843.38
PHILIPS LTD | INTELLIVUE MX40 | 2021-12-20 | 1843.38
PHILIPS LTD | INTELLIVUE MX40 | 2021-12-20 | 1843.38
PHILIPS LTD | INTELLIVUE MX40 | 2021-12-20 | 1843.38
PHILIPS LTD | INTELLIVUE MX40 | 2021-12-20 | 1843.38
PHILIPS LTD | INTELLIVUE MX40 | 2021-12-09 | 1843.38
PHILIPS LTD | MX450 | 2021-10-26 | 3325.08
PHILIPS LTD | MX450 | 2021-10-26 | 3325.08
PHILIPS LTD | MX450 | 2021-10-26 | 3325.08
PHILIPS LTD | MX450 | 2021-10-26 | 3325.08
PHILIPS LTD | 865220 | 2021-10-26 | 842.16
ELO | E359019 | 2021-09-27 | 1301.3
HP | LASERJET PRO M404DN | 2021-09-27 | 220
PHILIPS LTD | PIIC IX | 2021-09-24 | 4800.6
AMERICAN POWER CONVERSION (APC) | SMART-UPS SC450 | 2021-09-24 | 455
BRAUN | PRO 6000 | 2021-07-28 | 149
PHILIPS LTD | INNOSPIRE DELUXE | 2021-07-14 | 105
PHILIPS LTD | INNOSPIRE DELUXE | 2021-07-14 | 105
BRAUN | PRO 6000 | 2021-05-14 | 149
BRAUN | PRO 6000 | 2021-05-12 | 149
BRAUN | PRO 6000 | 2021-05-12 | 149
BRAUN | PRO 6000 | 2021-05-12 | 149
THERAPY EQUIPMENT | DIAMOND RANGE LOW (REMOTE) | 2021-05-04 | 151.2
THERAPY EQUIPMENT | DIAMOND RANGE LOW (REMOTE) | 2021-05-04 | 151.2
THERAPY EQUIPMENT | DIAMOND RANGE LOW (REMOTE) | 2021-05-04 | 151.2
THERAPY EQUIPMENT | DIAMOND RANGE LOW (REMOTE) | 2021-05-04 | 151.2
THERAPY EQUIPMENT | DIAMOND RANGE LOW (REMOTE) | 2021-05-04 | 151.2
THERAPY EQUIPMENT | DIAMOND RANGE LOW (REMOTE) | 2021-05-04 | 151.2
ABBOTT LABS | PR-500 | 2021-04-14 | 500
ABBOTT LABS | BST-500 | 2021-04-14 | 1000
ABBOTT LABS | I-STAT ALINITY AN-500 | 2021-04-14 | 5000
OXFORD HOIST | PRESENCE | 2021-04-12 | 1443
SALTER | WHDR14 | 2021-03-20 | 0
LAERDAL | LSU-2 | 2021-03-03 | 680
PHILIPS LTD | INTELLIVUE X3 | 2020-12-21 | 3163.78
PHILIPS LTD | INTELLIVUE X3 | 2020-12-21 | 3163.78
PHILIPS LTD | INTELLIVUE X3 | 2020-12-21 | 3163.78
PHILIPS LTD | INTELLIVUE X3 | 2020-12-21 | 3163.78
PHILIPS LTD | INTELLIVUE X3 | 2020-12-21 | 3163.78
PHILIPS LTD | INTELLIVUE X3 | 2020-12-21 | 3163.78
PHILIPS LTD | MX450 | 2020-12-21 | 3114.3
PHILIPS LTD | MX450 | 2020-12-21 | 3114.3
PHILIPS LTD | MX450 | 2020-12-21 | 3114.3
PHILIPS LTD | MX450 | 2020-12-21 | 3114.3
PHILIPS LTD | MX450 | 2020-12-21 | 3114.3
PHILIPS LTD | MX450 | 2020-12-21 | 3114.3
PHILIPS LTD | INNOSPIRE DELUXE | 2020-12-07 | 125
PHILIPS LTD | INNOSPIRE DELUXE | 2020-12-07 | 125
SALTER | 1180 WHDR | 2020-11-08 | 25
PHILIPS LTD | INTELLIVUE MMX | 2020-10-21 | 1582.68
PHILIPS LTD | INTELLIVUE MMX | 2020-10-09 | 1582.68
PHILIPS LTD | INTELLIVUE MMX | 2020-10-09 | 1582.68
PHILIPS LTD | INTELLIVUE MMX | 2020-10-08 | 1582.68
THERAPY EQUIPMENT | DIAMOND RANGE LOW | 2020-09-18 | 126
THERAPY EQUIPMENT | DIAMOND RANGE HIGH | 2020-09-02 | 67.5
VERATHON MEDICAL INC | PRIME PLUS | 2020-05-07 | 6247
VERATHON MEDICAL INC | 0570-0395 | 2020-05-07 | 1000
VERATHON MEDICAL INC | 0400-0130 | 2020-05-07 | 250
THERAPY EQUIPMENT | DIAMOND RANGE HIGH | 2020-03-18 | 80
WELCH ALLYN | 74CE CONNEX | 2020-02-27 | 1500
WELCH ALLYN | 74CE CONNEX | 2020-02-10 | 1500
PHILIPS LTD | INNOSPIRE DELUXE | 2020-01-28 | 125
PHILIPS LTD | INNOSPIRE DELUXE | 2020-01-28 | 125
ROCHE LTD | 4803710 | 2020-01-14 | 700
WELCH ALLYN | 74CE CONNEX | 2019-11-06 | 1500
ARJO HUNTLEIGH | LIFEGUARD LG20 | 2019-05-01 | 1200
ARJO HUNTLEIGH | LIFEGUARD LG20 | 2019-05-01 | 1200
ARJO HUNTLEIGH | LIFEGUARD LG20 | 2019-05-01 | 1200
ARJO HUNTLEIGH | LIFEGUARD LG20 | 2019-05-01 | 1200
BRANDON MEDICAL | MT6008M | 2019-02-15 | 4450
THERAPY EQUIPMENT | DIAMOND RANGE HIGH | 2018-09-06 | 80
ROCHE LTD | COAGUCHEK XS PLUS | 2016-10-10 | 811.93
FRESENIUS KABI | INJECTOMAT MC AGILIA | 2016-07-26 | 300
FRESENIUS KABI | INJECTOMAT MC AGILIA | 2016-07-26 | 300
FRESENIUS KABI | INJECTOMAT MC AGILIA | 2016-07-26 | 300
FRESENIUS KABI | INJECTOMAT MC AGILIA | 2016-07-26 | 300
FRESENIUS KABI | VOLUMAT MC AGILIA | 2016-07-26 | 300
FRESENIUS KABI | VOLUMAT MC AGILIA | 2016-07-26 | 300
FRESENIUS KABI | VOLUMAT MC AGILIA | 2016-07-26 | 300
FRESENIUS KABI | VOLUMAT MC AGILIA | 2016-07-26 | 300
GE LIMITED | MAC3500 | 2016-03-08 | 8120.38
PHYSIO CONTROL | LIFEPAK 20E PACED | 2015-11-03 | 7550
CAREFLEX | HYDROFLEX | 2015-09-24 | 3065
ABBOTT LABS | FREESTYLE PRECISION PRO | 2015-06-16 | 1000
ABBOTT LABS | FREESTYLE PRECISION PRO | 2015-06-16 | 1000
THERAPY EQUIPMENT | DIAMOND RANGE LOW | 2015-06-02 | 100
THERAPY EQUIPMENT | DIAMOND RANGE LOW | 2015-06-02 | 100
THERAPY EQUIPMENT | DIAMOND RANGE LOW | 2015-06-02 | 100
MARSDEN | M-200 | 2014-10-21 | 500
WELCH ALLYN | 7670-10 | 2014-08-15 | 181.24
WELCH ALLYN | 7670-10 | 2014-08-14 | 181.24
WELCH ALLYN | 7670-10 | 2014-08-14 | 181.24
BARD LTD | BARDSCAN IIS | 2014-03-21 | 5500
AMERICAN POWER CONVERSION (APC) | SMART-UPS SC620 | 2011-12-15 | 200
SECA | 959 | 2011-09-02 | 659
MARSDEN | HM-210D | 2010-09-15 | 145
LIKO | 2835 | 2009-11-25 | 495
DRAEGER | 5732388 | 2009-11-17 | 1000
DRAEGER | IDS PSU | 2009-11-17 | 800
LIKO | 2835 | 2009-10-05 | 495
DRAEGER | BED MOUNTED DOCKING | 2009-07-09 | 1500
DRAEGER | BED MOUNTED DOCKING | 2009-07-09 | 1500
MEMO-INTERN | PMG-BHI/7/WD52 | 2009-06-19 | 0
DRAEGER | INFINITY CENTRAL STATION | 2009-05-15 | 5000
SHIRE | AREA ALARM | 2009-05-01 | 350
SHIRE | AREA ALARM | 2009-05-01 | 350
LIKO | LIKORALL 242 ES | 2009-04-23 | 6500
LIKO | LIKORALL 242 S | 2009-04-23 | 6500
LIKO | LIKORALL 242 S | 2009-04-23 | 6500
LIKO | LIKORALL 242 ES | 2009-04-23 | 6500
LIKO | LIKORALL 250 ES | 2009-04-23 | 6500
LIKO | LIKORALL 242 S | 2009-04-23 | 6500
LIKO | LIKORALL 242 ES | 2009-04-23 | 6500
WELCH ALLYN | SPOT 420(NBP/SPO2) | 2009-03-19 | 2000
WELCH ALLYN | SPOT 420(NBP/SPO2) | 2009-03-19 | 2000
THERAPY EQUIPMENT | DIAMOND RANGE HIGH | 2009-03-19 | 80
THERAPY EQUIPMENT | DIAMOND RANGE HIGH | 2009-03-19 | 80
THERAPY EQUIPMENT | DIAMOND RANGE HIGH | 2009-03-19 | 80
THERAPY EQUIPMENT | DIAMOND RANGE HIGH | 2009-03-19 | 80
THERAPY EQUIPMENT | DIAMOND RANGE HIGH | 2009-03-19 | 80
THERAPY EQUIPMENT | DIAMOND RANGE HIGH | 2009-03-19 | 80
THERAPY EQUIPMENT | DIAMOND RANGE HIGH | 2009-03-19 | 80
THERAPY EQUIPMENT | DIAMOND RANGE HIGH | 2009-03-19 | 80
THERAPY EQUIPMENT | DIAMOND RANGE HIGH | 2009-03-19 | 80
THERAPY EQUIPMENT | DIAMOND RANGE HIGH | 2009-03-19 | 80
THERAPY EQUIPMENT | DIAMOND RANGE HIGH | 2009-03-19 | 80
THERAPY EQUIPMENT | DIAMOND RANGE HIGH | 2009-03-19 | 80
THERAPY EQUIPMENT | DIAMOND RANGE HIGH | 2009-03-19 | 80
THERAPY EQUIPMENT | DIAMOND RANGE HIGH | 2009-03-19 | 80
THERAPY EQUIPMENT | DIAMOND RANGE HIGH | 2009-03-19 | 80
THERAPY EQUIPMENT | DIAMOND RANGE HIGH | 2009-03-19 | 80
THERAPY EQUIPMENT | DIAMOND RANGE HIGH | 2009-03-19 | 80
THERAPY EQUIPMENT | DIAMOND RANGE HIGH | 2009-03-19 | 80
THERAPY EQUIPMENT | DIAMOND RANGE HIGH | 2009-03-19 | 80
THERAPY EQUIPMENT | DIAMOND RANGE HIGH | 2009-03-19 | 80
THERAPY EQUIPMENT | DIAMOND RANGE LOW | 2009-03-19 | 100
THERAPY EQUIPMENT | DIAMOND RANGE LOW | 2009-03-19 | 100
THERAPY EQUIPMENT | DIAMOND RANGE LOW | 2009-03-19 | 100
THERAPY EQUIPMENT | DIAMOND RANGE LOW | 2009-03-19 | 100
THERAPY EQUIPMENT | DIAMOND RANGE LOW | 2009-03-19 | 100
NA | MEMO/GENERAL SUNDRIES | 2009-03-18 | 0
WELCH ALLYN | SPOT 420(NBP/SPO2) | 2007-11-28 | 2000
WELCH ALLYN | SPOT 420(NBP/SPO2) | 2007-11-28 | 2000
WELCH ALLYN | SPOT 420(NBP/SPO2) | 2007-11-28 | 2000
WELCH ALLYN | SPOT 420(NBP/SPO2) | 2007-11-28 | 2000
WELCH ALLYN | SPOT 420(NBP/SPO2) | 2007-11-28 | 2000
CRITIKON | PROCARE 300 | 2007-07-03 | 2400
CRITIKON | PROCARE 300 | 2007-07-03 | 2400
WELCH ALLYN | TYCOS | 2007-03-15 | 75
WELCH ALLYN | LIFESIGN(NBP/SPO2) | 1997-04-03 | 3125
WELCH ALLYN | PRO 6000 CONNEX | 2022-06-06 | 205
HILL-ROM | 75CE CONNEX | 2022-02-24 | 2242
HILL-ROM | 75CE CONNEX | 2022-02-24 | 2242
WELCH ALLYN | PRO 6000 CONNEX | 2022-02-24 | 205
WELCH ALLYN | PRO 6000 CONNEX | 2022-02-24 | 205
WELCH ALLYN | PRO 6000 CONNEX | 2022-02-07 | 179
SECA | 216 | 2022-01-19 | 62
PHILIPS LTD | PIIC IX | 2021-12-30 | 4800
AMERICAN POWER CONVERSION (APC) | SMART-UPS SC450 | 2021-12-30 | 455
ELO | E124923 | 2021-12-30 | 1251
ELO | E124923 | 2021-12-30 | 1251
HP | LASERJET PRO M404DN | 2021-12-30 | 220
PHILIPS LTD | INTELLIVUE MX40 | 2021-12-20 | 1843.38
PHILIPS LTD | INTELLIVUE MX40 | 2021-12-20 | 1843.38
PHILIPS LTD | INTELLIVUE MX40 | 2021-12-20 | 1843.38
PHILIPS LTD | INTELLIVUE MX40 | 2021-12-20 | 1843.38
PHILIPS LTD | INTELLIVUE MX40 | 2021-12-20 | 1843.38
PHILIPS LTD | INTELLIVUE MX40 | 2021-12-20 | 1843.38
PHILIPS LTD | INTELLIVUE MX40 | 2021-12-20 | 1843.38
PHILIPS LTD | INTELLIVUE MX40 | 2021-12-20 | 1843.38
PHILIPS LTD | INTELLIVUE MX40 | 2021-12-20 | 1843.38
PHILIPS LTD | INTELLIVUE MX40 | 2021-12-20 | 1843.38
PHILIPS LTD | INTELLIVUE MX40 | 2021-12-20 | 1843.38
PHILIPS LTD | INTELLIVUE MX40 | 2021-12-20 | 1843.38
PHILIPS LTD | INTELLIVUE MX40 | 2021-12-20 | 1843.38
PHILIPS LTD | INTELLIVUE MX40 | 2021-12-20 | 1843.38
PHILIPS LTD | MX450 | 2021-10-26 | 3325.08
PHILIPS LTD | MX450 | 2021-10-26 | 3325.08
PHILIPS LTD | MX450 | 2021-10-26 | 3325.08
PHILIPS LTD | MX450 | 2021-10-26 | 3325.08
PHILIPS LTD | MX450 | 2021-10-26 | 3325.08
PHILIPS LTD | MX450 | 2021-10-26 | 3325.08
PHILIPS LTD | MX450 | 2021-10-26 | 3325.08
PHILIPS LTD | MX450 | 2021-10-26 | 3325.08
PHILIPS LTD | MX450 | 2021-10-26 | 3325.08
PHILIPS LTD | MX450 | 2021-10-26 | 3325.08
PHILIPS LTD | INTELLIVUE MMX | 2021-10-26 | 1714.68
PHILIPS LTD | INTELLIVUE MMX | 2021-10-26 | 1714.68
PHILIPS LTD | INTELLIVUE MMX | 2021-10-26 | 1714.68
PHILIPS LTD | INTELLIVUE MMX | 2021-10-26 | 1714.68
PHILIPS LTD | INTELLIVUE MMX | 2021-10-26 | 1714.68
PHILIPS LTD | INTELLIVUE MMX | 2021-10-26 | 1714.68
PHILIPS LTD | INTELLIVUE MMX | 2021-10-26 | 1714.68
PHILIPS LTD | INTELLIVUE MMX | 2021-10-26 | 1714.68
PHILIPS LTD | INTELLIVUE MMX | 2021-10-26 | 1714.68
PHILIPS LTD | 865220 | 2021-10-26 | 842.16
PHILIPS LTD | 865220 | 2021-10-26 | 842.16
WELCH ALLYN | PRO 6000 CONNEX | 2021-10-18 | 179
ARJO HUNTLEIGH | STEDY | 2021-03-24 | 615
SECA | 959 | 2021-03-20 | 760
GE LIMITED | MAC2000 | 2020-12-22 | 5156
THERAPY EQUIPMENT | DIAMOND RANGE HIGH | 2020-10-28 | 67.5
THERAPY EQUIPMENT | DIAMOND RANGE HIGH | 2020-10-28 | 67.5
THERAPY EQUIPMENT | DIAMOND RANGE HIGH | 2020-10-28 | 67.5
THERAPY EQUIPMENT | DIAMOND RANGE HIGH | 2020-10-28 | 67.5
THERAPY EQUIPMENT | DIAMOND RANGE HIGH | 2020-10-28 | 67.5
THERAPY EQUIPMENT | DIAMOND RANGE HIGH | 2020-10-28 | 67.5
PHILIPS LTD | INTELLIVUE MMX | 2020-10-09 | 1582.68
WELCH ALLYN | 74CE CONNEX | 2020-09-23 | 1500
WELCH ALLYN | 74CE CONNEX | 2020-09-23 | 1500
THERAPY EQUIPMENT | DIAMOND RANGE HIGH | 2020-08-24 | 67.5
SECA | 959 | 2020-08-07 | 559
COVIDIEN UK | GENIUS 3 | 2020-06-30 | 161
PHILIPS LTD | INNOSPIRE DELUXE | 2020-02-07 | 105
PHILIPS LTD | INNOSPIRE DELUXE | 2020-02-07 | 105
WELCH ALLYN | 74CE CONNEX | 2019-11-15 | 1500
WELCH ALLYN | PROBP 3400 | 2019-09-02 | 625
WELCH ALLYN | PROBP 3400 | 2019-09-02 | 625
WELCH ALLYN | 74CE CONNEX | 2019-06-28 | 1500
LIKO | GOLVO 8008 | 2017-10-02 | 5000
FRESENIUS KABI | INJECTOMAT MC AGILIA | 2016-07-26 | 300
FRESENIUS KABI | INJECTOMAT MC AGILIA | 2016-07-26 | 300
FRESENIUS KABI | INJECTOMAT MC AGILIA | 2016-07-26 | 300
FRESENIUS KABI | INJECTOMAT MC AGILIA | 2016-07-26 | 300
FRESENIUS KABI | VOLUMAT MC AGILIA | 2016-07-26 | 300
FRESENIUS KABI | VOLUMAT MC AGILIA | 2016-07-26 | 300
FRESENIUS KABI | VOLUMAT MC AGILIA | 2016-07-26 | 300
FRESENIUS KABI | VOLUMAT MC AGILIA | 2016-07-26 | 300
FRESENIUS KABI | VOLUMAT MC AGILIA | 2016-07-26 | 300
FRESENIUS KABI | VOLUMAT MC AGILIA | 2016-07-26 | 300
FRESENIUS KABI | VOLUMAT MC AGILIA | 2016-07-26 | 300
FRESENIUS KABI | VOLUMAT MC AGILIA | 2016-07-26 | 300
FRESENIUS KABI | INJECTOMAT MC AGILIA | 2016-07-06 | 300
FRESENIUS KABI | VOLUMAT MC AGILIA | 2016-07-05 | 300
PHYSIO CONTROL | LIFEPAK 20E PACED | 2016-06-01 | 7550
FRESENIUS KABI | VOLUMAT MC AGILIA | 2016-05-18 | 300
FRESENIUS KABI | VOLUMAT MC AGILIA | 2016-03-22 | 300
CAREFLEX | HYDROFLEX | 2015-09-24 | 3065
ABBOTT LABS | FREESTYLE PRECISION PRO | 2015-06-16 | 1000
ABBOTT LABS | FREESTYLE PRECISION PRO | 2015-06-16 | 1000
WELCH ALLYN | 7670-10 | 2014-08-20 | 181.24
WELCH ALLYN | 7670-10 | 2014-08-20 | 181.24
WELCH ALLYN | 7670-10 | 2014-08-20 | 181.24
GE LIMITED | MAC3500 | 2014-03-27 | 8120.38
TERAOKA | DS-502 | 2012-05-28 | 189
LIKO | 2835 | 2009-10-05 | 495
MEMO-INTERN | PMG-BHI/7/WD51 | 2009-06-19 | 0
SHIRE | AREA ALARM | 2009-05-01 | 350
SHIRE | AREA ALARM | 2009-05-01 | 350
LIKO | LIKORALL 250 ES | 2009-04-23 | 6500
LIKO | LIKORALL 242 S | 2009-04-23 | 6500
LIKO | LIKORALL 242 ES | 2009-04-23 | 6500
LIKO | LIKORALL 242 S | 2009-04-23 | 6500
LIKO | LIKORALL 250 ES | 2009-04-23 | 6500
LIKO | LIKORALL 242 ES | 2009-04-23 | 6500
LIKO | LIKORALL 242 S | 2009-04-23 | 6500
LIKO | LIKORALL 242 ES | 2009-04-23 | 6500
DRAEGER | INFINITY DELTA EN | 2009-03-30 | 9000
WELCH ALLYN | SPOT 420(NBP/SPO2) | 2009-03-19 | 2000
THERAPY EQUIPMENT | DIAMOND RANGE HIGH | 2009-03-19 | 80
THERAPY EQUIPMENT | DIAMOND RANGE HIGH | 2009-03-19 | 80
THERAPY EQUIPMENT | DIAMOND RANGE HIGH | 2009-03-19 | 80
THERAPY EQUIPMENT | DIAMOND RANGE HIGH | 2009-03-19 | 80
THERAPY EQUIPMENT | DIAMOND RANGE HIGH | 2009-03-19 | 80
THERAPY EQUIPMENT | DIAMOND RANGE HIGH | 2009-03-19 | 80
THERAPY EQUIPMENT | DIAMOND RANGE HIGH | 2009-03-19 | 80
THERAPY EQUIPMENT | DIAMOND RANGE HIGH | 2009-03-19 | 80
THERAPY EQUIPMENT | DIAMOND RANGE HIGH | 2009-03-19 | 80
THERAPY EQUIPMENT | DIAMOND RANGE HIGH | 2009-03-19 | 80
THERAPY EQUIPMENT | DIAMOND RANGE HIGH | 2009-03-19 | 80
THERAPY EQUIPMENT | DIAMOND RANGE HIGH | 2009-03-19 | 80
THERAPY EQUIPMENT | DIAMOND RANGE HIGH | 2009-03-19 | 80
THERAPY EQUIPMENT | DIAMOND RANGE HIGH | 2009-03-19 | 80
THERAPY EQUIPMENT | DIAMOND RANGE HIGH | 2009-03-19 | 80
THERAPY EQUIPMENT | DIAMOND RANGE HIGH | 2009-03-19 | 80
THERAPY EQUIPMENT | DIAMOND RANGE HIGH | 2009-03-19 | 80
THERAPY EQUIPMENT | DIAMOND RANGE HIGH | 2009-03-19 | 80
THERAPY EQUIPMENT | DIAMOND RANGE HIGH | 2009-03-19 | 80
THERAPY EQUIPMENT | DIAMOND RANGE HIGH | 2009-03-19 | 80
THERAPY EQUIPMENT | DIAMOND RANGE HIGH | 2009-03-19 | 80
THERAPY EQUIPMENT | DIAMOND RANGE HIGH | 2009-03-19 | 80
THERAPY EQUIPMENT | DIAMOND RANGE HIGH | 2009-03-19 | 80
THERAPY EQUIPMENT | DIAMOND RANGE LOW | 2009-03-19 | 100
THERAPY EQUIPMENT | DIAMOND RANGE LOW | 2009-03-19 | 100
THERAPY EQUIPMENT | DIAMOND RANGE LOW | 2009-03-19 | 100
THERAPY EQUIPMENT | DIAMOND RANGE LOW | 2009-03-19 | 100
THERAPY EQUIPMENT | DIAMOND RANGE LOW | 2009-03-19 | 100
THERAPY EQUIPMENT | DIAMOND RANGE LOW | 2009-03-19 | 100
NA | MEMO/GENERAL SUNDRIES | 2009-03-18 | 0
GE LIMITED | AMX4 PLUS | 2008-12-04 | 35000
GE LIMITED | MAC1200 | 2008-04-15 | 3196
LAERDAL | LSU-2 | 2007-08-15 | 680
PHYSIO CONTROL | LIFEPAK 1000 | 2015-11-03 | 1388.96
ABBOTT LABS | FREESTYLE PRECISION PRO | 2015-06-16 | 1000
OMRON | 705IT | 2012-04-19 | 115
OMRON | 705IT | 2012-04-19 | 115
OMRON | 705IT | 2012-04-19 | 115
OMRON | 705IT | 2012-04-19 | 115
OMRON | 705IT | 2012-04-19 | 115
OMRON | 705IT | 2012-04-19 | 115
OMRON | 705IT | 2012-04-19 | 115
OMRON | 705IT | 2012-04-19 | 115
OMRON | 705IT | 2012-04-19 | 115
OMRON | 705IT | 2012-04-19 | 115
OMRON | 705IT | 2012-04-19 | 115
OMRON | 705IT | 2012-04-19 | 115
OMRON | 705IT | 2012-04-19 | 115
OMRON | 705IT | 2012-04-19 | 115
OMRON | 705IT | 2012-04-19 | 115
OMRON | 705IT | 2012-04-19 | 115
OMRON | 705IT | 2012-04-19 | 115
OMRON | 705IT | 2012-04-19 | 115
OMRON | 705IT | 2012-04-19 | 115
MEMO-INTERN | MEMO-MI SUNDRIES | 2010-10-26 | 0
NA | MEMO/GENERAL SUNDRIES | 2003-07-31 | 0
LAERDAL | LSU-2 | 2003-07-03 | 680
SPEIDEL & KE | MAXI STABIL 3 | 2003-02-06 | 80
GE LIMITED | MAC5500 | 2014-04-07 | 11040
BRAUN | PRO 6000 | 2022-06-28 | 149
BRAUN | PRO 6000 | 2022-06-22 | 149
BRAUN | PRO 6000 | 2022-06-15 | 149
BRAUN | PRO 6000 | 2022-06-14 | 149
F & P | AIRVO 2 | 2022-06-07 | 2475
THERAPY EQUIPMENT | DIAMOND RANGE LOW | 2022-05-26 | 148
THERAPY EQUIPMENT | DIAMOND RANGE LOW | 2022-05-26 | 148
THERAPY EQUIPMENT | DIAMOND RANGE LOW | 2022-05-26 | 148
THERAPY EQUIPMENT | DIAMOND RANGE LOW | 2022-05-26 | 148
DATASCOPE | IABP | 2022-05-20 | 500
RADIOMETER | ABL90 FLEX PLUS | 2022-02-24 | 13000
RADIOMETER | ABL90 FLEX PLUS | 2022-02-01 | 13000
GE LIMITED | MAC2000 | 2022-01-10 | 6187.2
BRAUN | PRO 6000 | 2021-11-12 | 149
BRAUN | PRO 6000 | 2021-11-10 | 149
SHENZHEN CREATIVE INDUSTRY | PC-900B | 2021-11-10 | 1722.6
BRAUN | PRO 6000 | 2021-11-05 | 149
BRAUN | PRO 6000 | 2021-11-03 | 149
THERAPY EQUIPMENT | DIAMOND RANGE HIGH | 2021-10-21 | 125
COVIDIEN UK | SCD 700 | 2021-07-12 | 0
COVIDIEN UK | SCD 700 | 2021-07-12 | 0
COVIDIEN UK | SCD 700 | 2021-07-06 | 0
COVIDIEN UK | SCD 700 | 2021-07-06 | 0
COVIDIEN UK | SCD 700 | 2021-07-06 | 0
COVIDIEN UK | SCD 700 | 2021-07-06 | 0
COVIDIEN UK | SCD 700 | 2021-07-06 | 0
PHILIPS LTD | 867041 | 2021-06-01 | 2948
SAMSUNG | GM85 | 2021-05-25 | 93000
HAMILTON MEDICAL | T1 | 2021-04-19 | 15141.53
LAERDAL | LSU-2 | 2021-04-14 | 680
PHILIPS LTD | 867041 | 2021-01-29 | 2948
F & P | F&P 950 | 2021-01-15 | 1995
F & P | F&P 950 | 2021-01-15 | 1995
F & P | F&P 950 | 2021-01-15 | 1995
F & P | F&P 950 | 2021-01-15 | 1995
F & P | F&P 950 | 2021-01-15 | 1995
F & P | F&P 950 | 2021-01-15 | 1995
F & P | F&P 950 | 2021-01-15 | 1995
F & P | F&P 950 | 2021-01-15 | 1995
F & P | F&P 950 | 2021-01-15 | 1995
F & P | F&P 950 | 2021-01-15 | 1995
F & P | F&P 950 | 2021-01-15 | 1995
F & P | F&P 950 | 2021-01-15 | 1995
F & P | F&P 950 | 2021-01-15 | 1995
F & P | F&P 950 | 2021-01-15 | 1995
F & P | F&P 950 | 2021-01-15 | 1995
F & P | F&P 950 | 2021-01-15 | 1995
F & P | F&P 950 | 2021-01-15 | 1995
F & P | F&P 950 | 2021-01-15 | 1995
F & P | F&P 950 | 2021-01-15 | 1995
F & P | F&P 950 | 2021-01-15 | 1995
PHILIPS LTD | INTELLIVUE MMX | 2021-01-08 | 1731.82
PHILIPS LTD | MX450 | 2021-01-06 | 2552.88
PHILIPS LTD | MX450 | 2021-01-06 | 2552.88
PHILIPS LTD | MX450 | 2021-01-06 | 2552.88
PHILIPS LTD | MX450 | 2021-01-06 | 2552.88
PHILIPS LTD | MX450 | 2021-01-06 | 2552.88
PHILIPS LTD | MX450 | 2021-01-06 | 2552.88
PHILIPS LTD | INTELLIVUE MMX | 2021-01-06 | 1731.82
PHILIPS LTD | INTELLIVUE MMX | 2021-01-06 | 1731.82
PHILIPS LTD | INTELLIVUE MMX | 2021-01-06 | 1731.82
PHILIPS LTD | INTELLIVUE MMX | 2021-01-06 | 1731.82
PHILIPS LTD | INTELLIVUE MMX | 2021-01-06 | 1731.82
PHILIPS LTD | 867041 | 2021-01-06 | 2948
PHILIPS LTD | 867041 | 2021-01-06 | 2948
PHILIPS LTD | 867041 | 2021-01-06 | 2948
PHILIPS LTD | 867041 B06 | 2020-12-04 | 2948
OXFORD HOIST | OXF-SCALE-LP | 2020-07-23 | 996
DRAEGER | EVITA V800 | 2020-07-14 | 23050
DRAEGER | EVITA V800 | 2020-07-14 | 23050
DRAEGER | EVITA V800 | 2020-07-14 | 23050
DRAEGER | EVITA V800 | 2020-07-14 | 23050
DRAEGER | EVITA V800 | 2020-07-14 | 23050
GE LIMITED | VENUE GO R2 | 2020-06-12 | 35000
GE LIMITED | C1-5-RS | 2020-06-12 | 6000
GE LIMITED | 12L-RS | 2020-06-12 | 5000
GE LIMITED | 3SC-RS | 2020-06-12 | 6000
FRESENIUS KABI | AGILIA VP MC WIFI GB | 2020-06-09 | 300
FRESENIUS KABI | AGILIA VP MC WIFI GB | 2020-06-09 | 300
FRESENIUS KABI | AGILIA VP MC WIFI GB | 2020-06-09 | 300
FRESENIUS KABI | AGILIA VP MC WIFI GB | 2020-06-09 | 300
FRESENIUS KABI | AGILIA VP MC WIFI GB | 2020-06-09 | 300
FRESENIUS KABI | AGILIA VP MC WIFI GB | 2020-06-09 | 300
FRESENIUS KABI | AGILIA VP MC WIFI GB | 2020-06-09 | 300
FRESENIUS KABI | AGILIA VP MC WIFI GB | 2020-06-09 | 300
FRESENIUS KABI | AGILIA VP MC WIFI GB | 2020-06-09 | 300
FRESENIUS KABI | AGILIA VP MC WIFI GB | 2020-06-09 | 300
FRESENIUS KABI | AGILIA VP MC WIFI GB | 2020-06-09 | 300
FRESENIUS KABI | AGILIA VP MC WIFI GB | 2020-06-09 | 300
FRESENIUS KABI | AGILIA VP MC WIFI GB | 2020-06-09 | 300
FRESENIUS KABI | AGILIA VP MC WIFI GB | 2020-06-09 | 300
FRESENIUS KABI | AGILIA VP MC WIFI GB | 2020-06-09 | 300
FRESENIUS KABI | AGILIA VP MC WIFI GB | 2020-06-09 | 300
FRESENIUS KABI | AGILIA VP MC WIFI GB | 2020-06-09 | 300
FRESENIUS KABI | AGILIA VP MC WIFI GB | 2020-06-09 | 300
FRESENIUS KABI | AGILIA VP MC WIFI GB | 2020-06-09 | 300
FRESENIUS KABI | AGILIA VP MC WIFI GB | 2020-06-09 | 300
FRESENIUS KABI | AGILIA VP MC WIFI GB | 2020-06-09 | 300
FRESENIUS KABI | AGILIA VP MC WIFI GB | 2020-06-09 | 300
FRESENIUS KABI | AGILIA VP MC WIFI GB | 2020-06-09 | 300
FRESENIUS KABI | AGILIA VP MC WIFI GB | 2020-06-09 | 300
FRESENIUS KABI | AGILIA VP MC WIFI GB | 2020-06-09 | 300
FRESENIUS KABI | AGILIA VP MC WIFI GB | 2020-06-09 | 300
FRESENIUS KABI | AGILIA VP MC WIFI GB | 2020-06-09 | 300
FRESENIUS KABI | AGILIA VP MC WIFI GB | 2020-06-09 | 300
FRESENIUS KABI | AGILIA VP MC WIFI GB | 2020-06-09 | 300
FRESENIUS KABI | AGILIA VP MC WIFI GB | 2020-06-09 | 300
FRESENIUS KABI | AGILIA VP MC WIFI GB | 2020-06-09 | 300
FRESENIUS KABI | AGILIA VP MC WIFI GB | 2020-06-09 | 300
FRESENIUS KABI | AGILIA VP MC WIFI GB | 2020-06-09 | 300
FRESENIUS KABI | AGILIA VP MC WIFI GB | 2020-06-09 | 300
FRESENIUS KABI | AGILIA VP MC WIFI GB | 2020-06-09 | 300
FRESENIUS KABI | AGILIA VP MC WIFI GB | 2020-06-09 | 300
FRESENIUS KABI | AGILIA VP MC WIFI GB | 2020-06-09 | 300
FRESENIUS KABI | AGILIA VP MC WIFI GB | 2020-06-09 | 300
FRESENIUS KABI | AGILIA VP MC WIFI GB | 2020-06-09 | 300
BIOTRONIK | REOCOR/D | 2020-05-22 | 2355
BIOTRONIK | REOCOR/D | 2020-05-22 | 2355
OXFORD HOIST | PRESENCE | 2020-05-18 | 1443
GE LIMITED | L4-12T-RS | 2020-05-01 | 7000
GE LIMITED | VENUE GO R2 | 2020-04-29 | 21000
GE LIMITED | C1-5-RS | 2020-04-29 | 6000
GE LIMITED | 3SC-RS | 2020-04-29 | 6000
THERAPY EQUIPMENT | DIAMOND RANGE HIGH | 2020-03-26 | 80
THERAPY EQUIPMENT | DIAMOND RANGE HIGH | 2020-03-26 | 80
THERAPY EQUIPMENT | DIAMOND RANGE HIGH | 2020-03-26 | 80
F & P | AIRVO 2 | 2020-03-24 | 2475
F & P | AIRVO 2 | 2020-03-19 | 2475
F & P | AIRVO 2 | 2020-03-19 | 2475
KARL STORZ | 8403ZX | 2019-11-20 | 11537
KARL STORZ | 8403HX | 2019-11-20 | 5156
KARL STORZ | 8403BXC | 2019-11-20 | 5156
HUNTLEIGH | D900 | 2019-11-20 | 280
DRAEGER | 8412856 | 2019-10-11 | 0
GE LIMITED | VS70N | 2019-08-28 | 50000
GE LIMITED | C1-6-D | 2019-08-28 | 5000
GE LIMITED | M5SC-D | 2019-08-28 | 5000
GE LIMITED | 9L-D | 2019-08-28 | 5000
DRAEGER | ETCO2 MICROSTREAM | 2019-08-04 | 2500
DRAEGER | ETCO2 MICROSTREAM | 2019-08-04 | 2500
HANSE MEDIZINTEK | THEKLA 3 | 2019-07-17 | 9689
HANSE MEDIZINTEK | THEKLA 3 | 2019-07-17 | 9689
DRAEGER | ETCO2 MICROSTREAM | 2019-05-07 | 2000
ULTRASOUND TECHNOLOGIES LTD | PD1 | 2019-03-25 | 950
DRAEGER | EVITA V500 | 2019-03-18 | 28864.46
BREAS MEDICAL | NIPPY CLEARWAY | 2019-03-01 | 4500
BREAS MEDICAL | NIPPY CLEARWAY | 2019-03-01 | 4500
BREAS MEDICAL | NIPPY CLEARWAY | 2019-03-01 | 4500
BREAS MEDICAL | NIPPY CLEARWAY | 2019-03-01 | 4500
BREAS MEDICAL | NIPPY CLEARWAY | 2019-03-01 | 4500
THERAPY EQUIPMENT | DIAMOND RANGE HIGH | 2019-01-25 | 80
THERAPY EQUIPMENT | DIAMOND RANGE HIGH | 2018-12-14 | 80
HUDSON RCI | AQUATHERM III | 2018-10-17 | 294
CME MEDICAL | BODYGUARD 575 COLOURVISION | 2018-08-15 | 1000
CME MEDICAL | BODYGUARD 575 CHARGER | 2018-08-15 | 550
CME MEDICAL | BODYGUARD 575 COLOURVISION | 2018-08-15 | 1000
CME MEDICAL | BODYGUARD 575 CHARGER | 2018-08-15 | 550
CME MEDICAL | BODYGUARD 575 COLOURVISION | 2018-08-15 | 1000
CME MEDICAL | BODYGUARD 575 CHARGER | 2018-08-15 | 550
THERAPY EQUIPMENT | DIAMOND RANGE HIGH | 2018-08-08 | 80
SECA | 856 | 2018-08-02 | 100
SECA | 856 | 2018-08-02 | 100
SECA | 856 | 2018-08-02 | 100
FRESENIUS MEDICAL CARE | MULTIFILTRATE PRO | 2018-06-07 | 23000
FRESENIUS MEDICAL CARE | MULTIFILTRATE PRO | 2018-06-07 | 23000
FRESENIUS MEDICAL CARE | MULTIFILTRATE PRO | 2018-06-07 | 23000
FRESENIUS MEDICAL CARE | MULTIFILTRATE PRO | 2018-06-07 | 23000
FRESENIUS MEDICAL CARE | MULTIFILTRATE PRO | 2018-06-07 | 23000
CME MEDICAL | BODYGUARD 575 COLOURVISION | 2018-04-27 | 1000
CME MEDICAL | BODYGUARD 575 CHARGER | 2018-04-27 | 550
CME MEDICAL | BODYGUARD 575 COLOURVISION | 2018-04-27 | 1000
CME MEDICAL | BODYGUARD 575 CHARGER | 2018-04-27 | 550
CME MEDICAL | BODYGUARD 575 COLOURVISION | 2018-04-27 | 1000
CME MEDICAL | BODYGUARD 575 CHARGER | 2018-04-27 | 550
CME MEDICAL | BODYGUARD 575 COLOURVISION | 2018-04-27 | 1000
CME MEDICAL | BODYGUARD 575 CHARGER | 2018-04-27 | 550
CME MEDICAL | BODYGUARD 575 COLOURVISION | 2018-04-27 | 1000
CME MEDICAL | BODYGUARD 575 CHARGER | 2018-04-27 | 550
CME MEDICAL | BODYGUARD 575 COLOURVISION | 2018-04-27 | 1000
CME MEDICAL | BODYGUARD 575 CHARGER | 2018-04-27 | 550
CME MEDICAL | BODYGUARD 575 COLOURVISION | 2018-04-27 | 1000
CME MEDICAL | BODYGUARD 575 CHARGER | 2018-04-27 | 550
CME MEDICAL | BODYGUARD 575 COLOURVISION | 2018-04-27 | 1000
CME MEDICAL | BODYGUARD 575 CHARGER | 2018-04-27 | 550
CME MEDICAL | BODYGUARD 575 COLOURVISION | 2018-04-27 | 1000
CME MEDICAL | BODYGUARD 575 CHARGER | 2018-04-27 | 550
CME MEDICAL | BODYGUARD 575 COLOURVISION | 2018-04-27 | 1000
CME MEDICAL | BODYGUARD 575 CHARGER | 2018-04-27 | 550
CME MEDICAL | BODYGUARD 575 COLOURVISION | 2018-04-27 | 1000
CME MEDICAL | BODYGUARD 575 CHARGER | 2018-04-27 | 550
CME MEDICAL | BODYGUARD 575 COLOURVISION | 2018-04-27 | 1000
CME MEDICAL | BODYGUARD 575 CHARGER | 2018-04-27 | 550
CME MEDICAL | BODYGUARD 575 COLOURVISION | 2018-04-27 | 1000
CME MEDICAL | BODYGUARD 575 CHARGER | 2018-04-27 | 550
CME MEDICAL | BODYGUARD 575 COLOURVISION | 2018-04-27 | 1000
CME MEDICAL | BODYGUARD 575 CHARGER | 2018-04-27 | 550
DRAEGER | ETCO2 MICROSTREAM | 2018-03-01 | 2500
DRAEGER | ETCO2 MICROSTREAM | 2018-03-01 | 2500
SHENZHEN CREATIVE INDUSTRY | PC-900B | 2017-12-07 | 1600
FRESENIUS KABI | LINK 6 + AGILIA | 2017-11-24 | 999
FRESENIUS KABI | LINK 6 + AGILIA | 2017-11-24 | 999
ARJO HUNTLEIGH | KPA0100 | 2017-08-22 | 237.99
PHYSIO CONTROL | LIFEPAK 20E | 2017-07-20 | 4741.2
FRESENIUS KABI | LINK 6 + AGILIA | 2017-07-17 | 999
FRESENIUS KABI | LINK 6 + AGILIA | 2017-07-17 | 999
FRESENIUS KABI | LINK 6 + AGILIA | 2017-07-17 | 999
FRESENIUS KABI | LINK 6 + AGILIA | 2017-07-17 | 999
FRESENIUS KABI | LINK 6 + AGILIA | 2017-07-17 | 999
FRESENIUS KABI | LINK 6 + AGILIA | 2017-07-17 | 999
FRESENIUS KABI | LINK 6 + AGILIA | 2017-07-17 | 999
FRESENIUS KABI | LINK 6 + AGILIA | 2017-07-17 | 999
FRESENIUS KABI | LINK 6 + AGILIA | 2017-07-17 | 999
FRESENIUS KABI | VOLUMAT MC AGILIA | 2017-05-17 | 400
THERAPY EQUIPMENT | DIAMOND RANGE HIGH | 2017-05-17 | 153.6
FRESENIUS KABI | LINK 4 + AGILIA | 2017-05-09 | 830
FRESENIUS KABI | LINK 4 + AGILIA | 2017-05-09 | 830
FRESENIUS KABI | LINK 4 + AGILIA | 2017-05-09 | 830
CELSIUS MEDICAL | CALIMA | 2017-02-23 | 1700
CELSIUS MEDICAL | CALIMA | 2017-02-23 | 1700
CELSIUS MEDICAL | CALIMA | 2017-02-23 | 1700
CELSIUS MEDICAL | CALIMA | 2017-02-23 | 1700
BIOTRONIK | REOCOR/D | 2017-02-10 | 2355
BIOTRONIK | REOCOR/D | 2017-02-10 | 2355
CELSIUS MEDICAL | CALIMA | 2017-02-03 | 1700
CELSIUS MEDICAL | CALIMA | 2017-02-03 | 1700
BIOTRONIK | REOCOR/D | 2017-01-16 | 2355
FRESENIUS KABI | LINK 4 + AGILIA | 2017-01-09 | 830
FRESENIUS KABI | LINK 4 + AGILIA | 2017-01-09 | 830
FRESENIUS KABI | LINK 4 + AGILIA | 2017-01-09 | 830
FRESENIUS KABI | LINK 4 + AGILIA | 2017-01-09 | 830
FRESENIUS KABI | LINK 4 + AGILIA | 2017-01-09 | 830
FRESENIUS KABI | LINK 4 + AGILIA | 2017-01-09 | 830
FRESENIUS KABI | LINK 4 + AGILIA | 2017-01-09 | 830
FRESENIUS KABI | LINK 4 + AGILIA | 2017-01-09 | 830
FRESENIUS KABI | LINK 4 + AGILIA | 2017-01-09 | 830
FRESENIUS KABI | LINK 4 + AGILIA | 2017-01-09 | 830
FRESENIUS KABI | LINK 4 + AGILIA | 2017-01-09 | 830
FRESENIUS KABI | LINK 4 + AGILIA | 2017-01-09 | 830
FRESENIUS KABI | LINK 4 + AGILIA | 2017-01-09 | 830
FRESENIUS KABI | LINK 6 + AGILIA | 2017-01-09 | 999
FRESENIUS KABI | LINK 6 + AGILIA | 2017-01-09 | 999
FRESENIUS KABI | LINK 6 + AGILIA | 2017-01-09 | 999
FRESENIUS KABI | LINK 6 + AGILIA | 2017-01-09 | 999
FRESENIUS KABI | LINK 6 + AGILIA | 2017-01-09 | 999
FRESENIUS KABI | LINK 6 + AGILIA | 2017-01-09 | 999
FRESENIUS KABI | LINK 6 + AGILIA | 2017-01-09 | 999
FRESENIUS KABI | LINK 6 + AGILIA | 2017-01-09 | 999
FRESENIUS KABI | LINK 6 + AGILIA | 2017-01-09 | 999
FRESENIUS KABI | LINK 6 + AGILIA | 2017-01-09 | 999
FRESENIUS KABI | LINK 6 + AGILIA | 2017-01-09 | 999
FRESENIUS KABI | LINK 6 + AGILIA | 2017-01-09 | 999
BIOTRONIK | REOCOR/D | 2016-12-13 | 2355
BIOTRONIK | REOCOR/D | 2016-12-13 | 2355
BIOTRONIK | REOCOR/D | 2016-11-16 | 2355
BIOTRONIK | REOCOR/D | 2016-11-16 | 2355
BIOTRONIK | REOCOR/D | 2016-11-10 | 2355
BIOTRONIK | REOCOR/D | 2016-10-10 | 2355
MARSDEN | M-200 | 2016-09-07 | 625
THERAPY EQUIPMENT | DIAMOND RANGE HIGH | 2016-09-05 | 80
DRAEGER | ETCO2 MICROSTREAM | 2016-08-22 | 2500
THERAPY EQUIPMENT | DIAMOND RANGE HIGH (REMOTE) | 2016-08-11 | 100
FRESENIUS KABI | INJECTOMAT MC AGILIA | 2016-07-26 | 300
FRESENIUS KABI | INJECTOMAT MC AGILIA | 2016-07-26 | 300
FRESENIUS KABI | INJECTOMAT MC AGILIA | 2016-07-26 | 300
FRESENIUS KABI | INJECTOMAT MC AGILIA | 2016-07-26 | 300
FRESENIUS KABI | INJECTOMAT MC AGILIA | 2016-07-26 | 300
FRESENIUS KABI | INJECTOMAT MC AGILIA | 2016-07-26 | 300
FRESENIUS KABI | INJECTOMAT MC AGILIA | 2016-07-26 | 300
FRESENIUS KABI | INJECTOMAT MC AGILIA | 2016-07-26 | 300
FRESENIUS KABI | INJECTOMAT MC AGILIA | 2016-07-26 | 300
FRESENIUS KABI | INJECTOMAT MC AGILIA | 2016-07-26 | 300
FRESENIUS KABI | INJECTOMAT MC AGILIA | 2016-07-26 | 300
FRESENIUS KABI | INJECTOMAT MC AGILIA | 2016-07-26 | 300
FRESENIUS KABI | INJECTOMAT MC AGILIA | 2016-07-26 | 300
FRESENIUS KABI | INJECTOMAT MC AGILIA | 2016-07-26 | 300
FRESENIUS KABI | INJECTOMAT MC AGILIA | 2016-07-26 | 300
FRESENIUS KABI | INJECTOMAT MC AGILIA | 2016-07-26 | 300
FRESENIUS KABI | INJECTOMAT MC AGILIA | 2016-07-26 | 300
FRESENIUS KABI | INJECTOMAT MC AGILIA | 2016-07-26 | 300
FRESENIUS KABI | INJECTOMAT MC AGILIA | 2016-07-26 | 300
FRESENIUS KABI | INJECTOMAT MC AGILIA | 2016-07-26 | 300
FRESENIUS KABI | INJECTOMAT MC AGILIA | 2016-07-26 | 300
FRESENIUS KABI | INJECTOMAT MC AGILIA | 2016-07-26 | 300
FRESENIUS KABI | INJECTOMAT MC AGILIA | 2016-07-26 | 300
FRESENIUS KABI | INJECTOMAT MC AGILIA | 2016-07-26 | 300
FRESENIUS KABI | INJECTOMAT MC AGILIA | 2016-07-26 | 300
FRESENIUS KABI | INJECTOMAT MC AGILIA | 2016-07-26 | 300
FRESENIUS KABI | INJECTOMAT MC AGILIA | 2016-07-26 | 300
FRESENIUS KABI | INJECTOMAT MC AGILIA | 2016-07-26 | 300
FRESENIUS KABI | INJECTOMAT MC AGILIA | 2016-07-26 | 300
FRESENIUS KABI | INJECTOMAT MC AGILIA | 2016-07-26 | 300
FRESENIUS KABI | INJECTOMAT MC AGILIA | 2016-07-26 | 300
FRESENIUS KABI | INJECTOMAT MC AGILIA | 2016-07-26 | 300
FRESENIUS KABI | INJECTOMAT MC AGILIA | 2016-07-26 | 300
FRESENIUS KABI | INJECTOMAT MC AGILIA | 2016-07-26 | 300
FRESENIUS KABI | INJECTOMAT MC AGILIA | 2016-07-26 | 300
FRESENIUS KABI | INJECTOMAT MC AGILIA | 2016-07-26 | 300
FRESENIUS KABI | INJECTOMAT MC AGILIA | 2016-07-26 | 300
FRESENIUS KABI | INJECTOMAT MC AGILIA | 2016-07-26 | 300
FRESENIUS KABI | INJECTOMAT MC AGILIA | 2016-07-26 | 300
FRESENIUS KABI | INJECTOMAT MC AGILIA | 2016-07-26 | 300
FRESENIUS KABI | INJECTOMAT MC AGILIA | 2016-07-26 | 300
FRESENIUS KABI | INJECTOMAT MC AGILIA | 2016-07-26 | 300
FRESENIUS KABI | INJECTOMAT MC AGILIA | 2016-07-26 | 300
FRESENIUS KABI | INJECTOMAT MC AGILIA | 2016-07-26 | 300
FRESENIUS KABI | INJECTOMAT MC AGILIA | 2016-07-26 | 300
FRESENIUS KABI | INJECTOMAT MC AGILIA | 2016-07-26 | 300
FRESENIUS KABI | INJECTOMAT MC AGILIA | 2016-07-26 | 300
FRESENIUS KABI | INJECTOMAT MC AGILIA | 2016-07-26 | 300
FRESENIUS KABI | INJECTOMAT MC AGILIA | 2016-07-26 | 300
FRESENIUS KABI | INJECTOMAT MC AGILIA | 2016-07-26 | 300
FRESENIUS KABI | INJECTOMAT MC AGILIA | 2016-07-26 | 300
FRESENIUS KABI | INJECTOMAT MC AGILIA | 2016-07-26 | 300
FRESENIUS KABI | INJECTOMAT MC AGILIA | 2016-07-26 | 300
FRESENIUS KABI | INJECTOMAT MC AGILIA | 2016-07-26 | 300
FRESENIUS KABI | INJECTOMAT MC AGILIA | 2016-07-26 | 300
FRESENIUS KABI | INJECTOMAT MC AGILIA | 2016-07-26 | 300
FRESENIUS KABI | INJECTOMAT MC AGILIA | 2016-07-26 | 300
FRESENIUS KABI | INJECTOMAT MC AGILIA | 2016-07-26 | 300
FRESENIUS KABI | INJECTOMAT MC AGILIA | 2016-07-26 | 300
FRESENIUS KABI | INJECTOMAT MC AGILIA | 2016-07-26 | 300
FRESENIUS KABI | INJECTOMAT MC AGILIA | 2016-07-26 | 300
FRESENIUS KABI | INJECTOMAT MC AGILIA | 2016-07-26 | 300
FRESENIUS KABI | INJECTOMAT MC AGILIA | 2016-07-26 | 300
FRESENIUS KABI | INJECTOMAT MC AGILIA | 2016-07-26 | 300
FRESENIUS KABI | INJECTOMAT MC AGILIA | 2016-07-26 | 300
FRESENIUS KABI | INJECTOMAT MC AGILIA | 2016-07-26 | 300
FRESENIUS KABI | INJECTOMAT MC AGILIA | 2016-07-26 | 300
FRESENIUS KABI | INJECTOMAT MC AGILIA | 2016-07-26 | 300
FRESENIUS KABI | INJECTOMAT MC AGILIA | 2016-07-26 | 300
FRESENIUS KABI | INJECTOMAT MC AGILIA | 2016-07-26 | 300
FRESENIUS KABI | INJECTOMAT MC AGILIA | 2016-07-26 | 300
FRESENIUS KABI | INJECTOMAT MC AGILIA | 2016-07-26 | 300
FRESENIUS KABI | INJECTOMAT MC AGILIA | 2016-07-26 | 300
FRESENIUS KABI | INJECTOMAT MC AGILIA | 2016-07-26 | 300
FRESENIUS KABI | INJECTOMAT MC AGILIA | 2016-07-26 | 300
FRESENIUS KABI | INJECTOMAT MC AGILIA | 2016-07-26 | 300
FRESENIUS KABI | INJECTOMAT MC AGILIA | 2016-07-26 | 300
FRESENIUS KABI | INJECTOMAT MC AGILIA | 2016-07-26 | 300
FRESENIUS KABI | INJECTOMAT MC AGILIA | 2016-07-26 | 300
FRESENIUS KABI | INJECTOMAT MC AGILIA | 2016-07-26 | 300
FRESENIUS KABI | INJECTOMAT MC AGILIA | 2016-07-26 | 300
FRESENIUS KABI | INJECTOMAT MC AGILIA | 2016-07-26 | 300
FRESENIUS KABI | INJECTOMAT MC AGILIA | 2016-07-26 | 300
FRESENIUS KABI | INJECTOMAT MC AGILIA | 2016-07-26 | 300
FRESENIUS KABI | INJECTOMAT MC AGILIA | 2016-07-26 | 300
FRESENIUS KABI | INJECTOMAT MC AGILIA | 2016-07-26 | 300
FRESENIUS KABI | INJECTOMAT MC AGILIA | 2016-07-26 | 300
FRESENIUS KABI | INJECTOMAT MC AGILIA | 2016-07-26 | 300
FRESENIUS KABI | INJECTOMAT MC AGILIA | 2016-07-26 | 300
FRESENIUS KABI | INJECTOMAT MC AGILIA | 2016-07-26 | 300
FRESENIUS KABI | INJECTOMAT MC AGILIA | 2016-07-26 | 300
FRESENIUS KABI | INJECTOMAT MC AGILIA | 2016-07-26 | 300
FRESENIUS KABI | INJECTOMAT MC AGILIA | 2016-07-26 | 300
FRESENIUS KABI | INJECTOMAT MC AGILIA | 2016-07-26 | 300
FRESENIUS KABI | INJECTOMAT MC AGILIA | 2016-07-26 | 300
FRESENIUS KABI | INJECTOMAT MC AGILIA | 2016-07-26 | 300
FRESENIUS KABI | INJECTOMAT MC AGILIA | 2016-07-26 | 300
FRESENIUS KABI | INJECTOMAT MC AGILIA | 2016-07-26 | 300
FRESENIUS KABI | INJECTOMAT MC AGILIA | 2016-07-26 | 300
FRESENIUS KABI | VOLUMAT MC AGILIA | 2016-07-26 | 300
FRESENIUS KABI | VOLUMAT MC AGILIA | 2016-07-26 | 300
FRESENIUS KABI | VOLUMAT MC AGILIA | 2016-07-26 | 300
FRESENIUS KABI | VOLUMAT MC AGILIA | 2016-07-26 | 300
FRESENIUS KABI | VOLUMAT MC AGILIA | 2016-07-26 | 300
FRESENIUS KABI | VOLUMAT MC AGILIA | 2016-07-26 | 300
FRESENIUS KABI | VOLUMAT MC AGILIA | 2016-07-26 | 300
FRESENIUS KABI | VOLUMAT MC AGILIA | 2016-07-26 | 300
FRESENIUS KABI | VOLUMAT MC AGILIA | 2016-07-26 | 300
FRESENIUS KABI | VOLUMAT MC AGILIA | 2016-07-26 | 300
FRESENIUS KABI | VOLUMAT MC AGILIA | 2016-07-26 | 300
FRESENIUS KABI | VOLUMAT MC AGILIA | 2016-07-26 | 300
FRESENIUS KABI | VOLUMAT MC AGILIA | 2016-07-26 | 300
FRESENIUS KABI | VOLUMAT MC AGILIA | 2016-07-26 | 300
FRESENIUS KABI | LINK 4 + AGILIA | 2016-07-06 | 830
FRESENIUS KABI | LINK 4 + AGILIA | 2016-07-06 | 830
FRESENIUS KABI | LINK 4 + AGILIA | 2016-07-06 | 830
THERAPY EQUIPMENT | DIAMOND RANGE HIGH (REMOTE) | 2016-03-03 | 100
THERAPY EQUIPMENT | DIAMOND RANGE HIGH (REMOTE) | 2016-03-03 | 100
THERAPY EQUIPMENT | DIAMOND RANGE HIGH (REMOTE) | 2016-03-03 | 100
THERAPY EQUIPMENT | DIAMOND RANGE HIGH (REMOTE) | 2016-03-03 | 100
THERAPY EQUIPMENT | DIAMOND RANGE HIGH (REMOTE) | 2016-03-03 | 100
THERAPY EQUIPMENT | DIAMOND RANGE HIGH (REMOTE) | 2016-03-03 | 100
THERAPY EQUIPMENT | DIAMOND RANGE HIGH (REMOTE) | 2016-03-03 | 100
THERAPY EQUIPMENT | DIAMOND RANGE HIGH (REMOTE) | 2016-03-03 | 100
THERAPY EQUIPMENT | DIAMOND RANGE HIGH (REMOTE) | 2016-03-03 | 100
THERAPY EQUIPMENT | DIAMOND RANGE HIGH (REMOTE) | 2016-03-03 | 100
THERAPY EQUIPMENT | DIAMOND RANGE HIGH (REMOTE) | 2016-03-03 | 100
THERAPY EQUIPMENT | DIAMOND RANGE HIGH (REMOTE) | 2016-03-03 | 100
THERAPY EQUIPMENT | DIAMOND RANGE HIGH (REMOTE) | 2016-03-03 | 100
THERAPY EQUIPMENT | DIAMOND RANGE HIGH (REMOTE) | 2016-03-03 | 100
THERAPY EQUIPMENT | DIAMOND RANGE HIGH (REMOTE) | 2016-03-03 | 100
THERAPY EQUIPMENT | DIAMOND RANGE HIGH (REMOTE) | 2016-03-03 | 100
THERAPY EQUIPMENT | DIAMOND RANGE HIGH (REMOTE) | 2016-03-03 | 100
THERAPY EQUIPMENT | DIAMOND RANGE HIGH (REMOTE) | 2016-03-03 | 100
ARJO HUNTLEIGH | KPA0100 | 2015-12-03 | 237.99
DRAEGER | INFINITY DELTA EN | 2015-12-02 | 8000
PHYSIO CONTROL | LIFEPAK 20E PACED | 2015-10-30 | 7550
PHYSIO CONTROL | LIFEPAK 20E PACED | 2015-10-30 | 7550
THERAPY EQUIPMENT | DIAMOND RANGE LOW | 2015-10-19 | 100
THERAPY EQUIPMENT | DIAMOND RANGE LOW | 2015-10-19 | 100
THERAPY EQUIPMENT | DIAMOND RANGE LOW | 2015-10-19 | 100
THERAPY EQUIPMENT | DIAMOND RANGE LOW | 2015-10-19 | 100
THERAPY EQUIPMENT | DIAMOND RANGE LOW | 2015-10-19 | 100
THERAPY EQUIPMENT | DIAMOND RANGE LOW | 2015-10-19 | 100
THERAPY EQUIPMENT | DIAMOND RANGE LOW | 2015-09-24 | 100
THERAPY EQUIPMENT | DIAMOND RANGE LOW | 2015-09-24 | 100
THERAPY EQUIPMENT | DIAMOND RANGE LOW | 2015-09-24 | 100
THERAPY EQUIPMENT | DIAMOND RANGE LOW | 2015-09-24 | 100
THERAPY EQUIPMENT | DIAMOND RANGE LOW | 2015-09-24 | 100
THERAPY EQUIPMENT | DIAMOND RANGE LOW | 2015-09-24 | 100
THERAPY EQUIPMENT | DIAMOND RANGE LOW | 2015-09-24 | 100
THERAPY EQUIPMENT | DIAMOND RANGE LOW | 2015-09-24 | 100
DRAEGER | ETCO2 MICROSTREAM | 2015-09-15 | 2500
ARJO HUNTLEIGH | KPA2000-XX | 2015-09-10 | 205
ARJO HUNTLEIGH | KPA2000-XX | 2015-09-10 | 205
DRAEGER | ETCO2 MICROSTREAM | 2015-08-21 | 2500
THERAPY EQUIPMENT | DIAMOND RANGE LOW | 2015-08-05 | 100
THERAPY EQUIPMENT | DIAMOND RANGE LOW | 2015-08-05 | 100
THERAPY EQUIPMENT | DIAMOND RANGE LOW | 2015-08-05 | 100
THERAPY EQUIPMENT | DIAMOND RANGE LOW | 2015-08-05 | 100
THERAPY EQUIPMENT | DIAMOND RANGE LOW | 2015-08-05 | 100
THERAPY EQUIPMENT | DIAMOND RANGE LOW | 2015-08-05 | 100
THERAPY EQUIPMENT | DIAMOND RANGE LOW | 2015-08-05 | 100
THERAPY EQUIPMENT | DIAMOND RANGE LOW | 2015-08-05 | 100
ABBOTT LABS | FREESTYLE PRECISION PRO | 2015-06-16 | 1000
ABBOTT LABS | FREESTYLE PRECISION PRO | 2015-06-16 | 1000
ABBOTT LABS | FREESTYLE PRECISION PRO | 2015-06-16 | 1000
ABBOTT LABS | FREESTYLE PRECISION PRO | 2015-06-16 | 1000
ABBOTT LABS | FREESTYLE PRECISION PRO | 2015-06-16 | 1000
ABBOTT LABS | FREESTYLE PRECISION PRO | 2015-06-16 | 1000
DRAEGER | ETCO2 MICROSTREAM | 2015-05-05 | 2500
CAPSULE | DATACAPTOR 800 SERIES | 2015-03-18 | 2150
CAPSULE | DATACAPTOR 800 SERIES | 2015-03-18 | 2150
CAPSULE | DATACAPTOR 800 SERIES | 2015-03-18 | 2150
CAPSULE | DATACAPTOR 800 SERIES | 2015-03-18 | 2150
CAPSULE | DATACAPTOR 800 SERIES | 2015-03-18 | 2150
CAPSULE | DATACAPTOR 800 SERIES | 2015-03-18 | 2150
CAPSULE | DATACAPTOR 800 SERIES | 2015-03-18 | 2150
CAPSULE | DATACAPTOR 800 SERIES | 2015-03-18 | 2150
CAPSULE | DATACAPTOR 800 SERIES | 2015-03-18 | 2150
CAPSULE | DATACAPTOR 800 SERIES | 2015-03-18 | 2150
CAPSULE | DATACAPTOR 800 SERIES | 2015-03-18 | 2150
CAPSULE | DATACAPTOR 800 SERIES | 2015-03-18 | 2150
CAPSULE | DATACAPTOR 800 SERIES | 2015-03-18 | 2150
CAPSULE | DATACAPTOR 800 SERIES | 2015-03-18 | 2150
CAPSULE | DATACAPTOR 800 SERIES | 2015-03-18 | 2150
CAPSULE | DATACAPTOR 800 SERIES | 2015-03-18 | 2150
CAPSULE | DATACAPTOR 800 SERIES | 2015-03-18 | 2150
CAPSULE | DATACAPTOR 800 SERIES | 2015-03-18 | 2150
CAPSULE | DATACAPTOR 800 SERIES | 2015-03-18 | 2150
CAPSULE | DATACAPTOR 800 SERIES | 2015-03-18 | 2150
CAPSULE | DATACAPTOR 800 SERIES | 2015-03-18 | 2150
CAPSULE | DATACAPTOR 400 SERIES | 2015-03-18 | 2150
CAPSULE | DATACAPTOR 400 SERIES | 2015-03-18 | 2150
THERAPY EQUIPMENT | DIAMOND RANGE LOW | 2014-10-27 | 100
DRAEGER | ETCO2 MICROSTREAM | 2014-08-04 | 2500
CAREFLEX | HYDROFLEX | 2014-07-18 | 3065
CAREFLEX | HYDROFLEX | 2014-07-18 | 3065
CAREFLEX | HYDROFLEX | 2014-07-02 | 3065
THERAPY EQUIPMENT | DIAMOND RANGE LOW | 2014-04-29 | 150
THERAPY EQUIPMENT | DIAMOND RANGE LOW | 2014-04-29 | 150
THERAPY EQUIPMENT | 7763 | 2013-11-22 | 310
DRAEGER | EVITA V500 | 2013-10-02 | 28864.43
DRAEGER | EVITA V500 | 2013-10-02 | 28864.43
DRAEGER | EVITA V500 | 2013-10-02 | 28864.46
DRAEGER | EVITA V500 | 2013-09-17 | 27977.9
BREVIS | GLITTERBUG | 2013-02-12 | 150
BREVIS | GLITTERBUG | 2013-02-12 | 150
DRAEGER | ETCO2 MICROSTREAM | 2013-01-29 | 2500
CAREFLEX | HYDROFLEX | 2013-01-21 | 3065
DRAEGER | EVITA V500 | 2013-01-07 | 29091.6
HUDSON RCI | AQUATHERM III | 2012-09-03 | 294
DRAEGER | HEMOMED POD | 2012-07-09 | 2500
EURO ENERGY | 04952 | 2012-06-07 | 127.55
DRAEGER | EVITA V500 | 2012-03-19 | 29624.15
DRAEGER | OXYLOG AC/DC | 2012-03-13 | 241
DRAEGER | HEMOMED POD | 2012-01-23 | 2000
DRAEGER | HEMOMED POD | 2012-01-01 | 2500
EURO ENERGY | 04952 | 2011-10-11 | 127.55
DRAEGER | PICCO POD | 2011-08-30 | 2000
DRAEGER | PICCO POD | 2011-08-30 | 2000
CHEETAH MEDI | NICOM RELIANT | 2011-08-08 | 15000
KARL STORZ | 20043020 | 2011-07-20 | 12000
DRAEGER | IDS PSU | 2011-06-17 | 800
DRAEGER | HEMOMED POD | 2011-06-10 | 2000
DRAEGER | HEMOMED POD | 2011-06-10 | 2000
DRAEGER | HEMOMED POD | 2011-06-10 | 2000
DRAEGER | ETCO2 MICROSTREAM | 2011-02-22 | 2500
RICHARDSON ELECTRONICS | RTD750AM | 2011-01-10 | 1072.5
BARD LTD | BARDSCAN II | 2010-09-24 | 7960
DRAEGER | HEMOMED POD | 2010-09-06 | 2000
DRAEGER | HEMOMED POD | 2010-09-06 | 2000
DRAEGER | HEMOMED POD | 2010-09-06 | 2000
DRAEGER | 1P5206110 | 2010-08-25 | 3000
DRAEGER | 1P5206110 | 2010-06-15 | 3000
DRAEGER | 1P5206110 | 2010-06-15 | 3000
DRAEGER | ETCO2 MICROSTREAM | 2010-04-23 | 2500
DRAEGER | 1P5206110 | 2010-01-22 | 3000
THERAPY EQUIPMENT | DIAMOND RANGE HIGH | 2010-01-22 | 80
DRAEGER | HEMOMED POD | 2009-10-05 | 2000
DRAEGER | HEMOMED POD | 2009-10-05 | 2000
DRAEGER | HEMOMED POD | 2009-10-05 | 2000
DRAEGER | HEMOMED POD | 2009-10-05 | 2000
LIKO | 2835 | 2009-10-05 | 495
BARKEY GMBH | AUTOCONTROL 3XPT | 2009-09-15 | 1000
DRAEGER | INFINITY DELTA EN | 2009-08-27 | 12503.84
DRAEGER | INFINITY DELTA EN | 2009-08-27 | 12503.84
DRAEGER | HEMOMED POD | 2009-08-19 | 2000
DRAEGER | HEMOMED POD | 2009-08-19 | 2000
DRAEGER | IDS PSU | 2009-08-18 | 800
DRAEGER | IDS PSU | 2009-08-18 | 800
DRAEGER | IDS PSU | 2009-08-18 | 800
DRAEGER | INFINITY DELTA EN | 2009-07-20 | 12503.84
DRAEGER | INFINITY DELTA EN | 2009-07-20 | 12503.84
DRAEGER | INFINITY DELTA EN | 2009-07-20 | 12503.85
DRAEGER | BED MOUNTED DOCKING | 2009-07-10 | 1500
DRAEGER | BED MOUNTED DOCKING | 2009-07-10 | 1500
DRAEGER | BED MOUNTED DOCKING | 2009-07-10 | 1500
DRAEGER | BED MOUNTED DOCKING | 2009-07-10 | 1500
DRAEGER | BED MOUNTED DOCKING | 2009-07-09 | 1500
DRAEGER | BED MOUNTED DOCKING | 2009-07-09 | 1500
DRAEGER | BED MOUNTED DOCKING | 2009-07-09 | 1500
DRAEGER | BED MOUNTED DOCKING | 2009-07-09 | 1500
DRAEGER | HEMOMED POD | 2009-06-24 | 2000
DRAEGER | HEMOMED POD | 2009-06-24 | 2000
DRAEGER | HEMOMED POD | 2009-06-24 | 2000
DRAEGER | HEMOMED POD | 2009-06-24 | 2000
DRAEGER | HEMOMED POD | 2009-06-24 | 2000
DRAEGER | HEMOMED POD | 2009-06-24 | 2000
DRAEGER | HEMOMED POD | 2009-06-24 | 2000
DRAEGER | HEMOMED POD | 2009-06-24 | 2000
DRAEGER | HEMOMED POD | 2009-06-24 | 2000
DRAEGER | HEMOMED POD | 2009-06-24 | 2000
MEMO-INTERN | PMG-BHI/6/CICU | 2009-06-19 | 0
THERAPY EQUIPMENT | DIAMOND RANGE HIGH | 2009-06-08 | 80
EAST HEALTH | HIGH-SUCTION | 2009-06-05 | 200
EAST HEALTH | HIGH-SUCTION | 2009-06-05 | 200
EAST HEALTH | HIGH-SUCTION | 2009-06-03 | 200
RICHARDSON ELECTRONICS | DFM19 | 2009-06-02 | 1200
DRAEGER | INFINITY CENTRAL STATION | 2009-06-02 | 5000
DRAEGER | ETCO2 MICROSTREAM | 2009-05-26 | 2500
DRAEGER | HEMOMED POD | 2009-05-12 | 2500
DRAEGER | HEMOMED POD | 2009-05-12 | 2500
DRAEGER | HEMOMED POD | 2009-05-12 | 2500
DRAEGER | HEMOMED POD | 2009-05-12 | 2500
DRAEGER | HEMOMED POD | 2009-05-12 | 2500
HP | LASERJET P4015N | 2009-05-12 | 500
AMERICAN POWER CONVERSION (APC) | SMART-UPS SC620 | 2009-05-12 | 200
DRAEGER | HEMOMED POD | 2009-05-12 | 2500
DRAEGER | HEMOMED POD | 2009-05-12 | 2500
DRAEGER | HEMOMED POD | 2009-05-12 | 2000
DRAEGER | HEMOMED POD | 2009-05-12 | 2500
DRAEGER | HEMOMED POD | 2009-05-12 | 2500
SHIRE | AREA ALARM | 2009-05-01 | 350
SHIRE | AREA ALARM | 2009-05-01 | 350
DRAEGER | HEMOMED POD | 2009-05-01 | 2000
DRAEGER | INFINITY DELTA EN | 2009-05-01 | 12503.84
DRAEGER | HEMOMED POD | 2009-05-01 | 2000
SHIRE | AREA ALARM | 2009-05-01 | 350
DRAEGER | OXYLOG 3000 | 2009-04-30 | 11710.92
VIEWSONIC | VA903B-3 | 2009-04-28 | 71.99
TRUMPF LTD | KLINOPORT 1285 | 2009-04-27 | 12000
TRUMPF LTD | KLINOPORT 1285 | 2009-04-27 | 12000
TRUMPF LTD | KLINOPORT 1285 | 2009-04-27 | 12000
TRUMPF LTD | KLINOPORT 1285 | 2009-04-27 | 12000
TRUMPF LTD | KLINOPORT 1285 | 2009-04-27 | 12000
TRUMPF LTD | KLINOPORT 1285 | 2009-04-27 | 12000
TRUMPF LTD | KLINOPORT 1285 | 2009-04-27 | 12000
TRUMPF LTD | KLINOPORT 1285 | 2009-04-27 | 12000
TRUMPF LTD | KLINOPORT 1285 | 2009-04-27 | 12000
TRUMPF LTD | KLINOPORT 1285 | 2009-04-27 | 12000
TRUMPF LTD | KLINOPORT 1285 | 2009-04-27 | 12000
TRUMPF LTD | KLINOPORT 1285 | 2009-04-27 | 12000
TRUMPF LTD | KLINOPORT 1285 | 2009-04-27 | 12000
TRUMPF LTD | KLINOPORT 1285 | 2009-04-27 | 12000
LIKO | LIKORALL 242 S | 2009-04-23 | 6500
LIKO | LIKORALL 242 S | 2009-04-23 | 6500
LIKO | LIKORALL 242 S | 2009-04-23 | 6500
LIKO | LIKORALL 242 S | 2009-04-23 | 6500
LIKO | LIKORALL 242 S | 2009-04-23 | 6500
LIKO | LIKORALL 242 S | 2009-04-23 | 6500
LIKO | LIKORALL 242 S | 2009-04-23 | 6500
LIKO | LIKORALL 242 S | 2009-04-23 | 6500
DRAEGER | INFINITY DELTA EN | 2009-04-17 | 8000
DRAEGER | INFINITY DELTA EN | 2009-04-17 | 11163.06
DRAEGER | INFINITY DELTA EN | 2009-04-17 | 11163.05
DRAEGER | INFINITY DELTA EN | 2009-04-17 | 11163.05
DRAEGER | INFINITY DELTA EN | 2009-04-17 | 11393.85
DRAEGER | INFINITY DELTA EN | 2009-04-17 | 11393.85
DRAEGER | INFINITY DELTA EN | 2009-04-17 | 11393.85
DRAEGER | INFINITY DELTA EN | 2009-04-17 | 11393.85
DRAEGER | INFINITY DELTA EN | 2009-04-17 | 11393.85
DRAEGER | INFINITY DELTA EN | 2009-04-17 | 11393.84
DRAEGER | INFINITY DELTA EN | 2009-04-17 | 11393.84
DRAEGER | INFINITY DELTA EN | 2009-04-17 | 12503.85
DRAEGER | INFINITY DELTA EN | 2009-04-17 | 12503.85
DRAEGER | INFINITY DELTA EN | 2009-04-17 | 12503.85
DRAEGER | INFINITY DELTA EN | 2009-04-17 | 12503.85
DRAEGER | INFINITY DELTA EN | 2009-04-17 | 12503.85
DRAEGER | INFINITY DELTA EN | 2009-04-17 | 12503.85
DRAEGER | 1P5206110 | 2009-04-07 | 3000
DRAEGER | 1P5206110 | 2009-04-07 | 3000
DRAEGER | 1P5206110 | 2009-04-07 | 3000
DRAEGER | 1P5206110 | 2009-04-07 | 3000
DRAEGER | 1P5206110 | 2009-04-07 | 3000
DRAEGER | 1P5206110 | 2009-04-07 | 3000
DRAEGER | 1P5206110 | 2009-04-07 | 3000
DRAEGER | 1P5206110 | 2009-04-07 | 3000
DRAEGER | 1P5206110 | 2009-04-07 | 3000
DRAEGER | 1P5206110 | 2009-04-07 | 3000
DRAEGER | 1P5206110 | 2009-04-07 | 3000
DRAEGER | 1P5206110 | 2009-04-07 | 3000
DRAEGER | 1P5206110 | 2009-04-07 | 3000
DRAEGER | 1P5206110 | 2009-04-07 | 3000
DRAEGER | 1P5206110 | 2009-04-07 | 3000
DRAEGER | 1P5206110 | 2009-04-07 | 3000
DRAEGER | 1P5206110 | 2009-04-07 | 3000
DRAEGER | 1P5206110 | 2009-04-07 | 3000
DRAEGER | 1P5206110 | 2009-04-07 | 3000
BIOTRONIK | EDP 30/B | 2009-03-26 | 2750
THERAPY EQUIPMENT | DIAMOND RANGE HIGH | 2009-03-19 | 80
THERAPY EQUIPMENT | DIAMOND RANGE HIGH | 2009-03-19 | 80
THERAPY EQUIPMENT | DIAMOND RANGE HIGH | 2009-03-19 | 80
THERAPY EQUIPMENT | DIAMOND RANGE LOW | 2009-03-19 | 100
NA | MEMO/GENERAL SUNDRIES | 2009-03-18 | 0
BIOTRONIK | EDP 30/B | 2008-10-01 | 2750
ARIZANT UK | CC5000 | 2008-01-24 | 5000
DRAEGER | HEMOMED POD | 2008-01-01 | 2500
BARKEY GMBH | AUTOCONTROL 3XPT | 2007-07-19 | 1000
EAST HEALTH | HIGH-SUCTION | 2006-10-31 | 200
SMITH & NEPHEW | VISITRAK | 2005-12-29 | 400
MEMO-INTERN | PMG-BRI/CITU | 2005-12-02 | 0
MEMO-INTERN | PMG-BRI/CHDU | 2005-12-02 | 0
DRAEGER | INFINITY DELTA EN | 2005-09-27 | 8000
DRAEGER | 1P5206110 | 2005-09-23 | 3000
DRAEGER | HEMOMED POD | 2005-09-23 | 2000
ARJO HUNTLEIGH | ENCORE | 2005-06-13 | 5000
MARQUETTE | TRAM 450 SL | 2004-10-11 | 8000
F & P | MR850 | 2004-09-16 | 1000
F & P | MR850 | 2004-09-16 | 1000
F & P | MR850 | 2004-09-16 | 1000
F & P | MR850 | 2004-08-19 | 1000
EAST HEALTH | HIGH-SUCTION | 2004-05-02 | 85
MINOLTA | PULSOX-3I | 2004-03-23 | 550
MINOLTA | PULSOX-3I | 2004-03-23 | 550
MINOLTA | PULSOX-3I | 2004-03-23 | 550
MINOLTA | PULSOX-3I | 2004-03-23 | 550
MARQUETTE | APEX | 2004-03-17 | 1000
MARQUETTE | APEX | 2004-03-17 | 1000
SECA | 959 | 2004-03-03 | 1000
ARJO HUNTLEIGH | KPA0101 | 2004-02-19 | 200
BIOTRONIK | EDP30A | 2004-02-09 | 1650
BIOTRONIK | EDP30A | 2004-02-09 | 1650
STARKSTROM | ONDASCOPE DS | 2004-01-26 | 15000
STARKSTROM | ONDASCOPE DS | 2004-01-26 | 15000
STARKSTROM | ONDASCOPE DS | 2004-01-26 | 15000
LAERDAL | LSU-2 | 2004-01-26 | 680
STARKSTROM | ONDASCOPE DS | 2004-01-26 | 15000
STARKSTROM | ONDASCOPE DS | 2004-01-26 | 15000
STARKSTROM | ONDASCOPE DS | 2004-01-26 | 15000
STARKSTROM | ONDASCOPE DS | 2004-01-26 | 15000
STARKSTROM | ONDASCOPE DS | 2004-01-26 | 15000
STARKSTROM | ONDASCOPE DS | 2004-01-26 | 15000
STARKSTROM | ONDASCOPE DS | 2004-01-26 | 15000
STARKSTROM | ONDASCOPE DS | 2004-01-26 | 15000
STARKSTROM | ONDASCOPE DS | 2004-01-26 | 15000
EAST HEALTH | LOW | 2004-01-26 | 200
EAST HEALTH | LOW | 2004-01-26 | 200
EAST HEALTH | LOW | 2004-01-26 | 200
EAST HEALTH | HIGH-SUCTION | 2004-01-26 | 200
EAST HEALTH | HIGH-SUCTION | 2004-01-26 | 200
EAST HEALTH | HIGH-SUCTION | 2004-01-26 | 200
SHIRE | SA-6 | 2004-01-21 | 350
SHIRE | SA-6 | 2004-01-21 | 350
SHIRE | SA-6 | 2004-01-21 | 350
EAST HEALTH | HIGH-SUCTION | 2003-04-30 | 89
LAERDAL | LSU-2 | 2003-01-29 | 680
EAST HEALTH | HIGH-SUCTION | 2003-01-13 | 200
EAST HEALTH | HIGH-SUCTION | 2002-11-12 | 200
THERAPY EQUIPMENT | 5150 | 2002-10-24 | 55
DATEX-OHMEDA | 15 | 2002-05-21 | 162.15
DATEX-OHMEDA | 15 | 2002-05-16 | 77.43
SIEMENS LTD | HEMOMED | 2002-04-15 | 1000
SIEMENS LTD | HEMOMED | 2002-04-15 | 1000
EAST HEALTH | LOW | 2002-01-14 | 200
MEMO-INTERN | PMG-BRI/WD5A | 2001-01-01 | 0
MEMO-INTERN | PMG-BRI/WD5B | 2001-01-01 | 0
EAST HEALTH | LOW | 1996-02-02 | 200
EAST HEALTH | LOW | 1996-02-02 | 200
VALLEYLAB | FORCE-40 | 1995-04-04 | 6000
PHILIPS LTD | MX450 | 2021-03-03 | 3114.3
PHILIPS LTD | MX450 | 2021-03-03 | 3114.3
PHILIPS LTD | MX450 | 2021-03-03 | 3114.3
PHILIPS LTD | INTELLIVUE X3 | 2021-03-03 | 3163.78
PHILIPS LTD | INTELLIVUE X3 | 2021-03-03 | 3163.78
PHILIPS LTD | INTELLIVUE X3 | 2021-03-03 | 3163.78
PHILIPS LTD | 867041 B06 | 2021-03-03 | 2948
PHILIPS LTD | 867041 B06 | 2021-03-03 | 2948
PHILIPS LTD | 867041 B06 | 2021-03-03 | 2948
NA | MEMO/GENERAL SUNDRIES | 2020-07-07 | 0
THERAPY EQUIPMENT | DIAMOND RANGE HIGH | 2020-07-07 | 123.5
THERAPY EQUIPMENT | DIAMOND RANGE HIGH | 2020-05-05 | 80
THERAPY EQUIPMENT | DIAMOND RANGE HIGH | 2020-05-05 | 80
ABBOTT LABS | ID NOW | 2022-06-27 | 3000
THERAPY EQUIPMENT | DIAMOND RANGE HIGH | 2022-02-14 | 81
PHILIPS LTD | INTELLIVUE MX40 | 2021-12-20 | 1843.38
PHILIPS LTD | INTELLIVUE MX40 | 2021-12-20 | 1843.38
PHILIPS LTD | INTELLIVUE MX40 | 2021-12-20 | 1843.38
PHILIPS LTD | INTELLIVUE MX40 | 2021-12-20 | 1843.38
PHILIPS LTD | INTELLIVUE MX40 | 2021-12-20 | 1843.38
PHILIPS LTD | INTELLIVUE MX40 | 2021-12-20 | 1843.38
PHILIPS LTD | PIIC IX | 2021-09-27 | 4800
ELO | E124923 | 2021-09-27 | 1251
ELO | E124923 | 2021-09-27 | 1251
AMERICAN POWER CONVERSION (APC) | SMART-UPS SC450 | 2021-09-27 | 455
HP | LASERJET PRO M404DN | 2021-09-27 | 220
PHILIPS LTD | MX550 | 2021-09-15 | 5305.08
PHILIPS LTD | MX550 | 2021-09-15 | 5305.08
PHILIPS LTD | MX550 | 2021-09-15 | 5305.08
PHILIPS LTD | MX550 | 2021-09-15 | 5305.08
PHILIPS LTD | MX550 | 2021-09-15 | 5305.08
PHILIPS LTD | MX550 | 2021-09-15 | 5305.08
PHILIPS LTD | MX550 | 2021-09-15 | 5305.08
PHILIPS LTD | MX550 | 2021-09-15 | 5305.08
PHILIPS LTD | MX550 | 2021-09-15 | 5305.08
PHILIPS LTD | MX550 | 2021-09-15 | 5305.08
PHILIPS LTD | MX550 | 2021-09-15 | 5305.08
PHILIPS LTD | INTELLIVUE X3 | 2021-09-15 | 2891.46
PHILIPS LTD | INTELLIVUE X3 | 2021-09-15 | 2891.46
PHILIPS LTD | INTELLIVUE X3 | 2021-09-15 | 2891.46
PHILIPS LTD | INTELLIVUE X3 | 2021-09-15 | 2891.46
PHILIPS LTD | INTELLIVUE X3 | 2021-09-15 | 2891.46
PHILIPS LTD | INTELLIVUE X3 | 2021-09-15 | 2891.46
PHILIPS LTD | INTELLIVUE X3 | 2021-09-15 | 2891.46
PHILIPS LTD | INTELLIVUE X3 | 2021-09-15 | 2891.46
PHILIPS LTD | INTELLIVUE X3 | 2021-09-15 | 2891.46
PHILIPS LTD | INTELLIVUE X3 | 2021-09-15 | 2891.46
PHILIPS LTD | INTELLIVUE X3 | 2021-09-15 | 2891.46
PHILIPS LTD | 865220 | 2021-09-15 | 842.16
PHILIPS LTD | 867041 B06 | 2021-09-15 | 1984.62
PHILIPS LTD | 867041 B06 | 2021-09-15 | 1984.62
PHILIPS LTD | 867041 B06 | 2021-09-15 | 1984.62
PHILIPS LTD | 867041 B06 | 2021-09-15 | 1984.62
BRAUN | PRO 6000 | 2021-08-20 | 149
GE LIMITED | VSCAN EXTEND | 2021-03-05 | 10000
FRESENIUS KABI | AGILIA SP MC WIFI | 2021-01-08 | 300
RESPIRONICS | V60 | 2020-11-24 | 12500
HUNTLEIGH | D900 | 2020-10-08 | 280
HUNTLEIGH | D900 | 2020-10-05 | 280
HUNTLEIGH | D900 | 2020-10-05 | 280
OXFORD HOIST | OXF-SCALE-LP | 2020-07-23 | 996
GE LIMITED | VENUE GO R2 | 2020-06-22 | 35000
GE LIMITED | C1-5-RS | 2020-06-22 | 6000
GE LIMITED | 12L-RS | 2020-06-22 | 5000
GE LIMITED | 3SC-RS | 2020-06-22 | 6000
OXFORD HOIST | PRESENCE | 2020-05-18 | 1443
VERATHON MEDICAL INC | PRIME PLUS | 2020-05-07 | 6247
VERATHON MEDICAL INC | 0570-0395 | 2020-05-07 | 1000
VERATHON MEDICAL INC | 0400-0130 | 2020-05-07 | 250
ABBOTT LABS | FREESTYLE PRECISION PRO | 2020-02-21 | 1000
GE LIMITED | SG CART | 2020-01-02 | 5000
GE LIMITED | VIVID IQ | 2020-01-02 | 37793.22
GE LIMITED | M5SC-RS | 2020-01-02 | 5000
GE LIMITED | 12L-RS | 2020-01-02 | 5000
GE LIMITED | P2D | 2020-01-02 | 2000
PHILIPS LTD | INNOSPIRE DELUXE | 2019-12-30 | 105
PHILIPS LTD | INNOSPIRE DELUXE | 2019-12-30 | 105
RESPIRONICS | V60 | 2019-04-11 | 10000
LAERDAL | LSU-2 | 2018-06-11 | 680
HUNTLEIGH | D900 | 2017-12-04 | 280
FRESENIUS KABI | INJECTOMAT MC AGILIA | 2016-07-26 | 300
FRESENIUS KABI | INJECTOMAT MC AGILIA | 2016-07-26 | 300
FRESENIUS KABI | INJECTOMAT MC AGILIA | 2016-07-26 | 300
FRESENIUS KABI | INJECTOMAT MC AGILIA | 2016-07-26 | 300
FRESENIUS KABI | INJECTOMAT MC AGILIA | 2016-07-26 | 300
FRESENIUS KABI | INJECTOMAT MC AGILIA | 2016-07-26 | 300
FRESENIUS KABI | INJECTOMAT MC AGILIA | 2016-07-26 | 300
FRESENIUS KABI | INJECTOMAT MC AGILIA | 2016-07-26 | 300
FRESENIUS KABI | INJECTOMAT MC AGILIA | 2016-07-26 | 300
FRESENIUS KABI | INJECTOMAT MC AGILIA | 2016-07-26 | 300
FRESENIUS KABI | INJECTOMAT MC AGILIA | 2016-07-26 | 300
FRESENIUS KABI | INJECTOMAT MC AGILIA | 2016-07-26 | 300
FRESENIUS KABI | INJECTOMAT MC AGILIA | 2016-07-26 | 300
FRESENIUS KABI | INJECTOMAT MC AGILIA | 2016-07-26 | 300
FRESENIUS KABI | INJECTOMAT MC AGILIA | 2016-07-26 | 300
FRESENIUS KABI | INJECTOMAT MC AGILIA | 2016-07-26 | 300
FRESENIUS KABI | INJECTOMAT MC AGILIA | 2016-07-26 | 300
FRESENIUS KABI | INJECTOMAT MC AGILIA | 2016-07-26 | 300
FRESENIUS KABI | INJECTOMAT MC AGILIA | 2016-07-26 | 300
FRESENIUS KABI | VOLUMAT MC AGILIA | 2016-07-26 | 300
FRESENIUS KABI | VOLUMAT MC AGILIA | 2016-07-26 | 300
FRESENIUS KABI | VOLUMAT MC AGILIA | 2016-07-26 | 300
FRESENIUS KABI | VOLUMAT MC AGILIA | 2016-07-26 | 300
FRESENIUS KABI | VOLUMAT MC AGILIA | 2016-07-26 | 300
FRESENIUS KABI | VOLUMAT MC AGILIA | 2016-07-26 | 300
FRESENIUS KABI | VOLUMAT MC AGILIA | 2016-07-26 | 300
FRESENIUS KABI | VOLUMAT MC AGILIA | 2016-07-26 | 300
FRESENIUS KABI | VOLUMAT MC AGILIA | 2016-07-26 | 300
FRESENIUS KABI | VOLUMAT MC AGILIA | 2016-07-26 | 300
FRESENIUS KABI | VOLUMAT MC AGILIA | 2016-07-26 | 300
PHYSIO CONTROL | LIFEPAK 20E PACED | 2016-06-01 | 7550
PHYSIO CONTROL | LIFEPAK 20E | 2015-11-03 | 4741.2
PHYSIO CONTROL | LIFEPAK 20E PACED | 2015-11-03 | 7550
CAREFLEX | HYDROFLEX | 2015-09-24 | 3065
ABBOTT LABS | FREESTYLE PRECISION PRO | 2015-06-16 | 1000
ABBOTT LABS | FREESTYLE PRECISION PRO | 2015-06-16 | 1000
F & P | MR850 | 2013-07-02 | 1000
VISIOMED | PRO LX-261 | 2013-01-17 | 285
SECA | 959 | 2011-09-05 | 695
THERAPY EQUIPMENT | DIAMOND RANGE HIGH | 2010-06-08 | 80
LIKO | 2835 | 2009-10-05 | 495
MEMO-INTERN | PMG-BHI/6/CCU | 2009-06-19 | 0
SIEMENS LTD | MOBILETT XP DIGITAL | 2009-05-11 | 110358.6
SHIRE | AREA ALARM | 2009-05-01 | 350
SHIRE | AREA ALARM | 2009-05-01 | 350
SHIRE | AREA ALARM | 2009-05-01 | 350
TRUMPF LTD | KLINOPORT 1285 | 2009-04-27 | 12000
TRUMPF LTD | KLINOPORT 1285 | 2009-04-27 | 12000
TRUMPF LTD | KLINOPORT 1285 | 2009-04-27 | 12000
TRUMPF LTD | KLINOPORT 1285 | 2009-04-27 | 12000
TRUMPF LTD | KLINOPORT 1285 | 2009-04-27 | 12000
TRUMPF LTD | KLINOPORT 1285 | 2009-04-27 | 12000
TRUMPF LTD | KLINOPORT 1285 | 2009-04-27 | 12000
TRUMPF LTD | KLINOPORT 1285 | 2009-04-27 | 12000
TRUMPF LTD | KLINOPORT 1285 | 2009-04-27 | 12000
TRUMPF LTD | KLINOPORT 1285 | 2009-04-27 | 12000
TRUMPF LTD | KLINOPORT 1285 | 2009-04-27 | 12000
LIKO | LIKORALL 250 ES | 2009-04-23 | 6500
LIKO | LIKORALL 242 S | 2009-04-23 | 6500
LIKO | LIKORALL 242 S | 2009-04-23 | 6500
THERAPY EQUIPMENT | DIAMOND RANGE HIGH | 2009-03-19 | 80
THERAPY EQUIPMENT | DIAMOND RANGE HIGH | 2009-03-19 | 80
THERAPY EQUIPMENT | DIAMOND RANGE HIGH | 2009-03-19 | 80
THERAPY EQUIPMENT | DIAMOND RANGE HIGH | 2009-03-19 | 80
THERAPY EQUIPMENT | DIAMOND RANGE HIGH | 2009-03-19 | 80
THERAPY EQUIPMENT | DIAMOND RANGE HIGH | 2009-03-19 | 80
THERAPY EQUIPMENT | DIAMOND RANGE HIGH | 2009-03-19 | 80
THERAPY EQUIPMENT | DIAMOND RANGE HIGH | 2009-03-19 | 80
THERAPY EQUIPMENT | DIAMOND RANGE LOW | 2009-03-19 | 100
THERAPY EQUIPMENT | DIAMOND RANGE LOW | 2009-03-19 | 100
NA | MEMO/GENERAL SUNDRIES | 2009-03-13 | 0
IIYAMA | P1704S | 2008-02-20 | 122
SALTER | 305 | 2005-02-16 | 50
DATEX-OHMEDA | 15 | 2005-01-24 | 162.15
LAERDAL | LSU-2 | 2004-10-28 | 680
HNE | 150000 | 2003-07-03 | 3200
KEELER | 1102-P-1041 | 2002-11-22 | 200
SIEMENS LTD | SIRECUST | 2002-04-15 | 2000
APC CARDIOVASCULAR | EV4543 | 2002-03-18 | 900
APC CARDIOVASCULAR | EV4543 | 1999-10-06 | 950
APC CARDIOVASCULAR | EV4543 | 1995-07-14 | 580
MEMO-INTERN | PMG-BRI/CCU | 1960-01-01 | 0
BRAUN | PRO 6000 | 2022-06-22 | 149
THERAPY EQUIPMENT | DIAMOND RANGE HIGH | 2022-06-21 | 89
BRAUN | PRO 6000 | 2022-06-16 | 149
THERAPY EQUIPMENT | DIAMOND RANGE HIGH | 2022-04-25 | 81
THERAPY EQUIPMENT | DIAMOND RANGE HIGH | 2021-12-09 | 81
THERAPY EQUIPMENT | DIAMOND RANGE HIGH | 2021-12-09 | 81
THERAPY EQUIPMENT | DIAMOND RANGE HIGH | 2021-12-09 | 81
THERAPY EQUIPMENT | DIAMOND RANGE HIGH | 2021-12-09 | 81
THERAPY EQUIPMENT | DIAMOND RANGE HIGH | 2021-12-09 | 81
WELCH ALLYN | PRO 6000 CONNEX | 2021-10-19 | 179
BRAUN | PRO 6000 | 2021-08-20 | 149
ANETIC AID | QA3 | 2021-08-02 | 2995
ANETIC AID | QA3 | 2021-08-02 | 2995
ANETIC AID | QA3 | 2021-08-02 | 2995
ANETIC AID | QA3 | 2021-08-02 | 2995
ANETIC AID | QA3 | 2021-08-02 | 2995
ROCHE LTD | COAGUCHEK PRO II | 2021-07-15 | 1038
HELENA LABORATORIES | XL-ECT | 2021-07-15 | 485
BRAUN | PRO 6000 | 2021-06-30 | 149
HUNTLEIGH | D900 | 2021-06-14 | 280
GE LIMITED | MAC2000 | 2021-04-09 | 5156
WELCH ALLYN | PRO 6000 CONNEX | 2021-04-06 | 179
BRAUN | PRO 6000 | 2021-03-24 | 149
THERAPY EQUIPMENT | DIAMOND RANGE HIGH | 2020-12-15 | 67.5
HELENA LABORATORIES | XL-ECT | 2020-07-20 | 375
WELCH ALLYN | 74CE CONNEX | 2019-12-18 | 1500
WELCH ALLYN | 74CE CONNEX | 2019-12-18 | 1500
HELENA LABORATORIES | XL-ECT | 2019-05-21 | 485
GE LIMITED | MAC3500 | 2017-08-21 | 6724.8
PHYSIO CONTROL | LIFEPAK 20E PACED | 2017-07-19 | 7550
FRESENIUS KABI | VOLUMAT MC AGILIA | 2016-08-24 | 300
FRESENIUS KABI | VOLUMAT MC AGILIA | 2016-08-24 | 300
THERAPY EQUIPMENT | DIAMOND RANGE HIGH | 2016-04-05 | 80
ROCHE LTD | 4803710 | 2016-02-18 | 700
MARSDEN | M-200 | 2015-08-27 | 625
THERAPY EQUIPMENT | DIAMOND RANGE HIGH | 2015-07-20 | 80
ABBOTT LABS | FREESTYLE PRECISION PRO | 2015-06-16 | 1000
SPEIDEL & KE | MAXI STABIL 3 | 2010-12-17 | 150
HELENA LABORATORIES | ACTALYKE MINI II | 2010-07-09 | 1552
MEMO-INTERN | PMG-BHI/6/D.CASE | 2009-06-19 | 0
DRAEGER | INFINITY DELTA EN | 2009-05-01 | 5789
SHIRE | AREA ALARM | 2009-05-01 | 350
SHIRE | AREA ALARM | 2009-05-01 | 350
ARJO HUNTLEIGH | NLG55 | 2009-04-08 | 7000
ARJO HUNTLEIGH | NLG55 | 2009-04-08 | 7000
ARJO HUNTLEIGH | NLG55 | 2009-04-08 | 7000
ARJO HUNTLEIGH | NLG55 | 2009-04-08 | 7000
ARJO HUNTLEIGH | NLG55 | 2009-04-08 | 7000
ARJO HUNTLEIGH | NLG55 | 2009-04-08 | 7000
ARJO HUNTLEIGH | NLG55 | 2009-04-08 | 7000
WELCH ALLYN | SPOT 420(NBP/SPO2) | 2009-04-03 | 2000
WELCH ALLYN | SPOT 420(NBP/SPO2) | 2009-04-03 | 2000
WELCH ALLYN | SPOT 420(NBP/SPO2) | 2009-04-03 | 2000
WELCH ALLYN | SPOT 420(NBP/SPO2) | 2009-04-03 | 2000
WELCH ALLYN | SPOT 420(NBP/SPO2) | 2009-04-03 | 2000
WELCH ALLYN | SPOT 420(NBP/SPO2) | 2009-04-03 | 2000
WELCH ALLYN | SPOT 420(NBP/SPO2) | 2009-04-03 | 2000
THERAPY EQUIPMENT | DIAMOND RANGE HIGH | 2009-03-19 | 80
THERAPY EQUIPMENT | DIAMOND RANGE HIGH | 2009-03-19 | 80
THERAPY EQUIPMENT | DIAMOND RANGE HIGH | 2009-03-19 | 80
THERAPY EQUIPMENT | DIAMOND RANGE HIGH | 2009-03-19 | 80
THERAPY EQUIPMENT | DIAMOND RANGE HIGH | 2009-03-19 | 80
THERAPY EQUIPMENT | DIAMOND RANGE HIGH | 2009-03-19 | 80
THERAPY EQUIPMENT | DIAMOND RANGE HIGH | 2009-03-19 | 80
THERAPY EQUIPMENT | DIAMOND RANGE HIGH | 2009-03-19 | 80
THERAPY EQUIPMENT | DIAMOND RANGE HIGH | 2009-03-19 | 80
THERAPY EQUIPMENT | DIAMOND RANGE HIGH | 2009-03-19 | 80
THERAPY EQUIPMENT | DIAMOND RANGE HIGH | 2009-03-19 | 80
THERAPY EQUIPMENT | DIAMOND RANGE HIGH | 2009-03-19 | 80
THERAPY EQUIPMENT | DIAMOND RANGE HIGH | 2009-03-19 | 80
THERAPY EQUIPMENT | DIAMOND RANGE HIGH | 2009-03-19 | 80
THERAPY EQUIPMENT | DIAMOND RANGE HIGH | 2009-03-19 | 80
NA | MEMO/GENERAL SUNDRIES | 2009-03-18 | 0
HELENA LABORATORIES | ACTALYKE MINI II | 2008-06-12 | 1552
SCIMED | RC5000 | 2005-01-11 | 5884.99
GE LIMITED | F-LM1 | 2003-04-01 | 13000
DELL COMPUTERS | OPTIPLEX 5050 | 2018-05-21 | 500
ARJO HUNTLEIGH | LIFEGUARD LG55 | 2019-07-23 | 3350
ARJO HUNTLEIGH | LIFEGUARD LG55 | 2019-05-14 | 3350
THERAPY EQUIPMENT | DIAMOND RANGE HIGH | 2016-12-13 | 80
THERAPY EQUIPMENT | DIAMOND RANGE HIGH | 2016-12-13 | 80
THERAPY EQUIPMENT | DIAMOND RANGE HIGH | 2016-12-13 | 80
THERAPY EQUIPMENT | DIAMOND RANGE HIGH | 2016-12-13 | 80
ABBOTT LABS | FREESTYLE PRECISION PRO | 2015-06-16 | 1000
MEMO-INTERN | PMG-BHI/6/TH.REC | 2009-06-19 | 0
MEDTRONIC | 2090 | 2022-06-29 | 12000
CELSIUS MEDICAL | CALIMA | 2022-06-16 | 1500
BIOTRONIK | RENAMIC | 2022-05-26 | 3000
POWERCOM | BNT-1500AP | 2022-04-21 | 342.42
KENEX (ELECTRO MEDICAL) LIMITED | 310/B-3 | 2022-04-14 | 2977
THERAPY EQUIPMENT | 7763/SERRES | 2022-03-22 | 545
SIEMENS LTD | ARTIS ICONO FLOOR | 2022-03-02 | 531006.3
RADIOMETER | ABL90 FLEX PLUS | 2022-02-11 | 13000
MEDTRONIC | 29901 CARELINK ENCORE | 2022-02-10 | 1500
MEDTRONIC | 2090 | 2022-02-10 | 12000
KENEX (ELECTRO MEDICAL) LIMITED | 310/B-3 | 2022-02-03 | 0
SHOCKWAVE MEDICAL INC | IVL GENERATOR | 2022-01-21 | 15000
THERAPY EQUIPMENT | DIAMOND RANGE HIGH | 2022-01-21 | 81
OSYPKA | PACE 101H | 2022-01-20 | 1050
OSYPKA | PACE 101H | 2022-01-20 | 1050
OSYPKA | PACE 101H | 2022-01-20 | 1050
OSYPKA | PACE 101H | 2022-01-20 | 1050
OSYPKA | PACE 101H | 2022-01-20 | 1050
OSYPKA | PACE 101H | 2022-01-20 | 1050
OSYPKA | PACE 101H | 2022-01-20 | 1050
OSYPKA | PACE 101H | 2022-01-20 | 1050
OSYPKA | PACE 101H | 2022-01-20 | 1050
OSYPKA | PACE 101H | 2022-01-20 | 1050
CARDIOVASCULAR SYSTEMS INC. | SIP 3000 | 2022-01-19 | 1200
ST JUDE MEDICAL | 3650 | 2022-01-18 | 10000
ILLUMENA | NEO MOBILE | 2022-01-13 | 13034.5
ILLUMENA | NEO MOBILE | 2022-01-13 | 13034.5
BOSTON SCIENTIFIC | 3300 | 2022-01-05 | 5000
BOSTON SCIENTIFIC | 3300 | 2022-01-05 | 5000
BIOTRONIK | RENAMIC | 2021-12-23 | 3000
KENEX (ELECTRO MEDICAL) LIMITED | 310/B-3 | 2021-12-15 | 2865
ST JUDE MEDICAL | ILUMIEN OPTIS | 2021-12-10 | 60000
SAFETY MEDIC | MOB4T-LL | 2021-11-15 | 298
SAFETY MEDIC | MOB4T-LL | 2021-11-15 | 298
SAFETY MEDIC | MOB4T-LL | 2021-11-15 | 298
SAFETY MEDIC | MOB4T-LL | 2021-11-15 | 298
SAFETY MEDIC | MOB4T-LL | 2021-11-15 | 298
SAFETY MEDIC | MOB4T-LL | 2021-11-15 | 298
WELCH ALLYN | PRO 6000 CONNEX | 2021-10-14 | 179
PHILIPS LTD | INTELLIVUE X3 | 2021-10-05 | 3163.78
PHILIPS LTD | INTELLIVUE X3 | 2021-10-05 | 3163.78
PHILIPS LTD | INTELLIVUE X3 | 2021-10-05 | 3163.78
PHILIPS LTD | INTELLIVUE X3 | 2021-10-05 | 3163.78
PHILIPS LTD | INTELLIVUE X3 | 2021-10-05 | 3163.78
PHILIPS LTD | INTELLIVUE X3 | 2021-10-05 | 3163.78
PHILIPS LTD | INTELLIVUE X3 | 2021-10-05 | 3163.78
PHILIPS LTD | MX450 | 2021-10-05 | 3114.3
PHILIPS LTD | MX450 | 2021-10-05 | 3114.3
PHILIPS LTD | MX450 | 2021-10-05 | 3114.3
PHILIPS LTD | MX450 | 2021-10-05 | 3114.3
PHILIPS LTD | FMX-4 | 2021-10-05 | 266
PHILIPS LTD | FMX-4 | 2021-10-05 | 266
PHILIPS LTD | FMX-4 | 2021-10-05 | 266
PHILIPS LTD | MX750 | 2021-10-05 | 4093
PHILIPS LTD | MX750 | 2021-10-05 | 4093
PHILIPS LTD | MX750 | 2021-10-05 | 4093
THERAPY EQUIPMENT | 6111P | 2021-09-02 | 117.3
THERAPY EQUIPMENT | 6111P | 2021-09-02 | 117.3
ANETIC AID | QA3 | 2021-08-23 | 2995
MEC CO. LTD | AGSS SPLITTER | 2021-08-19 | 250
COVIDIEN UK | VALLEYLAB FX8 ENERGY PLATFORM | 2021-08-12 | 7388
DRAEGER | VAPOR 3000 SEVO | 2021-07-06 | 2588.15
DRAEGER | VAPOR 3000 ISO | 2021-07-06 | 1357.41
PHILIPS LTD | MX750 | 2021-07-01 | 4093
PHILIPS LTD | FMX-4 | 2021-07-01 | 266
PHILIPS LTD | INTELLIVUE X3 | 2021-07-01 | 3163.78
THERAPY EQUIPMENT | 7852 | 2021-06-17 | 134.65
DRAEGER | VAPOR 3000 SEVO | 2021-06-17 | 2588.15
ANETIC AID | QA3 | 2021-06-03 | 2995
ANETIC AID | QA3 | 2021-06-03 | 2995
ANETIC AID | QA3 | 2021-06-03 | 2995
PHYSIO CONTROL | LIFEPAK 20E PACED | 2021-05-26 | 5285
ST JUDE MEDICAL | VIEWMATE | 2021-05-18 | 70000
SIEMENS LTD | ARTIS ICONO FLOOR | 2021-05-03 | 531006.3
DARAY LTD | S430LM | 2021-03-12 | 1455
WELCH ALLYN | 75CE CONNEX | 2021-03-09 | 1794
WELCH ALLYN | 75CE CONNEX | 2021-03-09 | 1794
WELCH ALLYN | PRO 6000 CONNEX | 2021-03-09 | 179
WELCH ALLYN | PRO 6000 CONNEX | 2021-03-09 | 179
WELCH ALLYN | 74CE CONNEX | 2021-03-08 | 1586
WELCH ALLYN | 74CE CONNEX | 2021-03-08 | 1586
WELCH ALLYN | PRO 6000 CONNEX | 2021-03-08 | 179
WELCH ALLYN | PRO 6000 CONNEX | 2021-03-08 | 179
DARAY LTD | S430LM | 2021-02-19 | 1455
VOLCANO CORP | CORE SERIES S5 | 2021-02-17 | 60000
KENEX (ELECTRO MEDICAL) LIMITED | 326/05 | 2021-02-16 | 5000
DARAY LTD | S430LM | 2021-02-11 | 1455
KENEX (ELECTRO MEDICAL) LIMITED | 326/05 | 2021-02-03 | 5000
KENEX (ELECTRO MEDICAL) LIMITED | 326/05 | 2021-02-03 | 5000
KENEX (ELECTRO MEDICAL) LIMITED | 326/05 | 2021-02-03 | 5000
KENEX (ELECTRO MEDICAL) LIMITED | 326/05 | 2021-02-01 | 5000
KENEX (ELECTRO MEDICAL) LIMITED | 310/B-3 | 2021-01-28 | 5000
GE LIMITED | MAC2000 | 2021-01-05 | 5156
PHYSIO CONTROL | LIFEPAK 20E PACED | 2020-03-30 | 5285
PHILIPS LTD | INNOSPIRE DELUXE | 2020-02-21 | 105
ANETIC AID | QA3 | 2020-02-12 | 2995
ANETIC AID | QA3 | 2020-02-12 | 2995
ANETIC AID | QA3 | 2020-02-12 | 2995
FUJIFILM SONOSITE | SII | 2020-02-11 | 24277.5
FUJIFILM SONOSITE | HFL50X/15-6MHZ | 2020-02-11 | 6405
FUJIFILM SONOSITE | HFL50X/15-6MHZ | 2020-02-11 | 6405
WELCH ALLYN | 74CE CONNEX | 2020-02-07 | 1500
WELCH ALLYN | 74CE CONNEX | 2020-02-07 | 1500
WELCH ALLYN | 74CE CONNEX | 2019-12-30 | 1500
WELCH ALLYN | 74CE CONNEX | 2019-12-30 | 1500
WELCH ALLYN | 74CE CONNEX | 2019-12-12 | 1500
WELCH ALLYN | 74CE CONNEX | 2019-12-12 | 1500
STOCKERT | SMARTABLATE | 2019-10-28 | 30000
STOCKERT | SMARTABLATE | 2019-10-28 | 30000
STOCKERT | SMARTABLATE (SYSTEM CONTROL) | 2019-10-28 | 30000
STOCKERT | SMARTABLATE (SYSTEM CONTROL) | 2019-10-28 | 30000
STOCKERT | SMARTABLATE (IRRIGATION PUMP) | 2019-10-28 | 5000
STOCKERT | SMARTABLATE (IRRIGATION PUMP) | 2019-10-28 | 5000
VOLCANO CORP | 6800 COMBO MAP | 2018-10-31 | 20000
PHYSIO CONTROL | LIFEPAK 20E PACED | 2018-10-25 | 7550
SHOCKWAVE MEDICAL INC | IVL GENERATOR | 2018-07-17 | 15000
MEDTRONIC | 2090 | 2018-07-05 | 12000
ST JUDE MEDICAL | ENSITE SYSTEM | 2018-05-02 | 3000
ST JUDE MEDICAL | ENSITE VELOCITY | 2018-05-02 | 50000
ST JUDE MEDICAL | AMPERE | 2018-05-02 | 5000
ST JUDE MEDICAL | COOL POINT | 2018-05-02 | 1500
ABIOMED | AUTOMATED IMPELLA CONTROLLER | 2018-04-10 | 300
ABIOMED | AUTOMATED IMPELLA CONTROLLER | 2018-04-10 | 300
GE LIMITED | PATIENT DATA MODULE | 2018-03-26 | 4000
GE LIMITED | PATIENT DATA MODULE | 2018-03-26 | 4000
GE LIMITED | PATIENT DATA MODULE | 2018-03-26 | 4000
MEDTRONIC | 40-405-1 | 2018-02-07 | 10000
ST JUDE MEDICAL | 3650 | 2017-06-23 | 10000
MEDTRONIC | 29901 CARELINK ENCORE | 2017-06-14 | 12000
SPACELABS | LIFECARD CF | 2017-05-04 | 1794
SPACELABS | LIFECARD CF | 2017-05-04 | 1794
SPACELABS | LIFECARD CF | 2017-05-04 | 1794
SPACELABS | LIFECARD CF | 2017-05-04 | 1794
SPACELABS | LIFECARD CF | 2017-05-04 | 1794
MEDLINE | DYND7080*UK | 2017-02-20 | 50
THERAPY EQUIPMENT | DIAMOND RANGE HIGH | 2016-12-22 | 80
FRESENIUS KABI | VOLUMAT MC AGILIA | 2016-08-24 | 300
FRESENIUS KABI | VOLUMAT MC AGILIA | 2016-08-24 | 300
FRESENIUS KABI | VOLUMAT MC AGILIA | 2016-08-24 | 300
FRESENIUS KABI | VOLUMAT MC AGILIA | 2016-08-24 | 300
FRESENIUS KABI | VOLUMAT MC AGILIA | 2016-08-24 | 300
FRESENIUS KABI | INJECTOMAT MC AGILIA | 2016-07-26 | 300
FRESENIUS KABI | INJECTOMAT MC AGILIA | 2016-07-26 | 300
FRESENIUS KABI | INJECTOMAT MC AGILIA | 2016-07-26 | 300
FRESENIUS KABI | INJECTOMAT MC AGILIA | 2016-07-26 | 300
FRESENIUS KABI | INJECTOMAT MC AGILIA | 2016-07-26 | 300
FRESENIUS KABI | INJECTOMAT MC AGILIA | 2016-07-26 | 300
FRESENIUS KABI | INJECTOMAT MC AGILIA | 2016-07-26 | 300
FRESENIUS KABI | INJECTOMAT MC AGILIA | 2016-07-26 | 300
FRESENIUS KABI | INJECTOMAT MC AGILIA | 2016-07-26 | 300
FRESENIUS KABI | INJECTOMAT MC AGILIA | 2016-07-26 | 300
FRESENIUS KABI | VOLUMAT MC AGILIA | 2016-07-26 | 300
FRESENIUS KABI | VOLUMAT MC AGILIA | 2016-07-26 | 300
FRESENIUS KABI | VOLUMAT MC AGILIA | 2016-07-26 | 300
FRESENIUS KABI | VOLUMAT MC AGILIA | 2016-07-26 | 300
FRESENIUS KABI | VOLUMAT MC AGILIA | 2016-07-26 | 300
LEVEL 1 TECH | HL90 | 2016-07-19 | 3500
TERUMO | LUNAWAVE | 2016-05-04 | 3000
MEDTRONIC | 5391 | 2016-04-26 | 1350
MEDTRONIC | 5391 | 2016-04-26 | 1350
MEDTRONIC | 5391 | 2016-04-26 | 1350
MEDTRONIC | 5391 | 2016-04-26 | 1350
MEDTRONIC | 5391 | 2016-04-26 | 1350
MEDTRONIC | 5391 | 2016-04-26 | 1350
MEDTRONIC | 5391 | 2016-04-26 | 1350
MEDTRONIC | 5391 | 2016-04-26 | 1350
MEDTRONIC | 5391 | 2016-04-26 | 1350
MEDTRONIC | 5391 | 2016-04-26 | 1350
MEDTRONIC | 5391 | 2016-04-26 | 1350
MEDTRONIC | 5391 | 2016-04-26 | 1350
MEDTRONIC | 5391 | 2016-04-26 | 1350
MEDTRONIC | 5391 | 2016-04-26 | 1350
MEDTRONIC | 5391 | 2016-04-26 | 1350
GUIDANT | 3120 | 2016-01-13 | 2000
LAERDAL | LSU-2 | 2016-01-08 | 680
PHYSIO CONTROL | LIFEPAK 20E PACED | 2015-11-02 | 7550
PHYSIO CONTROL | LIFEPAK 20E PACED | 2015-11-02 | 7550
PHYSIO CONTROL | LIFEPAK 20E PACED | 2015-11-02 | 7550
PHYSIO CONTROL | LIFEPAK 20E PACED | 2015-11-02 | 7550
SIEMENS LTD | ARTIS ZEE DFC | 2014-07-02 | 467508.82
MEDRAD | MARK 7 ARTERION | 2014-07-02 | 20648
SIEMENS LTD | ARTIS ZEE DTA | 2014-04-24 | 429598.68
BIOSENSE WEBSTER | CARTO 3 SYSTEM STATION PC | 2014-04-03 | 0
STRYKER | LUCAS 2 | 2014-04-02 | 8322.3
DELL COMPUTERS | T3600 | 2014-04-01 | 0
DELL COMPUTERS | U2412M | 2014-04-01 | 0
BIOSENSE WEBSTER | CARTO 3 SYSTEM | 2014-03-26 | 80000
HELENA LABORATORIES | ACTALYKE MINI II | 2013-06-13 | 1552.2
HELENA LABORATORIES | ACTALYKE MINI II | 2013-06-13 | 1552.5
HELENA LABORATORIES | ACTALYKE MINI II | 2013-06-13 | 1552.5
HELENA LABORATORIES | ACTALYKE MINI II | 2013-06-13 | 1552.5
BRI/IT DEPT | VIRTUAL SERVER | 2012-11-21 | 12000
BIOSENSE WEBSTER | COOL FLOW | 2012-11-05 | 5000
STOCKERT | EP SHUTTLE | 2012-11-02 | 3500
BARD LTD | CLEARSIGN | 2012-07-27 | 20000
MICROPACE | EPS320 | 2012-07-27 | 5000
BARD LTD | LS8900-00 | 2012-07-27 | 40000
MICROPACE | STIMCOR | 2012-07-27 | 20000
ST JUDE MEDICAL | 3650 | 2012-07-12 | 10000
MEMO-INTERN | EXT BLOCK 4-WAY WP | 2012-03-26 | 150
MEMO-INTERN | EXT BLOCK 4-WAY WP | 2012-03-26 | 150
PENLON | IDP | 2012-03-20 | 800
WERFEN | MULTIPLATE | 2011-01-25 | 7500
APC CARDIOVASCULAR | EV4543 | 2011-01-14 | 900
BIOSENSE WEBSTER | CARTO 3 SYSTEM | 2010-08-16 | 80000
BARD LTD | LABSYSTEM PRO | 2010-07-08 | 100000
THERAPY EQUIPMENT | DIAMOND RANGE HIGH | 2010-05-11 | 80
STOCKERT | EP SHUTTLE | 2010-03-31 | 3500
VOLCANO CORP | 6800 COMBO MAP | 2010-01-22 | 20000
ABLATION FRO | GENIUS | 2010-01-12 | 60000
APC CARDIOVASCULAR | EV4543 | 2009-10-08 | 900
APC CARDIOVASCULAR | EV4543 | 2009-10-08 | 900
APC CARDIOVASCULAR | EV4543 | 2009-10-08 | 900
APC CARDIOVASCULAR | EV4543 | 2009-10-08 | 900
ORGANON LTD | TOF WATCH | 2009-06-15 | 600
THERAPY EQUIPMENT | DIAMOND RANGE HIGH | 2009-06-09 | 80
THERAPY EQUIPMENT | DIAMOND RANGE HIGH | 2009-06-09 | 80
GENLAB LTD | MINI/18/SS/VIS/A | 2009-05-15 | 1000
GENLAB LTD | MINI/18/SS/VIS/A | 2009-05-15 | 1000
GE LIMITED | CA1000 | 2009-05-12 | 18125
NEC DISPLAY | LCD2090UXI | 2009-05-12 | 500
NEC DISPLAY | LCD2090UXI | 2009-05-12 | 500
GE LIMITED | ENTERPRISE ARCHIVE | 2009-05-11 | 39230
CARDIOLOGIC | ASU3 | 2009-05-06 | 4800
SHIRE | AREA ALARM | 2009-05-01 | 350
SHIRE | AREA ALARM | 2009-05-01 | 350
SHIRE | AREA ALARM | 2009-05-01 | 350
SHIRE | AREA ALARM | 2009-05-01 | 350
LUXO UK LTD | LHH | 2009-04-07 | 300
ITC | SIGNATURE | 2009-03-18 | 14375
NA | MEMO/GENERAL SUNDRIES | 2009-03-18 | 0
VALLEYLAB | FORCE FX-8 | 2008-12-02 | 7562.41
APC CARDIOVASCULAR | EV4543 | 2008-04-01 | 900
APC CARDIOVASCULAR | EV4543 | 2008-04-01 | 900
BOSTON SCIENTIFIC | ILAB240CART | 2008-03-25 | 65000
CRYOCATH INC | 10000-007-02 | 2007-08-01 | 28671
BARD LTD | CLEARSIGN | 2007-07-17 | 10000
HP | XW4300 WORKSTATION | 2007-07-17 | 10000
ST JUDE MEDICAL | RADI ANALYSER | 2006-01-01 | 7000
BOSTON SCIENTIFIC | GALAXY 2 | 2005-02-18 | 150000
MARTIN | ML301 | 2005-01-28 | 500
VALLEYLAB | FORCE FX-8 | 2004-11-15 | 9000
WERFEN | GEMOPL | 2003-03-20 | 750
GENLAB LTD | M185 | 1999-04-13 | 1000
SHIRE | AREA ALARM | 2021-09-28 | 1500
RAYSAFE | i3 | 2021-06-22 | 20250
GE LIMITED | PDM BASE STATION PLUS | 2021-05-14 | 2000
GE LIMITED | IEB | 2021-05-14 | 20000
DELL COMPUTERS | MACLAB | 2021-05-14 | 35000
POWERCOM | BNT-1500AP | 2021-05-14 | 100
HP | LASERJET ENTERPRISE M507 | 2021-05-13 | 500
EIZO | FLEXSCAN S2133 | 2021-05-13 | 500
EIZO | FLEXSCAN S2133 | 2021-05-13 | 500
EIZO | FLEXSCAN S2133 | 2021-05-13 | 500
EIZO | FLEXSCAN S2133 | 2021-05-13 | 500
POWERTRONIX | ISOLATION STATION | 2021-05-13 | 500
MICROPACE | STIMCOR | 2021-05-13 | 20000
BOSTON SCIENTIFIC | LS9900 | 2021-05-13 | 20000
GE LIMITED | PATIENT DATA MODULE | 2021-05-13 | 4000
DRAEGER | PERSEUS A500 | 2020-11-10 | 21015.95
POWERCOM | BNT-1500AP | 2022-03-15 | 342.42
DRAEGER | PERSEUS A500 | 2020-11-10 | 21015.95
GE LIMITED | VENUE GO R2 | 2020-06-12 | 35000
GE LIMITED | C1-5-RS | 2020-06-12 | 6000
GE LIMITED | 12L-RS | 2020-06-12 | 5000
GE LIMITED | 3SC-RS | 2020-06-12 | 6000
DELL COMPUTERS | OPTIPLEX 5050 | 2018-05-21 | 500
EIZO | FLEXSCAN S2133 | 2018-04-05 | 500
EIZO | FLEXSCAN S2133 | 2018-04-05 | 500
HP | MACLAB | 2018-04-05 | 20000
POWERCOM | BNT-1500AP | 2018-04-05 | 100
HP | LASERJET P2035 | 2018-04-05 | 200
EIZO | FLEXSCAN S2133 | 2018-04-05 | 500
GE LIMITED | PDM BASE STATION PLUS | 2018-04-03 | 2000
ABBOTT LABS | FREESTYLE PRECISION PRO | 2015-06-16 | 1000
GE LIMITED | IEB | 2014-04-30 | 10000
LEVEL 1 TECH | HL90 | 2012-04-18 | 3500
MALLINCKRODT | 900002 | 2011-11-29 | 13000
MEMO-INTERN | PMG-BHI/6/CL04 | 2009-06-19 | 0
NEC DISPLAY | LCD2090UXI | 2009-05-12 | 500
DRAEGER | SCIO | 2009-05-01 | 2000
MEDINBOX INC. | AV STREAMING / RECORDING SYSTEM | 2021-11-29 | 20000
GE LIMITED | IEB | 2018-06-15 | 10000
DELL COMPUTERS | OPTIPLEX 5050 | 2018-05-21 | 500
GE LIMITED | PDM BASE STATION PLUS | 2018-04-03 | 2000
EIZO | FLEXSCAN S2133 | 2018-04-03 | 500
EIZO | FLEXSCAN S2133 | 2018-04-03 | 500
POWERCOM | BNT-1500AP | 2018-04-03 | 100
HP | MACLAB | 2018-04-03 | 20000
HP | LASERJET P2035 | 2018-04-03 | 200
TRUMPF LTD | KINOPORT 706M | 2016-08-17 | 12000
ABBOTT LABS | FREESTYLE PRECISION PRO | 2015-06-16 | 1000
MALLINCKRODT | 900002 | 2011-11-29 | 13000
MEC CO. LTD | W40201 | 2010-05-28 | 197.5
BOSTON SCIENTIFIC | ILAB ACQUISITION PRO | 2009-12-22 | 20000
BOSTON SCIENTIFIC | ILAB IMAGING PROCESS | 2009-12-22 | 20000
BOSTON SCIENTIFIC | CONTROL PANEL | 2009-12-22 | 5000
SONY | UP-D897 | 2009-12-22 | 1000
BOSTON SCIENTIFIC | ILAB240INS | 2009-12-22 | 1000
MEMO-INTERN | PMG-BHI/6/CL03 | 2009-06-19 | 0
NEC DISPLAY | LCD2090UXI | 2009-05-12 | 500
NEC DISPLAY | LCD2090UXI | 2009-05-12 | 500
DRAEGER | PERSEUS A500 | 2021-04-27 | 26000
TRUMPF LTD | KINOPORT 706M | 2021-04-07 | 12000
GE LIMITED | IEB | 2018-06-15 | 10000
HP | LASERJET P2035 | 2018-04-05 | 200
HP | MACLAB | 2018-03-28 | 20000
EIZO | FLEXSCAN S2133 | 2018-03-28 | 500
EIZO | FLEXSCAN S2133 | 2018-03-28 | 500
POWERCOM | BNT-1500AP | 2018-03-28 | 100
GE LIMITED | PDM BASE STATION PLUS | 2018-03-26 | 2000
ABBOTT LABS | FREESTYLE PRECISION PRO | 2015-06-16 | 1000
DRAEGER | MOVITA MZ33398 | 2014-08-27 | 11265.41
GE LIMITED | GM000100/H45561BP | 2012-12-07 | 5988
BIOSENSE WEBSTER | COOL FLOW | 2010-04-30 | 5000
MEMO-INTERN | PMG-BHI/6/CL02 | 2009-06-19 | 0
NEC DISPLAY | LCD2090UXI | 2009-05-12 | 500
MICROPACE | EPS320 | 2005-02-10 | 9987.5
DRAEGER | PERSEUS A500 | 2021-07-06 | 21308.7
KENEX (ELECTRO MEDICAL) LIMITED | 310/B-3 | 2021-01-28 | 5000
KENEX (ELECTRO MEDICAL) LIMITED | 310/B-3 | 2021-01-28 | 5000
GE LIMITED | IEB | 2018-06-15 | 10000
DELL COMPUTERS | OPTIPLEX 5050 | 2018-05-21 | 500
BOSTON SCIENTIFIC | LS9900 | 2017-04-25 | 20000
MICROPACE | STIMCOR | 2017-04-25 | 20000
BOSTON SCIENTIFIC | CLEARSIGN II | 2017-04-25 | 20000
MICROPACE | EPS320 | 2017-04-25 | 20000
BIOSENSE WEBSTER | CARTO 3 SYSTEM | 2017-04-25 | 40000
BIOSENSE WEBSTER | CARTO 3 SYSTEM STATION PC | 2017-04-25 | 40000
ABBOTT LABS | FREESTYLE PRECISION PRO | 2015-06-16 | 1000
HP | Z600 WORKSTATION | 2014-04-30 | 20000
NEC DISPLAY | LCD2090UXI | 2014-04-30 | 500
NEC DISPLAY | LCD2090UXI | 2014-04-30 | 500
HP | LASERJET P2035 | 2014-04-30 | 200
GE LIMITED | PATIENT DATA MODULE | 2014-04-30 | 4000
GE LIMITED | PDM BASE STATION | 2014-04-30 | 2000
KENEX (ELECTRO MEDICAL) LIMITED | 310/B-3 | 2013-07-19 | 7515.6
TRUMPF LTD | KLINOPORT 1285 | 2010-05-11 | 80
MEMO-INTERN | PMG-BHI/6/CL01 | 2009-06-19 | 0
GE LIMITED | OFTD1080 | 2009-05-11 | 0
SIEMENS LTD | ARTIS ZEE DFC | 2009-04-27 | 860463.26
PHILIPS LTD | XCELERA | 2004-08-01 | 20000
BOSTON SCIENTIFIC | 3300 | 2021-12-22 | 5000
BOSTON SCIENTIFIC | 3300 | 2021-12-21 | 5000
GE LIMITED | 6VT-D | 2021-08-25 | 18000
WELCH ALLYN | 74CE CONNEX | 2020-02-26 | 1629
WELCH ALLYN | 74CE CONNEX | 2020-02-26 | 1629
GE LIMITED | 6VT-D | 2019-10-12 | 25000
GE LIMITED | 6VT-D | 2019-10-12 | 25000
GE LIMITED | 6VT-D | 2019-10-12 | 25000
GE LIMITED | 6VT-D | 2019-10-12 | 25000
MEDI-PLINTH | BA02E | 2019-05-30 | 730
SEERS MEDICAL | SM3590 | 2019-03-08 | 2000
SECA | 704 | 2018-12-28 | 454.8
PHYSIO CONTROL | LIFEPAK 20E | 2018-10-25 | 4741.2
PHYSIO CONTROL | LIFEPAK 20E | 2017-07-20 | 4741.2
PHYSIO CONTROL | LIFEPAK 20E | 2017-07-20 | 4741.2
PHYSIO CONTROL | LIFEPAK 20E PACED | 2017-07-19 | 7550
FRESENIUS KABI | INJECTOMAT MC AGILIA | 2016-07-26 | 300
PHYSIO CONTROL | LIFEPAK 20E | 2016-06-01 | 4741.2
GE LIMITED | CARESCAPE V100 | 2016-05-13 | 1800
GE LIMITED | CARESCAPE V100 | 2016-05-13 | 1800
SECA | 959 | 2016-04-07 | 695
MEDI-PLINTH | BA02H | 2016-02-25 | 1000
GUIDANT | 3120 | 2015-10-20 | 2000
ABBOTT LABS | FREESTYLE PRECISION PRO | 2015-06-16 | 1000
BRISTOL MAID (HOSP.M.CRAFT) | EC1220 | 2014-11-03 | 700
SECA | 959 | 2013-10-21 | 695
ALERE LTD | TRIAGE METERPRO | 2012-11-14 | 2500
MARSDEN | MS-4203 | 2012-06-28 | 200
OMRON | 705IT | 2011-11-24 | 115
OMRON | 705IT | 2011-11-24 | 115
OMRON | 705IT | 2011-11-24 | 115
OMRON | 705IT | 2011-11-24 | 115
OMRON | 705IT | 2011-11-24 | 115
OMRON | 705IT | 2011-11-24 | 115
OMRON | 705IT | 2011-11-24 | 115
OMRON | 705IT | 2011-11-24 | 115
OMRON | 705IT | 2011-11-24 | 115
OMRON | 705IT | 2011-11-24 | 115
WELCH ALLYN | TYCOS | 2011-08-02 | 75
WELCH ALLYN | 767 DIAGNOSTIC SYSTEM | 2011-08-02 | 500
MARSDEN | MS-4202L | 2010-12-17 | 222.86
ST JUDE MEDICAL | 3650 | 2010-12-07 | 10000
ATMOS LTD | C21 | 2009-12-11 | 2000
LAERDAL | LSU-2 | 2009-06-24 | 680
MEMO-INTERN | PMG-BHI/5/OPD | 2009-06-19 | 0
SPACELABS | TRACKER NIBP 2 | 2009-06-05 | 1500
SPACELABS | TRACKER NIBP 2 | 2009-06-05 | 1500
BEAVER HEALT | MEDIPLINTH | 2009-06-01 | 750
BEAVER HEALT | MEDIPLINTH | 2009-06-01 | 750
BEAVER HEALT | MEDIPLINTH | 2009-06-01 | 750
BEAVER HEALT | MEDIPLINTH | 2009-06-01 | 750
BEAVER HEALT | MEDIPLINTH | 2009-06-01 | 750
BEAVER HEALT | MEDIPLINTH | 2009-06-01 | 750
BEAVER HEALT | MEDIPLINTH | 2009-06-01 | 750
BEAVER HEALT | MEDIPLINTH | 2009-06-01 | 750
BEAVER HEALT | MEDIPLINTH | 2009-06-01 | 750
BEAVER HEALT | MEDIPLINTH | 2009-06-01 | 750
GE LIMITED | PLEASE ENTER MODEL! (32) | 2009-05-11 | 39359
GE LIMITED | CASE P2 | 2009-05-01 | 21836.83
SHIRE | AREA ALARM | 2009-05-01 | 350
GE LIMITED | MAC1200ST | 2009-04-08 | 3196
THERAPY EQUIPMENT | DIAMOND RANGE HIGH | 2009-03-19 | 80
THERAPY EQUIPMENT | DIAMOND RANGE HIGH | 2009-03-19 | 80
THERAPY EQUIPMENT | DIAMOND RANGE HIGH | 2009-03-19 | 80
THERAPY EQUIPMENT | DIAMOND RANGE HIGH | 2009-03-19 | 80
THERAPY EQUIPMENT | DIAMOND RANGE HIGH | 2009-03-19 | 80
THERAPY EQUIPMENT | DIAMOND RANGE HIGH | 2009-03-19 | 80
THERAPY EQUIPMENT | DIAMOND RANGE HIGH | 2009-03-19 | 80
THERAPY EQUIPMENT | DIAMOND RANGE HIGH | 2009-03-19 | 80
THERAPY EQUIPMENT | DIAMOND RANGE HIGH | 2009-03-19 | 80
THERAPY EQUIPMENT | DIAMOND RANGE HIGH | 2009-03-19 | 80
MEDI-PLINTH | BA02H | 2009-01-01 | 1000
CRITIKON | PROCARE 300 | 2008-02-13 | 2400
GE LIMITED | MAC3500 | 2008-01-11 | 5875.13
GE LIMITED | MAC3500 | 2008-01-11 | 5875.13
WELCH ALLYN | 53N00 (VSM 300) | 2007-12-31 | 2250
WELCH ALLYN | 53N00 (VSM 300) | 2007-12-31 | 2250
DATEX-OHMEDA | 15 | 2006-08-04 | 162.15
SECA | 761 | 2005-02-24 | 65
GE LIMITED | ERGOMETER EXERCISE | 2005-02-23 | 2300
SECA | 761 | 2004-10-21 | 65
MARQUETTE | CAM 14 | 2003-03-06 | 3688
GE LIMITED | DASH 3000 | 2001-06-13 | 6138.17
WELCH ALLYN | LIFESIGN(NBP/SPO2) | 2001-04-19 | 3125
GE LIMITED | CASE V7.0 | 2022-05-31 | 20936
SPACELABS | LIFECARD CF | 2022-05-06 | 1794
SPACELABS | LIFECARD CF | 2022-05-06 | 1794
SPACELABS | LIFECARD CF | 2022-05-06 | 1794
GE LIMITED | MAC2000 | 2022-04-14 | 5156
SPACELABS | LIFECARD CF | 2022-04-12 | 1794
SPACELABS | LIFECARD CF | 2022-04-12 | 1794
SPACELABS | LIFECARD CF | 2022-04-12 | 1794
SPACELABS | LIFECARD CF | 2022-04-12 | 1794
SPACELABS | LIFECARD CF | 2022-04-12 | 1794
SPACELABS | LIFECARD CF | 2022-04-12 | 1794
MICROPORT | SMART TOUCH | 2022-01-11 | 10000
ST JUDE MEDICAL | 3650 | 2021-12-14 | 10000
ST JUDE MEDICAL | 3700 | 2021-12-08 | 10000
SPACELABS | 90227 | 2021-10-20 | 1500
SPACELABS | 90227 | 2021-10-20 | 1500
SPACELABS | 90227 | 2021-10-20 | 1500
FINAPRESS MEDICAL SYSTEMS | NOVA | 2021-08-18 | 5000
SPACELABS | LIFECARD CF | 2021-04-15 | 1794
SPACELABS | LIFECARD CF | 2021-03-02 | 1794
SPACELABS | LIFECARD CF | 2021-03-02 | 1794
SPACELABS | LIFECARD CF | 2021-03-02 | 1794
SPACELABS | LIFECARD CF | 2021-03-02 | 1794
SPACELABS | LIFECARD CF | 2021-03-02 | 1794
SPACELABS | LIFECARD CF | 2021-03-02 | 1794
SPACELABS | LIFECARD CF | 2021-03-02 | 1794
SPACELABS | LIFECARD CF | 2021-03-02 | 1794
SPACELABS | LIFECARD CF | 2021-03-02 | 1794
SPACELABS | LIFECARD CF | 2020-12-09 | 1794
SPACELABS | LIFECARD CF | 2020-12-09 | 1794
SPACELABS | LIFECARD CF | 2020-12-09 | 1794
SPACELABS | LIFECARD CF | 2020-12-09 | 1794
SPACELABS | LIFECARD CF | 2020-12-09 | 1794
SPACELABS | LIFECARD CF | 2020-12-09 | 1794
SPACELABS | LIFECARD CF | 2020-12-09 | 1794
SPACELABS | LIFECARD CF | 2020-12-09 | 1794
SPACELABS | LIFECARD CF | 2020-12-09 | 1794
PHILIPS LTD | MX450 | 2020-12-01 | 3114.3
PHILIPS LTD | MX450 | 2020-12-01 | 3114.3
PHILIPS LTD | MX450 | 2020-12-01 | 3114.3
PHILIPS LTD | INTELLIVUE MMX | 2020-12-01 | 1731.82
PHILIPS LTD | INTELLIVUE MMX | 2020-12-01 | 1731.82
PHILIPS LTD | INTELLIVUE MMX | 2020-12-01 | 1731.82
AGA Sanitätsartikel GmbH | KT-1062/E | 2020-09-25 | 5500
GE LIMITED | SG CART | 2020-08-21 | 5000
GE LIMITED | E BIKE EL | 2020-08-10 | 7454.5
SPACELABS | LIFECARD CF | 2020-01-14 | 1794
MARQUETTE | CAM 14 | 2019-04-17 | 2000
SPACELABS | LIFECARD CF | 2019-04-02 | 1794
SPACELABS | LIFECARD CF | 2019-04-02 | 1794
SPACELABS | LIFECARD CF | 2019-04-02 | 1794
SPACELABS | LIFECARD CF | 2019-04-02 | 1794
SPACELABS | LIFECARD CF | 2019-04-02 | 1794
SPACELABS | LIFECARD CF | 2019-04-02 | 1794
SPACELABS | LIFECARD CF | 2019-04-02 | 1794
SPACELABS | LIFECARD CF | 2019-04-02 | 1794
SPACELABS | LIFECARD CF | 2019-04-02 | 1794
SPACELABS | LIFECARD CF | 2019-04-02 | 1794
SPACELABS | 90227 | 2019-03-26 | 1500
SPACELABS | 90227 | 2019-03-26 | 1500
SPACELABS | 90227 | 2019-03-26 | 1500
SPACELABS | 90227 | 2019-03-26 | 1500
SPACELABS | PATHFINDER S2 | 2017-12-07 | 36000
SPACELABS | PATHFINDER S2 | 2017-12-07 | 36000
SPACELABS | PATHFINDER S2 | 2017-12-07 | 36000
SPACELABS | LIFECARD CF | 2016-03-09 | 1794
SPACELABS | LIFECARD CF | 2016-03-09 | 1794
SPACELABS | LIFECARD CF | 2016-03-09 | 1794
SPACELABS | LIFECARD CF | 2016-03-09 | 1794
SPACELABS | LIFECARD CF | 2016-03-09 | 1794
SPACELABS | LIFECARD CF | 2016-03-09 | 1794
SPACELABS | LIFECARD CF | 2016-03-09 | 1794
SPACELABS | LIFECARD CF | 2016-03-09 | 1794
SPACELABS | LIFECARD CF | 2016-03-09 | 1794
SPACELABS | LIFECARD CF | 2016-03-09 | 1794
SPACELABS | LIFECARD CF | 2016-03-09 | 1794
SPACELABS | LIFECARD CF | 2016-03-09 | 1794
SPACELABS | LIFECARD CF | 2016-03-09 | 1794
SPACELABS | LIFECARD CF | 2016-03-09 | 1794
SPACELABS | LIFECARD CF | 2016-03-09 | 1794
SPACELABS | LIFECARD CF | 2016-03-09 | 1794
SPACELABS | LIFECARD CF | 2016-03-09 | 1794
SPACELABS | LIFECARD CF | 2016-03-09 | 1794
SPACELABS | LIFECARD CF | 2016-03-09 | 1794
SPACELABS | LIFECARD CF | 2016-03-09 | 1794
SPACELABS | LIFECARD CF | 2016-03-09 | 1794
SPACELABS | LIFECARD CF | 2016-03-09 | 1794
SPACELABS | LIFECARD CF | 2016-03-09 | 1794
SPACELABS | LIFECARD CF | 2016-03-09 | 1794
SPACELABS | LIFECARD CF | 2016-03-09 | 1794
SPACELABS | LIFECARD CF | 2016-03-09 | 1794
SPACELABS | LIFECARD CF | 2016-03-09 | 1794
SPACELABS | LIFECARD CF | 2016-03-09 | 1794
SPACELABS | LIFECARD CF | 2016-03-09 | 1794
SPACELABS | LIFECARD CF | 2016-03-09 | 1794
SPACELABS | LIFECARD CF | 2016-03-09 | 1794
SPACELABS | LIFECARD CF | 2016-03-09 | 1794
SPACELABS | LIFECARD CF | 2016-03-09 | 1794
SPACELABS | LIFECARD CF | 2016-03-09 | 1794
NOVACOR UK | R.TEST 3 EVOLUTION | 2015-11-20 | 1000
SPACELABS | LIFECARD CF | 2015-03-09 | 1794
SPACELABS | LIFECARD CF | 2015-03-09 | 1794
SPACELABS | LIFECARD CF | 2015-03-09 | 1794
SPACELABS | LIFECARD CF | 2015-03-09 | 1794
SPACELABS | LIFECARD CF | 2015-03-09 | 1794
SPACELABS | LIFECARD CF | 2015-03-09 | 1794
SPACELABS | LIFECARD CF | 2015-03-09 | 1794
SPACELABS | LIFECARD CF | 2015-03-09 | 1794
SPACELABS | LIFECARD CF | 2015-03-09 | 1794
SPACELABS | LIFECARD CF | 2015-03-09 | 1794
LAERDAL | LSU-2 | 2014-09-24 | 680
GE LIMITED | 3S-RS | 2014-09-01 | 5000
SPACELABS | LIFECARD CF | 2014-03-05 | 1794
SPACELABS | LIFECARD CF | 2014-03-05 | 1794
SPACELABS | LIFECARD CF | 2014-03-05 | 1794
SPACELABS | 90217A | 2014-02-12 | 1500
SPACELABS | 90217A | 2014-02-12 | 1500
SPACELABS | 90217A | 2014-02-12 | 1500
SPACELABS | 90217A | 2014-02-12 | 1500
SPACELABS | LIFECARD CF | 2013-10-21 | 1794
SPACELABS | LIFECARD CF | 2013-10-21 | 1794
SPACELABS | LIFECARD CF | 2013-10-21 | 1794
SPACELABS | LIFECARD CF | 2013-10-21 | 1794
SPACELABS | LIFECARD CF | 2013-10-21 | 1794
SPACELABS | LIFECARD CF | 2013-10-21 | 1794
SPACELABS | LIFECARD CF | 2013-10-21 | 1794
SPACELABS | LIFECARD CF | 2013-10-21 | 1794
SPACELABS | LIFECARD CF | 2013-10-21 | 1794
SPACELABS | LIFECARD CF | 2013-10-21 | 1794
NOVACOR UK | DECOTEST INTERFACE | 2013-10-08 | 500
SPACELABS | LIFECARD CF | 2013-03-12 | 1794
MARQUETTE | CAM 14 | 2013-01-31 | 2000
SPACELABS | LIFECARD CF | 2012-11-29 | 1794
SPACELABS | LIFECARD CF | 2012-11-29 | 1794
SPACELABS | LIFECARD CF | 2011-06-06 | 1794
SPACELABS | LIFECARD CF | 2011-06-06 | 1794
NOVACOR UK | R.TEST 3 EVOLUTION | 2011-02-08 | 1000
NOVACOR UK | R.TEST 3 EVOLUTION | 2011-02-08 | 1000
NOVACOR UK | R.TEST 3 EVOLUTION | 2011-02-08 | 1000
NOVACOR UK | R.TEST 3 EVOLUTION | 2011-02-08 | 1000
NOVACOR UK | R.TEST 3 EVOLUTION | 2011-02-08 | 1000
NOVACOR UK | R.TEST 3 EVOLUTION | 2009-05-28 | 750
NOVACOR UK | R.TEST 3 EVOLUTION | 2009-05-28 | 750
NOVACOR UK | R.TEST 3 EVOLUTION | 2009-05-28 | 750
NOVACOR UK | R.TEST 3 EVOLUTION | 2009-05-28 | 750
NOVACOR UK | R.TEST 3 EVOLUTION | 2009-05-28 | 750
NOVACOR UK | R.TEST 3 EVOLUTION | 2009-05-28 | 750
GE LIMITED | OFTD1080 | 2009-05-11 | 0
GE LIMITED | 6TC | 2009-05-08 | 20514
GE LIMITED | M4S | 2009-05-08 | 5000
GE LIMITED | P2D | 2009-05-08 | 2000
GE LIMITED | M4S | 2009-05-08 | 5000
GE LIMITED | P2D | 2009-05-08 | 2000
GE LIMITED | 6TC | 2009-05-08 | 20514
GE LIMITED | VIVID 7 | 2009-04-28 | 180000
GE LIMITED | M4S | 2009-04-28 | 5000
GE LIMITED | P2D | 2009-04-28 | 2000
GE LIMITED | 6TC | 2009-04-28 | 20514
GE LIMITED | 3S-RS | 2009-04-28 | 5000
GE LIMITED | 6TC-RS | 2009-04-28 | 20514
GE LIMITED | P2D | 2009-04-28 | 2000
NA | PC TOWER UNIT | 2009-04-21 | 75
NA | PC TOWER UNIT | 2009-04-21 | 75
GE LIMITED | MAC3500 | 2009-04-16 | 8071.07
NA | MEMO/GENERAL SUNDRIES | 2009-03-18 | 0
WELCH ALLYN | DURASHOCK | 2009-02-20 | 53
NOVACOR UK | R.TEST 3 EVOLUTION | 2008-12-05 | 750
NOVACOR UK | R.TEST 3 EVOLUTION | 2008-12-05 | 750
NOVACOR UK | R.TEST 3 EVOLUTION | 2008-12-05 | 750
NOVACOR UK | R.TEST 3 EVOLUTION | 2008-12-05 | 750
SPACELABS | LIFECARD CF | 2008-11-06 | 1794
SPACELABS | LIFECARD CF | 2008-11-06 | 1794
SPACELABS | LIFECARD CF | 2008-11-06 | 1794
SPACELABS | LIFECARD CF | 2008-11-06 | 1794
APC CARDIOVASCULAR | EV4543 | 2008-04-01 | 900
INSTROMEDIX | KING OF HEARTS | 2008-03-05 | 2000
INSTROMEDIX | KING OF HEARTS | 2008-03-05 | 2000
NOVACOR UK | R.TEST 3 EVOLUTION | 2007-12-21 | 1000
NOVACOR UK | R.TEST 3 EVOLUTION | 2007-12-21 | 1000
NOVACOR UK | R.TEST 3 EVOLUTION | 2007-12-21 | 1000
NOVACOR UK | R.TEST 3 EVOLUTION | 2007-12-21 | 1000
NOVACOR UK | R.TEST 3 EVOLUTION | 2007-12-21 | 1000
SPACELABS | LIFECARD CF | 2007-12-20 | 1831
SPACELABS | LIFECARD CF | 2007-12-20 | 1831
SPACELABS | LIFECARD CF | 2007-12-20 | 1831
SPACELABS | LIFECARD CF | 2007-12-20 | 1831
SPACELABS | LIFECARD CF | 2007-12-20 | 1831
INSTROMEDIX | KING OF HEARTS | 2007-12-03 | 2000
INSTROMEDIX | KING OF HEARTS | 2007-08-08 | 2000
RADIONIC MED | RADIANALYSER | 2007-05-25 | 10000
VIEWSONIC | VA703B | 2007-05-09 | 94.99
NOVACOR UK | R.TEST 3 EVOLUTION | 2006-05-23 | 1000
INSTROMEDIX | KING OF HEARTS | 2006-04-06 | 2000
INSTROMEDIX | KING OF HEARTS | 2006-04-06 | 2000
INSTROMEDIX | KING OF HEARTS | 2006-04-06 | 2000
NOVACOR UK | R.TEST 3 EVOLUTION | 2005-11-03 | 1000
NOVACOR UK | R.TEST 3 EVOLUTION | 2005-11-03 | 1000
SPACELABS | LIFECARD CF | 2005-06-10 | 1831
AKRON | MERIT 3 | 2005-03-23 | 1000
VITATRON | MEP2000 | 2004-12-13 | 1000
NOVACOR UK | R.TEST 3 EVOLUTION | 2004-12-06 | 1000
NOVACOR UK | R.TEST 3 EVOLUTION | 2004-12-06 | 1000
NOVACOR UK | R.TEST 3 EVOLUTION | 2004-12-06 | 1000
PENLON | SC760 | 2004-10-12 | 47
INSTROMEDIX | KING OF HEARTS | 2004-04-16 | 2000
INSTROMEDIX | KING OF HEARTS | 2004-04-16 | 2000
INSTROMEDIX | KING OF HEARTS | 2004-04-16 | 2000
NOVACOR UK | R.TEST 3 EVOLUTION | 2004-03-31 | 825
NUMED | PACEVIEW | 2003-10-24 | 1500
INSTROMEDIX | RHYTHMCARD | 2003-10-15 | 582
INSTROMEDIX | KING OF HEARTS | 2003-10-15 | 2000
INSTROMEDIX | RHYTHMCARD | 2003-10-15 | 582
MICRO MEDICAL (NOW CAREFUSION) | FLASH 10S | 2003-07-16 | 5000
MICRO MEDICAL (NOW CAREFUSION) | SD32R | 2003-07-16 | 20000
IIYAMA | AS4611UT | 2003-07-15 | 300
MARQUETTE | CAM 14 | 2003-04-28 | 3688
INSTROMEDIX | KING OF HEARTS | 2003-04-23 | 2000
INSTROMEDIX | KING OF HEARTS | 2003-04-23 | 2000
INSTROMEDIX | KING OF HEARTS | 2003-04-16 | 2000
INSTROMEDIX | KING OF HEARTS | 2003-04-16 | 2000
FUJIFILM SONOSITE | P00538-02 | 2003-04-08 | 50
FUJIFILM SONOSITE | PO2461-04 | 2003-04-08 | 2000
DATEX-OHMEDA | F-LBAT | 2003-04-01 | 2000
DATEX-OHMEDA | N-LPOW | 2003-04-01 | 1000
EP MEDSYSTEM | ALERT COMPANION II | 2003-03-13 | 6000
SPACELABS | LIFECARD CF | 2003-02-24 | 1794
SPACELABS | LIFECARD CF | 2003-02-18 | 1794
SPACELABS | LIFECARD CF | 2003-02-18 | 1794
SPACELABS | LIFECARD CF | 2003-02-18 | 1794
SPACELABS | LIFECARD CF | 2003-02-18 | 1794
SPACELABS | LIFECARD CF | 2003-02-18 | 1794
BIOTRONIK | ERA300 | 2002-10-09 | 4000
BIOTRONIK | ACD300 | 2002-10-09 | 100
EAST HEALTH | HIGH-SUCTION | 2002-07-26 | 200
SPACELABS | LIFECARD CF | 2002-05-14 | 1794
SPACELABS | LIFECARD CF | 2002-05-14 | 1794
SPACELABS | LIFECARD CF | 2002-05-14 | 1794
SPACELABS | LIFECARD CF | 2002-05-14 | 1794
SPACELABS | LIFECARD CF | 2002-05-14 | 1794
DATEX-OHMEDA | 15 | 2002-04-30 | 77.43
SPACELABS | LIFECARD CF | 2002-01-15 | 1794
MALLINCKRODT | 5800 | 2001-11-22 | 2000
SPACELABS | LIFECARD CF | 2001-06-01 | 1794
SPACELABS | LIFECARD CF | 2001-06-01 | 1794
SPACELABS | LIFECARD CF | 2001-06-01 | 1794
SPACELABS | LIFECARD CF | 2001-06-01 | 1794
SPACELABS | LIFECARD CF | 2001-06-01 | 1794
SPACELABS | LIFECARD CF | 2001-06-01 | 1794
SPACELABS | LIFECARD CF | 2001-06-01 | 1794
SPACELABS | LIFECARD CF | 2001-06-01 | 1794
NOVACOR UK | R.TEST 3 EVOLUTION | 2001-04-02 | 825
NOVACOR UK | R.TEST 3 EVOLUTION | 2001-04-02 | 825
NOVACOR UK | R.TEST 3 EVOLUTION | 2001-04-02 | 825
NOVACOR UK | R.TEST EVOLUTION | 2001-04-02 | 825
MARQUETTE | CAM 14 | 2000-12-05 | 3688
BOSTON SCIENTIFIC | 15007 | 2000-05-11 | 70000
MEDTRONIC | 5311B | 1997-03-26 | 2500
APC CARDIOVASCULAR | EV4542 | 1996-07-26 | 320
PHILIPS LTD | M1001A | 1995-06-23 | 1250
PHILIPS LTD | M1029A | 1995-06-23 | 500
PHILIPS LTD | M1006B | 1995-06-23 | 637
PHILIPS LTD | M1012A | 1995-06-23 | 2000
PHILIPS LTD | M1106C | 1995-06-23 | 1000
MEMO-INTERN | PMG-BRI/CARDIOLOGY | 1972-01-01 | 0
GE LIMITED | 4Vc-D | 2022-06-24 | 18000
THERAPY EQUIPMENT | DIAMOND RANGE HIGH | 2022-01-05 | 81
GE LIMITED | 6TC-RS | 2021-12-21 | 0
PHILIPS LTD | L12-3 | 2021-11-29 | 5000
PHILIPS LTD | X8-2T | 2021-11-29 | 20000
PHILIPS LTD | X7-2T (NEW CONNECTOR) | 2021-06-22 | 15000
GE LIMITED | CASE PC | 2021-06-11 | 21836.83
GE LIMITED | T2100 | 2021-04-28 | 10000
PHILIPS LTD | X8-2T | 2021-04-14 | 20000
GE LIMITED | M5SC-RS | 2021-02-26 | 6000
PHILIPS LTD | EPIQ CVx | 2021-01-18 | 96421
PHILIPS LTD | X5-1 | 2021-01-18 | 5000
PHILIPS LTD | D2CWC | 2021-01-18 | 5000
GE LIMITED | 4Vc-D | 2020-12-07 | 18000
GE LIMITED | P2D | 2020-11-09 | 3000
GE LIMITED | 4Vc-D | 2020-11-09 | 18000
PHILIPS LTD | X5-1 | 2020-10-06 | 9900
NA | MEMO/GENERAL SUNDRIES | 2020-08-05 | 0
GE LIMITED | 6S-D | 2019-09-02 | 5000
GE LIMITED | VIVID E95 | 2019-08-10 | 70000
GE LIMITED | M5SC-D | 2019-08-10 | 5000
GE LIMITED | VIVID E95 | 2019-07-06 | 92801.6
GE LIMITED | VIVID E95 | 2019-07-06 | 92801.6
GE LIMITED | VIVID IQ | 2018-10-02 | 50000
GE LIMITED | SG CART | 2017-05-18 | 5000
GE LIMITED | VIVID E95 | 2017-05-18 | 66447
GE LIMITED | VIVID IQ | 2017-05-18 | 66447
PHILIPS LTD | EPIQ 7C | 2016-05-26 | 130966.19
PHILIPS LTD | D2CWC | 2016-05-26 | 2000
GE LIMITED | VIVID E9 | 2009-10-27 | 102054
NA | MEMO/GENERAL SUNDRIES | 2009-03-18 | 0
GE LIMITED | 4Vc-D |  | 18000
GE LIMITED | 4Vc-D |  | 0
MEMO-INTERN | PMG-BHI/5/MRI-CT | 2009-06-19 | 0
SECA | 761 | 2022-02-03 | 65
CROWCON | GASMASTER | 2021-09-30 | 2000
IRADIMED CORP | MRIDIUM 3860 | 2021-08-04 | 13000
IRADIMED CORP | MRIDIUM 3865 | 2021-08-04 | 5000
SIEMENS LTD | MAGNETOM SOLA | 2021-06-15 | 798000
MEC MEDICAL LTD | R1600A5 | 2021-06-14 | 191.04
MEC MEDICAL LTD | R1600A5 | 2021-06-14 | 191.04
MEDRAD | XPERION | 2021-06-09 | 20396
MINDRAY | BENEHEART R3 | 2020-11-09 | 1000
LASCAR | EL-USB-2-LCD+ | 2018-10-01 | 65
GALLOPS | 221055-NM | 2017-09-08 | 6669
WELCH ALLYN | SPOT 420(NBP/SPO2) | 2017-08-23 | 2000
PHYSIO CONTROL | LIFEPAK 20E PACED | 2017-07-19 | 7550
ABBOTT LABS | I-STAT 1 | 2016-11-09 | 6234.35
FRESENIUS KABI | INJECTOMAT MC AGILIA | 2016-07-26 | 300
SECA | 877 | 2013-09-07 | 200
GE LIMITED | MAC1600 | 2013-03-14 | 4000
IRADIMED CORP | MRIDIUM 3865 | 2012-09-04 | 5000
THERAPY EQUIPMENT | DIAMOND RANGE HIGH | 2009-10-07 | 80
THERAPY EQUIPMENT | DIAMOND RANGE HIGH | 2009-10-07 | 80
THERAPY EQUIPMENT | DIAMOND RANGE HIGH | 2009-10-07 | 80
LAERDAL | LSU-2 | 2009-09-30 | 680
MEYRA | 1.85D | 2009-09-30 | 2000
WARDRAY | MR 5501 | 2009-09-30 | 6000
MEDRAD | VERIS 8600 | 2009-09-30 | 4300
MEDRAD | 8600 PSU | 2009-09-30 | 1500
MEDRAD | 8600 MODULE | 2009-09-30 | 3000
NA | MEMO/GENERAL SUNDRIES | 2009-09-25 | 0
PENLON | 340201 | 2009-05-01 | 4500
PENLON | 340204 | 2009-05-01 | 4500
NORGREN MART | 20AG/4G | 2009-05-01 | 440
PENLON | ELECTRIC - MEDICAL AIR MANIFOLD 7 BAR | 2009-05-01 | 2000
PENLON | ELECTRIC - OXYGEN MANIFOLD | 2009-05-01 | 2000
ARCOMA | T3 PRECISION | 2018-04-27 | 348294
SHIMADZU | MUX-200-12-XC | 2016-02-26 | 26220
AGFA-GEVAERT | 5SC750I | 2014-10-28 | 205
AGFA-GEVAERT | NX8800 | 2014-10-28 | 1991.73
AGFA-GEVAERT | CR30-X | 2014-10-28 | 32477
SHIRE | AREA ALARM | 2011-02-01 | 350
MEMO-INTERN | PMG-BOC/E/X-RAY | 2006-03-23 | 0
EAST HEALTH | HIGH-SUCTION | 2004-06-04 | 200
ACCOSON LTD | ANEROID | 2003-06-23 | 99
SECA | 707 | 2002-11-14 | 452
NA | MEMO/GENERAL SUNDRIES | 2001-01-01 | 0
ELEKTA | 1504204 | 2019-07-10 | 68756.51
ELEKTA | VERSA HD LINAC | 2018-02-01 | 1817276.42
THERAPY EQUIPMENT | DIAMOND RANGE HIGH | 2019-08-29 | 60
ELEKTA | VERSA HD LINAC | 2019-04-12 | 1439950.93
ELEKTA | C051 | 2022-03-28 | 66400
OXFORD HOIST | PRESENCE | 2020-05-18 | 1443
VERATHON MEDICAL INC | PRIME PLUS | 2020-05-07 | 6965
VERATHON MEDICAL INC | PRIME PLUS | 2020-05-07 | 6965
VERATHON MEDICAL INC | PRIME PLUS | 2020-05-07 | 6965
VERATHON MEDICAL INC | PRIME PLUS | 2020-05-07 | 6965
VERATHON MEDICAL INC | 0570-0395 | 2020-05-07 | 1000
VERATHON MEDICAL INC | 0570-0395 | 2020-05-07 | 1000
VERATHON MEDICAL INC | 0570-0395 | 2020-05-07 | 1000
VERATHON MEDICAL INC | 0570-0395 | 2020-05-07 | 1000
VERATHON MEDICAL INC | 0400-0130 | 2020-05-07 | 250
VERATHON MEDICAL INC | 0400-0130 | 2020-05-07 | 250
VERATHON MEDICAL INC | 0400-0130 | 2020-05-07 | 250
VERATHON MEDICAL INC | 0400-0130 | 2020-05-07 | 250
SECA | 877 | 2019-06-07 | 250
THERAPY EQUIPMENT | ENTONOX | 2018-11-01 | 182.5
ELEKTA | M4DC7-3/40 | 2018-10-02 | 39840
DELL COMPUTERS | 5810 | 2018-04-09 | 15936
ELEKTA | M4DC7-3/40 | 2018-02-15 | 39840
ELEKTA | M4DC7-3/40 | 2018-02-15 | 39840
ELEKTA | M4DC7-3/40 | 2018-01-22 | 39840
ELEKTA | C051 | 2018-01-22 | 66400
GE LIMITED | MAC2000 | 2017-04-05 | 4035
PHYSIO CONTROL | LIFEPAK 20E PACED | 2016-06-01 | 7550
ABBOTT LABS | FREESTYLE PRECISION PRO | 2015-06-16 | 1000
ABBOTT LABS | FREESTYLE PRECISION PRO | 2015-06-16 | 1000
ELEKTA | C5-2/60 | 2015-06-11 | 15626.04
ANETIC AID | QA3 | 2013-06-13 | 2600
ELEKTA | C051 | 2013-05-07 | 255066.36
MEMO-INTERN | MEMO-BREAST BOARD | 2011-06-20 | 5908.35
MEMO-INTERN | MEMO-BREAST BOARD | 2011-06-20 | 5908.35
MEMO-INTERN | MEMO-BREAST BOARD | 2011-06-20 | 5908.36
MEMO-INTERN | MEMO-BREAST BOARD | 2011-06-20 | 5908.36
MEMO-INTERN | MEMO-BREAST BOARD | 2011-06-20 | 5908.36
SHIRE | AREA ALARM | 2011-02-01 | 350
SHIRE | AREA ALARM | 2011-02-01 | 350
SHIRE | AREA ALARM | 2011-02-01 | 350
HANNS G | HL196D | 2010-11-29 | 300
HANNS G | HL196D | 2010-11-29 | 300
HANNS G | HL196D | 2010-11-29 | 300
HANNS G | HL196D | 2010-11-29 | 300
HANNS G | HL196D | 2010-11-29 | 300
HANNS G | HL196D | 2010-11-29 | 300
HANNS G | HL196D | 2010-11-29 | 300
HANNS G | HL196D | 2010-11-29 | 300
HANNS G | HL196D | 2010-11-29 | 300
HANNS G | HL196D | 2010-11-29 | 300
LAERDAL | LSU-2 | 2009-02-11 | 680
EAST HEALTH | HIGH-SUCTION | 2008-07-16 | 200
WELCH ALLYN | SPOT 420(NBP) | 2006-10-10 | 1116.25
NA | MEMO/GENERAL SUNDRIES | 2006-10-10 | 0
EAST HEALTH | HIGH-SUCTION | 2006-08-11 | 80
SONY | MVC FD200 | 2004-10-04 | 250
ANETIC AID | QA3 | 2003-09-01 | 2600
LAERDAL | LSU-2 | 2002-01-18 | 680
NA | MEMO/GENERAL SUNDRIES | 2001-01-01 | 0
HUESTIS | FLEX 1 | 1998-05-08 | 2940
SONY | UP-89OCE | 1996-06-11 | 800
MITSUBISHI | P61B | 1995-09-15 | 500
HUESTIS | PLEASE ENTER MODEL! (277) | 1995-06-16 | 2000
PANASONIC | RX-FT510 | 1992-02-13 | 65
PANASONIC | RX-FT510 | 1992-02-12 | 65
MEMO-INTERN | COUCH PANEL | 1991-02-08 | 0
MEMO-INTERN | COUCH PANEL | 1991-02-08 | 0
DATEX-OHMEDA | OHIO | 1990-04-04 | 1000
REHAB | PLEASE ENTER MODEL! (753) | 1984-04-01 | 775
PRECISION | CPX-A |  | 400
NA | MEMO/GENERAL SUNDRIES | 1992-01-01 | 0
MEMO-INTERN | BHOC/SUP/CON/CHRG D | 1992-01-01 | 0
MEMO-INTERN | BHOC/SUP/CON | 1992-01-01 | 0
NEC DISPLAY | M260XSG | 2013-05-15 | 583.8
SUN NUCLEAR | 1136400 | 2006-10-27 | 4000
SUN NUCLEAR | 1136700 | 2006-10-27 | 4000
SUN NUCLEAR | 1136700 | 2006-10-27 | 4000
JVC | TK-C675 BE | 2001-06-22 | 210
JVC | TK-C675 BE | 2001-06-22 | 210
JVC | TRC721E9 | 2001-06-22 | 210
SAMHALL | 197320 | 2001-05-01 | 150
VISTA | NCL634 | 2001-04-23 | 210.33
THERAPY EQUIPMENT | DIAMOND RANGE HIGH | 2018-06-04 | 80
PERKIN ELMER | XRD 1640 AL3ES | 2014-11-12 | 78750
NEC DISPLAY | M260XSG | 2013-05-15 | 583.8
SUN NUCLEAR | GTM21089-1818-93 | 2006-10-30 | 20
SUN NUCLEAR | 1136700 | 2006-10-27 | 4000
SUN NUCLEAR | 1136700 | 2006-10-27 | 4000
NIPPON ELECT | LT280 | 2006-02-27 | 1609.75
VISTA | VPM6130 | 1997-08-19 | 275
BENQ | MX825ST | 2022-06-10 | 486
SHIRE | AREA ALARM | 2014-01-10 | 350
NEC DISPLAY | M260XSG | 2013-05-15 | 583.8
HANNS G | HL196D | 2010-11-29 | 300
SUN NUCLEAR | 1136700 | 2006-10-27 | 4000
SUN NUCLEAR | 1136700 | 2006-10-27 | 4000
BBV | TX1000DC | 2001-06-22 | 300
SAMHALL | 197320 | 2001-05-01 | 150
ERNITEC UK | 1503M | 1999-11-05 | 300
NEC DISPLAY | M260XSG | 2013-05-15 | 583.8
SUN NUCLEAR | GTM21089-1818-93 | 2006-10-30 | 20
SUN NUCLEAR | 1136700 | 2006-10-27 | 4000
SUN NUCLEAR | 1136700 | 2006-10-27 | 4000
SANYO | MW-803F(H) | 1994-06-01 | 50
HITACHI | VM902K | 1992-10-21 | 1000
HITACHI | VM902K | 1992-10-21 | 1000
BENQ | MX825ST | 2021-08-25 | 486
DELL COMPUTERS | LATITUDE 5300 | 2021-07-21 | 0
ELEKTA | 1019601 | 2018-02-06 | 7260
DELL COMPUTERS | LATITUDE 3470 | 2017-09-06 | 800
ELEKTA | 1504204 | 2017-09-01 | 60000
ELEKTA | VERSA HD LINAC | 2017-04-13 | 1794572.88
ELEKTA | 1019601 | 2018-02-06 | 7260
SONY | CMT-520B | 2014-10-01 | 110
ELEKTA | VERSA HD LINAC | 2014-07-24 | 1214848
SUN NUCLEAR | 1136400 | 2006-10-27 | 4000
SEERS MEDICAL | SM9566-TMO-1WH | 2022-03-24 | 700
ELEKTA | 1019601 | 2018-02-06 | 7260
ELEKTA | VERSA HD LINAC | 2013-07-23 | 1785153.14
SUN NUCLEAR | 1136400 | 2006-10-27 | 4000
DELL COMPUTERS | POWERVAULT TL2000 | 2017-04-26 | 0
DELL COMPUTERS | POWEREDGE R730 | 2017-04-26 | 1000
DELL COMPUTERS | POWEREDGE R730 | 2017-04-26 | 1000
DELL COMPUTERS | POWEREDGE R730 | 2017-04-26 | 1000
DELL COMPUTERS | POWEREDGE R730 | 2017-04-26 | 1000
DELL COMPUTERS | POWEREDGE R730 | 2017-04-26 | 1000
DELL COMPUTERS | POWEREDGE R730XD | 2017-04-26 | 0
ORACLE | ORACLE SERVER X5-2 | 2017-04-26 | 0
DELL COMPUTERS | POWEREDGE R730 | 2017-04-26 | 1000
ELEKTA | MOSAIQ | 2011-03-31 | 1063660.53
DELL COMPUTERS | 2700W, 3U, RACK/TOWER | 2010-11-29 | 550
SENSATRONICS | E4 | 2006-09-14 | 165
RS | 488-674 | 2005-03-07 | 20
RAISE 3D | PRO2 PLUS | 2021-09-01 | 8899
PTW-FREIBURG | UNIDOS | 2019-05-24 | 5020
LEICA | LINO L4P1 | 2019-06-03 | 450
RAYSAFE | 1302026 | 2018-06-06 | 11635.62
IBA DOSIMETRY | DOSE 1 | 2016-08-01 | 9765.6
IBA DOSIMETRY | DOSE 1 | 2016-08-01 | 9765.6
IBA DOSIMETRY | DOSE 1 | 2003-04-09 | 4500
IBA DOSIMETRY | DOSE 1 | 2002-05-14 | 4500
SUN NUCLEAR | GTM21089-1818-93 | 2006-10-30 | 20
SUN NUCLEAR | 1136700 | 2006-10-27 | 4000
SUN NUCLEAR | 1136700 | 2006-10-27 | 4000
MOLEX | 173-3307 | 1997-12-16 | 115.75
STD. IMAGING | CDX-2000B | 2006-12-05 | 500
PTW-FREIBURG | UNIDOS | 1997-01-20 | 0
MINI INST | 900E | 1999-09-16 | 560
NUCLEAR ENT. | RO2 | 1983-02-17 | 410
NUCLEAR ENT. | DM 1-2 | 1970-01-01 | 5000
FISCO | EN17 | 2006-08-18 | 111.18
BR | H82 | 1997-11-27 | 32.32
PTW-FREIBURG | QUICK CHECK | 2021-04-15 | 6642.86
SUN NUCLEAR | 1136400 | 2006-10-27 | 4000
SUN NUCLEAR | 1136400 | 2006-10-27 | 4000
IBA DOSIMETRY | 999-802-T | 2018-12-13 | 1232
IBA DOSIMETRY | 999-802-T | 2018-12-13 | 1232
WELLHOFER | PLEASE ENTER MODEL! (1107) | 1990-01-01 | 1500
MARSDEN | M-420 | 2021-05-24 | 250
MEDRAD | STELLANT D | 2020-10-07 | 18000
DELL COMPUTERS | 5810 | 2018-07-11 | 0
PHILIPS LTD | BRILLIANCE BIG BORE | 2009-12-19 | 427685
GAST MANUF | 72R555-V10-622TX | 2002-03-20 | 1000
GAST MANUF | 72R555-V10-622TX | 2002-03-20 | 1000
GAST MANUF | 72R555-V10-622TX | 2001-06-20 | 1000
PTW-FREIBURG | QUICK CHECK | 2020-10-21 | 6642.86
PTW-FREIBURG | QUICK CHECK | 2020-02-21 | 6500
PTW-FREIBURG | QUICK CHECK | 2018-12-13 | 6642
PTW-FREIBURG | QUICK CHECK | 2018-07-09 | 6642
PTW-FREIBURG | QUICK CHECK | 2017-11-01 | 16008
PTW-FREIBURG | QUICK CHECK | 2017-10-19 | 6642.86
PTW-FREIBURG | QUICK CHECK | 2017-10-19 | 6642.86
PTW-FREIBURG | 7.5 DC POWER ADAPTOR | 2010-10-26 | 100
SCAN ROLL | CABS | 2003-02-14 | 23.53
SCAN ROLL | CABS | 2003-02-14 | 23.53
SCAN ROLL | CABS | 2003-02-14 | 23.53
SCAN ROLL | CABS | 2003-02-14 | 23.53
SCAN ROLL | CABS | 2003-02-14 | 23.53
VIDAR SYSTEM | VXR-16 | 2000-09-27 | 1500
HNE | 3222 | 1999-11-12 | 560
MY WEIGH | HD-150 | 2008-08-06 | 70
PTW-FREIBURG | UNIDOS | 2020-04-30 | 4920
CIRS | 008A | 2016-12-02 | 42941.69
MODUS | 100-1017 | 2015-04-16 | 27010.25
NIPPON ELECT | MDVIEW202 | 2007-02-15 | 300
HART SCIENTI | 9200 HDRC | 1996-10-25 | 750
WACOM LTD | CINTIQ 22HD - DTK - 2200 | 2017-05-11 | 1500
BROTHER | HL-4150CDN | 2013-08-16 | 313
EAST HEALTH | HIGH-SUCTION | 2010-03-25 | 200
GARDNER-DENV | 27212AA7 | 1991-11-01 | 100
IBA DOSIMETRY | MATRIXX EVOLUTION | 2018-03-23 | 22400
IBA DOSIMETRY | MATRIXX EVOLUTION | 2018-01-04 | 41523.6
IBA DOSIMETRY | MATRIXX EVOLUTION | 2017-10-19 | 22400
IBA DOSIMETRY | MATRIXX EVOLUTION | 2016-11-09 | 22400
HP | SCANJET N6350 | 2013-04-10 | 600
HANNS G | HL196D | 2010-11-29 | 300
NA | MEMO/GENERAL SUNDRIES | 2001-01-01 | 0
N.E.TECH | BF2571A | 1999-10-15 | 500
N.E.TECH | BF2571A | 1999-10-15 | 500
MEMO-INTERN | WATER PHANTOM | 1999-03-10 | 2250
MEMO-INTERN | WATER PHANTOM | 1999-03-10 | 2250
N.E.TECH | 2570-1A | 1990-09-28 | 4565.5
FLUKE | 75 | 1990-06-14 | 85
MINI INST | 5-10EB | 1972-01-03 | 250
SONY | CF5-W308L | 1997-01-28 | 60
NA | MEMO/GENERAL SUNDRIES | 2001-01-01 | 0
SHIRE | SDX-15 | 2016-04-06 | 1267
MILLENIUM | MMVT1000 | 2016-04-06 | 15000
MILLENIUM | MMVT1000 | 2016-04-06 | 15000
MILLENIUM | SIMPLEX | 2008-03-26 | 1000
MILLENIUM | SIMPLEX |  | 0
MILLENIUM | SIMPLEX |  | 0
BARD LTD | SHERLOCK 3CGTCS | 2021-12-15 | 0
GE LIMITED | VENUE GO R2 | 2020-06-11 | 35000
GE LIMITED | C1-5-RS | 2020-06-11 | 6000
GE LIMITED | 12L-RS | 2020-06-11 | 5000
GE LIMITED | 3SC-RS | 2020-06-11 | 6000
BARD LTD | SITE RITE 8 | 2018-09-15 | 15000
FUJIFILM SONOSITE | NANOMAXX P11111-45 | 2014-09-04 | 9990.02
TSI | AEROTRAK 9500 | 2020-03-19 | 10010
SARTORIUS | MSE20215-OCE-DO | 2013-11-28 | 3500
SECURE NUTRI | AUTOCOMP | 2011-01-07 | 350
GENLAB LTD | M185 | 2008-05-21 | 1000
BAXALL | REPEATER | 2007-04-24 | 2000
WINTERWARM | HP5/L | 2001-12-14 | 14
SHIRE | AREA ALARM | 2014-04-20 | 350
MEMO-INTERN | PMG-BHOC/2/BUNKER G | 2014-02-20 | 0
SHIRE | AREA ALARM | 2014-04-20 | 350
MEMO-INTERN | PMG-BHOC-7-1BED | 2014-02-20 | 0
MEMO-INTERN | MEMO-MI SUPPORT | 2003-01-16 | 0
ONCOLOGY IMAGING SYSTEMS LTD | RT-2075-220 | 2022-04-04 | 5380
AXMINSTER TOOLS | AT325PD | 2022-03-17 | 499
DREMEL | DREMEL | 2015-04-15 | 117.5
AKRON | A2212L/2/SHS | 2009-05-12 | 1500
MEDTEC LTD | MT-RH-1500-EX | 2009-05-12 | 1000
AXMINSTER PO | SBD-612J | 2002-07-01 | 489
AXMINSTER PO | BS350 | 2002-07-01 | 489
NA | MEMO/GENERAL SUNDRIES | 2001-01-01 | 0
MINING & CHE | PLEASE ENTER MODEL! (628) | 1996-02-28 | 895
NEDERMAN | 930800 | 1993-11-29 | 300
WORKSHOP | PLEASE ENTER MODEL! (814) | 1975-01-01 | 0
RS | 533-279 | 1989-06-09 | 50
AMP | 220190-1-A | 1986-02-01 | 50
MORRISFLEX | 190 SERIES | 2007-01-23 | 140
MORRISFLEX | 190 SERIES | 2002-09-03 | 140
B.O.C. | SAFFIRE | 2002-02-22 | 92
BRITOOL LTD | EVT3000A | 1997-07-15 | 81.7
WARDRAY | 501100 | 1986-11-14 | 515
HP | 5315A | 1981-03-24 | 700
HP | 545A | 1980-01-01 | 500
PHILIPS LTD | PM5519 | 1979-03-23 | 600
HP | 8011A | 1978-11-10 | 1200
ELEKTA | 1019601 | 2018-02-06 | 7260
WELLER | WS 51 | 2005-05-12 | 143.68
SLINGSBY | DESIGN NO. 313587 | 2006-11-03 | 234
FLUKE | 610 | 1994-02-04 | 365
NA | 231652 | 1992-03-31 | 95
MARTINDALE | V1-13700 | 1992-02-07 | 23.44
SEAWARD | PP24A | 1992-02-07 | 33.75
WELLER | W60-D | 1992-01-01 | 20
RS | 574-080 | 1986-01-01 | 50
WELLER | WM12D | 1983-01-01 | 830
HANNA INSTRU | CHECKTEMP 1 | 2021-09-13 | 117
NA | MEMO/GENERAL SUNDRIES | 2021-08-24 | 0
SEFRAM | MW9520 | 2021-07-08 | 349.28
MEGGER | TPT420 | 2021-06-25 | 157
MEGGER | MPU690 | 2021-06-24 | 90
AXMINSTER PO | AC315PD | 2021-05-14 | 231.82
AXMINSTER PO | AW85RG | 2021-05-05 | 80.98
WERA | CLICK-TORQUE B2 | 2021-01-15 | 160
DELL COMPUTERS | LATITUDE 5310 | 2021-01-11 | 1018
METREL | MI 3152 EUROTESTXC | 2021-01-09 | 1200
CPC FARNELL | TENMA 72-7730 | 2021-01-08 | 104
NA | MEMO/GENERAL SUNDRIES | 2020-12-06 | 0
STAHLWILLE | MANOSKOP 730N | 2019-12-20 | 770
FLUKE | ESA615 | 2019-12-11 | 3483
SEARS ROEBUC | TORQUE LEADER MINOR | 2019-10-14 | 50
SEARS ROEBUC | TORQUE LEADER MINOR | 2019-10-14 | 50
NA | STOCK TRANSFER | 2019-05-02 | 0
SYLVAC | S235 | 2018-04-12 | 87
SYLVAC | S235 | 2018-04-12 | 87
MAICO | MA25 | 2017-07-18 | 865
MAICO | MA25 | 2016-08-18 | 865
CPC FARNELL | TENMA 72-7730 | 2016-07-28 | 116.14
CPC FARNELL | TENMA 72-7730 | 2016-07-28 | 116.14
SEALEY | SLY-PH30 | 2015-12-07 | 565.5
DILO | B160R92516 | 2015-07-10 | 9948
COMARK | N9009 | 2015-06-19 | 150
P C WERTH | TEST CAVITIES | 2015-02-19 | 176.25
HP | SCANJET N6350 | 2014-04-10 | 600
SKIL MASTER | 2712 | 2012-06-19 | 168
SYLVAC | S225 | 2012-05-15 | 155
ADAM EQUIPMENT | PGW 2502I | 2012-03-28 | 643.9
NILFISK | GD2000(HDS) | 2009-06-25 | 300
GRASON STADLER | GSI 38 | 2009-03-04 | 2800
FRYER | FP35C | 2008-07-24 | 250
MARCONI | 2022D | 2008-06-06 | 400
DYMO | RHINO PRO 5000 | 2008-05-01 | 120
FLUKE | BP PUMP 2 | 2008-01-31 | 3600
PHILIPS LTD | DSO 5012A | 2007-12-28 | 2300
SLINGSBY | 328569DC7 | 2007-10-09 | 297
SEARS ROEBUC | 24-8786 | 2006-12-08 | 0
SEARS ROEBUC | TORQUE LEADER MINOR | 2006-12-08 | 50
MEMO-INTERN | MEMO-FREQ COUNT | 2006-09-22 | 101
DRUCK LTD | DPI 705 | 2006-09-14 | 400
KEITHLY | 619 | 2006-03-14 | 500
LEM | PR200N | 2004-12-15 | 140.25
B & K | 4230 | 2004-10-06 | 230
P C WERTH | TEST CAVITIES | 2004-09-07 | 176.25
NORBAR | SL1 | 2004-03-08 | 47.91
FLUKE | 80T-150U | 2003-10-13 | 119
EDWARDS LIFESCIENCES | AIM-S-NW25 | 2003-10-10 | 404
EDWARDS LIFESCIENCES | AGD 102 1M | 2003-10-10 | 265
KANE MAY | RD99 | 2003-08-26 | 99
FLUKE | 112 | 2003-06-24 | 175
RS | 743-117 | 2003-03-18 | 71.85
DIGITRON | 2082P | 2003-03-17 | 270
PANASONIC | EY503 | 2003-03-10 | 50
BOSCH | GHG 650 LCE | 2003-03-06 | 169
PEAK SCIENT | DCA55 | 2003-02-27 | 94.49
B & K | 4153 | 2002-11-25 | 800
B & K | 4192 | 2002-11-25 | 770.8
B & K | 4930 | 2002-11-25 | 1000
B & K | 2260 INVESTIGATOR | 2002-11-25 | 17095.11
B & K | 4189 | 2002-11-25 | 800
FARNELL LTD | BNC | 2002-06-19 | 80
AVOMETER | BM223 | 2002-03-23 | 245
MEMO-INTERN | MEMO-A/S MAT TEST | 2002-03-06 | 100
VERMASON | J71-33F | 2001-11-01 | 43.9
NA | MEMO/GENERAL SUNDRIES | 2001-01-01 | 0
P C WERTH | TEST CAVITIES | 2000-03-02 | 176.25
PICO TECHNOL | ADC 2000 | 2000-02-25 | 299
GOBLIN LTD | PRO 320 70062-01 | 1999-01-18 | 121.79
BLACK STAR | 1410 | 1999-01-08 | 527.58
TEKTRONIX | DMM912 | 1998-11-21 | 194.5
OLSON | PLEASE ENTER MODEL! (514) | 1998-07-20 | 50
WELLHOFER | BIS710 | 1997-08-08 | 35455.63
BRISTOL MAID (HOSP.M.CRAFT) | PLEASE ENTER MODEL! (245) | 1997-04-22 | 1000
MEDIC AID | PORTABLE | 1997-04-07 | 150
ISO TECH | 1DM103 | 1997-03-10 | 145.94
WALKER ELECT | 80T | 1995-11-23 | 600
HITACHI | DV20V2 | 1995-08-08 | 180
PHILIPS LTD | PM3050 | 1995-06-14 | 900
HITACHI | VC5430 | 1995-04-03 | 2549
RS | 325-652 | 1995-03-10 | 40
RS | INTERFAKER-MT25 | 1993-10-01 | 130
METCAL | STSS-002E | 1993-08-17 | 355
HITACHI | DV10D | 1993-07-12 | 152
HITACHI | UC12Y | 1993-07-12 | 152
TEKTRONIX | TAS455 | 1993-07-08 | 650
RS | POWER-BREAKER2 | 1993-04-08 | 23
BECKMAN | 10/100A.AC | 1993-01-26 | 59.7
B & K | 4226 | 1993-01-26 | 1000
WELLER | PS-2D | 1992-06-23 | 250
AMP | 90067 | 1992-04-01 | 130
THOMAS & BET | WT2124Y | 1992-03-12 | 53.59
RS | 355-211 | 1992-01-01 | 35
RS | POWER-BREAKER2 | 1992-01-01 | 20
RS | 325-652 | 1992-01-01 | 40
WYLER | PLEASE ENTER MODEL! (1143) | 1991-09-30 | 452.38
ROBIN | KMP5406 | 1991-09-19 | 186
EURISEM TECH | SM-653 | 1991-08-29 | 369.87
RS | 545-137 | 1991-02-01 | 90
VERMASON | 175-810 | 1991-01-08 | 23
FARNELL LTD | VER-28209 | 1990-04-18 | 19.37
ZENITH | V5HM | 1990-01-01 | 1000
ELWIS | 19E008 | 1990-01-01 | 32
NAEROK | DIY-13 | 1989-09-01 | 200
PRECITRON | RK | 1989-03-28 | 600
PRECITRON | RK | 1989-03-28 | 600
PHILIPS LTD | PM3050 | 1989-01-04 | 900
FARNELL LTD | VER-28209 | 1989-01-01 | 53.58
VERMASON | 175-810 | 1988-11-11 | 50
WELLER | PU-3D | 1988-07-18 | 100
DRUCK LTD | DPI 700 | 1988-06-07 | 1000
MAXON | CCX0520 | 1988-04-26 | 442.75
MAXON | CCX0520 | 1988-04-26 | 442.75
FLUKE | 75 | 1987-11-19 | 85
RADIATRON | MKIII | 1987-06-01 | 152
GOULD | DSO-4072 | 1987-04-01 | 5000
KANE MAY | KM451 | 1987-01-01 | 150
INTEGRATED | 501100 | 1986-11-14 | 515
REDCLIFFE | 102D | 1986-11-05 | 1680
THURLBY | K2 | 1986-11-03 | 397
KEITHLY | 619 | 1986-04-01 | 500
IMAGE ELECT | POWER SENSE | 1986-01-01 | 200
HP | 435B | 1984-11-28 | 1500
WELLER | PS-3D | 1983-01-01 | 45.83
WELLER | PS-3D | 1983-01-01 | 0
ANTEX | c | 1983-01-01 | 5.82
FLUKE | 8020A | 1981-01-01 | 0
RS | 207-481 | 1980-10-08 | 0
FORT | PLEASE ENTER MODEL! (1136) | 1980-07-26 | 700
MARCONI | TF2015 | 1980-05-21 | 3400
MARCONI | TF2171 | 1980-04-17 | 3400
HP | 3312A | 1980-03-22 | 656
MINI INST | 7-10 | 1980-01-01 | 450
D.A.PITMAN | 37D | 1979-01-01 | 500
HP | 546A | 1979-01-01 | 250
FARNELL LTD | LT30-2 | 1978-05-19 | 300
WEIR ELECT | 4000 | 1977-01-01 | 700
APLAB | LVB3/2 | 1977-01-01 | 350
KEITHLY | 261 | 1976-09-05 | 2000
MINI INST | E | 1975-01-01 | 900
WEIR ELECT | 4000 | 1974-11-22 | 160
NA | FIXED | 2022-05-19 | 25
AGILENT | 9698205M016 | 2020-02-17 | 8000
COVIDIEN UK | SCD 700 | 2021-07-12 | 0
NA | MEMO/GENERAL SUNDRIES | 2020-12-06 | 0
DELL COMPUTERS | LATITUDE 5310 | 2020-09-15 | 1380
FRESENIUS KABI | AGILIA VP MC WIFI GB | 2020-06-09 | 300
NA | MEMO/GENERAL SUNDRIES | 2020-04-29 | 0
DELL COMPUTERS | 5300 | 2020-04-07 | 683
FRESENIUS KABI | INJECTOMAT MC AGILIA | 2016-11-03 | 300
FRESENIUS KABI | VOLUMAT MC AGILIA | 2016-11-03 | 300
NA | MEMO/GENERAL SUNDRIES | 2016-07-11 | 0
NA | MEMO/GENERAL SUNDRIES | 2016-07-11 | 0
NA | MEMO/GENERAL SUNDRIES | 2016-07-11 | 0
NA | MEMO/GENERAL SUNDRIES | 2016-07-11 | 0
NA | MEMO/GENERAL SUNDRIES | 2016-07-11 | 0
NA | MEMO/GENERAL SUNDRIES | 2016-07-11 | 0
NA | MEMO/GENERAL SUNDRIES | 2015-01-05 | 0
B & K | 4230 | 2011-10-11 | 500
LABELSTATION | ME240 (PRO240) | 2017-06-15 | 500
RS | 787-3139 | 2016-07-07 | 20
LAERDAL | LSU-2 | 2012-05-18 | 680
SLINGSBY | PLEASE ENTER MODEL! (900) | 2002-02-18 | 3500
RS | 488-703 | 1998-10-13 | 43.6
MARTINDALE | V1-13700 | 1992-02-07 | 23.44
MARTINDALE | V1-13700 | 1992-02-07 | 250
DYMO | DYMO4000 | 1991-08-02 | 830
HITACHI | DV10D | 1990-04-01 | 830
TREND COMM | CABLTSTR | 1990-01-03 | 830
NAVTEL | DATACHECK 6 | 1989-03-09 | 830
FARNELL LTD | BNC | 1988-11-04 | 80
RS | 424-103 | 1980-10-23 | 830
TIME ELECT | 404S | 1979-02-21 | 250
B & K | 4230 | 1975-01-17 | 500
RS | 488-674 | 2007-02-26 | 20
NA | MEMO/GENERAL SUNDRIES | 2001-01-01 | 0
MILLENIUM | CALISTRA O2 | 2016-03-03 | 2000
LINET UK | ELEGANZA 2 | 2019-04-30 | 1341
LINET UK | ELEGANZA 2 | 2019-04-30 | 1341
LINET UK | ELEGANZA 2 | 2019-04-30 | 1341
LINET UK | ELEGANZA 2 | 2019-04-30 | 1341
LINET UK | ELEGANZA 2 | 2019-04-30 | 1341
LINET UK | ELEGANZA 2 | 2019-04-30 | 1341
LINET UK | ELEGANZA 2 | 2019-04-30 | 1341
LINET UK | ELEGANZA 2 | 2019-04-30 | 1341
LINET UK | ELEGANZA 2 | 2019-04-30 | 1341
LINET UK | ELEGANZA 2 | 2019-04-30 | 1341
LINET UK | ELEGANZA 2 | 2019-04-30 | 1341
LINET UK | ELEGANZA 2 | 2019-04-30 | 1341
LINET UK | ELEGANZA 2 | 2019-04-30 | 1341
LINET UK | ELEGANZA 2 | 2019-04-30 | 1341
LINET UK | LATERA | 2013-09-11 | 2000
LINET UK | ELEGANZA SMART PAED | 2012-05-14 | 1400
LINET UK | ELEGANZA SMART PAED | 2012-05-14 | 1400
LINET UK | ELEGANZA SMART PAED | 2012-05-14 | 1400
LINET UK | ELEGANZA SMART PAED | 2012-05-14 | 1400
LINET UK | ELEGANZA SMART PAED | 2012-05-14 | 1400
LINET UK | ELEGANZA SMART PAED | 2012-05-14 | 1400
LINET UK | ELEGANZA SMART PAED | 2012-05-14 | 1400
LINET UK | ELEGANZA SMART PAED | 2012-05-14 | 1400
LINET UK | ELEGANZA SMART PAED | 2012-05-14 | 1400
LINET UK | ELEGANZA SMART PAED | 2012-05-14 | 1400
LINET UK | ELEGANZA SMART PAED | 2012-05-14 | 1400
LINET UK | ELEGANZA SMART PAED | 2012-05-14 | 1400
LINET UK | ELEGANZA SMART PAED | 2012-05-14 | 1400
LINET UK | ELEGANZA SMART PAED | 2012-05-14 | 1400
LINET UK | ELEGANZA STANDARD(1) | 2006-06-23 | 1540
LINET UK | ELEGANZA 3000 | 2005-03-09 | 1800
LINET UK | ELEGANZA 3000 | 2004-02-18 | 1540
LINET UK | ELEGANZA STANDARD(1) | 2003-05-01 | 1540
LINET UK | ELEGANZA STANDARD(1) | 2003-05-01 | 1540
LINET UK | ELEGANZA STANDARD(1) | 2003-02-05 | 1395
LINET UK | ELEGANZA STANDARD(1) | 2003-02-05 | 1395
LINET UK | ELEGANZA COMPACT | 2003-02-05 | 1797
LINET UK | ELEGANZA COMPACT | 2002-11-21 | 1797
LINET UK | ELEGANZA STANDARD(1) | 2002-05-17 | 1540
LINET UK | ELEGANZA STANDARD(1) | 2002-05-17 | 1540
MEMO-INTERN | MSE-MANUFD | 2001-01-01 | 0
NA | MEMO/GENERAL SUNDRIES | 2001-01-01 | 0
REID LIFTING | P-G AGF 100CU | 2002-08-03 | 3014
MEMO-INTERN | MEMO-PROJECTS | 2020-07-09 | 0
SLINGSBY | PLEASE ENTER MODEL! (895) | 2009-06-24 | 700
SAMHALL | 197320 | 2001-05-01 | 150
MEMO-INTERN | MEMO-MI SUNDRIES | 2022-06-15 | 0
GREEN CROSS MEDICO LTD | AIR GLOVE GB001 | 2022-03-10 | 795
WELCH ALLYN | PRO 6000 CONNEX | 2022-02-22 | 179
WELCH ALLYN | PRO 6000 CONNEX | 2022-01-19 | 205
NICKEL ELECTRO | NE2-14D | 2021-11-30 | 571.49
EPPENDORF | 5702R | 2021-09-27 | 1200
WELCH ALLYN | PROBP 3400 | 2021-05-27 | 692
FRESENIUS KABI | AGILIA VP MC WIFI GB | 2021-01-08 | 300
FRESENIUS KABI | AGILIA VP MC WIFI GB | 2021-01-08 | 300
FRESENIUS KABI | AGILIA VP MC WIFI GB | 2021-01-08 | 300
FRESENIUS KABI | AGILIA VP MC WIFI GB | 2021-01-08 | 300
SAMMONS PRESTON ROLYAN | 09-101-1725 | 2020-03-05 | 300
WELCH ALLYN | 74CE CONNEX | 2020-02-21 | 1629
WELCH ALLYN | 74CE CONNEX | 2020-02-21 | 1629
GE LIMITED | MAC2000 | 2020-01-21 | 4056
WELCH ALLYN | PROBP 3400 | 2019-09-16 | 625
MARSDEN | M-420 | 2018-02-05 | 250
MORTARA INST | ELI 250 | 2014-12-03 | 3000
PMT | PSAA10-R050 | 2014-12-03 | 300
PMT | PSAA10-R050 | 2014-12-03 | 300
PMT | PSAA10-R050 | 2014-12-03 | 300
MORTARA INST | ELI 250 | 2014-12-02 | 3000
SORVALL | LEGEND MICRO 17 | 2012-10-10 | 999
MORTARA INST | ELI 250 | 2011-07-11 | 3000
MICROLIFE | BP3AG1 | 2010-11-02 | 25
MICROLIFE | BP3AG1 | 2010-11-02 | 25
MICROLIFE | BP3AG1 | 2010-11-02 | 25
NELLCOR | N-3100 | 2009-10-30 | 30
NELLCOR | N-3100 | 2009-10-30 | 30
EPPENDORF | 5702R | 2009-10-26 | 1200
EPPENDORF | 5804R | 2009-08-03 | 2000
GE LIMITED | MAC3500 | 2009-04-16 | 7498
SMITH & NEPHEW | VISITRAK | 2006-08-09 | 400
WELCH ALLYN | SPOT 420(NBP/SPO2) | 2005-12-12 | 2000
WINTERWARM | HP5/L | 2002-11-18 | 14
WINTERWARM | HP5/L | 2002-11-18 | 14
RIESTER | R1-CHAMPION | 2002-11-07 | 75
JOUAN LTD | BBVVV | 1995-08-01 | 1250
NA | MEMO/GENERAL SUNDRIES | 1994-08-01 | 0
MARSDEN | M-420 | 2022-06-28 | 250
MARSDEN | M-420 | 2022-06-28 | 250
ARJO HUNTLEIGH | SARA STEDY | 2022-06-20 | 1500
BRAUN | PRO 6000 | 2022-05-04 | 149
WELCH ALLYN | PRO 6000 CONNEX | 2022-04-13 | 179
BRAUN | PRO 6000 | 2022-04-04 | 149
BRAUN | PRO 6000 | 2022-04-04 | 149
BRAUN | PRO 6000 | 2022-04-04 | 149
BRAUN | PRO 6000 | 2022-03-07 | 149
BRAUN | PRO 6000 | 2022-02-23 | 149
BRAUN | PRO 6000 | 2022-01-13 | 149
CME MEDICAL | BODYGUARD 323 | 2022-01-04 | 1000
CME MEDICAL | BODYGUARD 323 CHARGER | 2022-01-04 | 500
SECA | 959 | 2021-12-14 | 760
BRAUN | PRO 6000 | 2021-12-01 | 149
BRAUN | PRO 6000 | 2021-12-01 | 149
WELCH ALLYN | PRO 6000 CONNEX | 2021-11-09 | 179
BRAUN | PRO 6000 | 2021-10-29 | 149
CME MEDICAL | BODYGUARD 323 CHARGER | 2021-10-21 | 500
BRAUN | PRO 6000 | 2021-10-08 | 149
BRAUN | PRO 6000 | 2021-09-20 | 149
BRAUN | PRO 6000 | 2021-08-06 | 149
BRAUN | PRO 6000 | 2021-08-03 | 149
THERAPY EQUIPMENT | DIAMOND RANGE HIGH | 2021-07-05 | 81
THERAPY EQUIPMENT | DIAMOND RANGE HIGH | 2021-07-05 | 81
WELCH ALLYN | 74CE CONNEX | 2021-04-27 | 1576.47
WELCH ALLYN | 74CE CONNEX | 2021-04-27 | 1576.47
WELCH ALLYN | 74CE CONNEX | 2021-04-27 | 1576.47
WELCH ALLYN | PRO 6000 CONNEX | 2021-04-27 | 179
WELCH ALLYN | PRO 6000 CONNEX | 2021-04-27 | 179
BRAUN | PRO 6000 | 2021-02-26 | 149
THERAPY EQUIPMENT | DIAMOND RANGE HIGH | 2021-01-13 | 67.5
WELCH ALLYN | 74CE CONNEX | 2020-07-28 | 1629
WELCH ALLYN | 74CE CONNEX | 2020-07-28 | 1629
OXFORD HOIST | OXF-SCALE-LP | 2020-07-23 | 996
WELCH ALLYN | 74CX CONNEX | 2020-06-24 | 1500
BRAUN | PRO 6000 | 2020-06-24 | 149
OXFORD HOIST | PRESENCE | 2020-05-18 | 1443
NA | MEMO/GENERAL SUNDRIES | 2020-02-28 | 0
WELCH ALLYN | 74CX CONNEX | 2020-02-26 | 1500
ABBOTT LABS | FREESTYLE PRECISION PRO | 2020-02-21 | 1000
SECA | 799 | 2020-02-11 | 250
SECA | 799 | 2020-02-11 | 250
SECA | 877 | 2020-02-11 | 200
THERAPY EQUIPMENT | DIAMOND RANGE HIGH | 2019-12-11 | 123.5
YORK FITNESS | ACTIVE 110 | 2019-10-10 | 160
YORK FITNESS | ACTIVE 110 | 2019-10-10 | 160
YORK FITNESS | ACTIVE 110 | 2019-10-10 | 160
YORK FITNESS | ACTIVE 110 | 2019-10-10 | 160
WELCH ALLYN | 74CX CONNEX | 2019-08-20 | 1500
SECA | 877 | 2019-06-17 | 179
SECA | 877 | 2019-06-17 | 179
WELCH ALLYN | SPOT 420(NBP/SPO2) | 2018-08-14 | 2000
WELCH ALLYN | SPOT 420(NBP/SPO2) | 2018-08-14 | 2000
GE LIMITED | MAC2000 | 2017-04-05 | 4035
PHYSIO CONTROL | LIFEPAK 20E | 2016-06-01 | 4741.2
FRESENIUS KABI | VOLUMAT MC AGILIA | 2016-05-18 | 300
FRESENIUS KABI | VOLUMAT MC AGILIA | 2016-05-18 | 300
FRESENIUS KABI | VOLUMAT MC AGILIA | 2016-05-18 | 300
FRESENIUS KABI | VOLUMAT MC AGILIA | 2016-05-18 | 300
FRESENIUS KABI | VOLUMAT MC AGILIA | 2016-05-18 | 300
FRESENIUS KABI | VOLUMAT MC AGILIA | 2016-05-18 | 300
FRESENIUS KABI | VOLUMAT MC AGILIA | 2016-05-18 | 300
FRESENIUS KABI | VOLUMAT MC AGILIA | 2016-05-18 | 300
FRESENIUS KABI | VOLUMAT MC AGILIA | 2016-05-18 | 300
FRESENIUS KABI | VOLUMAT MC AGILIA | 2016-05-18 | 300
FRESENIUS KABI | VOLUMAT MC AGILIA | 2016-05-18 | 300
FRESENIUS KABI | VOLUMAT MC AGILIA | 2016-05-18 | 300
FRESENIUS KABI | VOLUMAT MC AGILIA | 2016-05-18 | 300
FRESENIUS KABI | VOLUMAT MC AGILIA | 2016-05-18 | 300
FRESENIUS KABI | VOLUMAT MC AGILIA | 2016-05-18 | 300
FRESENIUS KABI | VOLUMAT MC AGILIA | 2016-05-18 | 300
FRESENIUS KABI | VOLUMAT MC AGILIA | 2016-05-18 | 300
FRESENIUS KABI | VOLUMAT MC AGILIA | 2016-05-18 | 300
FRESENIUS KABI | VOLUMAT MC AGILIA | 2016-05-18 | 300
FRESENIUS KABI | VOLUMAT MC AGILIA | 2016-05-18 | 300
FRESENIUS KABI | VOLUMAT MC AGILIA | 2016-05-18 | 300
FRESENIUS KABI | VOLUMAT MC AGILIA | 2016-05-18 | 300
FRESENIUS KABI | VOLUMAT MC AGILIA | 2016-05-18 | 300
FRESENIUS KABI | VOLUMAT MC AGILIA | 2016-05-18 | 300
FRESENIUS KABI | VOLUMAT MC AGILIA | 2016-05-18 | 300
FRESENIUS KABI | VOLUMAT MC AGILIA | 2016-05-18 | 300
FRESENIUS KABI | VOLUMAT MC AGILIA | 2016-05-18 | 300
FRESENIUS KABI | VOLUMAT MC AGILIA | 2016-05-18 | 300
FRESENIUS KABI | VOLUMAT MC AGILIA | 2016-05-18 | 300
FRESENIUS KABI | VOLUMAT MC AGILIA | 2016-05-18 | 300
FRESENIUS KABI | VOLUMAT MC AGILIA | 2016-05-18 | 300
FRESENIUS KABI | VOLUMAT MC AGILIA | 2016-05-18 | 300
FRESENIUS KABI | VOLUMAT MC AGILIA | 2016-05-18 | 300
FRESENIUS KABI | VOLUMAT MC AGILIA | 2016-05-18 | 300
FRESENIUS KABI | VOLUMAT MC AGILIA | 2016-05-18 | 300
FRESENIUS KABI | VOLUMAT MC AGILIA | 2016-05-18 | 300
FRESENIUS KABI | VOLUMAT MC AGILIA | 2016-05-18 | 300
FRESENIUS KABI | VOLUMAT MC AGILIA | 2016-05-18 | 300
FRESENIUS KABI | VOLUMAT MC AGILIA | 2016-05-18 | 300
FRESENIUS KABI | VOLUMAT MC AGILIA | 2016-05-18 | 300
FRESENIUS KABI | VOLUMAT MC AGILIA | 2016-05-18 | 300
FRESENIUS KABI | VOLUMAT MC AGILIA | 2016-05-18 | 300
FRESENIUS KABI | VOLUMAT MC AGILIA | 2016-05-18 | 300
FRESENIUS KABI | VOLUMAT MC AGILIA | 2016-05-18 | 300
FRESENIUS KABI | VOLUMAT MC AGILIA | 2016-05-18 | 300
FRESENIUS KABI | VOLUMAT MC AGILIA | 2016-05-18 | 300
FRESENIUS KABI | VOLUMAT MC AGILIA | 2016-05-18 | 300
FRESENIUS KABI | VOLUMAT MC AGILIA | 2016-05-18 | 300
FRESENIUS KABI | VOLUMAT MC AGILIA | 2016-05-18 | 300
FRESENIUS KABI | VOLUMAT MC AGILIA | 2016-05-18 | 300
FRESENIUS KABI | VOLUMAT MC AGILIA | 2016-05-18 | 300
FRESENIUS KABI | VOLUMAT MC AGILIA | 2016-05-18 | 300
FRESENIUS KABI | VOLUMAT MC AGILIA | 2016-05-18 | 300
FRESENIUS KABI | VOLUMAT MC AGILIA | 2016-05-18 | 300
FRESENIUS KABI | VOLUMAT MC AGILIA | 2016-05-18 | 300
FRESENIUS KABI | VOLUMAT MC AGILIA | 2016-05-18 | 300
FRESENIUS KABI | VOLUMAT MC AGILIA | 2016-05-18 | 300
FRESENIUS KABI | VOLUMAT MC AGILIA | 2016-05-18 | 300
FRESENIUS KABI | VOLUMAT MC AGILIA | 2016-05-18 | 300
FRESENIUS KABI | VOLUMAT MC AGILIA | 2016-05-18 | 300
FRESENIUS KABI | VOLUMAT MC AGILIA | 2016-05-18 | 300
FRESENIUS KABI | VOLUMAT MC AGILIA | 2016-05-18 | 300
FRESENIUS KABI | VOLUMAT MC AGILIA | 2016-05-18 | 300
FRESENIUS KABI | VOLUMAT MC AGILIA | 2016-05-18 | 300
SHIRE | AREA ALARM | 2014-04-20 | 350
WELCH ALLYN | LIFESIGN(NBP/SPO2) | 2002-12-03 | 2000
SHIRE | AREA ALARM | 2014-04-20 | 350
SHIRE | SA-6 | 2014-04-10 | 350
MEMO-INTERN | PMG-BHOC/3/APHERESIS | 2014-02-20 | 0
WELCH ALLYN | 75CE CONNEX | 2021-03-09 | 1794
WELCH ALLYN | PRO 6000 CONNEX | 2021-03-09 | 179
SECA | 704 | 2022-05-25 | 391.2
SECA | 704 | 2022-05-25 | 361.2
SECA | 875 | 2022-02-03 | 149
ABBOTT LABS | ID NOW | 2021-12-14 | 3000
BRAUN | PRO 6000 | 2021-08-18 | 149
BRAUN | PRO 6000 | 2021-08-18 | 149
THERAPY EQUIPMENT | DIAMOND RANGE HIGH | 2021-05-25 | 69
PHILIPS LTD | MX450 | 2020-12-01 | 3114.3
PHILIPS LTD | INTELLIVUE MMX | 2020-12-01 | 1731.82
SECA | 877 | 2020-11-13 | 250
WELCH ALLYN | 75CE CONNEX | 2020-04-03 | 1794
SECA | 799 | 2020-03-18 | 250
THERAPY EQUIPMENT | DIAMOND RANGE HIGH | 2019-09-04 | 123.5
THERAPY EQUIPMENT | DIAMOND RANGE HIGH | 2019-08-19 | 123.5
THERAPY EQUIPMENT | DIAMOND RANGE HIGH | 2019-08-19 | 123.5
THERAPY EQUIPMENT | DIAMOND RANGE HIGH | 2019-07-31 | 90
THERAPY EQUIPMENT | DIAMOND RANGE HIGH | 2019-07-31 | 90
THERAPY EQUIPMENT | DIAMOND RANGE HIGH | 2019-07-31 | 90
THERAPY EQUIPMENT | DIAMOND RANGE HIGH | 2019-07-31 | 90
THERAPY EQUIPMENT | DIAMOND RANGE HIGH | 2019-07-31 | 90
THERAPY EQUIPMENT | DIAMOND RANGE HIGH | 2019-07-31 | 90
THERAPY EQUIPMENT | DIAMOND RANGE HIGH | 2019-07-31 | 90
PHYSIO CONTROL | LIFEPAK 20E | 2018-10-25 | 4741.2
CME MEDICAL | BODYGUARD 575 COLOURVISION | 2018-05-25 | 1000
CME MEDICAL | BODYGUARD 575 CHARGER | 2018-05-25 | 550
CME MEDICAL | BODYGUARD 575 COLOURVISION | 2018-05-25 | 1000
CME MEDICAL | BODYGUARD 575 CHARGER | 2018-05-25 | 550
THERAPY EQUIPMENT | ENTONOX | 2018-02-02 | 277.5
THERAPY EQUIPMENT | DIAMOND RANGE HIGH | 2017-12-08 | 80
FRESENIUS KABI | INJECTOMAT MC AGILIA | 2016-07-11 | 300
FRESENIUS KABI | INJECTOMAT MC AGILIA | 2016-07-11 | 300
FRESENIUS KABI | INJECTOMAT MC AGILIA | 2016-07-11 | 300
FRESENIUS KABI | INJECTOMAT MC AGILIA | 2016-07-11 | 300
FRESENIUS KABI | VOLUMAT MC AGILIA | 2016-05-18 | 300
FRESENIUS KABI | VOLUMAT MC AGILIA | 2016-05-18 | 300
FRESENIUS KABI | VOLUMAT MC AGILIA | 2016-05-18 | 300
FRESENIUS KABI | VOLUMAT MC AGILIA | 2016-05-18 | 300
FRESENIUS KABI | VOLUMAT MC AGILIA | 2016-05-18 | 300
FRESENIUS KABI | VOLUMAT MC AGILIA | 2016-05-18 | 300
FRESENIUS KABI | VOLUMAT MC AGILIA | 2016-05-18 | 300
FRESENIUS KABI | VOLUMAT MC AGILIA | 2016-05-18 | 300
FRESENIUS KABI | VOLUMAT MC AGILIA | 2016-05-18 | 300
FRESENIUS KABI | VOLUMAT MC AGILIA | 2016-05-18 | 300
FRESENIUS KABI | VOLUMAT MC AGILIA | 2016-05-18 | 300
FRESENIUS KABI | VOLUMAT MC AGILIA | 2016-05-18 | 300
FRESENIUS KABI | VOLUMAT MC AGILIA | 2016-05-18 | 300
FRESENIUS KABI | VOLUMAT MC AGILIA | 2016-05-18 | 300
FRESENIUS KABI | VOLUMAT MC AGILIA | 2016-05-18 | 300
FRESENIUS KABI | VOLUMAT MC AGILIA | 2016-05-18 | 300
FRESENIUS KABI | VOLUMAT MC AGILIA | 2016-05-18 | 300
FRESENIUS KABI | VOLUMAT MC AGILIA | 2016-05-18 | 300
NICKEL ELECTRO | CLIFTON(WATER) | 2015-12-22 | 400
NICKEL ELECTRO | CLIFTON(WATER) | 2015-11-13 | 400
ABBOTT LABS | FREESTYLE PRECISION PRO | 2015-06-16 | 1000
RESPIRONICS | DELUXE 230V/50HZ | 2015-06-15 | 79.2
WELCH ALLYN | SPOT 420(NBP) | 2015-03-15 | 800
WELCH ALLYN | SPOT 420(NBP) | 2015-03-15 | 800
WELCH ALLYN | SPOT 420(NBP) | 2015-03-15 | 800
WELCH ALLYN | SPOT 420(NBP) | 2015-03-15 | 800
WELCH ALLYN | SPOT 420(NBP/SPO2) | 2015-01-30 | 2000
WELCH ALLYN | SPOT 420(NBP/SPO2) | 2015-01-30 | 2000
WELCH ALLYN | 7670-10 | 2015-01-09 | 180
WELCH ALLYN | 7670-10 | 2015-01-09 | 180
WELCH ALLYN | 7670-10 | 2015-01-09 | 180
WELCH ALLYN | 7670-10 | 2015-01-09 | 180
WELCH ALLYN | 7670-10 | 2015-01-09 | 180
WELCH ALLYN | 7670-10 | 2015-01-09 | 180
WELCH ALLYN | 7670-10 | 2015-01-09 | 180
WELCH ALLYN | 7670-10 | 2015-01-09 | 180
WELCH ALLYN | 7670-10 | 2015-01-09 | 180
WELCH ALLYN | 7670-10 | 2015-01-09 | 180
MARSDEN | M-420 | 2014-12-17 | 250
MARSDEN | M-420 | 2014-12-17 | 250
MARSDEN | M-420 | 2014-12-17 | 250
MARSDEN | M-420 | 2014-12-17 | 250
MARSDEN | M-420 | 2014-12-17 | 250
KETTLER | UH678X | 2014-10-15 | 900
YORK FITNESS | ASPIRE-BICYCLE | 2014-09-04 | 400
YORK FITNESS | ASPIRE-BICYCLE | 2014-09-04 | 400
PRO FITNESS | PRO FITNESS | 2014-09-04 | 100
PRO FITNESS | PRO FITNESS | 2014-09-04 | 100
PRO FITNESS | PRO FITNESS | 2014-09-04 | 100
PRO FITNESS | PRO FITNESS | 2014-09-04 | 100
WELCH ALLYN | WALL & MOBILE ANEROID SPHYGMOMANOMETER | 2014-08-29 | 85
WELCH ALLYN | WALL & MOBILE ANEROID SPHYGMOMANOMETER | 2014-08-29 | 85
WELCH ALLYN | 7670-10 | 2014-08-14 | 181.24
WELCH ALLYN | 7670-10 | 2014-08-14 | 181.24
WELCH ALLYN | 7670-10 | 2014-08-14 | 181.24
WELCH ALLYN | 7670-10 | 2014-08-14 | 181.24
YORK FITNESS | 53044-G03 | 2014-07-30 | 200
NICKEL ELECTRO | NE2-14D | 2014-06-13 | 380
MARSDEN | M-420 | 2014-04-29 | 250
MARSDEN | M-420 | 2014-04-29 | 250
TERAOKA | DS-502 | 2014-04-29 | 189
TERAOKA | DS-502 | 2014-04-29 | 189
MARSDEN | M-420 | 2014-04-28 | 250
MARSDEN | M-420 | 2014-04-28 | 250
MARSDEN | M-420 | 2014-04-28 | 250
MARSDEN | M-420 | 2014-04-28 | 250
MARSDEN | M-420 | 2014-04-28 | 250
WELCH ALLYN | SPOT 420(NBP/SPO2) | 2014-04-16 | 2000
WELCH ALLYN | SPOT 420(NBP/SPO2) | 2014-04-16 | 2000
ANETIC AID | QA3 | 2014-04-16 | 2800
ANETIC AID | QA3 | 2014-04-16 | 2800
ANETIC AID | QA3 | 2014-04-16 | 2800
ANETIC AID | QA3 | 2014-04-16 | 2800
ANETIC AID | QA3 | 2014-04-16 | 2800
THERAPY EQUIPMENT | DIAMOND RANGE HIGH | 2014-03-11 | 80
THERAPY EQUIPMENT | DIAMOND RANGE HIGH | 2014-03-11 | 80
THERAPY EQUIPMENT | DIAMOND RANGE HIGH | 2014-03-11 | 80
THERAPY EQUIPMENT | DIAMOND RANGE HIGH | 2014-03-11 | 80
THERAPY EQUIPMENT | DIAMOND RANGE HIGH | 2014-03-11 | 80
THERAPY EQUIPMENT | DIAMOND RANGE HIGH | 2014-03-11 | 80
THERAPY EQUIPMENT | DIAMOND RANGE HIGH | 2014-03-11 | 80
WELCH ALLYN | SPOT 420(NBP/SPO2) | 2014-03-10 | 900
WELCH ALLYN | SPOT 420(NBP/SPO2/T) | 2014-03-10 | 900
WELCH ALLYN | SPOT 420(NBP/SPO2/T) | 2014-03-10 | 900
WELCH ALLYN | SPOT 420(NBP/SPO2/T) | 2014-03-10 | 900
LAERDAL | LSU-2 | 2014-03-03 | 680
LEVEL 1 TECH | HL90 | 2012-04-25 | 3500
WELCH ALLYN | SPOT 420(NBP/SPO2) | 2012-02-07 | 2000
SECA | 958 | 2011-10-13 | 659
SECA | 877 | 2011-05-05 | 200
SECA | 877 | 2011-05-05 | 200
SECA | 877 | 2011-05-05 | 200
SECA | 877 | 2011-05-05 | 200
SECA | 877 | 2011-05-05 | 200
SECA | 877 | 2011-05-05 | 200
SECA | 877 | 2011-05-05 | 200
MEC CO. LTD | GASS4 - AIR BULLNOSE | 2011-04-07 | 40.6
WELCH ALLYN | SPOT 420(NBP/SPO2) | 2010-10-18 | 2000
SYSMEX | XS1000 | 2010-10-12 | 7500
WELCH ALLYN | SPOT 420(NBP/SPO2) | 2010-05-20 | 2000
WELCH ALLYN | SPOT 420(NBP/SPO2) | 2010-03-03 | 2000
EAST HEALTH | HIGH-SUCTION | 2008-12-12 | 200
WELCH ALLYN | 767 DIAGNOSTIC SYSTEM | 2008-05-15 | 500
WELCH ALLYN | SPOT 420(NBP/SPO2) | 2008-01-03 | 2000
WELCH ALLYN | SPOT 420(NBP/SPO2) | 2008-01-03 | 2000
WELCH ALLYN | SPOT 420(NBP/SPO2) | 2008-01-03 | 2000
WELCH ALLYN | SPOT 420(NBP/SPO2) | 2008-01-03 | 2000
WELCH ALLYN | SPOT 420(NBP/SPO2) | 2008-01-03 | 2000
WELCH ALLYN | SPOT 420(NBP/SPO2) | 2008-01-03 | 2000
FRESENIUS | APPLIX SMART | 2007-06-08 | 600
MEC CO. LTD | GASS4 - AIR BULLNOSE | 2006-09-26 | 40.6
MEDIC AID | PORTANEB | 2006-07-24 | 105
DATEX-OHMEDA | 15 | 2005-06-20 | 162.15
THERAPY EQUIPMENT | 5100 | 2005-06-02 | 150
WELCH ALLYN | SPOT 420(NBP/SPO2) | 2005-03-16 | 2000
WELCH ALLYN | LIFESIGN(NBP/SPO2) | 2004-10-26 | 2000
LAERDAL | LSU-2 | 2004-07-01 | 680
DATEX-OHMEDA | 15 | 2003-06-04 | 162.15
WELCH ALLYN | LIFESIGN(NBP/SPO2) | 2003-05-22 | 2000
EAST HEALTH | HIGH-SUCTION | 2002-12-03 | 200
WINTERWARM | HP5/L | 2002-04-10 | 14
WINTERWARM | HP5/L | 2002-04-08 | 14
WINTERWARM | HP5/L | 2002-04-08 | 14
WINTERWARM | HP5/L | 2002-04-08 | 14
WINTERWARM | HP5/L | 2002-04-08 | 14
KEELER | WALL UNIT | 2001-12-11 | 866
KEELER | VISTA20 | 2001-12-11 | 147.2
KEELER | MEDIC | 2001-12-11 | 69.19
WELCH ALLYN | LIFESIGN(NBP/SPO2) | 2001-11-13 | 3125
BRAUN | PRO 3000 | 2001-09-28 | 122.88
SPEIDEL & KE | MAXI STABIL 3 | 2001-09-27 | 75
PHILIPS LTD | M4529A | 2001-06-27 | 799
NA | MEMO/GENERAL SUNDRIES | 2001-01-01 | 0
WELCH ALLYN | STANDARD | 2000-09-15 | 100
WELCH ALLYN | 20000 | 2000-09-15 | 150
DREAMLAND | HP3/XHP3 | 1999-06-23 | 20
SYSMEX | KX21 | 1999-05-06 | 13000
ACCOSON LTD | 300MM/HG | 1998-10-27 | 35
ACCOSON LTD | 300MM/HG | 1998-10-27 | 35
GOODMANS | DV-F262P-SH | 1996-09-06 | 1000
FERGUSON | FV70B | 1995-01-18 | 1000
DATEX-OHMEDA | HIGH-SUCTION | 1993-10-20 | 1000
BAXALL | D51/2 | 1993-04-02 | 56
HITACHI | VK-MIOE | 1993-04-02 | 154
HITACHI | VK-MIOE | 1993-04-02 | 154
ACCOSON LTD | HOSPITAL | 1993-02-16 | 35
SONY | CFS201L | 1992-06-17 | 45
DATEX-OHMEDA | HIGH-SUCTION | 1992-01-01 | 1000
ACCOSON LTD | HOSPITAL | 1990-01-01 | 35
ACCOSON LTD | HOSPITAL | 1985-01-01 | 35
THERAPY EQUIPMENT | DIAMOND RANGE HIGH |  | 90
ARJO HUNTLEIGH | SARA STEDY | 2022-06-20 | 1500
COVIDIEN UK | GENIUS 3 | 2022-06-15 | 161
BRAUN | PRO 6000 | 2022-05-26 | 149
BRAUN | PRO 6000 | 2022-05-26 | 149
BRAUN | PRO 6000 | 2022-05-18 | 149
BRAUN | PRO 6000 | 2022-05-18 | 149
BRAUN | PRO 6000 | 2022-04-05 | 149
MARSDEN | B-400 | 2022-03-17 | 215
THERAPY EQUIPMENT | ENTONOX | 2022-02-23 | 252
WELCH ALLYN | PRO 6000 CONNEX | 2022-02-16 | 179
BRAUN | PRO 6000 | 2021-12-23 | 149
BRAUN | PRO 6000 | 2021-12-23 | 149
BRAUN | PRO 6000 | 2021-12-23 | 149
WELCH ALLYN | PRO 6000 CONNEX | 2021-11-11 | 149
VERATHON MEDICAL INC | 0400-0130 | 2021-10-20 | 379
BRAUN | PRO 6000 | 2021-09-07 | 149
WELCH ALLYN | PRO 6000 CONNEX | 2021-09-06 | 179
WELCH ALLYN | PRO 6000 CONNEX | 2021-08-10 | 214
WELCH ALLYN | PRO 6000 CONNEX | 2021-08-04 | 179
BRAUN | PRO 6000 | 2021-07-30 | 149
BRAUN | PRO 6000 | 2021-07-30 | 149
BRAUN | PRO 6000 | 2021-07-28 | 149
BRAUN | PRO 6000 | 2021-07-09 | 149
BRAUN | PRO 6000 | 2021-06-14 | 149
BRAUN | PRO 6000 | 2021-06-14 | 149
BRAUN | PRO 6000 | 2021-05-14 | 149
BRAUN | PRO 6000 | 2021-04-23 | 149
BRAUN | PRO 6000 | 2021-04-12 | 149
BRAUN | PRO 6000 | 2021-04-12 | 149
SECA | 799 | 2021-03-16 | 269
BRAUN | PRO 6000 | 2021-02-26 | 149
BRAUN | PRO 6000 | 2021-02-25 | 149
SECA | 877 | 2020-11-13 | 250
THERAPY EQUIPMENT | DIAMOND RANGE HIGH | 2020-08-26 | 81
OXFORD HOIST | OXF-SCALE-LP | 2020-07-23 | 996
THERAPY EQUIPMENT | DIAMOND RANGE HIGH | 2020-07-15 | 67.5
OXFORD HOIST | PRESENCE | 2020-05-18 | 1443
VERATHON MEDICAL INC | PRIME PLUS | 2020-05-07 | 6247
VERATHON MEDICAL INC | 0570-0395 | 2020-05-07 | 1000
VERATHON MEDICAL INC | 0400-0130 | 2020-05-07 | 250
THERAPY EQUIPMENT | DIAMOND RANGE HIGH | 2020-04-23 | 123.5
THERAPY EQUIPMENT | DIAMOND RANGE HIGH | 2020-04-07 | 123.5
ABBOTT LABS | I-STAT ALINITY AN-500 | 2020-04-01 | 6500
ABBOTT LABS | BST-500 | 2020-04-01 | 1000
ABBOTT LABS | PR-500 | 2020-04-01 | 500
THERAPY EQUIPMENT | DIAMOND RANGE HIGH | 2020-03-31 | 80
THERAPY EQUIPMENT | DIAMOND RANGE HIGH | 2020-03-31 | 80
THERAPY EQUIPMENT | DIAMOND RANGE HIGH | 2020-03-31 | 80
THERAPY EQUIPMENT | DIAMOND RANGE HIGH | 2020-03-31 | 80
WELCH ALLYN | 71WE CONNEX | 2020-03-26 | 1081.2
WELCH ALLYN | 71WE CONNEX | 2020-03-26 | 1081.2
WELCH ALLYN | 71WE CONNEX | 2020-03-26 | 1081.2
WELCH ALLYN | 71WE CONNEX | 2020-03-26 | 1081.2
WELCH ALLYN | 71WE CONNEX | 2020-03-26 | 1081.2
WELCH ALLYN | 71WE CONNEX | 2020-03-26 | 1081.2
ABBOTT LABS | FREESTYLE PRECISION PRO | 2020-02-21 | 1000
ABBOTT LABS | FREESTYLE PRECISION PRO | 2020-02-21 | 1000
GE LIMITED | MAC2000 | 2020-01-09 | 4056
THERAPY EQUIPMENT | DIAMOND RANGE HIGH | 2019-07-02 | 90
ARJO HUNTLEIGH | SPL3021 | 2019-04-03 | 237.95
THERAPY EQUIPMENT | DIAMOND RANGE HIGH | 2019-03-18 | 80
ARJO HUNTLEIGH | SARA PLUS | 2019-02-19 | 5196
THERAPY EQUIPMENT | DIAMOND RANGE HIGH | 2019-01-30 | 80
THERAPY EQUIPMENT | DIAMOND RANGE HIGH | 2018-12-10 | 80
THERAPY EQUIPMENT | DIAMOND RANGE HIGH | 2018-07-18 | 80
REVAL | 5469 | 2016-07-27 | 300
FRESENIUS KABI | INJECTOMAT MC AGILIA | 2016-07-11 | 300
FRESENIUS KABI | VOLUMAT MC AGILIA | 2016-05-18 | 300
FRESENIUS KABI | VOLUMAT MC AGILIA | 2016-05-18 | 300
FRESENIUS KABI | VOLUMAT MC AGILIA | 2016-05-18 | 300
FRESENIUS KABI | VOLUMAT MC AGILIA | 2016-05-18 | 300
FRESENIUS KABI | VOLUMAT MC AGILIA | 2016-05-18 | 300
FRESENIUS KABI | VOLUMAT MC AGILIA | 2016-05-18 | 300
FRESENIUS KABI | VOLUMAT MC AGILIA | 2016-05-18 | 300
FRESENIUS KABI | VOLUMAT MC AGILIA | 2016-05-18 | 300
FRESENIUS KABI | VOLUMAT MC AGILIA | 2016-05-18 | 300
FRESENIUS KABI | VOLUMAT MC AGILIA | 2016-05-18 | 300
FRESENIUS KABI | VOLUMAT MC AGILIA | 2016-05-18 | 300
FRESENIUS KABI | VOLUMAT MC AGILIA | 2016-05-18 | 300
FRESENIUS KABI | VOLUMAT MC AGILIA | 2016-05-18 | 300
FRESENIUS KABI | VOLUMAT MC AGILIA | 2016-05-18 | 300
FRESENIUS KABI | VOLUMAT MC AGILIA | 2016-05-18 | 300
FRESENIUS KABI | VOLUMAT MC AGILIA | 2016-05-18 | 300
FRESENIUS KABI | VOLUMAT MC AGILIA | 2016-05-18 | 300
FRESENIUS KABI | VOLUMAT MC AGILIA | 2016-05-18 | 300
FRESENIUS KABI | VOLUMAT MC AGILIA | 2016-05-18 | 300
FRESENIUS KABI | VOLUMAT MC AGILIA | 2016-05-18 | 300
FRESENIUS KABI | VOLUMAT MC AGILIA | 2016-05-18 | 300
FRESENIUS KABI | VOLUMAT MC AGILIA | 2016-05-18 | 300
FRESENIUS KABI | VOLUMAT MC AGILIA | 2016-05-18 | 300
FRESENIUS KABI | VOLUMAT MC AGILIA | 2016-05-18 | 300
FRESENIUS KABI | VOLUMAT MC AGILIA | 2016-05-18 | 300
FRESENIUS KABI | VOLUMAT MC AGILIA | 2016-05-18 | 300
FRESENIUS KABI | VOLUMAT MC AGILIA | 2016-05-18 | 300
FRESENIUS KABI | VOLUMAT MC AGILIA | 2016-05-18 | 300
FRESENIUS KABI | VOLUMAT MC AGILIA | 2016-05-18 | 300
FRESENIUS KABI | VOLUMAT MC AGILIA | 2016-05-18 | 300
FRESENIUS KABI | VOLUMAT MC AGILIA | 2016-05-18 | 300
FRESENIUS KABI | VOLUMAT MC AGILIA | 2016-05-18 | 300
FRESENIUS KABI | VOLUMAT MC AGILIA | 2016-05-18 | 300
FRESENIUS KABI | VOLUMAT MC AGILIA | 2016-05-18 | 300
FRESENIUS KABI | VOLUMAT MC AGILIA | 2016-05-18 | 300
MARSDEN | M-210 | 2016-02-10 | 702
PHILIPS LTD | MX450 | 2015-06-22 | 6670.7
PHILIPS LTD | M3002A-X2 | 2015-06-22 | 3000
PHILIPS LTD | MX450 | 2015-06-22 | 6670.7
PHILIPS LTD | M3002A-X2 | 2015-06-22 | 3000
PHILIPS LTD | M3002A-X2 | 2015-06-22 | 3000
PHILIPS LTD | MX450 | 2015-06-22 | 6670.7
ABBOTT LABS | FREESTYLE PRECISION PRO | 2015-06-16 | 1000
WELCH ALLYN | 7670-10 | 2015-01-09 | 180
WELCH ALLYN | 7670-10 | 2015-01-09 | 180
WELCH ALLYN | 7670-10 | 2015-01-09 | 180
WELCH ALLYN | 7670-10 | 2015-01-09 | 180
YORK FITNESS | 53044-G03 | 2014-10-15 | 250
TERAOKA | DS-673SS-6KG | 2014-10-15 | 265
TERAOKA | DS-673SS-6KG | 2014-10-15 | 265
THERAPY EQUIPMENT | DIAMOND RANGE HIGH | 2014-03-25 | 80
THERAPY EQUIPMENT | DIAMOND RANGE HIGH | 2014-03-25 | 80
THERAPY EQUIPMENT | DIAMOND RANGE HIGH | 2014-03-25 | 80
THERAPY EQUIPMENT | DIAMOND RANGE HIGH | 2014-03-25 | 80
THERAPY EQUIPMENT | DIAMOND RANGE HIGH | 2014-03-25 | 80
BARD LTD | BARDSCAN IIS | 2012-12-04 | 8985
SHIRE | AREA ALARM | 2012-03-05 | 400
MARSDEN | MPPS-250 | 2011-10-13 | 199
INVACARE LTD | ACTIVE | 2011-10-01 | 600
INVACARE LTD | ACTIVE | 2011-10-01 | 600
INVACARE LTD | ACTIVE | 2011-10-01 | 600
GE LIMITED | MAC1600 | 2011-08-11 | 4000
PHYSIO CONTROL | LIFEPAK 20E PACED | 2010-03-23 | 5992.5
WELCH ALLYN | SPOT 420(NBP/SPO2/T) | 2009-03-11 | 795
LAERDAL | LSU-2 | 2008-11-20 | 680
WELCH ALLYN | SPOT 420(NBP/SPO2) | 2008-01-03 | 2000
WELCH ALLYN | SPOT 420(NBP/SPO2) | 2008-01-03 | 2000
WELCH ALLYN | SPOT 420(NBP/SPO2) | 2008-01-03 | 2000
WELCH ALLYN | SPOT 420(NBP/SPO2) | 2008-01-03 | 2000
EAST HEALTH | HIGH-SUCTION | 2005-08-11 | 200
WELCH ALLYN | SPOT 420(NBP/SPO2) | 2005-07-21 | 2000
EAST HEALTH | HIGH-SUCTION | 2005-06-29 | 80
EAST HEALTH | HIGH-SUCTION | 2005-02-15 | 200
THERAPY EQUIPMENT | ENTONOX | 2003-09-16 | 182.5
THERAPY EQUIPMENT | ENTONOX | 2003-09-16 | 182.5
SECA | 778 | 2003-09-02 | 300
LAERDAL | LSU-2 | 2003-03-24 | 680
JPM PRODUCTS | 200 PLUS | 2003-01-23 | 25
JPM PRODUCTS | 200 PLUS | 2003-01-23 | 25
CEFAR | DUM 2.4K | 2003-01-23 | 120
EAST HEALTH | HIGH-SUCTION | 2002-12-16 | 200
MEMO-INTERN | RAS-2001 | 2001-10-30 | 2000
NA | MEMO/GENERAL SUNDRIES | 2001-01-01 | 0
MINI INST | 900E | 2000-10-02 | 530
MINI INST | 900E | 2000-10-02 | 530
WELCH ALLYN | STANDARD | 1999-06-10 | 1000
CAREFUSION | 2090B | 1999-03-29 | 1000
CAREFUSION | 2090B | 1999-03-29 | 1000
CAREFUSION | 2090B | 1999-03-03 | 1000
CAREFUSION | 2090B | 1999-03-03 | 1000
CAREFUSION | 2090B | 1999-03-03 | 1000
MINI INST | 5-10EB | 1972-01-03 | 250
SECA | 875 | 2022-02-03 | 149
COSMODERM | DS3 | 2012-02-03 | 3150
WELCH ALLYN | 53N00 (VSM 300) | 2011-12-15 | 2250
THERAPY EQUIPMENT | DIAMOND RANGE HIGH | 2021-04-28 | 69
SECA | 799 | 2021-03-20 | 250
PHYSIO CONTROL | LIFEPAK 20E | 2020-04-06 | 4050
PHYSIO CONTROL | LIFEPAK 20E | 2016-06-01 | 4741.2
REM | 01550 | 2016-03-09 | 600
PRO-FORM | 345 ZLX | 2016-03-09 | 800
SHIRE | AREA ALARM | 2014-04-20 | 350
MEMO-INTERN | PMG-BHOC/2/TYA | 2014-02-20 | 0
FRESENIUS KABI | VOLUMAT MC AGILIA | 2016-05-18 | 300
FRESENIUS KABI | VOLUMAT MC AGILIA | 2016-05-18 | 300
FRESENIUS KABI | VOLUMAT MC AGILIA | 2016-05-18 | 300
FRESENIUS KABI | VOLUMAT MC AGILIA | 2016-05-18 | 300
FRESENIUS KABI | VOLUMAT MC AGILIA | 2016-05-18 | 300
FRESENIUS KABI | VOLUMAT MC AGILIA | 2016-05-18 | 300
FRESENIUS KABI | VOLUMAT MC AGILIA | 2016-05-18 | 300
COSMODERM | DS3 | 2014-04-29 | 3150
COSMODERM | DS3 | 2014-04-29 | 3150
COSMODERM | DS3 | 2014-04-29 | 3150
COSMODERM | DS3 | 2014-04-29 | 3150
NA | MEMO/GENERAL SUNDRIES | 2014-04-23 | 0
SHIRE | AREA ALARM | 2014-04-20 | 350
BRISTOL MAID (HOSP.M.CRAFT) | EC020/GH | 2014-04-03 | 1000
BRISTOL MAID (HOSP.M.CRAFT) | EC020/GH | 2014-04-03 | 1000
MEMO-INTERN | PMG-BHOC/1/TYA | 2014-02-20 | 0
MARSDEN | B-400 | 2022-03-17 | 215
TERAOKA | DS-502 | 2022-02-03 | 170
BRAUN | PRO 6000 | 2022-01-05 | 149
BRAUN | PRO 6000 | 2022-01-05 | 149
SHIRE | AREA ALARM | 2021-05-24 | 550
SHIRE | AREA ALARM | 2021-05-24 | 550
THERAPY EQUIPMENT | DIAMOND RANGE HIGH | 2021-05-05 | 69
THERAPY EQUIPMENT | DIAMOND RANGE HIGH | 2021-05-05 | 69
THERAPY EQUIPMENT | DIAMOND RANGE HIGH | 2021-05-05 | 69
THERAPY EQUIPMENT | DIAMOND RANGE HIGH | 2021-05-05 | 69
THERAPY EQUIPMENT | DIAMOND RANGE HIGH | 2021-05-05 | 69
THERAPY EQUIPMENT | DIAMOND RANGE HIGH | 2021-05-05 | 69
THERAPY EQUIPMENT | DIAMOND RANGE HIGH | 2021-05-05 | 69
THERAPY EQUIPMENT | DIAMOND RANGE HIGH | 2021-05-05 | 69
THERAPY EQUIPMENT | DIAMOND RANGE HIGH | 2021-05-05 | 69
THERAPY EQUIPMENT | DIAMOND RANGE HIGH | 2021-05-05 | 69
THERAPY EQUIPMENT | DIAMOND RANGE HIGH | 2021-05-05 | 69
THERAPY EQUIPMENT | DIAMOND RANGE HIGH | 2021-04-13 | 69
THERAPY EQUIPMENT | DIAMOND RANGE HIGH | 2021-04-13 | 69
THERAPY EQUIPMENT | DIAMOND RANGE HIGH | 2021-04-13 | 69
THERAPY EQUIPMENT | DIAMOND RANGE HIGH | 2021-04-13 | 69
THERAPY EQUIPMENT | DIAMOND RANGE HIGH | 2021-04-13 | 69
THERAPY EQUIPMENT | DIAMOND RANGE HIGH | 2021-04-13 | 69
COVIDIEN UK | GENIUS 3 | 2021-03-04 | 161
THERAPY EQUIPMENT | DIAMOND RANGE HIGH | 2021-02-18 | 67.5
COVIDIEN UK | GENIUS 3 | 2021-02-18 | 161
COVIDIEN UK | GENIUS 3 | 2021-02-18 | 161
FRESENIUS KABI | AGILIA VP MC WIFI GB | 2021-01-22 | 300
FRESENIUS KABI | AGILIA VP MC WIFI GB | 2021-01-22 | 300
FRESENIUS KABI | AGILIA VP MC WIFI GB | 2021-01-22 | 300
FRESENIUS KABI | AGILIA VP MC WIFI GB | 2021-01-22 | 300
FRESENIUS KABI | AGILIA VP MC WIFI GB | 2021-01-22 | 300
FRESENIUS KABI | AGILIA VP MC WIFI GB | 2021-01-22 | 300
FRESENIUS KABI | AGILIA VP MC WIFI GB | 2021-01-22 | 300
FRESENIUS KABI | AGILIA VP MC WIFI GB | 2021-01-22 | 300
FRESENIUS KABI | AGILIA VP MC WIFI GB | 2021-01-22 | 300
FRESENIUS KABI | AGILIA VP MC WIFI GB | 2021-01-22 | 300
FRESENIUS KABI | AGILIA VP MC WIFI GB | 2021-01-22 | 300
FRESENIUS KABI | AGILIA VP MC WIFI GB | 2021-01-22 | 300
FRESENIUS KABI | AGILIA VP MC WIFI GB | 2021-01-22 | 300
FRESENIUS KABI | AGILIA VP MC WIFI GB | 2021-01-22 | 300
FRESENIUS KABI | AGILIA VP MC WIFI GB | 2021-01-22 | 300
WELCH ALLYN | 75CE CONNEX | 2021-01-18 | 1794
WELCH ALLYN | 75CE CONNEX | 2021-01-18 | 1794
PAXMAN LTD | PSCSII | 2020-07-23 | 3000
PAXMAN LTD | PSCSII | 2019-02-05 | 3000
THERAPY EQUIPMENT | DIAMOND RANGE HIGH | 2018-03-27 | 310
NONIN | 9550 ONYX II | 2017-12-11 | 350
WELCH ALLYN | 74CX CONNEX | 2016-08-15 | 1500
FRESENIUS KABI | VOLUMAT MC AGILIA | 2016-05-18 | 300
FRESENIUS KABI | VOLUMAT MC AGILIA | 2016-05-18 | 300
FRESENIUS KABI | VOLUMAT MC AGILIA | 2016-05-18 | 300
FRESENIUS KABI | VOLUMAT MC AGILIA | 2016-05-18 | 300
FRESENIUS KABI | VOLUMAT MC AGILIA | 2016-05-18 | 300
FRESENIUS KABI | VOLUMAT MC AGILIA | 2016-05-18 | 300
FRESENIUS KABI | VOLUMAT MC AGILIA | 2016-05-18 | 300
FRESENIUS KABI | VOLUMAT MC AGILIA | 2016-05-18 | 300
FRESENIUS KABI | VOLUMAT MC AGILIA | 2016-05-18 | 300
FRESENIUS KABI | VOLUMAT MC AGILIA | 2016-05-18 | 300
FRESENIUS KABI | VOLUMAT MC AGILIA | 2016-05-18 | 300
FRESENIUS KABI | VOLUMAT MC AGILIA | 2016-05-18 | 300
FRESENIUS KABI | VOLUMAT MC AGILIA | 2016-05-18 | 300
FRESENIUS KABI | VOLUMAT MC AGILIA | 2016-05-18 | 300
FRESENIUS KABI | VOLUMAT MC AGILIA | 2016-05-18 | 300
FRESENIUS KABI | VOLUMAT MC AGILIA | 2016-05-18 | 300
FRESENIUS KABI | VOLUMAT MC AGILIA | 2016-05-18 | 300
FRESENIUS KABI | VOLUMAT MC AGILIA | 2016-05-18 | 300
FRESENIUS KABI | VOLUMAT MC AGILIA | 2016-05-18 | 300
FRESENIUS KABI | VOLUMAT MC AGILIA | 2016-05-18 | 300
FRESENIUS KABI | VOLUMAT MC AGILIA | 2016-05-18 | 300
FRESENIUS KABI | VOLUMAT MC AGILIA | 2016-05-18 | 300
FRESENIUS KABI | VOLUMAT MC AGILIA | 2016-05-18 | 300
FRESENIUS KABI | VOLUMAT MC AGILIA | 2016-05-18 | 300
FRESENIUS KABI | VOLUMAT MC AGILIA | 2016-05-18 | 300
FRESENIUS KABI | VOLUMAT MC AGILIA | 2016-05-18 | 300
FRESENIUS KABI | VOLUMAT MC AGILIA | 2016-05-18 | 300
FRESENIUS KABI | VOLUMAT MC AGILIA | 2016-05-18 | 300
FRESENIUS KABI | VOLUMAT MC AGILIA | 2016-05-18 | 300
FRESENIUS KABI | VOLUMAT MC AGILIA | 2016-05-18 | 300
FRESENIUS KABI | VOLUMAT MC AGILIA | 2016-05-18 | 300
FRESENIUS KABI | VOLUMAT MC AGILIA | 2016-05-18 | 300
FRESENIUS KABI | VOLUMAT MC AGILIA | 2016-05-18 | 300
FRESENIUS KABI | VOLUMAT MC AGILIA | 2016-05-18 | 300
FRESENIUS KABI | VOLUMAT MC AGILIA | 2016-05-18 | 300
FRESENIUS KABI | VOLUMAT MC AGILIA | 2016-05-18 | 300
PENLON | HIGH SUCTION | 2015-06-25 | 80
ABBOTT LABS | FREESTYLE PRECISION PRO | 2015-06-16 | 1000
LAERDAL | LSU-2 | 2014-11-28 | 680
DYSON | AM05 | 2014-07-30 | 360
DYSON | AM05 | 2014-07-30 | 360
DYSON | AM05 | 2014-07-30 | 360
DYSON | AM05 | 2014-07-30 | 360
DYSON | AM05 | 2014-07-30 | 360
DYSON | AM05 | 2014-07-30 | 360
DYSON | AM05 | 2014-07-30 | 360
DYSON | AM05 | 2014-07-30 | 360
DYSON | AM05 | 2014-07-30 | 360
WELCH ALLYN | 53N00 (VSM 300) | 2014-02-03 | 2500
SHIRE | AREA ALARM | 2011-02-01 | 350
SECA | 877 | 2009-08-14 | 316.25
PHYSIO CONTROL | LIFEPAK 1000 | 2009-04-23 | 2145
WELCH ALLYN | SPOT LXI | 2008-05-12 | 2000
PAXMAN LTD | PLEASE ENTER MODEL! (568) | 2006-02-15 | 3000
PAXMAN LTD | PSCI | 2006-02-15 | 3000
WELCH ALLYN | LIFESIGN(NBP/SPO2/T) | 2001-03-12 | 2000
NA | MEMO/GENERAL SUNDRIES | 1994-10-01 | 0
BRAUN | PRO 6000 | 2022-01-31 | 149
BRAUN | PRO 6000 | 2021-11-15 | 149
WELCH ALLYN | PRO 6000 CONNEX | 2021-09-10 | 179
BRAUN | PRO 6000 | 2021-09-07 | 149
WELCH ALLYN | PRO 6000 CONNEX | 2021-09-06 | 179
BRISTOL MAID (HOSP.M.CRAFT) | EC1310 | 2021-08-06 | 1000
BRISTOL MAID (HOSP.M.CRAFT) | EC1310 | 2021-08-03 | 1000
BRISTOL MAID (HOSP.M.CRAFT) | EC1310 | 2021-07-29 | 1000
BRISTOL MAID (HOSP.M.CRAFT) | EC1310 | 2021-07-29 | 1000
BRISTOL MAID (HOSP.M.CRAFT) | EC1310 | 2021-07-29 | 1000
WELCH ALLYN | PRO 6000 CONNEX | 2021-05-11 | 179
SECA | 959 | 2021-05-10 | 760
WELCH ALLYN | 71WE CONNEX | 2021-04-14 | 1500
WELCH ALLYN | 71WE CONNEX | 2021-04-14 | 1500
WELCH ALLYN | 71WE CONNEX | 2021-04-14 | 1500
WELCH ALLYN | PRO 6000 CONNEX | 2021-04-14 | 179
WELCH ALLYN | PRO 6000 CONNEX | 2021-04-14 | 179
WELCH ALLYN | PRO 6000 CONNEX | 2021-04-14 | 179
BRISTOL MAID (HOSP.M.CRAFT) | EC4305 | 2021-03-24 | 1584
BRISTOL MAID (HOSP.M.CRAFT) | EC4305 | 2021-03-24 | 1584
BRISTOL MAID (HOSP.M.CRAFT) | EC4305 | 2021-03-24 | 1584
BRISTOL MAID (HOSP.M.CRAFT) | EC1310 | 2021-03-24 | 1000
BRISTOL MAID (HOSP.M.CRAFT) | EC1310 | 2021-03-24 | 1000
BRISTOL MAID (HOSP.M.CRAFT) | EC1310 | 2021-03-24 | 1000
BRISTOL MAID (HOSP.M.CRAFT) | EC1310 | 2021-03-24 | 1000
BRISTOL MAID (HOSP.M.CRAFT) | EC1310 | 2021-03-24 | 1000
WELCH ALLYN | GS777 | 2021-02-22 | 500
WELCH ALLYN | GS777 | 2021-02-22 | 500
WELCH ALLYN | GS777 | 2021-02-22 | 500
WELCH ALLYN | GS777 | 2021-02-22 | 500
WELCH ALLYN | GS777 | 2021-02-22 | 500
WELCH ALLYN | GS777 | 2021-02-22 | 500
WELCH ALLYN | GS777 | 2021-02-22 | 500
BRISTOL MAID (HOSP.M.CRAFT) | EC5305/VCB | 2021-02-12 | 1585
BRISTOL MAID (HOSP.M.CRAFT) | EC5305/VCB | 2021-02-12 | 1585
WELCH ALLYN | 71WE CONNEX | 2020-12-24 | 1500
WELCH ALLYN | 71WE CONNEX | 2020-12-24 | 1500
BRISTOL MAID (HOSP.M.CRAFT) | EC1310 | 2020-12-18 | 1000
BRISTOL MAID (HOSP.M.CRAFT) | EC1310 | 2020-12-18 | 1000
BRISTOL MAID (HOSP.M.CRAFT) | EC1310 | 2020-12-18 | 1000
BRISTOL MAID (HOSP.M.CRAFT) | EC1310 | 2020-12-18 | 1000
BRISTOL MAID (HOSP.M.CRAFT) | EC1310 | 2020-12-18 | 1000
BRISTOL MAID (HOSP.M.CRAFT) | EC1310 | 2020-12-18 | 1000
BRISTOL MAID (HOSP.M.CRAFT) | EC1310 | 2020-12-18 | 1000
MARSDEN | M-110 | 2020-10-20 | 360
MARSDEN | M-110 | 2020-10-20 | 360
BARD LTD | SHERLOCK 3CGTCS | 2020-09-02 | 600
WELCH ALLYN | 71WE CONNEX | 2020-07-22 | 1081.2
WELCH ALLYN | 71WE CONNEX | 2020-07-22 | 1081.2
DAYS HEALTHCARE | DAYS HEALTHCARE | 2020-07-16 | 565
THERAPY EQUIPMENT | DIAMOND RANGE HIGH | 2020-07-07 | 123.5
ETAC AB | ETAC TURNER | 2020-06-08 | 320
BRISTOL MAID (HOSP.M.CRAFT) | EC030 | 2020-03-09 | 1150
ABBOTT LABS | FREESTYLE PRECISION PRO | 2020-02-21 | 1000
BRISTOL MAID (HOSP.M.CRAFT) | EC5305 | 2020-02-17 | 1142
BRISTOL MAID (HOSP.M.CRAFT) | EC5305 | 2020-02-17 | 1142
BRISTOL MAID (HOSP.M.CRAFT) | EC5305 | 2020-02-17 | 1142
BRISTOL MAID (HOSP.M.CRAFT) | EC5305 | 2020-02-17 | 1142
BRISTOL MAID (HOSP.M.CRAFT) | EC5305 | 2020-02-17 | 1142
BRISTOL MAID (HOSP.M.CRAFT) | EC5305 | 2020-02-17 | 1142
THERAPY EQUIPMENT | DIAMOND RANGE HIGH | 2020-01-20 | 80
MARSDEN | M-200 | 2019-10-29 | 500
THERAPY EQUIPMENT | DIAMOND RANGE HIGH | 2019-10-25 | 123.5
THERAPY EQUIPMENT | DIAMOND RANGE HIGH | 2019-10-25 | 123.5
THERAPY EQUIPMENT | DIAMOND RANGE HIGH | 2019-10-25 | 123.5
THERAPY EQUIPMENT | DIAMOND RANGE HIGH | 2019-10-10 | 123.5
THERAPY EQUIPMENT | DIAMOND RANGE HIGH | 2019-10-01 | 123.5
THERAPY EQUIPMENT | DIAMOND RANGE HIGH | 2019-10-01 | 123.5
THERAPY EQUIPMENT | DIAMOND RANGE HIGH | 2019-09-26 | 123.5
THERAPY EQUIPMENT | DIAMOND RANGE HIGH | 2019-09-26 | 123.5
THERAPY EQUIPMENT | DIAMOND RANGE HIGH | 2019-09-26 | 123.5
THERAPY EQUIPMENT | DIAMOND RANGE HIGH | 2019-09-06 | 123.5
THERAPY EQUIPMENT | DIAMOND RANGE HIGH | 2019-09-06 | 123.5
THERAPY EQUIPMENT | DIAMOND RANGE HIGH | 2019-09-06 | 123.5
THERAPY EQUIPMENT | DIAMOND RANGE HIGH | 2019-08-19 | 123.5
THERAPY EQUIPMENT | DIAMOND RANGE HIGH | 2019-06-10 | 90
GE LIMITED | MAC2000 | 2019-05-13 | 4035
BEAUMOND | 70142 | 2019-01-22 | 2700
MARSDEN | M-210 | 2018-12-03 | 702
THERAPY EQUIPMENT | DIAMOND RANGE HIGH | 2018-07-18 | 80
THERAPY EQUIPMENT | DIAMOND RANGE HIGH | 2018-07-18 | 80
SECA | 799 | 2017-11-20 | 250
BARD LTD | SITE RITE 8 | 2016-10-24 | 12000
WELCH ALLYN | 77754-L | 2016-05-16 | 594
TERAOKA | DS-502 | 2016-03-27 | 189
ABBOTT LABS | FREESTYLE PRECISION PRO | 2015-06-16 | 1000
ABBOTT LABS | FREESTYLE PRECISION PRO | 2015-06-16 | 1000
SECA | 799 | 2015-03-09 | 250
BARD LTD | SHERLOCK 3CGTCS | 2014-10-24 | 600
BRISTOL MAID (HOSP.M.CRAFT) | CC/VH/E2 | 2014-09-05 | 850
BRISTOL MAID (HOSP.M.CRAFT) | CC/VH/E2 | 2014-09-05 | 850
BRISTOL MAID (HOSP.M.CRAFT) | CC/VH/E2 | 2014-09-05 | 850
WELCH ALLYN | 767 DIAGNOSTIC SYSTEM | 2014-05-13 | 550
WELCH ALLYN | 767 DIAGNOSTIC SYSTEM | 2014-03-28 | 550
THERAPY EQUIPMENT | DIAMOND RANGE HIGH | 2014-03-20 | 80
THERAPY EQUIPMENT | DIAMOND RANGE HIGH | 2014-03-20 | 80
THERAPY EQUIPMENT | DIAMOND RANGE HIGH | 2014-03-20 | 80
THERAPY EQUIPMENT | DIAMOND RANGE HIGH | 2014-03-20 | 80
THERAPY EQUIPMENT | DIAMOND RANGE HIGH | 2014-03-20 | 80
THERAPY EQUIPMENT | DIAMOND RANGE HIGH | 2014-03-20 | 80
PROMOTAL | 3181 | 2012-08-21 | 2000
SHIRE | AREA ALARM | 2011-02-01 | 350
EAST HEALTH | HIGH-SUCTION | 2010-11-08 | 200
WELCH ALLYN | 767 DIAGNOSTIC SYSTEM | 2010-08-13 | 500
WELCH ALLYN | 767 DIAGNOSTIC SYSTEM | 2010-08-13 | 500
WELCH ALLYN | 767 DIAGNOSTIC SYSTEM | 2010-08-13 | 500
WELCH ALLYN | 767 DIAGNOSTIC SYSTEM | 2010-08-13 | 500
WELCH ALLYN | 767 DIAGNOSTIC SYSTEM | 2010-08-13 | 500
WELCH ALLYN | 767 DIAGNOSTIC SYSTEM | 2010-08-13 | 500
WELCH ALLYN | 767 DIAGNOSTIC SYSTEM | 2010-08-13 | 500
WELCH ALLYN | 767 DIAGNOSTIC SYSTEM | 2010-08-13 | 500
WELCH ALLYN | 767 DIAGNOSTIC SYSTEM | 2010-08-13 | 500
WELCH ALLYN | 767 DIAGNOSTIC SYSTEM | 2010-08-13 | 500
SPEIDEL & KE | MAXI STABIL 3 | 2008-10-13 | 212.68
SPEIDEL & KE | MAXI STABIL 3 | 2008-10-13 | 212.68
SPEIDEL & KE | MAXI STABIL 3 | 2008-10-13 | 212.68
SPEIDEL & KE | MAXI STABIL 3 | 2008-10-13 | 212.68
SECA | 761 | 2008-05-29 | 65
HEINE | EN100 | 2008-05-13 | 182
HEINE | EN100 | 2008-05-13 | 182
MEMO-INTERN | PMG-BOC/E/OPD | 2006-03-23 | 0
PENLON | SC760 | 2004-06-30 | 47
PENLON | SC760 | 2004-06-30 | 47
PENLON | SC760 | 2004-06-30 | 47
PENLON | SC760 | 2004-06-30 | 47
PENLON | SC760 | 2004-06-30 | 47
PENLON | SC760 | 2004-06-30 | 47
SECA | 701 | 2003-04-14 | 350
BRAUN | THERMOSCAN PR01 | 2002-07-29 | 30
WELCH ALLYN | 74716 | 2001-08-22 | 200
WELCH ALLYN | 20000 | 2001-08-22 | 150
WELCH ALLYN | 11720 | 2001-08-22 | 100
WELCH ALLYN | 74716 | 2001-08-22 | 200
WELCH ALLYN | 20000 | 2001-08-22 | 150
WELCH ALLYN | 11720 | 2001-08-22 | 100
HNE | 3222 | 1999-11-12 | 560
HNE | 3222 | 1999-11-12 | 560
HNE | 3222 | 1999-11-12 | 560
HNE | 3222 | 1999-11-12 | 560
SECA | OPTIMA 760 | 1999-06-25 | 73
SONY | CFDV34L | 1998-11-27 | 100
SONY | CFDV34L | 1998-11-27 | 100
KEELER | STANDARD(AURI/OTO) | 1997-10-06 | 1000
J.P.M.PRODUC | PLEASE ENTER MODEL! (371) | 1996-12-05 | 1000
J.P.M.PRODUC | PLEASE ENTER MODEL! (371) | 1996-12-05 | 1000
DATEX-OHMEDA | PLEASE ENTER MODEL! (430) | 1994-07-01 | 1000
DATEX-OHMEDA | PLEASE ENTER MODEL! (430) | 1994-07-01 | 1000
DATEX-OHMEDA | PLEASE ENTER MODEL! (430) | 1994-07-01 | 1000
DATEX-OHMEDA | PLEASE ENTER MODEL! (430) | 1994-07-01 | 1000
NA | MEMO/GENERAL SUNDRIES | 1994-06-01 | 0
SYSMEX | XN-450 | 2021-12-24 | 5000
BRISTOL MAID (HOSP.M.CRAFT) | EC1310 | 2021-07-29 | 1000
BRISTOL MAID (HOSP.M.CRAFT) | EC1310 | 2021-07-29 | 1000
MARSDEN | M-652 | 2021-07-21 | 1105
GE LIMITED | MAC2000 | 2021-06-09 | 5156
GE LIMITED | MAC2000 | 2021-06-09 | 5156
SHIRE | AREA ALARM | 2021-05-24 | 550
SHIRE | AREA ALARM | 2021-05-13 | 550
PHYSIO CONTROL | LIFEPAK 1000 | 2015-01-14 | 2200
WELCH ALLYN | 75CE CONNEX | 2021-07-05 | 1382.4
THERMO SCIENTIFIC | MINI 900 | 2021-06-18 | 1000
FRESENIUS KABI | AGILIA VP MC WIFI GB | 2021-01-08 | 300
FRESENIUS KABI | AGILIA VP MC WIFI GB | 2021-01-08 | 300
FRESENIUS KABI | VOLUMAT MC AGILIA | 2019-07-25 | 300
CAPINTEC | CRC-55TR | 2017-12-11 | 9196.75
CAPINTEC | CRC-55TR | 2017-12-11 | 5000
LAERDAL | LSU-2 | 2017-11-03 | 680
BOSCH | TA53202GB | 2016-10-13 | 60
FRESENIUS KABI | VOLUMAT MC AGILIA | 2016-05-18 | 300
BIOQUELL | MONAIR 1750 | 2015-06-26 | 3000
FLUKE | 451D-DE-S1-RYR | 2013-09-11 | 2786.02
B.O.C. | L202 850543 | 2001-11-01 | 171
NA | MEMO/GENERAL SUNDRIES | 2001-01-01 | 0
CAPINTEC | CRC-15R | 1994-01-12 | 5000
MARSDEN | M-420 | 2021-05-24 | 250
MEDRAD | STELLANT D | 2020-10-07 | 18000
WACOM LTD | CINTIQ 22HD - DTK - 2200 | 2017-05-11 | 1500
WACOM LTD | CINTIQ 22HD - DTK - 2200 | 2017-05-11 | 1500
PHILIPS LTD | BRILLIANCE BIG BORE | 2017-03-28 | 473990.39
LIKO | LIKOGUARD L | 2017-03-15 | 4500
KODAK | C613 | 2008-10-14 | 46.8
SAMHALL | 197320 | 2001-05-01 | 150
ARJO HUNTLEIGH | SARA STEDY | 2022-06-20 | 1500
CELSIUS MEDICAL | CALIMA | 2022-03-14 | 1500
BRAUN | PRO 6000 | 2022-01-14 | 149
BRAUN | PRO 6000 | 2021-12-08 | 149
COVIDIEN UK | SCD 700 | 2021-07-06 | 0
COVIDIEN UK | SCD 700 | 2021-07-06 | 0
DRAEGER | VAPOR 3000 SEVO | 2021-06-17 | 2588.15
DRAEGER | PERSEUS A500 | 2021-04-27 | 26000
PHILIPS LTD | INTELLIVUE X3 | 2021-01-20 | 2941.62
PHILIPS LTD | INTELLIVUE DOCK | 2021-01-20 | 349
WELCH ALLYN | 71WE CONNEX | 2020-12-08 | 1081.2
DRAEGER | D-VAPOR 3000 | 2020-11-10 | 1357.41
THERAPY EQUIPMENT | DIAMOND RANGE HIGH | 2020-09-08 | 67.5
LAERDAL | LSU-2 | 2020-05-29 | 680
CIVCO | 620-117 | 2020-02-17 | 5000
CIVCO | 620-117 | 2020-02-17 | 5000
CIVCO | 620-117 | 2020-02-17 | 5000
DATEX-OHMEDA | ISOTEC-5 | 2020-02-14 | 2000
THERAPY EQUIPMENT | DIAMOND RANGE HIGH | 2020-02-11 | 123.5
CANON | G9X | 2020-02-10 | 330
CIVCO | 610-974 | 2020-02-10 | 20935
MEC CO. LTD | EXTENSION HOSE O2 | 2019-02-08 | 97
PRECISION | CPX-A | 2018-12-04 | 350
BK MEDICAL | BK3000 | 2018-09-14 | 66000
BK MEDICAL | 9040 6C2 | 2018-09-14 | 7000
BK MEDICAL | 9070 18L5 | 2018-09-14 | 7000
BK MEDICAL | 9048S E14CL4B | 2018-09-14 | 10000
THERAPY EQUIPMENT | DIAMOND RANGE HIGH | 2018-03-27 | 310
CELSIUS MEDICAL | CALIMA | 2017-06-02 | 1700
SAFETY MEDIC | MOB4T-LL | 2016-09-20 | 298
FRESENIUS KABI | INJECTOMAT MC AGILIA | 2016-07-11 | 300
PHILIPS LTD | M1019A-G5 | 2015-11-20 | 10113
THERAPY EQUIPMENT | 7763 | 2014-11-04 | 310
GE LIMITED | CARESCAPE B450 | 2013-12-23 | 9871.77
GE LIMITED | E-MINIC-00 | 2013-12-23 | 1000
DATEX-OHMEDA | AESTIVA INDUCTION | 2013-04-08 | 7366.79
QED SCIENTIFIC | FW-50 | 2013-03-26 | 2000
GE LIMITED | E-PSMPW | 2013-02-01 | 900
GE LIMITED | E-PSMPW | 2013-02-01 | 900
GE LIMITED | E-PSMPW | 2013-02-01 | 900
GE LIMITED | B30 | 2013-01-31 | 6608
EAST HEALTH | HIGH-SUCTION | 2011-07-07 | 65
GE LIMITED | E-CAIO | 2011-07-05 | 7356
GE LIMITED | B650 TOUCH | 2011-07-05 | 7000
GE LIMITED | E-PSMP-00 | 2011-06-23 | 2000
GE LIMITED | F-FMW-01 | 2011-06-23 | 9938.86
FUJIFILM SONOSITE | NANOMAXX P11111-30 | 2011-01-19 | 16000
GE LIMITED | N-FC-00 | 2009-10-08 | 2000
GE LIMITED | E-PSMP-00 | 2009-10-08 | 2000
PORTSMOUTH S | QA2 | 2007-05-17 | 2000
ANETIC AID | QA4 | 2007-04-03 | 3500
DIME LIMITED | #3002 | 2006-05-18 | 5827.49
CAREFUSION | ALARIS PK | 2005-06-02 | 3000
PORTSMOUTH S | QA2 | 2004-02-10 | 2000
PORTSMOUTH S | QA2 | 2004-02-10 | 2000
DATEX-OHMEDA | 15 | 2001-07-27 | 77.43
PENLON | IDP | 2001-04-19 | 794
NA | MEMO/GENERAL SUNDRIES | 2001-01-01 | 0
EAST HEALTH | HIGH-SUCTION | 1999-11-11 | 200
PENLON | NUFFIELD 200 | 1998-12-23 | 2500
MEMO-INTERN | PMG-BOC/BRACHY | 1998-07-24 | 0
SHIRE | AREA ALARM | 1997-09-04 | 350
VIAMED | MICROSTIM | 1993-10-27 | 1000
PHYSIO CONTROL | LIFEPAK 1000 | 2017-10-31 | 1389
PHYSIO CONTROL | LIFEPAK 1000 | 2017-07-12 | 1388.96
KLARITY | KPS-1240 | 2015-10-06 | 3720
ABBOTT LABS | FREESTYLE PRECISION PRO | 2015-06-16 | 1000
WELCH ALLYN | SPOT 420(NBP/SPO2) | 2014-02-05 | 2000
ELEKTA | LEKSELL GAMMA KNIFE | 2013-10-01 | 3300000
SHIRE | SAX-6 | 2013-09-25 | 400
SEARS ROEBUC | TORQUE LEADER MINOR | 2001-10-09 | 50
SEARS ROEBUC | TORQUE LEADER MINOR | 2001-10-09 | 50
MEMO-INTERN | PMG-BOC/SCANNER | 2001-10-05 | 0
DATEX-OHMEDA | PLEASE ENTER MODEL! (430) | 1997-02-04 | 1000
NIKON | SUPERCOOLSCAN 4000ED | 2003-11-07 | 1240
UNICOL | VS1000 | 1983-01-01 | 166.95
NEC DISPLAY | M260XSG | 2013-05-15 | 583.8
VIDEO SEVER | L17PS | 2010-11-29 | 200
VIDEO SEVER | L17PS | 2010-11-29 | 200
SUN NUCLEAR | GTM21089-1818-93 | 2006-10-30 | 20
SUN NUCLEAR | 1136700 | 2006-10-27 | 4000
SUN NUCLEAR | 1136700 | 2006-10-27 | 4000
MEMO-INTERN | PMG-BHOC/2/BUNKER G | 2014-03-09 | 0
SHIRE | SA-6 | 2014-03-09 | 350
CASIO | FX-9750G | 2001-03-29 | 170
CASIO | FX-9750G | 2001-03-29 | 170
NA | MEMO/GENERAL SUNDRIES | 2000-02-24 | 0
CASIO | FX7700GH | 2000-01-18 | 195
CASIO | FX7700GH | 2000-01-18 | 195
NA | MEMO/GENERAL SUNDRIES | 2001-01-01 | 0
NIPPON ELECT | LCD2070NX | 2008-04-22 | 460
NIPPON ELECT | LCD2070NX | 2008-04-22 | 460
MEDTEC LTD | MT-RH-1500-EX | 2006-05-23 | 1000
VARIAN | ACUITY | 2003-06-16 | 486283.15
MEMO-INTERN | MEMO-MI SUNDRIES | 2019-03-06 | 0
IBA DOSIMETRY | MISSING | 2019-02-06 | 98088
LAERDAL | LSU-2 | 2017-05-26 | 680
MEMO-INTERN | PHANTOM SPIRIT LEVEL | 2014-06-01 | 226.68
HP | 1022 LASERJET | 2013-11-27 | 200
SIEMENS LTD | SIREMOBIL COMPACT L | 2011-01-13 | 63594
SONY | UP-21MD | 2009-07-23 | 1750
SONY | UP-D897 | 2007-10-08 | 1000
BK MEDICAL | 8848 | 2007-10-08 | 10000
BK MEDICAL | 8811 | 2007-10-08 | 8000
BK MEDICAL | 8820E | 2007-10-08 | 8000
EAST HEALTH | HIGH-SUCTION | 2004-12-12 | 86
VARIAN | GAMMAMED PLUS | 2004-08-01 | 104033.32
SEARS ROEBUC | 24-8786 | 2001-10-09 | 0
CANNON SECUR | GALAXY 512 | 2000-11-27 | 5000
EAST HEALTH | HIGH-SUCTION | 2000-06-13 | 200
SONY | D191 | 2000-03-02 | 40
EAST HEALTH | HIGH-SUCTION | 1999-11-10 | 200
VACUUBRAND | ME4C/3.4 | 1997-06-04 | 200
HARSHAW-QS | 5500 | 1994-09-02 | 300000
RS | 480-709 | 1994-04-18 | 40
NA | PLEASE ENTER MODEL! (143) | 1994-03-01 | 10000
RS | POWER-BREAKER2 | 1992-01-01 | 250
RS | 574-080 | 1992-01-01 | 50
MINI INST | 5-10EB | 1980-04-01 | 250
MEMO-INTERN | PMG-BOC/B.FLOOR | 1970-01-01 | 0
MEMO-INTERN | PMG-BOC/E.FLOOR | 1970-01-01 | 0
MEMO-INTERN | PMG-BOC/F FLOOR | 1970-01-01 | 0
MEMO-INTERN | PMG-BOC/G.FLOOR | 1970-01-01 | 0
THERAPY EQUIPMENT | 5050 | 2022-05-17 | 140
HAAG STREIT | BQ900 | 2022-03-30 | 22000
HAAG STREIT | BQ900 | 2022-03-30 | 21230
HAAG STREIT | AT900 | 2022-03-30 | 1500
HAAG STREIT | AT900 | 2022-03-30 | 1500
HAAG STREIT | HSM 600 | 2022-03-29 | 2000
HAAG STREIT | HSM 600 | 2022-03-29 | 2000
HAAG STREIT | HSM 600 | 2022-03-29 | 21230
HAAG STREIT | HSM 600 | 2022-03-29 | 21230
HAAG STREIT | HSM 600 | 2022-03-29 | 21230
ICARE | TA031 | 2021-12-22 | 3795
ICARE | TA031 | 2021-12-22 | 3795
ICARE | TA031 | 2021-12-22 | 3795
ICARE | TA031 | 2021-12-22 | 4000
ICARE | TA031 | 2021-07-09 | 4000
RIGHT MFG CO LTD (RIGHTON) | RETINOMAX K+SCREEEN | 2021-05-13 | 0
ICARE | TA031 | 2021-05-10 | 4000
ABBOTT LABS | FREESTYLE PRECISION PRO | 2015-06-16 | 1000
SUSSEX VISION | 392-B37 | 2014-06-25 | 250
SECA | 336 | 2014-03-24 | 200
WELCH ALLYN | 53NTO (VSM 300) | 2012-09-04 | 965
ESSILOR LTD | CLE60 | 2012-04-10 | 1950
ZEISS | IOLMASTER 500 | 2012-03-30 | 26736
TOPCON | CL-200 | 2011-06-16 | 4500
TOPCON | KR-8900 | 2011-06-16 | 9341.25
HAAG STREIT | BM900 | 2011-02-09 | 12670.41
ZEISS | IOLMASTER 500 | 2010-09-10 | 22650
TOMEY | AL-100 | 2007-07-16 | 3195
TOMEY | AL-100 | 2007-07-16 | 3195
EAST HEALTH | HIGH-SUCTION | 2007-04-24 | 200
EAST HEALTH | HIGH-SUCTION | 2007-04-24 | 200
EAST HEALTH | HIGH-SUCTION | 2007-04-24 | 200
EAST HEALTH | HIGH-SUCTION | 2005-11-01 | 200
EAST HEALTH | HIGH-SUCTION | 2005-05-05 | 200
GATEHOUSE | 4 SIDED TT-MANUAL ID | 2002-12-31 | 450
WELCH ALLYN | SPOT 420(NBP/SPO2) | 2002-11-12 | 2000
EAST HEALTH | HIGH-SUCTION | 2002-08-02 | 200
EAST HEALTH | HIGH-SUCTION | 2002-08-01 | 200
HAAG STREIT | T900 | 2001-11-09 | 840
NA | MEMO/GENERAL SUNDRIES | 2001-01-01 | 0
MENTOR O & O | TONO-PEN-XL | 2000-03-23 | 2000
SHIRE | SA-6 | 1997-09-04 | 350
MENTOR O & O | TONO-PEN-XL | 1996-12-17 | 1750
HAMBLIN | TEST | 1995-01-01 | 450
MEMO-INTERN | PMG-BEH/VICTORIA | 1986-01-01 | 0
HAAG STREIT | 900 | 1972-04-05 | 3611.67
HAAG STREIT | 900 | 1972-01-01 | 3611.67
EAST HEALTH | TWO-STAGE | 2022-06-23 | 340
ALTOMED | Q-RINSE SYSTEM | 2022-02-02 | 1600
ALTOMED | Q-RINSE SYSTEM | 2022-02-02 | 1600
ALTOMED | Q-RINSE SYSTEM | 2022-02-02 | 1600
ALTOMED | Q-RINSE SYSTEM | 2022-02-02 | 1600
MORIA | GO ACP | 2021-11-09 | 8110
KARL STORZ | 8403ZX | 2021-07-12 | 7755
DRAEGER | VAPOR 3000 SEVO | 2021-06-15 | 2588.15
DRAEGER | VAPOR 3000 SEVO | 2021-06-15 | 2588.15
DRAEGER | VAPOR 3000 SEVO | 2021-06-15 | 2588.15
DRAEGER | VAPOR 3000 SEVO | 2021-06-15 | 2588.15
DRAEGER | VAPOR 3000 SEVO | 2021-06-15 | 2588.15
MEDLINE | MEDICLIP DYND708400K | 2019-04-09 | 50
MEDLINE | MEDICLIP DYND708400K | 2019-04-09 | 50
LAB-MED LTD | TYPE 506P | 2019-03-18 | 8280
LAB-MED LTD | TYPE 506P | 2019-03-18 | 8280
LAB-MED LTD | TYPE 506P | 2019-03-18 | 8280
LAB-MED LTD | TYPE 506P | 2019-03-14 | 8280
LAB-MED LTD | TYPE 506P | 2019-03-14 | 8280
LAB-MED LTD | TYPE 506P | 2019-03-14 | 8280
LAB-MED LTD | TYPE 506P | 2019-03-14 | 8280
LAB-MED LTD | TYPE 506P | 2019-03-14 | 8280
LAB-MED LTD | TYPE 506P | 2019-03-14 | 8280
LAB-MED LTD | TYPE 506P | 2019-03-14 | 8280
LAB-MED LTD | TYPE 506P | 2019-03-14 | 8280
LAB-MED LTD | TYPE 506P | 2019-03-14 | 8280
MEC CO. LTD | TWO STAGE | 2019-02-02 | 200
EAST HEALTH | TWO-STAGE | 2018-12-31 | 212.5
THERAPY EQUIPMENT | MEDI REG | 2018-12-13 | 60
SAFETY MEDIC | MOB8T | 2018-09-14 | 504
EAST HEALTH | TWO-STAGE | 2018-07-16 | 223
CAREFUSION | PALMSCAN P2000 | 2018-05-01 | 4800
CAREFUSION | ALARIS PK PLUS MK4 | 2017-10-02 | 2595
AMBU LTD | AVIEW | 2017-08-16 | 900
DATEX-OHMEDA | TEC7 SEVO | 2017-06-07 | 2000
CAREFUSION | ALARIS PK PLUS MK4 | 2017-04-03 | 2595
CELSIUS MEDICAL | CALIMA | 2017-03-31 | 1700
CELSIUS MEDICAL | CALIMA | 2017-03-31 | 1700
CELSIUS MEDICAL | CALIMA | 2017-03-31 | 1700
CELSIUS MEDICAL | CALIMA | 2017-03-31 | 1700
MEC CO. LTD | TWO STAGE | 2017-02-10 | 112.12
CELSIUS MEDICAL | CALIMA | 2017-01-20 | 1700
FRESENIUS KABI | VOLUMAT MC AGILIA | 2016-10-27 | 300
FRESENIUS KABI | INJECTOMAT MC AGILIA | 2016-09-22 | 300
FRESENIUS KABI | VOLUMAT MC AGILIA | 2016-09-22 | 300
FRESENIUS KABI | VOLUMAT MC AGILIA | 2016-09-22 | 300
DATEX-OHMEDA | TEC7 SEVO | 2016-07-19 | 2000
EAST HEALTH | TWO STAGE | 2016-06-16 | 112
PHILIPS LTD | MX450 | 2016-04-21 | 7231.38
PHILIPS LTD | M1019A-G5 | 2016-04-21 | 7231.38
PHILIPS LTD | M3002A-X2 | 2016-04-21 | 1000
PHILIPS LTD | FMS-4 | 2016-04-20 | 1000
PHILIPS LTD | MX700 | 2016-04-19 | 5448.92
PHILIPS LTD | M3002A-X2 | 2016-04-19 | 5448.92
PHYSIO CONTROL | LIFEPAK 20E | 2015-11-10 | 4741.2
ALCON | 215-0000-501 | 2015-09-08 | 80000
ALCON | 215-0000-501 | 2015-09-08 | 80000
ALCON | 215-1016-502 | 2015-09-08 | 2000
ALCON | 215-1016-502 | 2015-09-08 | 2000
ABBOTT LABS | FREESTYLE PRECISION PRO | 2015-06-16 | 1000
PHILIPS LTD | MX700 | 2015-04-21 | 15554.76
PHILIPS LTD | MX700 | 2015-04-21 | 15554.78
PHILIPS LTD | MX700 | 2015-04-21 | 15554.76
MEDICAPTURE | MEDICAP USB300HD | 2015-04-21 | 4950
MEDICAPTURE | MEDICAP USB300HD | 2015-04-21 | 4950
MEDICAPTURE | MEDICAP USB300HD | 2015-04-21 | 4950
PHILIPS LTD | MX450 | 2015-04-20 | 15554.76
PHILIPS LTD | MX450 | 2015-04-20 | 15554.76
PHILIPS LTD | MX450 | 2015-04-20 | 15554.76
PHILIPS LTD | MX400 | 2015-04-20 | 5200
PHILIPS LTD | M3001A | 2015-04-17 | 3500
PHILIPS LTD | M3002A-X2 | 2015-04-17 | 2500
PHILIPS LTD | M3002A-X2 | 2015-04-17 | 2500
PHILIPS LTD | M3002A-X2 | 2015-04-17 | 2500
PHILIPS LTD | M3002A-X2 | 2015-04-17 | 2500
PHILIPS LTD | M3002A-X2 | 2015-04-17 | 2500
PHILIPS LTD | M3002A-X2 | 2015-04-17 | 2500
PHILIPS LTD | M1019A-G5 | 2015-04-17 | 5613
PHILIPS LTD | M1019A-G5 | 2015-04-17 | 5613
PHILIPS LTD | M1019A-G5 | 2015-04-17 | 5613
PHILIPS LTD | FMS-4 | 2015-04-15 | 1000
PHILIPS LTD | FMS-4 | 2015-04-15 | 1000
PHILIPS LTD | FMS-4 | 2015-04-15 | 1000
DATEX-OHMEDA | AESTIVA INDUCTION | 2015-04-14 | 11928.78
LAB-MED LTD | TYPE 506P | 2014-12-11 | 8280
C.MOR | 196614 | 2014-07-04 | 13000
C.MOR | 196614 | 2014-06-27 | 8000
KEELER | CRYOMATIC MKII | 2014-06-20 | 9984
KEELER | CRYOMATIC MKII | 2014-05-27 | 34362
BARCO LTD | MD-4221 | 2014-04-29 | 4375
BARCO LTD | MD-4221 | 2014-04-29 | 4375
BARCO LTD | MD-4221 | 2014-04-29 | 4375
BARCO LTD | MD-4221 | 2014-04-29 | 4375
DATEX-OHMEDA | TEC7 SEVO | 2014-01-09 | 2000
LEICA | J0464 | 2013-05-10 | 1000
KARL STORZ | D BLADE | 2013-05-02 | 5000
KARL STORZ | 8402ZX | 2013-05-01 | 10200
VR MAGIC | EYESI | 2013-04-16 | 149000
MOLLER-WEDEL | CU3-21 | 2013-02-11 | 66847.47
MOLLER-WEDEL | HL150RC | 2013-02-11 | 3000
MOLLER-WEDEL | CU3-21 | 2013-02-11 | 66847.47
MOLLER-WEDEL | HL150RC | 2013-02-11 | 3000
DATEX-OHMEDA | AESTIVA INDUCTION | 2012-10-01 | 9460.36
LAERDAL | LSU-2 | 2012-06-27 | 680
LUXO | LFM101 | 2012-06-13 | 178
MICROMEDICAL | PALMSCAN AP2000 | 2012-05-21 | 4800
HONAN | HONAN BALLOON | 2012-04-13 | 300
ALCON | CONSTELLATION | 2012-04-02 | 50000
ALCON | CONSTELLATION | 2012-04-02 | 50000
ALCON | CONSTELLATION | 2012-04-02 | 50000
DATEX-OHMEDA | OHIO | 2012-03-30 | 200
DATEX-OHMEDA | AESTIVA INDUCTION | 2012-03-12 | 15093.02
DATEX-OHMEDA | TEC7 ISO | 2012-03-12 | 1936
HUNTLEIGH | D900 | 2011-10-10 | 280
TOFFELN | SHL310 | 2011-07-01 | 995
WALLAC | 900603 | 2010-11-10 | 1310
WALLAC | 900603 | 2010-11-10 | 1310
WALLAC | 900603 | 2010-09-14 | 1000
WALLAC | 900603 | 2010-09-14 | 1000
HEINE | HK6000 | 2010-07-21 | 700
MEDICAPTURE | MEDICAP USB200 | 2010-06-16 | 3500
WALLAC | 900603 | 2010-05-21 | 1310
EAST HEALTH | HIGH-SUCTION | 2010-04-21 | 200
STRYKER | CORE POWERED DRIVER | 2010-04-12 | 10771
J.MORITA MFG | EVOLUTION CONTROL UN | 2009-11-27 | 5000
ORGANON LTD | TOF WATCH | 2009-11-16 | 600
MOLLER-WEDEL | HI-R 900 | 2009-03-09 | 50000
CARLETON OPT | RF08 | 2008-06-23 | 500
BRUMABA | FOCUS | 2008-05-14 | 15376.68
BRUMABA | FOCUS | 2008-05-14 | 15376.68
BRUMABA | IV | 2008-05-14 | 200
ESCHMANN | TDB60 | 2007-12-21 | 1600
ESCHMANN | TDB60 | 2007-12-21 | 1600
ESCHMANN | TDB60 | 2007-12-21 | 1600
WALLAC | 900603 | 2007-11-06 | 1310
GE LIMITED | E-CAIO | 2007-08-01 | 10000
KEELER | ALL PUPIL II WIRELES | 2007-04-11 | 2200
KEELER | ALL PUPIL II WIRELES | 2007-04-11 | 2200
KEELER | ALL PUPIL II WIRELES | 2007-04-11 | 2200
CLARITY LTD | RETCAM II | 2007-01-12 | 129985
EAST HEALTH | HIGH-SUCTION | 2006-10-26 | 200
EAST HEALTH | HIGH-SUCTION | 2006-10-26 | 200
EAST HEALTH | HIGH-SUCTION | 2006-10-26 | 200
IRIS VISUAL | IQ810 | 2006-01-27 | 41590
CAREFUSION | ALARIS PK | 2005-06-07 | 3000
CAREFUSION | ALARIS PK | 2005-06-02 | 3000
WELCH ALLYN | SOLARC | 2005-01-26 | 2900
DATEX-OHMEDA | TEC7 SEVO | 2004-11-23 | 2000
DATEX-OHMEDA | TEC7 ISO | 2004-11-23 | 1936
BAXTER HEALTHCARE | FIBRINOTHERM | 2004-06-08 | 250
DATEX-OHMEDA | TEC7 ISO | 2004-04-23 | 1936
SONY | DSR-11 | 2003-10-10 | 2000
SONY | DCR-PC110E | 2003-10-10 | 800
EAST HEALTH | HIGH-SUCTION | 2003-09-09 | 200
DUTCH OPHTHA | HONAN | 2003-07-10 | 290
WALLAC | 900603 | 2003-03-11 | 1310
DATEX-OHMEDA | TEC7 ISO | 2002-12-18 | 1936
WALLAC | 900603 | 2002-06-25 | 1310
WALLAC | 900603 | 2001-11-23 | 1310
KEELER | ELECTRIC ELEVATION | 2001-11-09 | 1500
KEELER | SL33ZOOM | 2001-11-09 | 4300
KEELER | ALL-PUPIL | 2001-09-12 | 1500
Wallach Surgical Devices Inc | WA3000 | 2001-09-04 | 2675
WALLAC | 900603 | 2001-09-04 | 1310
WALLAC | 900603 | 2001-09-04 | 1310
ELLMAN INTER | SURGITRON IEC | 2001-09-03 | 5816.25
PHILIPS LTD | M1205A | 2001-04-11 | 8849.02
NA | MEMO/GENERAL SUNDRIES | 2001-01-01 | 0
ELEC.THERMAL | NYC1405 | 2000-10-19 | 500
ELEC.THERMAL | NYC1405 | 2000-10-19 | 500
ELEC.THERMAL | NYC1405 | 2000-10-19 | 500
CARBOLITE | NEI/27 | 1998-11-09 | 750
KEELER | 1952-P-2032 | 1997-02-24 | 1199.68
IRIS VISUAL | OCULIGHT-SL | 1996-12-23 | 48868.27
KEELER | VISTA | 1996-09-02 | 400
NIDEX | KM500AUTO | 1994-11-01 | 1000
COLDLITE | PLEASE ENTER MODEL! (670) | 1985-01-01 | 250
CAREFUSION | ALARIS PK PLUS MK4 | 2021-03-30 | 2145
MOLLER-WEDEL | E1BOS | 2019-05-01 | 11965
MOLLER-WEDEL | E1BOS | 2019-05-01 | 11965
MOLLER-WEDEL | E1BOS | 2019-05-01 | 11965
MOLLER-WEDEL | PLEASE ENTER MODEL! (1304) | 2012-04-13 | 1750
COVIDIEN UK | SCD 700 | 2021-07-06 | 0
COVIDIEN UK | SCD 700 | 2021-07-06 | 0
COVIDIEN UK | SCD 700 | 2021-07-06 | 0
COVIDIEN UK | SCD 700 | 2021-07-06 | 0
COVIDIEN UK | SCD 700 | 2021-07-06 | 0
DRAEGER | PERSEUS A500 | 2021-05-18 | 26000
PHILIPS LTD | MX450 | 2021-01-06 | 2552.88
PHILIPS LTD | INTELLIVUE MMX | 2021-01-06 | 1731.82
PHILIPS LTD | 867041 B06 | 2020-10-09 | 2044.02
SAFETY MEDIC | MOB8T | 2018-09-14 | 504
LEEC | W330 | 2014-11-18 | 2150
PHILIPS LTD | M1008A | 2009-01-29 | 2000
PHILIPS LTD | M1002B | 2001-11-08 | 1000
PHILIPS LTD | M1006B | 2001-01-01 | 1500
PHILIPS LTD | M1771A | 1999-01-13 | 4000
MEMO-INTERN | PMG-BEH/RECOVERY | 1986-01-01 | 0
DAYS HEALTHCARE | DAYS HEALTHCARE | 2019-08-09 | 565.06
MEC CO. LTD | 6063SESH | 2021-08-17 | 153
THERAPY EQUIPMENT | DIAMOND RANGE HIGH | 2012-04-01 | 80
DRAEGER | D-VAPOR 3000 | 2021-05-24 | 3000
DRAEGER | PERSEUS A500 | 2021-05-18 | 26000
DRAEGER | D-VAPOR 3000 | 2021-05-17 | 3000
MEDICAPTURE | MEDICAP USB300HD | 2015-04-21 | 4950
CARBOLITE | PN30 | 2012-04-13 | 1000
DATEX-OHMEDA | M-PRESTN | 2011-12-09 | 2000
DATEX-OHMEDA | M-CO | 2005-08-28 | 2000
MOLLER-WEDEL | E1BOS | 1999-05-24 | 3500
SHIRE | AREA ALARM | 1997-09-04 | 350
NIDEX | KM500PSI | 1994-11-01 | 50
MEMO-INTERN | PMG-BEH/TH4 | 1986-01-01 | 0
DRAEGER | PERSEUS A500 | 2021-05-18 | 26000
DRAEGER | D-VAPOR 3000 | 2021-05-17 | 3000
SAFETY MEDIC | MOB8T | 2018-09-14 | 504
ABBOTT LABS | FREESTYLE PRECISION PRO | 2015-06-16 | 1000
MOLLER-WEDEL | HL150RC | 2012-04-10 | 4000
SHIRE | SA-6 | 1997-09-04 | 350
MEMO-INTERN | PMG-BEH/TH3(2) | 1986-01-01 | 0
DATEX-OHMEDA | AESTIVA INDUCTION | 2010-01-08 | 9710.06
ZEISS | OPMI LUMERA 700 | 2021-07-13 | 107875.68
DRAEGER | PERSEUS A500 | 2021-05-18 | 26000
SAFETY MEDIC | MOB8T | 2018-09-14 | 504
ABBOTT LABS | FREESTYLE PRECISION PRO | 2015-06-16 | 1000
AVEDRO | KXL | 2015-02-25 | 12000
SHIRE | SA-6 | 1997-09-04 | 350
MEMO-INTERN | PMG-BEH/TH2 | 1986-01-01 | 0
ZEISS | OPMI LUMERA 700 | 2021-07-13 | 106811.01
DRAEGER | PERSEUS A500 | 2021-05-18 | 26000
DRAEGER | D-VAPOR 3000 | 2021-05-17 | 3000
SAFETY MEDIC | MOB8T | 2018-09-14 | 504
ABBOTT LABS | FREESTYLE PRECISION PRO | 2015-06-16 | 1000
SHIRE | SA-6 | 1997-09-04 | 350
MEMO-INTERN | PMG-BEH/TH1 | 1986-01-01 | 0
THERAPY EQUIPMENT | 5050 | 2022-05-25 | 160.57
HAAG STREIT | HSM 600 | 2022-03-29 | 2000
HAAG STREIT | BQ900 | 2022-03-29 | 22000
HAAG STREIT | AT900 | 2022-03-29 | 1500
OPTOS PLC | CALIFORNIA RG | 2022-01-31 | 70495
OPTOS PLC | A10741005 | 2022-01-27 | 2000
SUSSEX VISION | SDT-902 | 2021-02-18 | 450
OPTOS PLC | P200DTX CALIFORNIA | 2020-12-15 | 75155
TOPCON | DRI OCT TRITON PLUS | 2020-05-28 | 60500
AOC | 27E1H | 2020-04-01 | 1795
AOC | 27E1H | 2020-04-01 | 1795
AOC | 27E1H | 2020-04-01 | 1795
AOC | 27E1H | 2020-04-01 | 1795
AOC | 27E1H | 2020-04-01 | 1795
AOC | 27E1H | 2020-04-01 | 1795
THOMPSON SOFTWARE SOLUTIONS | PC_BOX | 2020-04-01 | 2181
THOMPSON SOFTWARE SOLUTIONS | PC_BOX | 2020-04-01 | 2181
THOMPSON SOFTWARE SOLUTIONS | PC_BOX | 2020-04-01 | 2181
THOMPSON SOFTWARE SOLUTIONS | PC_BOX | 2020-04-01 | 2181
THOMPSON SOFTWARE SOLUTIONS | PC_BOX | 2020-04-01 | 2181
THOMPSON SOFTWARE SOLUTIONS | PC_BOX | 2020-04-01 | 2181
UNKNOWN | UNKNOWN | 2020-03-19 | 400
UNKNOWN | UNKNOWN | 2020-03-19 | 400
UNKNOWN | UNKNOWN | 2020-03-19 | 400
UNKNOWN | UNKNOWN | 2020-03-19 | 400
UNKNOWN | UNKNOWN | 2020-03-19 | 400
UNKNOWN | UNKNOWN | 2020-03-19 | 400
UNKNOWN | UNKNOWN | 2020-03-19 | 400
UNKNOWN | UNKNOWN | 2020-03-19 | 400
UNKNOWN | UNKNOWN | 2020-03-19 | 400
UNKNOWN | UNKNOWN | 2020-03-19 | 400
PSI DISPLAY LTD | L121AKH | 2019-08-30 | 14995
TUCSEN PHOTONICS CO. LTD | TRUECHROME METRICS | 2019-08-29 | 5995
TOPCON | DRI OCT TRITON PLUS | 2019-06-11 | 60500
ICARE | TA031 | 2019-02-13 | 4000
PHYSIO CONTROL | LIFEPAK 20E | 2017-07-20 | 4741.2
FRESENIUS KABI | INJECTOMAT MC AGILIA | 2017-01-31 | 300
TOPCON | 3DOCT-2000 | 2015-12-17 | 54498
MEDI-PLINTH | DC03E | 2015-09-22 | 2500
PRECISION VI | 230-E-P | 2015-08-28 | 300
PRECISION VI | 230-E-P | 2015-08-28 | 300
ABBOTT LABS | FREESTYLE PRECISION PRO | 2015-06-16 | 1000
KEELER | 1205-P-1020 | 2014-12-11 | 2690
KEELER | 1205-P-1020 | 2014-12-11 | 2690
KEELER | 1205-P-1020 | 2014-12-11 | 2690
KEELER | 1205-P-1020 | 2014-12-11 | 2690
KEELER | 1205-P-1020 | 2014-12-11 | 2690
KEELER | 1205-P-1020 | 2014-12-11 | 2690
KEELER | 1205-P-1020 | 2014-12-11 | 2690
KEELER | 1205-P-1020 | 2014-12-11 | 2690
KEELER | 1205-P-1020 | 2014-12-11 | 2690
KEELER | 1205-P-1020 | 2014-12-11 | 2690
KEELER | 1205-P-1020 | 2014-12-11 | 2690
KEELER | 1205-P-1020 | 2014-12-11 | 2690
KEELER | 1205-P-1020 | 2014-12-11 | 2690
TOPCON | 3DOCT-2000 | 2014-06-12 | 47515.2
MECCANOTTICA MAZZA | 90.007.10 | 2014-01-15 | 3000
MECCANOTTICA MAZZA | 90.007.10 | 2014-01-15 | 3000
SUSSEX VISIO | SDT.392LSV | 2013-09-02 | 500
PRECISION VI | 230-M-P | 2013-05-02 | 1410
PRECISION VI | 230-M-P | 2013-02-26 | 1410
PRECISION VI | 230-M-P | 2013-02-26 | 1410
TOPCON | 3DOCT-2000 | 2012-10-29 | 52950
TOPCON | 3DOCT-2000 | 2012-03-23 | 52950
TAKAGI | UN-21 | 2011-05-16 | 3800
KEELER | ALL PUPIL II WIRELES | 2010-12-30 | 2200
KEELER | ALL PUPIL II WIRELES | 2010-12-30 | 2200
TELESMART | PLEASE ENTER MODEL! (984) | 2010-11-03 | 1000
SECA | 704 | 2010-10-14 | 439
HAAG STREIT | PLEASE ENTER MODEL! (269) | 2010-09-28 | 5500
HAAG STREIT | PLEASE ENTER MODEL! (269) | 2010-04-15 | 2000
OPTIMA LTD | PASCAL | 2010-03-01 | 77000
SUSSEX VISIO | SDT.392LSV | 2010-02-10 | 200
SUSSEX VISIO | SDT.392LSV | 2010-02-10 | 200
SUSSEX VISIO | SDT.392LSV | 2010-02-10 | 200
SUSSEX VISIO | SDT.392LSV | 2010-02-10 | 200
WELCH ALLYN | SPOT 420(NBP/SPO2) | 2009-03-06 | 2000
LITECHNICA | LIGHTLAS 532 | 2008-05-06 | 28317.5
KEELER | ALL PUPIL II WIRELES | 2007-04-16 | 2200
KEELER | ALL PUPIL II WIRELES | 2007-04-16 | 2200
MEMO-INTERN | PMG-BEH/RICH.CRS | 2006-07-24 | 0
MITSUBISHI | P93E | 2005-02-10 | 300
TOSHIBA MED | SSA-510A/E1 | 2005-02-10 | 10000
QUANTEL LTD | ACTIVIS | 2005-01-31 | 35000
KEELER | VISTA | 2002-12-31 | 147.2
KEELER | VISTA | 2002-12-31 | 147.2
KEELER | ALL PUPIL II | 2002-12-30 | 500
KEELER | ALL PUPIL II | 2002-12-30 | 500
KEELER | ALL PUPIL II | 2002-12-30 | 500
KEELER | ALL PUPIL II | 2002-12-30 | 500
KEELER | ALL PUPIL II | 2002-12-30 | 500
HAAG STREIT | BM900 | 2002-12-30 | 7525
HAAG STREIT | BM900 | 2002-12-30 | 7525
HAAG STREIT | BM900 | 2002-12-30 | 7525
HAAG STREIT | BM900 | 2002-12-30 | 7525
HAAG STREIT | BM900 | 2002-12-30 | 7525
HAAG STREIT | BM900 | 2002-12-30 | 7525
HAAG STREIT | AT900 | 2002-12-30 | 1200
HAAG STREIT | T900 | 2002-12-30 | 550
HAAG STREIT | T900 | 2002-12-30 | 550
HAAG STREIT | T900 | 2002-12-30 | 550
HAAG STREIT | T900 | 2002-12-30 | 550
HAAG STREIT | T900 | 2002-12-30 | 550
HAAG STREIT | PLEASE ENTER MODEL! (269) | 2002-03-21 | 2000
NA | MEMO/GENERAL SUNDRIES | 2001-01-01 | 0
HAAG STREIT | 900BM | 1991-12-02 | 3611.67
HAAG STREIT | PLEASE ENTER MODEL! (269) | 1988-01-01 | 2000
HAAG STREIT | B900 | 1985-10-10 | 3611.37
HAAG STREIT | T900 | 1985-01-01 | 610
HAAG STREIT | 900 | 1983-07-02 | 3611.67
HAAG STREIT | PLEASE ENTER MODEL! (269) | 1980-01-01 | 2000
HAAG STREIT | 900 | 1974-01-01 | 3611.67
MILLENIUM | CALISTRA N20 | 2016-11-22 | 2000
MILLENIUM | CALISTRA N20 | 2016-11-18 | 2000
MILLENIUM | CALISTRA O2 | 2016-11-15 | 2000
MILLENIUM | CALISTRA O2 | 2016-09-07 | 2000
NA | MEMO/GENERAL SUNDRIES | 2001-01-01 | 0
EAST HEALTH | DUPLEX | 1997-09-04 | 1256
DATEX-OHMEDA | MCS1(AIR) | 1986-10-01 | 6000
MEMO-INTERN | PMG-BEH/PLANT ROOM | 1986-01-01 | 0
INVACARE LTD | WS230-1 | 2017-05-22 | 200
INVACARE LTD | FOX | 2017-05-18 | 2800
NA | MEMO/GENERAL SUNDRIES | 2001-01-01 | 0
NA | MAIN PANEL | 1997-09-04 | 1000
SAMSUNG | UE49MU6400U | 2020-01-20 | 600
CLEM CLARKE | PLEASE ENTER MODEL! (1264) | 2013-04-25 | 2000
TOPCON | LM-8 | 2011-07-06 | 200
EPSON LTD | STYLUS 521 | 2010-04-22 | 29.77
PRECISION VI | CAT 2425 | 2005-05-26 | 450
SBISA | 4213EDCN | 2005-03-16 | 500
MEDICAL DIGI | OCULAR MOTILITY ANA. | 2005-03-16 | 7950
CLEM CLARKE | 2003 | 2001-10-30 | 3000
NA | MEMO/GENERAL SUNDRIES | 2001-01-01 | 0
CLEM CLARKE | HUEMATIC-100 | 1990-01-01 | 2000
TOKYO OPT. | LMT3 | 1985-11-08 | 408.38
TOKYO OPT. | LMT3 | 1979-01-01 | 540.5
CLEM CLARKE | 2003 | 1978-01-01 | 1235
CLEM CLARKE | 2003 |  | 0
HAAG STREIT | BQ900 | 2022-03-30 | 21230
HAAG STREIT | BQ900 | 2022-03-30 | 21230
HAAG STREIT | AT900 | 2022-03-30 | 1500
HAAG STREIT | AT900 | 2022-03-30 | 1500
HAAG STREIT | HSM 600 | 2022-03-30 | 2000
HAAG STREIT | HSM 600 | 2022-03-30 | 2000
THOMPSON SOFTWARE SOLUTIONS | PC_BOX | 2022-02-21 | 2181
AOC | 27E1H | 2022-02-21 | 1795
TOPCON | LM-8 | 2022-02-18 | 1200
THOMPSON SOFTWARE SOLUTIONS | PC_BOX | 2022-02-18 | 2181
AOC | 27E1H | 2022-02-18 | 1795
AOC | 27E1H | 2022-02-18 | 1795
THOMPSON SOFTWARE SOLUTIONS | PC_BOX | 2022-02-18 | 2181
MECCANOTTICA MAZZA | P100 | 2022-02-17 | 2726
KEELER | 1205-P-1020 | 2020-12-22 | 3599
FRASTEMA | 88AD | 2003-03-21 | 1055
NA | MEMO/GENERAL SUNDRIES | 2001-01-01 | 0
KEELER | ELECTRIC ELEVATION | 2000-02-02 | 1500
KEELER | SL33ZOOM | 2000-02-01 | 4300
TOKYO OPT. | LM-7 | 1990-01-01 | 1500
KEELER | VISTA | 1998-01-01 | 147.2
TOKYO OPT. | LM10 | 1985-11-15 | 592
LIGHTHOUSE L | L220(TEST CHART) | 1995-01-01 | 400
CARLETON OPT | LM7 | 1990-10-02 | 615
TOKYO OPT. | LM10 | 1985-11-15 | 592
RAYNER | PLEASE ENTER MODEL! (741) | 1985-10-01 | 735.42
NAGEL | PLEASE ENTER MODEL! (328) | 1970-01-01 | 6000
NISSEL | UV3 | 1995-01-01 | 200
CLEM CLARKE | DRUM | 1981-01-01 | 450
MEDI-PLINTH | DC03E | 2015-04-23 | 2500
WELCH ALLYN | SPOT 420(NBP/SPO2/T) | 2005-06-10 | 795
HAMBLIN | TEST | 1984-01-01 | 450
TAKAGI | ST40 | 2010-11-03 | 4000
MELCO | SWIVVY | 2010-11-03 | 2000
HAAG STREIT | B900 | 1985-10-10 | 3611.37
HAMBLIN | TEST | 1985-10-01 | 450
HAMBLIN | TEST | 1985-10-01 | 450
TAKAGI | ST40 | 2011-02-02 | 4000
MELCO | SWIVVY | 2011-02-02 | 2000
TAKAGI | ST40 | 2010-09-09 | 4000
KEELER | VISTA | 2002-01-30 | 147.2
HAAG STREIT | B900 | 1985-10-10 | 3611.37
HAMBLIN | TEST | 1985-10-01 | 450
TAKAGI | ST40 | 2011-02-02 | 4000
MELCO | SWIVVY | 2011-02-02 | 2000
HAAG STREIT | B900 | 1985-10-10 | 3611.37
TAKAGI | ST40 | 2011-02-02 | 4000
HAAG STREIT | B900 | 1985-10-10 | 3611.37
HAMBLIN | TEST | 1985-10-01 | 450
TOKYO OPT. | LMT3 | 1985-09-23 | 408.38
TAKAGI | ST40 | 2010-07-15 | 4000
TAKAGI | ST40 | 2010-07-15 | 4000
HAAG STREIT | B900 | 1985-10-10 | 3611.37
TAKAGI | ST40 | 2013-02-12 | 10423.2
MELCO | SWIVVY | 2010-09-09 | 2000
KEELER | VISTA | 2002-01-30 | 147.2
HAAG STREIT | T900 | 1996-10-04 | 500
HAAG STREIT | B900 | 1985-10-10 | 3611.37
HAMBLIN | TEST | 1985-10-01 | 450
HAAG STREIT | B900 | 1985-10-10 | 3611.37
HAMBLIN | TEST | 1985-10-01 | 450
MELCO | SWIVVY | 2011-02-02 | 2000
TAKAGI | ST40 | 2010-07-15 | 4000
HAAG STREIT | B900 | 1985-10-10 | 3611.37
HAMBLIN | TEST | 1985-10-01 | 450
HAAG STREIT | T900 | 1985-10-01 | 550
KEELER | SL33ZOOM | 1999-11-01 | 27949.46
DGH TECH | PACH MATE DGH55 | 2011-03-23 | 1000
KEELER | ALL PUPIL II WIRELES | 2010-12-30 | 2200
LAERDAL | LSU-2 | 2021-12-16 | 680
ICARE | TA031 | 2021-11-11 | 4000
ICARE | TA031 | 2021-11-11 | 4000
SEDLBAUER AG | MTT1000 | 2021-09-27 | 389
SEDLBAUER AG | MTT1000 | 2021-09-27 | 389
HAAG STREIT | HSM 600 | 2021-09-27 | 21230
HAAG STREIT | HSM 600 | 2021-09-27 | 21230
HAAG STREIT | OCTOPUS 900 | 2021-09-27 | 17289
HAAG STREIT | OCTOPUS 900 | 2021-09-27 | 17289
KEELER | 1205-P-1020 | 2021-03-10 | 2995
BLUECHIP | BUSINESSline AIO 2120T | 2021-02-10 | 1500
SEDLBAUER AG | MTT1000 | 2021-01-28 | 389
HAAG STREIT | HSM 600 | 2021-01-27 | 21230
HAAG STREIT | IM900 | 2021-01-25 | 18601
WELCH ALLYN | CONNEX PROBP 34XXHT-4 | 2020-06-26 | 692
MECCANOTTICA MAZZA | P100 | 2020-06-11 | 2726
ASUS | VE247 | 2019-11-05 | 0
ASUS | 14 WIN EVA | 2019-11-05 | 1818
SECA | 799 | 2019-06-12 | 250
FORUS | FORUS NEO | 2019-01-22 | 45000
DELL COMPUTERS | INSPIRON 17 | 2019-01-22 | 800
KEELER | PSL CLASSIC | 2017-10-04 | 3795
SECA | 336 | 2014-04-07 | 299
MAINLINE LTD | TA03 ICARE PRO | 2014-02-03 | 3695
WELCH ALLYN | SPOT 420(NBP/SPO2) | 2013-04-11 | 2000
REICHERT-J | TONO-PEN AVIA | 2012-08-03 | 1700
PLUSOPTIX | PLUSOPTIX 09 | 2012-07-23 | 7574
DELL COMPUTERS | E170SC | 2012-07-23 | 7000
MAINLINE LTD | TA03 ICARE PRO | 2012-04-18 | 1000
CLEM CLARKE | DRUM | 2012-01-09 | 450
KEELER | PSL CLASSIC | 2011-11-15 | 3795
LAERDAL | LSU-2 | 2011-03-11 | 680
HAAG STREIT | BM900 | 2011-02-09 | 12670.41
HAAG STREIT | BM900 | 2011-02-09 | 12670.41
KEELER | ALL PUPIL II WIRELES | 2010-12-30 | 2200
KEELER | ALL PUPIL II WIRELES | 2010-12-30 | 2200
KEELER | ALL PUPIL II WIRELES | 2010-12-30 | 2200
KEELER | ALL PUPIL II WIRELES | 2010-12-30 | 2200
KEELER | ALL PUPIL II WIRELES | 2010-12-30 | 2200
TOKYO OPT. | LMT3 | 2008-03-06 | 540
KEELER | ELECTRIC ELEVATION | 2000-02-02 | 1500
KEELER | SL33ZOOM | 2000-02-01 | 4300
HAAG STREIT | 900 | 1995-12-12 | 3611.67
HAAG STREIT | T900 | 1976-01-01 | 550
CLEM CLARKE | DRUM | 1981-01-01 | 450
CLEM CLARKE | DRUM | 1981-01-01 | 450
RAYNER | 064 | 1990-01-01 | 500
ZEISS | GR860 | 2012-04-13 | 1000
HAAG STREIT | T900 | 1976-01-01 | 550
HAAG STREIT | T | 1991-12-02 | 675
THERAPY EQUIPMENT | 5050 | 2022-05-17 | 140
ZEISS | 840 | 2022-02-24 | 31027
2020 MEDICAL SYSTEMS INC. | K2-230C | 2022-02-24 | 3000
ICARE | TA031 | 2021-11-05 | 4000
TOPCON | ATE-600 | 2021-10-21 | 1290
TOPCON | 3D OCT-1 MAESTRO2 | 2021-10-20 | 24000
CHILLBLAST | WAP-LITE-1.0 | 2021-09-29 | 2181
CHILLBLAST | WAP-LITE-1.0 | 2021-09-29 | 2181
AOC | 27E1H | 2021-09-29 | 1795
AOC | 27E1H | 2021-09-29 | 1795
2020 MEDICAL SYSTEMS INC. | K2-230C | 2021-09-27 | 3000
ZEISS | 840 | 2021-09-27 | 31027
ZEISS | 840 | 2021-09-27 | 31027
2020 MEDICAL SYSTEMS INC. | K2-230C | 2021-09-27 | 3000
ICARE | TA031 | 2021-07-15 | 4000
CHILLBLAST | WAP-LITE-1.0 | 2021-05-19 | 2181
CHILLBLAST | WAP-LITE-1.0 | 2021-05-19 | 2181
CHILLBLAST | WAP-LITE-1.0 | 2021-05-19 | 2181
AOC | 27E1H | 2021-05-18 | 1795
AOC | 27E1H | 2021-05-18 | 1795
AOC | 27E1H | 2021-05-18 | 1795
REICHERT-J | TONO-PEN AVIA | 2021-05-06 | 2400
KEELER | 1205-P-1020 | 2021-04-30 | 2690
REICHERT-J | TONO-PEN AVIA | 2021-04-27 | 2400
OXFORD HOIST | PRESENCE | 2021-04-12 | 1443
VOLK OPTICAL | VISTAVIEW | 2021-03-23 | 1200
TOPCON | CL-300 | 2021-03-16 | 5400
HEINE | BETA 200 LED STREAK REST SET USB | 2021-03-09 | 630
TOPCON | SHUMO SIR | 2021-02-12 | 1800
TAKAGI | ST40 | 2021-02-05 | 400
TAKAGI | UN-21 | 2021-02-05 | 0
TAKAGI | UN-21 | 2021-02-05 | 0
TAKAGI | ST40 | 2021-02-05 | 400
KEELER | 1205-P-1020 | 2021-02-04 | 2995
ICARE | TA031 | 2020-12-22 | 3895
ICARE | TA031 | 2020-12-07 | 4000
KEELER | 1945-P-5019 | 2020-12-07 | 500
KEELER | VANTAGE + WIRELESS | 2020-12-07 | 2599
WELCH ALLYN | 74CE CONNEX | 2020-12-07 | 1500
HAAG STREIT | BQ900 | 2020-10-26 | 21230
HAAG STREIT | HSM 600 | 2020-10-26 | 21230
ICARE | TA031 | 2020-08-05 | 4000
ICARE | TA031 | 2020-08-05 | 4000
WELCH ALLYN | 11735 | 2020-07-24 | 254
SUN KINGDOM | LS-1 | 2020-07-20 | 2167
ZEISS | 840 | 2020-03-04 | 43794.13
2020 MEDICAL SYSTEMS INC. | K2-230C | 2020-03-04 | 3000
WELCH ALLYN | DS-5401-189 | 2019-12-20 | 30
WELCH ALLYN | DS-5401-189 | 2019-12-20 | 30
ICARE | TA031 | 2019-11-29 | 4000
SHANGHAI HUVITZ CO LTD | CHAROPS CRK-9000P | 2019-09-23 | 6245
ICARE | TA031 | 2019-02-13 | 4000
HEIDELBERG | 10042 | 2019-01-28 | 300
HEIDELBERG | HRT3 | 2019-01-25 | 45000
DEMETEC | IPS-1000R3-8K | 2019-01-25 | 300
DELL COMPUTERS | ELITEDESK 800 G2 | 2019-01-25 | 400
DELL COMPUTERS | E242 | 2019-01-25 | 200
BASE DESIGN | TSL-210 | 2019-01-25 | 2000
ICARE | TA031 | 2019-01-16 | 4000
ICARE | TA031 | 2019-01-16 | 4000
HAAG-STREIT | BX900 | 2018-10-18 | 65000
KEELER | 1205-P-1020 | 2018-05-15 | 3178
HAAG STREIT | AT900 | 2018-05-15 | 1200
KARL STORZ | 11301DG | 2017-05-24 | 555
KARL STORZ | 094129 | 2017-05-24 | 121
KARL STORZ | 7220BA | 2017-05-24 | 978.43
KARL STORZ | 7220BA | 2017-05-24 | 978.43
KARL STORZ | 7220BA | 2017-05-24 | 978.43
KARL STORZ | 7220BA | 2017-05-24 | 978.43
KARL STORZ | 7220BA | 2017-05-24 | 978.43
KARL STORZ | 7220BA | 2017-05-24 | 978.43
KARL STORZ | 7220BA | 2017-05-24 | 978.43
MAINLINE LTD | TA03 ICARE PRO | 2017-01-24 | 4000
ZEISS | 840 | 2017-01-20 | 27380.4
2020 MEDICAL SYSTEMS INC. | K2-230C | 2017-01-20 | 3000
ELEKTRON TECHNOLOGY | HENSON 9000 | 2016-11-15 | 9420
KOWA | SL-15 | 2016-10-13 | 3491
KONAN MEDICAL | CELLCHECK SL | 2016-06-24 | 35000
BONN | NA | 2016-06-23 | 1000
HAAG STREIT | AT900 | 2015-12-16 | 1200
ABBOTT LABS | FREESTYLE PRECISION PRO | 2015-06-16 | 1000
CLEMENT CLARKE | PERKINS MK3 | 2015-02-02 | 500
HAAG STREIT | AT900 | 2014-12-18 | 1200
LIGHTMED | SELECTOR II | 2014-10-23 | 36252
MDT | MD3 | 2014-10-23 | 2000
HAAG STREIT | BQ900 | 2014-10-15 | 28897
HAAG STREIT | HSM-901/M | 2012-10-26 | 5500
REICHERT-J | TONO-PEN AVIA | 2012-09-12 | 1800
COSMODERM | CA1706 HANOVER ONCOLOGY CHAIR | 2012-02-03 | 3150
REICHERT-J | TONO-PEN AVIA | 2011-05-05 | 1700
HAAG STREIT | AT900 | 2011-02-04 | 1200
HAAG STREIT | AT900 | 2011-02-04 | 1200
HAAG STREIT | AT900 | 2011-02-04 | 1200
HAAG STREIT | AT900 | 2011-02-04 | 1200
KEELER | ALL PUPIL II WIRELES | 2010-12-30 | 2200
HEIDELBERG | RETINA TOMOGRAPH II | 2010-10-22 | 87749
OCULUS | PLEASE ENTER MODEL! (436) | 2010-10-22 | 28800
HAAG STREIT | AT900 | 2010-10-12 | 1200
HAAG STREIT | BQ900 | 2010-09-28 | 12547
ESSILOR LTD | CLE60 | 2010-09-06 | 1950
ESSILOR LTD | CLE60 | 2010-09-06 | 1950
MELCO | SWIVVY | 2010-07-15 | 2000
MELCO | SWIVVY | 2010-07-15 | 2000
MELCO | SWIVVY | 2010-07-15 | 2000
WELCH ALLYN | 7114 | 2010-03-10 | 300
HAAG STREIT | AT900 | 2010-03-10 | 1200
HAAG STREIT | AT900 | 2010-03-10 | 1200
ZEISS | VISULAS YAG3 PLUS | 2010-03-09 | 25586.8
SECA | 704 | 2009-10-27 | 439
TOMEY | EM-3000 | 2009-08-13 | 20000
HAAG STREIT | T900 | 2009-07-31 | 550
HAAG STREIT | PLEASE ENTER MODEL! (269) | 2009-02-24 | 5500
HAAG STREIT | BQ900 | 2007-11-01 | 17400
HAAG STREIT | T900 | 2007-09-01 | 550
LAERDAL | LSU-2 | 2007-03-16 | 680
HAAG STREIT | T900 | 2006-10-02 | 550
WELCH ALLYN | REF 11735 | 2006-09-27 | 357
WELCH ALLYN | REF 18245 | 2006-09-27 | 248
WELCH ALLYN | REF 18245 | 2006-09-27 | 248
WELCH ALLYN | REF 18245 | 2006-09-27 | 248
EAST HEALTH | HIGH-SUCTION | 2006-02-10 | 200
SEDLBAUER AG | MTT1000 | 2006-02-07 | 357
HAAG STREIT | BQ900 | 2006-02-07 | 8798
SONY | DFWX710 | 2006-02-07 | 400
HAAG STREIT | BM900 | 2006-01-27 | 7525
MENTOR O & O | TONO-PEN-XL | 2005-10-26 | 2000
HAAG STREIT | PACH V METER | 2005-09-25 | 18225
CANON | R-F10 | 2005-06-21 | 4800
MITSUBISHI | P93E | 2005-02-10 | 300
TOSHIBA MED | SSA-510A/E1 | 2005-02-10 | 10000
WELCH ALLYN | SPOT 420(NBP) | 2004-09-27 | 1116.25
KEELER | ELECTRIC ELEVATION | 2003-03-10 | 1500
KEELER | VISTA | 2003-01-15 | 147.2
HAAG STREIT | T900 | 2003-01-15 | 550
KEELER | ALL-PUPIL | 2002-01-30 | 1500
KEELER | VISTA | 2002-01-30 | 147.2
KEELER | VISTA | 2001-11-22 | 147.2
HAAG STREIT | T900 | 2001-10-08 | 550
HAAG STREIT | T900 | 2001-01-10 | 550
NA | MEMO/GENERAL SUNDRIES | 2001-01-01 | 0
HAAG STREIT | T | 2000-12-21 | 675
HAAG STREIT | T900 | 2000-11-02 | 550
HAAG STREIT | T | 2000-03-03 | 675
HAAG STREIT | T | 2000-03-03 | 675
HAAG STREIT | T | 2000-03-03 | 675
KEELER | ELECTRIC ELEVATION | 2000-02-02 | 1500
TOSHIBA MED | VISION 400 | 1999-12-14 | 17448.75
HAAG STREIT | T900 | 1999-02-09 | 550
HAAG STREIT | T900 | 1995-01-01 | 550
HAAG STREIT | T900 | 1988-12-20 | 600
HAAG STREIT | 900 | 1985-10-10 | 3611.37
HAAG STREIT | T900 | 1985-10-10 | 550
HAAG STREIT | T900 | 1985-10-10 | 550
HAAG STREIT | T900 | 1982-05-10 | 550
HAAG STREIT | 900 | 1979-10-01 | 3611.67
HAAG STREIT | T900 | 1979-05-02 | 500
HAAG STREIT | T900 | 1979-01-01 | 550
HAAG STREIT | T900 | 1976-01-01 | 550
MENTOR O & O | MENTOR | 1974-01-01 | 5000
NA | MEMO/GENERAL SUNDRIES | 2011-06-22 | 0
MEMO-INTERN | PMG-BEH/KING | 1986-01-01 | 0
HAAG STREIT | BM900 | 2002-12-30 | 7525
NA | MEMO/GENERAL SUNDRIES | 2001-01-01 | 0
SHIRE | SA-6 | 1997-09-04 | 350
WELCH ALLYN | 485 | 1986-10-01 | 300
HAMBLIN | TEST | 1985-10-01 | 450
HAAG STREIT | T900 | 1979-01-01 | 550
NA | MEMO/GENERAL SUNDRIES | 2001-01-01 | 0
BRAUN | PRO 6000 | 2021-09-20 | 149
2020 MEDICAL SYSTEMS INC. | K2-230C | 2021-06-28 | 3000
ZEISS | 840 | 2021-06-28 | 31027
SECA | CT8000i-2 | 2021-01-13 | 1279
GE LIMITED | MAC2000 | 2020-07-30 | 5800
GE LIMITED | MAC 800 | 2020-03-16 | 1950
EPPENDORF | 5702R | 2020-03-10 | 3473
GE LIMITED | MAC2000 | 2019-09-26 | 5800
LKC Technologies Inc | RETEVAL | 2019-07-08 | 20000
EYEVENSYS SAS | EP02 | 2018-05-09 | 150
SAMSUNG | SMT-113 | 2018-05-09 | 500
MASCOT | 2420 | 2018-05-09 | 100
TOPCON | TRC-50 DX | 2017-08-03 | 30119
DGH TECH | PACH MATE DGH55 | 2017-06-07 | 1100
EMERGO EUROPE | IQ577 | 2017-05-10 | 0
DRUCKER CO. | HORIZON 642E | 2016-07-14 | 600
NIDEK | MP1 | 2016-01-14 | 39196.82
2020 MEDICAL SYSTEMS INC. | K2-230C | 2016-01-14 | 2000
NIDEK | ISOLATION MP1 | 2016-01-14 | 1000
SEVEN STAR | TC-1500 | 2016-01-01 | 200
HAAG STREIT | AT900 | 2015-07-15 | 1500
HAAG STREIT | HSM-901/M | 2015-07-15 | 5500
HAAG STREIT | BQ900 | 2015-07-15 | 9000
ABBOTT LABS | FREESTYLE PRECISION PRO | 2015-06-16 | 1000
KEELER | 1205-P-1020 | 2014-12-11 | 2690
ALMEDICA | CULTURA M | 2014-09-02 | 230
QUANTEL LTD | AVISO | 2014-05-15 | 61724
SUNTECH | 247B | 2013-06-18 | 400
ESSILOR LTD | CLE60 | 2013-06-18 | 4000
THERAPY EQUIPMENT | 5100 | 2013-02-18 | 50.25
HEIDELBERG | SPECTRALIS | 2013-01-24 | 112488
HAAG STREIT | BM900 | 2012-01-19 | 7525
SECA | 778 | 2011-11-24 | 421.83
TAKAGI | UN-21 | 2011-08-15 | 1000
TAKAGI | UN-21 | 2011-08-15 | 1000
HGM | HGM | 2011-01-07 | 5000
HAAG STREIT | TYPE PS-A | 2010-05-26 | 3611.67
DRUCKER CO. | HORIZON 642E | 2010-01-18 | 572.36
SINOMETER | LX1010BS | 2009-07-14 | 81
WUHU-SHENYUA | AT-5 | 2009-04-29 | 976.35
WELCH ALLYN | SPOT 420(NBP/SPO2) | 2009-03-26 | 2000
KEELER | ALL-PUPIL | 2009-03-26 | 300
NEWLEC | NL581N | 2007-06-20 | 300
NEWLEC | NL581N | 2007-06-15 | 300
LIGHTHOUSE L | L220(ILLUMINATOR) | 2006-09-22 | 500
HAAG STREIT | 900 | 2006-06-28 | 3611.67
LAERDAL | LSU-2 | 2004-01-27 | 680
PRENCO MED | MOORFIELD(CHAIR) | 2003-12-11 | 1800
HUMPHREY INS | PLEASE ENTER MODEL! (279) | 2003-10-30 | 2000
HERAEUS EQUI | LABOFUGE 200 | 2003-10-21 | 1500
HAAG STREIT | T900 | 1996-10-04 | 500
NA | MEMO/GENERAL SUNDRIES | 1993-09-01 | 0
LIGHTHOUSE L | L220(ILLUMINATOR) | 1986-01-01 | 500
HAAG STREIT | B900 | 1985-10-10 | 3611.37
CSO | PSP2402 | 2021-04-08 | 1200
CSO | OSIRIS | 2021-04-07 | 21702.06
HANSON | MS39 | 2021-04-06 | 73152.94
HANSON | T300 3 | 2021-04-06 | 959
HP | ELITEONE | 2021-04-06 | 1700
TOPCON | 3DOCT-2000 | 2018-05-04 | 54498
HEIDELBERG | SPECTRALIS | 2016-02-09 | 144144
OPTOVUE | RTUEXR100-2 | 2015-08-07 | 86740.8
LASER DIAGNOSTIC TECHNOLOGIES INC | VCCGDX | 2013-01-11 | 4000
TOPCON | 3DOCT-2000 | 2012-01-11 | 32687.5
NA | MEMO/GENERAL SUNDRIES | 2010-12-06 | 0
THERAPY EQUIPMENT | 5050 | 2022-05-17 | 140
BRAUN | PRO 6000 | 2022-05-10 | 149
BRAUN | PRO 6000 | 2022-05-10 | 149
CHILLBLAST | WAP PRO | 2022-04-14 | 2181
CHILLBLAST | WAP PRO | 2022-04-14 | 2181
PHILIPS LTD | 243V7QDAB/39 | 2022-04-14 | 2000
PHILIPS LTD | 243V7QDAB/39 | 2022-04-14 | 2000
BRAUN | PRO 6000 | 2021-06-11 | 149
OXFORD HOIST | PRESENCE | 2020-07-23 | 1443
OXFORD HOIST | OXF-SCALE-LP | 2020-07-23 | 996
SALTER | WHDR14 | 2019-10-17 | 100
FRESENIUS KABI | VOLUMAT MC AGILIA | 2019-06-17 | 300
FRESENIUS KABI | VOLUMAT MC AGILIA | 2019-06-17 | 300
PHYSIO CONTROL | LIFEPAK 20E PACED | 2017-07-19 | 7550
FRESENIUS KABI | VOLUMAT MC AGILIA | 2016-09-22 | 300
FRESENIUS KABI | VOLUMAT MC AGILIA | 2016-09-22 | 300
FRESENIUS KABI | VOLUMAT MC AGILIA | 2016-09-22 | 300
FRESENIUS KABI | INJECTOMAT MC AGILIA | 2016-09-22 | 300
FRESENIUS KABI | INJECTOMAT MC AGILIA | 2016-09-22 | 300
FRESENIUS KABI | INJECTOMAT MC AGILIA | 2016-09-22 | 300
ABBOTT LABS | FREESTYLE PRECISION PRO | 2015-06-16 | 1000
ABBOTT LABS | FREESTYLE PRECISION PRO | 2015-06-16 | 1000
GE LIMITED | CARESCAPE V100 | 2013-11-19 | 800
LINET UK | ELEGANZA SMART | 2013-05-31 | 1341
LINET UK | ELEGANZA SMART | 2013-05-31 | 1341
LINET UK | ELEGANZA SMART | 2013-05-31 | 1341
LINET UK | ELEGANZA SMART | 2013-05-31 | 1341
LINET UK | ELEGANZA SMART | 2013-05-31 | 1341
LINET UK | ELEGANZA SMART | 2013-05-31 | 1341
LINET UK | ELEGANZA SMART | 2013-05-31 | 1341
LINET UK | ELEGANZA SMART | 2013-05-31 | 1341
LINET UK | ELEGANZA SMART | 2013-05-31 | 1341
LINET UK | ELEGANZA SMART | 2013-05-31 | 1341
LINET UK | ELEGANZA SMART | 2013-05-31 | 1341
LINET UK | ELEGANZA SMART | 2013-05-31 | 1341
LINET UK | ELEGANZA SMART PAED | 2012-05-14 | 1400
LINET UK | ELEGANZA SMART PAED | 2012-05-14 | 1400
LINET UK | ELEGANZA SMART PAED | 2012-05-14 | 1400
LINET UK | ELEGANZA SMART PAED | 2012-05-14 | 1400
SECA | 959 | 2011-09-15 | 750
WELCH ALLYN | 53N00 (VSM 300) | 2011-06-28 | 2250
KEELER | ALL PUPIL II WIRELES | 2010-12-30 | 2200
SECA | 959 | 2010-08-03 | 659
EAST HEALTH | HIGH-SUCTION | 2009-09-23 | 200
EAST HEALTH | HIGH-SUCTION | 2009-09-23 | 200
EAST HEALTH | HIGH-SUCTION | 2009-09-23 | 200
EAST HEALTH | HIGH-SUCTION | 2009-09-23 | 200
EAST HEALTH | HIGH-SUCTION | 2009-09-23 | 200
EAST HEALTH | HIGH-SUCTION | 2009-09-23 | 200
EAST HEALTH | HIGH-SUCTION | 2009-09-23 | 200
EAST HEALTH | HIGH-SUCTION | 2009-09-23 | 200
EAST HEALTH | HIGH-SUCTION | 2009-09-23 | 200
HAAG STREIT | T900 | 2009-01-16 | 550
WELCH ALLYN | SPOT 420(NBP/SPO2) | 2007-12-17 | 2000
WELCH ALLYN | SPOT 420(NBP/SPO2) | 2007-12-17 | 2000
WELCH ALLYN | SPOT 420(NBP/SPO2) | 2007-11-13 | 2000
EAST HEALTH | HIGH-SUCTION | 2007-10-09 | 200
KEELER | ALL PUPIL II WIRELES | 2007-04-16 | 2200
LAERDAL | LSU-2 | 2007-03-16 | 680
EAST HEALTH | HIGH-SUCTION | 2006-10-25 | 70
EAST HEALTH | HIGH-SUCTION | 2006-10-25 | 70
EAST HEALTH | HIGH-SUCTION | 2006-02-08 | 200
MENTOR O & O | TONO-PEN-XL | 2005-08-31 | 2000
NELLCOR | NPB40 | 2005-05-19 | 1300
HAAG STREIT | T900 | 2002-12-30 | 550
KEELER | VISTA20 | 2002-03-05 | 147.2
HAAG STREIT | PLEASE ENTER MODEL! (269) | 2002-01-10 | 2000
TOSHIBA MED | SSA-325A | 2002-01-02 | 14981.25
NA | MEMO/GENERAL SUNDRIES | 2001-01-01 | 0
KEELER | VISTA | 1999-11-22 | 147.2
SHIRE | SA-6 | 1997-09-04 | 350
WELCH ALLYN | 485 | 1986-10-01 | 300
HAMBLIN | TEST | 1986-01-01 | 450
MEMO-INTERN | PMG-BEH/GLOS | 1986-01-01 | 0
HAAG STREIT | 900 | 1983-04-28 | 3611.67
HAAG STREIT | T900 | 1981-03-30 | 550
BELMONT | PLEASE ENTER MODEL! (920) | 1980-01-01 | 410.55
HAAG STREIT | T900 | 1974-01-01 | 550
DIAGNOSYS UK | ESPION E2 D175 | 2009-11-11 | 22480
ESPION | POWER BLOCK FREQ.DET | 2006-01-19 | 40000
DIAGNOSYS UK | ESPION | 2005-01-28 | 75000
INTERNATIONA | IL1700 | 2005-01-28 | 1200
PANASONIC | WV-BM900 | 2005-01-28 | 250
PANASONIC | WV-BM900 | 2005-01-28 | 250
NA | MEMO/GENERAL SUNDRIES | 1992-01-01 | 0
SLE | CPS-10 | 1985-10-01 | 500
SUSSEX VISIO | SDT.392LSV | 2016-06-13 | 400
MECCANOTTICA MAZZA | 90.007.10 | 2015-09-08 | 1600
HAAG STREIT | HSM-901/M | 2015-07-15 | 2000
HAAG STREIT | BM900 | 2015-07-15 | 9000
MARSDEN | M-210 | 2015-07-15 | 702
HAAG STREIT | AT900 | 2015-07-01 | 1200
TOPCON | LM-8 | 2015-07-01 | 1000
SUSSEX VISIO | SDT.392LSV | 2015-07-01 | 500
NA | MEMO/GENERAL SUNDRIES | 2015-06-30 | 0
NA | AIR PLANT | 2022-04-26 | 0
NA | VACUUM PLANT | 1997-09-04 | 1000
NA | VACUUM PLANT | 1997-09-04 | 1000
NA | AIR PLANT | 1997-09-04 | 0
NA | MEMO/GENERAL SUNDRIES | 2001-01-01 | 0
PHILIPS LTD | 243V7QDAB/39 | 2022-06-07 | 2000
PHILIPS LTD | 243V7QDAB/39 | 2022-06-07 | 2000
CHILLBLAST | WAP PRO | 2022-06-07 | 2181
CHILLBLAST | WAP PRO | 2022-06-07 | 2181
CHILLBLAST | WAP PRO | 2022-04-14 | 2181
CHILLBLAST | WAP PRO | 2022-04-14 | 2181
PHILIPS LTD | 243V7QDAB/39 | 2022-04-14 | 2000
PHILIPS LTD | 243V7QDAB/39 | 2022-04-14 | 2000
BRAUN | PRO 6000 | 2021-07-08 | 149
MARSDEN | M-420 | 2021-05-14 | 250
MEDI-PLINTH | BE3165 | 2021-02-24 | 3560.2
KEELER | VANTAGE + WIRELESS | 2008-01-18 | 1516
KEELER | VANTAGE + WIRELESS | 2008-01-18 | 1516
KEELER | VANTAGE + WIRELESS | 2008-01-18 | 1516
WELCH ALLYN | SPOT 420(NBP/SPO2) | 2007-12-17 | 2000
HAAG STREIT | 900 | 1995-07-24 | 3611.67
HAAG STREIT | PLEASE ENTER MODEL! (269) | 1995-01-01 | 2000
WELCH ALLYN | 485 | 1986-10-01 | 450
TOKYO OPT. | LMT3 | 1985-09-20 | 408.38
HAAG STREIT | B900 | 1985-01-01 | 3611.37
HAAG STREIT | 900 | 1983-01-01 | 3611.67
HAAG STREIT | 900 | 1976-01-01 | 3611.67
KEELER | VISTA | 2002-12-31 | 147.2
HAAG STREIT | 900 | 1985-10-10 | 3611.37
HAAG STREIT | PLEASE ENTER MODEL! (269) | 1982-05-10 | 2000
TAKAGI | ST40 | 2016-02-16 | 9866.4
RELI | 7000 | 2010-05-07 | 5581.25
KEELER | LIFTALITE | 1985-10-01 | 104
HAMBLIN | TEST | 1985-10-01 | 450
TOKYO OPT. | LMT3 | 1985-09-23 | 408.38
HAAG STREIT | BM900 LED | 1985-01-01 | 3611.67
WELCH ALLYN | 7670-03 | 2022-04-04 | 150
TAKAGI | ST40 | 2016-02-16 | 9866.4
RELI | 7000 | 2009-03-24 | 6118
HAAG STREIT | B900 | 1985-10-10 | 300
HAMBLIN | TEST | 1985-10-01 | 450
TAKAGI | UN-21 | 2013-02-12 | 4000
RELI | 6200 | 2008-03-31 | 3088.95
WELCH ALLYN | 767 DIAGNOSTIC SYSTEM | 2006-09-27 | 500
KEELER | ALL-PUPIL | 2001-11-22 | 600
HAAG STREIT | PLEASE ENTER MODEL! (269) | 2000-02-02 | 2000
CLEM CLARKE | DRUM | 1979-01-01 | 450
HAAG STREIT | T900 | 1966-01-01 | 550
REICHERT-J | TONO-PEN AVIA | 2022-05-18 | 3382
REICHERT-J | TONO-PEN AVIA | 2022-05-18 | 3382
ZEISS | 840 | 2022-02-24 | 31027
2020 MEDICAL SYSTEMS INC. | K2-230C | 2022-02-24 | 3000
KEELER | 1205-P-1020 | 2021-10-15 | 2995
KEELER | 1205-P-1020 | 2021-10-15 | 2995
SUN KINGDOM | LS-1 | 2021-01-12 | 2167
THOMPSON SOFTWARE SOLUTIONS | PC_BOX | 2021-01-09 | 1295
AOC | 27E1H | 2021-01-09 | 1295
AOC | 27E1H | 2021-01-09 | 1295
THOMPSON SOFTWARE SOLUTIONS | PC_BOX | 2021-01-09 | 1295
HAAG STREIT | BQ900 | 2020-07-03 | 21230
HAAG STREIT | HSM 600 | 2020-07-02 | 21230
ICARE | TA031 | 2020-04-27 | 4000
KEELER | PRACTITIONER | 2018-08-24 | 400
KEELER | 1941-P-1341 | 2018-08-14 | 300
KEELER | PSL CLASSIC BASE | 2018-08-14 | 1000
KEELER | 1945-P-5019 | 2018-02-12 | 500
WELCH ALLYN | DURASHOCK | 2017-07-25 | 63.5
PHYSIO CONTROL | LIFEPAK 20E PACED | 2017-07-19 | 7550
KEELER | PSL CLASSIC | 2016-02-16 | 4700
REICHERT-J | TONO-PEN AVIA | 2015-07-08 | 1800
ABBOTT LABS | FREESTYLE PRECISION PRO | 2015-06-16 | 1000
SECA | 336 | 2014-06-26 | 300
KEELER | VISTA | 2011-06-02 | 147.2
KEELER | 1919 P.5063 | 2011-06-02 | 641
HAAG STREIT | BM900 | 2011-02-09 | 13554
HAAG STREIT | AT900 | 2011-02-04 | 1200
WELCH ALLYN | 7114 | 2010-03-10 | 300
PROMOTAL | BEAUMOND | 2008-03-28 | 1905
LUXORLIGHT | WAVE-2 | 2008-02-28 | 500
REICHERT-J | TONO-PEN AVIA | 2007-08-17 | 1700
LAERDAL | LSU-2 | 2006-11-17 | 680
BIO-RAD LTD | TONO-PEN-XL | 2006-04-28 | 2500
PHILIPS LTD | M1771A | 2004-05-20 | 4000
SPEIDEL & KE | PRIMUS-STABIL 3 | 2002-04-24 | 43
SPEIDEL & KE | PRIMUS-STABIL 3 | 2002-04-24 | 43
KEELER | ALL-PUPIL | 2001-11-22 | 600
COVIDIEN UK | 767 | 2001-02-07 | 100
NA | MEMO/GENERAL SUNDRIES | 2001-01-01 | 0
HAAG STREIT | T | 2000-03-03 | 675
HAAG STREIT | PLEASE ENTER MODEL! (269) | 2000-02-02 | 2000
HAAG STREIT | PLEASE ENTER MODEL! (269) | 1995-06-02 | 1000
HAAG STREIT | BM900 LED | 1989-01-01 | 3611.67
HAAG STREIT | T900 | 1986-11-20 | 550
HAAG STREIT | T900 | 1985-10-10 | 500
HAAG STREIT | T900 | 1985-10-10 | 550
HAMBLIN | TEST | 1984-01-01 | 450
HAAG STREIT | T900 | 1978-01-01 | 550
HAAG STREIT | T900 | 1976-01-01 | 500
DURR DENTAL | VISTASCAN MINI VIEW | 2021-03-04 | 7825
DURR DENTAL | VISTASCAN MINI VIEW | 2021-03-04 | 7825
DURR DENTAL | VISTASCAN MINI VIEW | 2021-03-04 | 7225
DURR DENTAL | VISTASCAN MINI VIEW | 2021-03-04 | 7225
DURR DENTAL | VISTASCAN MINI VIEW | 2021-03-04 | 7825
PLANMECA | PROMAX 3D CLASSIC | 2019-01-24 | 83830
PLANMECA | PROMAX 3D MID | 2019-01-24 | 97290
SIRONA LTD | HELIODENT PLUS | 2016-03-31 | 3000
AGFA-GEVAERT | DRYSTAR 5300 | 2014-10-23 | 13500
AGFA-GEVAERT | CR30-X | 2014-10-23 | 34468.74
AGFA-GEVAERT | NX8800 | 2014-10-23 | 1991.73
AGFA-GEVAERT | 5SC750I | 2014-10-23 | 205
SIRONA LTD | HELIODENT PLUS | 2014-07-01 | 3000
SIRONA LTD | HELIODENT PLUS | 2014-06-17 | 3000
SIRONA LTD | HELIODENT PLUS | 2014-06-17 | 3000
TAKAGI | UN-15 | 2013-03-20 | 3500
PLANMECA | PROLINE XC | 2009-09-23 | 43326.01
BELMONT | 037 | 2005-03-19 | 7931.25
NA | MEMO/GENERAL SUNDRIES | 2001-01-01 | 0
MEDIRA | 2000 | 2000-03-09 | 50000
RINN PRODUCT | 67-0420 | 2000-02-16 | 75
BELMONT | 037 | 1998-06-05 | 5695
DENTSPLY LTD | 67-0445 | 1996-08-30 | 100
TROPHY | CCX-DENTAL | 1993-01-01 | 8000
DURR DENTAL | XR24 | 1992-07-02 | 4070
VIRILIUM | PLEASE ENTER MODEL! (1078) | 1990-01-01 | 80
ADEC DENTAL | 41L | 2022-05-17 | 5848
W&H UK LTD | ALEGRA TE95RM | 2022-03-22 | 0
BIEN-AIR UK | AQUILON | 2022-03-22 | 0
W&H UK LTD | ASSISTINA TWIN MB-302 | 2021-09-24 | 2605
W&H UK LTD | ASSISTINA TWIN MB-302 | 2021-09-24 | 2605
W&H UK LTD | ASSISTINA TWIN MB-302 | 2021-09-24 | 2605
REITEL | BIOSTEAM CENTER | 2021-06-28 | 1920
REITEL | SUPERSTEAM | 2021-06-28 | 2470
3M HEALTH C | PENTAMIX LITE | 2018-12-03 | 500
3M HEALTH C | PENTAMIX LITE | 2018-12-03 | 500
W&H UK LTD | ALEGRA TE95RM | 2018-03-14 | 175
IVOCLAR-VIVA | BLUEPHASE STYLE | 2016-12-21 | 630
IVOCLAR-VIVA | BLUEPHASE STYLE | 2016-12-21 | 630
IVOCLAR-VIVA | BLUEPHASE STYLE | 2016-12-21 | 630
IVOCLAR-VIVA | BLUEPHASE STYLE | 2016-12-21 | 630
IVOCLAR-VIVA | BLUEPHASE STYLE | 2016-12-21 | 630
IVOCLAR-VIVA | BLUEPHASE STYLE | 2016-12-21 | 630
IVOCLAR-VIVA | BLUEPHASE STYLE | 2016-12-21 | 630
IVOCLAR-VIVA | BLUEPHASE STYLE | 2016-12-21 | 630
IVOCLAR-VIVA | BLUEPHASE STYLE | 2016-12-21 | 630
IVOCLAR-VIVA | BLUEPHASE STYLE | 2016-12-21 | 630
IVOCLAR-VIVA | BLUEPHASE STYLE | 2016-12-21 | 630
IVOCLAR-VIVA | BLUEPHASE STYLE | 2016-12-21 | 630
IVOCLAR-VIVA | BLUEPHASE STYLE | 2016-12-21 | 630
IVOCLAR-VIVA | BLUEPHASE STYLE | 2016-12-21 | 630
IVOCLAR-VIVA | BLUEPHASE STYLE | 2016-12-21 | 630
IVOCLAR-VIVA | BLUEPHASE STYLE | 2016-12-21 | 630
IVOCLAR-VIVA | BLUEPHASE STYLE | 2016-12-21 | 630
IVOCLAR-VIVA | BLUEPHASE STYLE | 2016-12-21 | 630
IVOCLAR-VIVA | BLUEPHASE STYLE | 2016-12-21 | 630
IVOCLAR-VIVA | BLUEPHASE STYLE | 2016-12-21 | 630
IVOCLAR-VIVA | BLUEPHASE STYLE | 2016-12-21 | 630
IVOCLAR-VIVA | BLUEPHASE STYLE | 2016-12-21 | 630
IVOCLAR-VIVA | BLUEPHASE STYLE | 2016-12-21 | 630
IVOCLAR-VIVA | BLUEPHASE STYLE | 2016-12-21 | 630
IVOCLAR-VIVA | BLUEPHASE STYLE | 2016-12-21 | 630
IVOCLAR-VIVA | BLUEPHASE STYLE | 2016-12-21 | 630
IVOCLAR-VIVA | BLUEPHASE STYLE | 2016-12-21 | 630
IVOCLAR-VIVA | BLUEPHASE STYLE | 2016-12-21 | 630
IVOCLAR-VIVA | BLUEPHASE STYLE | 2016-12-21 | 630
IVOCLAR-VIVA | BLUEPHASE STYLE | 2016-12-21 | 630
IVOCLAR-VIVA | BLUEPHASE STYLE | 2016-12-21 | 630
IVOCLAR-VIVA | BLUEPHASE STYLE | 2016-12-21 | 630
IVOCLAR-VIVA | BLUEPHASE STYLE | 2016-12-21 | 630
IVOCLAR-VIVA | BLUEPHASE STYLE | 2016-12-21 | 630
IVOCLAR-VIVA | BLUEPHASE STYLE | 2016-12-21 | 630
IVOCLAR-VIVA | BLUEPHASE STYLE | 2016-12-21 | 630
W&H UK LTD | ALEGRA HE-43 | 2016-06-01 | 122
W&H UK LTD | ALEGRA HE-43 | 2016-06-01 | 122
W&H UK LTD | ALEGRA HE-43 | 2016-06-01 | 122
W&H UK LTD | ALEGRA HE-43 | 2016-06-01 | 122
W&H UK LTD | ALEGRA HE-43 | 2016-06-01 | 122
W&H UK LTD | ALEGRA HE-43 | 2016-06-01 | 122
W&H UK LTD | ALEGRA HE-43 | 2016-06-01 | 122
W&H UK LTD | ALEGRA HE-43 | 2016-06-01 | 122
W&H UK LTD | ALEGRA HE-43 | 2016-06-01 | 122
W&H UK LTD | ALEGRA HE-43 | 2016-06-01 | 122
W&H UK LTD | ALEGRA HE-43 | 2016-06-01 | 122
W&H UK LTD | ALEGRA HE-43 | 2016-06-01 | 122
W&H UK LTD | ALEGRA HE-43 | 2016-06-01 | 122
W&H UK LTD | ALEGRA HE-43 | 2016-06-01 | 122
W&H UK LTD | ALEGRA HE-43 | 2016-06-01 | 122
W&H UK LTD | ALEGRA HE-43 | 2016-06-01 | 122
W&H UK LTD | ALEGRA HE-43 | 2016-06-01 | 122
W&H UK LTD | ALEGRA HE-43 | 2016-06-01 | 122
W&H UK LTD | ALEGRA HE-43 | 2016-06-01 | 122
W&H UK LTD | ALEGRA HE-43 | 2016-06-01 | 122
W&H UK LTD | ALEGRA HE-43 | 2016-06-01 | 122
W&H UK LTD | ALEGRA HE-43 | 2016-06-01 | 122
W&H UK LTD | ALEGRA HE-43 | 2016-06-01 | 122
W&H UK LTD | ALEGRA HE-43 | 2016-06-01 | 122
W&H UK LTD | ALEGRA HE-43 | 2016-06-01 | 122
W&H UK LTD | ALEGRA HE-43 | 2016-06-01 | 122
W&H UK LTD | ALEGRA HE-43 | 2016-06-01 | 122
W&H UK LTD | ALEGRA HE-43 | 2016-06-01 | 122
W&H UK LTD | ALEGRA HE-43 | 2016-06-01 | 122
W&H UK LTD | ALEGRA HE-43 | 2016-06-01 | 122
W&H UK LTD | ALEGRA HE-43 | 2016-06-01 | 122
W&H UK LTD | ALEGRA HE-43 | 2016-06-01 | 122
W&H UK LTD | ALEGRA HE-43 | 2016-06-01 | 122
W&H UK LTD | ALEGRA HE-43 | 2016-06-01 | 122
W&H UK LTD | ALEGRA HE-43 | 2016-06-01 | 122
W&H UK LTD | WE-56 | 2016-06-01 | 140
W&H UK LTD | WE-56 | 2016-06-01 | 140
W&H UK LTD | WE-56 | 2016-06-01 | 140
W&H UK LTD | WE-56 | 2016-06-01 | 140
W&H UK LTD | WE-56 | 2016-06-01 | 140
W&H UK LTD | WE-56 | 2016-06-01 | 140
W&H UK LTD | WE-56 | 2016-06-01 | 140
W&H UK LTD | WE-56 | 2016-06-01 | 140
W&H UK LTD | WE-56 | 2016-06-01 | 140
W&H UK LTD | WE-56 | 2016-06-01 | 140
W&H UK LTD | WE-56 | 2016-06-01 | 140
W&H UK LTD | WE-56 | 2016-06-01 | 140
W&H UK LTD | WE-56 | 2016-06-01 | 140
W&H UK LTD | WE-56 | 2016-06-01 | 140
W&H UK LTD | WE-56 | 2016-06-01 | 140
W&H UK LTD | WE-56 | 2016-06-01 | 140
W&H UK LTD | WE-56 | 2016-06-01 | 140
W&H UK LTD | WE-56 | 2016-06-01 | 140
W&H UK LTD | WE-56 | 2016-06-01 | 140
W&H UK LTD | WE-56 | 2016-06-01 | 140
W&H UK LTD | WE-56 | 2016-06-01 | 140
W&H UK LTD | WE-56 | 2016-06-01 | 140
W&H UK LTD | WE-56 | 2016-06-01 | 140
W&H UK LTD | WE-56 | 2016-06-01 | 140
W&H UK LTD | WE-56 | 2016-06-01 | 140
W&H UK LTD | WE-56 | 2016-06-01 | 140
W&H UK LTD | WE-56 | 2016-06-01 | 140
W&H UK LTD | WE-56 | 2016-06-01 | 140
W&H UK LTD | WE-56 | 2016-06-01 | 140
W&H UK LTD | WE-56 | 2016-06-01 | 140
W&H UK LTD | WE-56 | 2016-06-01 | 140
W&H UK LTD | WE-56 | 2016-06-01 | 140
W&H UK LTD | WE-56 | 2016-06-01 | 140
W&H UK LTD | WE-56 | 2016-06-01 | 140
W&H UK LTD | WE-56 | 2016-06-01 | 140
W&H UK LTD | WE-56 | 2016-06-01 | 140
W&H UK LTD | AM-25 RM | 2016-05-23 | 120
W&H UK LTD | AM-25 RM | 2016-05-23 | 120
W&H UK LTD | AM-25 RM | 2016-05-23 | 120
W&H UK LTD | AM-25 RM | 2016-05-23 | 120
W&H UK LTD | AM-25 RM | 2016-05-23 | 120
W&H UK LTD | AM-25 RM | 2016-05-23 | 120
W&H UK LTD | AM-25 RM | 2016-05-23 | 120
W&H UK LTD | AM-25 RM | 2016-05-23 | 120
W&H UK LTD | AM-25 RM | 2016-05-23 | 120
W&H UK LTD | AM-25 RM | 2016-05-23 | 120
W&H UK LTD | AM-25 RM | 2016-05-23 | 120
W&H UK LTD | AM-25 RM | 2016-05-23 | 120
W&H UK LTD | AM-25 RM | 2016-05-23 | 120
W&H UK LTD | AM-25 RM | 2016-05-23 | 120
W&H UK LTD | AM-25 RM | 2016-05-23 | 120
W&H UK LTD | AM-25 RM | 2016-05-23 | 120
W&H UK LTD | AM-25 RM | 2016-05-23 | 120
W&H UK LTD | AM-25 RM | 2016-05-23 | 120
W&H UK LTD | AM-25 RM | 2016-05-23 | 120
W&H UK LTD | AM-25 RM | 2016-05-23 | 120
W&H UK LTD | AM-25 RM | 2016-05-23 | 120
W&H UK LTD | AM-25 RM | 2016-05-23 | 120
W&H UK LTD | AM-25 RM | 2016-05-23 | 120
W&H UK LTD | AM-25 RM | 2016-05-23 | 120
W&H UK LTD | AM-25 RM | 2016-05-23 | 120
W&H UK LTD | AM-25 RM | 2016-05-23 | 120
W&H UK LTD | AM-25 RM | 2016-05-23 | 120
W&H UK LTD | AM-25 RM | 2016-05-23 | 120
W&H UK LTD | AM-25 RM | 2016-05-23 | 120
W&H UK LTD | AM-25 RM | 2016-05-23 | 120
W&H UK LTD | AM-25 RM | 2016-05-23 | 120
W&H UK LTD | AM-25 RM | 2016-05-23 | 120
W&H UK LTD | AM-25 RM | 2016-05-23 | 120
W&H UK LTD | AM-25 RM | 2016-05-23 | 120
W&H UK LTD | AM-25 RM | 2016-05-23 | 120
W&H UK LTD | AM-25 RM | 2016-05-23 | 120
W&H UK LTD | ALEGRA TE95RM | 2016-05-23 | 174
W&H UK LTD | ALEGRA TE95RM | 2016-05-23 | 174
W&H UK LTD | ALEGRA TE95RM | 2016-05-23 | 174
W&H UK LTD | ALEGRA TE95RM | 2016-05-23 | 174
W&H UK LTD | ALEGRA TE95RM | 2016-05-23 | 174
W&H UK LTD | ALEGRA TE95RM | 2016-05-23 | 174
W&H UK LTD | ALEGRA TE95RM | 2016-05-23 | 174
W&H UK LTD | ALEGRA TE95RM | 2016-05-23 | 174
W&H UK LTD | ALEGRA TE95RM | 2016-05-23 | 174
W&H UK LTD | ALEGRA TE95RM | 2016-05-23 | 174
W&H UK LTD | ALEGRA TE95RM | 2016-05-23 | 174
W&H UK LTD | ALEGRA TE95RM | 2016-05-23 | 174
W&H UK LTD | ALEGRA TE95RM | 2016-05-23 | 174
W&H UK LTD | ALEGRA TE95RM | 2016-05-23 | 174
W&H UK LTD | ALEGRA TE95RM | 2016-05-23 | 174
W&H UK LTD | ALEGRA TE95RM | 2016-05-23 | 174
W&H UK LTD | ALEGRA TE95RM | 2016-05-23 | 174
W&H UK LTD | ALEGRA TE95RM | 2016-05-23 | 174
W&H UK LTD | ALEGRA TE95RM | 2016-05-23 | 174
W&H UK LTD | ALEGRA TE95RM | 2016-05-23 | 174
W&H UK LTD | ALEGRA TE95RM | 2016-05-23 | 174
W&H UK LTD | ALEGRA TE95RM | 2016-05-23 | 174
W&H UK LTD | ALEGRA TE95RM | 2016-05-23 | 174
W&H UK LTD | ALEGRA TE95RM | 2016-05-23 | 174
W&H UK LTD | ALEGRA TE95RM | 2016-05-23 | 174
W&H UK LTD | ALEGRA TE95RM | 2016-05-23 | 174
W&H UK LTD | ALEGRA TE95RM | 2016-05-23 | 174
W&H UK LTD | ALEGRA TE95RM | 2016-05-23 | 174
W&H UK LTD | ALEGRA TE95RM | 2016-05-23 | 174
W&H UK LTD | ALEGRA TE95RM | 2016-05-23 | 174
W&H UK LTD | ALEGRA TE95RM | 2016-05-23 | 174
W&H UK LTD | ALEGRA TE95RM | 2016-05-23 | 174
W&H UK LTD | ALEGRA TE95RM | 2016-05-23 | 174
W&H UK LTD | ALEGRA TE95RM | 2016-05-23 | 174
W&H UK LTD | ALEGRA TE95RM | 2016-05-23 | 174
W&H UK LTD | ALEGRA TE95RM | 2016-05-23 | 174
DENTSPLY LTD | WAVE.ONE | 2013-01-15 | 2000
DENTSPLY LTD | WAVE.ONE | 2013-01-15 | 2000
DENTSPLY LTD | WAVE.ONE | 2013-01-15 | 2000
DENTSPLY LTD | WAVE.ONE | 2013-01-15 | 2000
DENTSPLY LTD | WAVE.ONE | 2013-01-15 | 2000
DENTSPLY LTD | WAVE.ONE | 2013-01-15 | 2000
DENTSPLY LTD | WAVE.ONE | 2013-01-15 | 2000
DENTSPLY LTD | WAVE.ONE | 2013-01-15 | 2000
DENTSPLY LTD | WAVE.ONE | 2013-01-15 | 2000
DENTSPLY LTD | WAVE.ONE | 2013-01-15 | 2000
DENTSPLY LTD | WAVE.ONE | 2013-01-15 | 2000
DENSTAR | DS-200 | 2011-06-10 | 95
DENTSPLY LTD | SMARTLITE PS | 2011-03-17 | 200
DENTSPLY LTD | X-SMART | 2010-08-02 | 649.95
DEMCO | E96-230 | 2010-04-16 | 702.25
ZUBLER | VARIO PRESS 300 | 2010-04-15 | 2000
ZUBLER | VARIO PRESS 300 | 2010-04-15 | 2000
ZUBLER | NONE | 2010-04-15 | 500
ZUBLER | VARIO PRESS 3000 | 2010-04-14 | 500
LABCAIRE SYS | SPECIAL DOWNFLOW BEN | 2010-01-20 | 6000
LABCAIRE SYS | SPECIAL DOWNFLOW BEN | 2010-01-20 | 6000
JOVIDENT INT | CU-100RLC | 2008-07-09 | 243
JOVIDENT INT | CU-100RLC | 2008-07-09 | 243
JOVIDENT INT | CU-100RLC | 2008-07-09 | 243
JOVIDENT INT | CU-100RLC | 2008-07-09 | 243
W&H UK LTD | TREND WD56 | 2008-04-24 | 200
W&H UK LTD | TREND WD56 | 2008-04-24 | 200
W&H UK LTD | TREND WD56 | 2008-04-24 | 200
W&H UK LTD | TREND WD56 | 2008-04-24 | 200
W&H UK LTD | TREND WD56 | 2008-04-24 | 200
W&H UK LTD | TREND WD56 | 2008-04-24 | 200
W&H UK LTD | TREND WD56 | 2008-04-24 | 200
W&H UK LTD | TREND WD56 | 2008-04-24 | 200
W&H UK LTD | TREND WD56 | 2008-04-24 | 200
W&H UK LTD | TREND WD56 | 2008-04-24 | 200
W&H UK LTD | TREND WD56 | 2008-04-24 | 200
W&H UK LTD | TREND WD56 | 2008-04-24 | 200
W&H UK LTD | TREND WD56 | 2008-04-24 | 200
W&H UK LTD | TREND WD56 | 2008-04-24 | 200
W&H UK LTD | AC-25ERM | 2007-05-02 | 300
W&H UK LTD | AC-25ERM | 2007-05-02 | 300
W&H UK LTD | AC-25ERM | 2007-05-02 | 300
WHIPMIX | FIRE LINE | 2007-04-13 | 1750
WHIPMIX | 75R SERIES | 2007-04-13 | 250
WHIPMIX | FIRE LINE | 2007-04-13 | 1750
WHIPMIX | 75R SERIES | 2007-04-13 | 250
WHIPMIX | 75R SERIES | 2007-04-13 | 250
WHIPMIX | FIRE LINE | 2007-04-13 | 1750
CARBOLITE | BWF 1100 | 2007-04-13 | 1500
MANFREDI | MILLENIUM-5 | 2007-03-27 | 4995
RENFERT | TWISTER EVOLUTION | 2007-03-27 | 4995
EMMEUI | EUCLIDE | 2007-03-26 | 573
JOVIDENT INT | CU-100RLC | 2007-03-26 | 243
W&H UK LTD | ASSISTINA PLUS | 2007-03-26 | 500
W&H UK LTD | TREND WD56 | 2007-03-26 | 200
W&H UK LTD | TREND WD56 | 2007-03-26 | 200
W&H UK LTD | TREND WD56 | 2007-03-26 | 200
W&H UK LTD | TREND WD56 | 2007-03-26 | 200
W&H UK LTD | TREND WD56 | 2007-03-26 | 200
W&H UK LTD | TREND WD56 | 2007-03-26 | 200
W&H UK LTD | TREND WD56 | 2007-03-26 | 200
W&H UK LTD | ALEGRA TE95RM | 2007-03-26 | 300
W&H UK LTD | ALEGRA TE95RM | 2007-03-26 | 300
W&H UK LTD | ALEGRA TE95RM | 2007-03-26 | 300
W&H UK LTD | ALEGRA TE95RM | 2007-03-26 | 300
W&H UK LTD | ALEGRA TE95RM | 2007-03-26 | 300
W&H UK LTD | ALEGRA TE95RM | 2007-03-26 | 300
W&H UK LTD | ALEGRA TE95RM | 2007-03-26 | 300
W&H UK LTD | ALEGRA TE95RM | 2007-03-26 | 300
W&H UK LTD | ALEGRA TE95RM | 2007-03-26 | 300
W&H UK LTD | ALEGRA TE95RM | 2007-03-26 | 300
W&H UK LTD | ALEGRA TE95RM | 2007-03-26 | 300
W&H UK LTD | ALEGRA TE95RM | 2007-03-26 | 300
W&H UK LTD | ALEGRA TE95RM | 2007-03-26 | 300
W&H UK LTD | ALEGRA TE95RM | 2007-03-26 | 300
W&H UK LTD | ALEGRA TE95RM | 2007-03-26 | 300
W&H UK LTD | ALEGRA TE95RM | 2007-03-26 | 300
W&H UK LTD | ALEGRA TE95RM | 2007-03-26 | 300
W&H UK LTD | ALEGRA TE95RM | 2007-03-26 | 300
W&H UK LTD | ALEGRA TE95RM | 2007-03-26 | 300
W&H UK LTD | ALEGRA TE95RM | 2007-03-26 | 300
W&H UK LTD | ALEGRA TE95RM | 2007-03-26 | 300
W&H UK LTD | ALEGRA TE95RM | 2007-03-26 | 300
W&H UK LTD | ALEGRA TE95RM | 2007-03-26 | 300
W&H UK LTD | ALEGRA TE95RM | 2007-03-26 | 300
W&H UK LTD | ALEGRA TE95RM | 2007-03-26 | 300
DENTSPLY LTD | PROMIX402 | 2006-09-20 | 450
DENTSPLY LTD | PROMIX402 | 2006-09-20 | 450
WASSERMANN | HSS-A2-MV | 2006-09-01 | 500
ADEC DENTAL | 4810 SIMULATOR | 2006-08-25 | 5000
ADEC DENTAL | 6300 | 2006-08-25 | 1271
WASSERMANN | LSG01 | 2006-08-25 | 400
ADEC DENTAL | 4810 SIMULATOR | 2006-08-25 | 5000
ADEC DENTAL | 6300 | 2006-08-25 | 1271
ADEC DENTAL | 6300 | 2006-08-25 | 1271
ADEC DENTAL | 6300 | 2006-08-25 | 1271
ADEC DENTAL | 6300 | 2006-08-25 | 1271
ADEC DENTAL | 6300 | 2006-08-25 | 1271
WASSERMANN | LSG01 | 2006-08-25 | 400
WASSERMANN | LSG01 | 2006-08-25 | 400
WASSERMANN | LSG01 | 2006-08-25 | 400
WASSERMANN | LSG01 | 2006-08-25 | 400
ADEC DENTAL | 4810 SIMULATOR | 2006-08-25 | 5000
ADEC DENTAL | 4810 SIMULATOR | 2006-08-25 | 5000
ADEC DENTAL | 4810 SIMULATOR | 2006-08-25 | 5000
ADEC DENTAL | 4810 SIMULATOR | 2006-08-25 | 5000
ADEC DENTAL | 4810 SIMULATOR | 2006-08-25 | 5000
ADEC DENTAL | 6300 | 2006-08-25 | 1271
ADEC DENTAL | 6300 | 2006-08-25 | 1271
ADEC DENTAL | 6300 | 2006-08-25 | 1271
ADEC DENTAL | 6300 | 2006-08-25 | 1271
ADEC DENTAL | 6300 | 2006-08-25 | 1271
ADEC DENTAL | 4810 SIMULATOR | 2006-08-25 | 5000
ADEC DENTAL | 4810 SIMULATOR | 2006-08-25 | 5000
ADEC DENTAL | 4810 SIMULATOR | 2006-08-25 | 5000
ADEC DENTAL | 4810 SIMULATOR | 2006-08-25 | 5000
ADEC DENTAL | 4810 SIMULATOR | 2006-08-25 | 5000
ADEC DENTAL | 4810 SIMULATOR | 2006-08-25 | 5000
ADEC DENTAL | 4810 SIMULATOR | 2006-08-25 | 5000
ADEC DENTAL | 4810 SIMULATOR | 2006-08-25 | 5000
ADEC DENTAL | 6300 | 2006-08-25 | 1271
ADEC DENTAL | 6300 | 2006-08-25 | 1271
ADEC DENTAL | 6300 | 2006-08-25 | 1271
ADEC DENTAL | 6300 | 2006-08-25 | 1271
WASSERMANN | LSG01 | 2006-08-25 | 400
WASSERMANN | LSG01 | 2006-08-25 | 400
WASSERMANN | LSG01 | 2006-08-25 | 400
WASSERMANN | LSG01 | 2006-08-25 | 400
WASSERMANN | LSG01 | 2006-08-25 | 400
WASSERMANN | LSG01 | 2006-08-25 | 400
WASSERMANN | LSG01 | 2006-08-25 | 400
WASSERMANN | LSG01 | 2006-08-25 | 400
WASSERMANN | LSG01 | 2006-08-25 | 400
WASSERMANN | LSG01 | 2006-08-25 | 400
W&H UK LTD | 43E | 2005-08-24 | 350
W&H UK LTD | 43E | 2005-08-24 | 350
W&H UK LTD | 43E | 2005-08-24 | 350
W&H UK LTD | 43E | 2005-08-24 | 350
W&H UK LTD | 56E | 2005-08-24 | 400
DENTSPLY LTD | X-SMART | 2005-06-22 | 649.95
DENTSPLY LTD | X-SMART | 2005-06-22 | 649.95
DENTSPLY LTD | X-SMART | 2005-06-22 | 649.95
DENTSPLY LTD | X-SMART | 2005-06-22 | 649.95
DENTSPLY LTD | X-SMART | 2005-06-22 | 649.95
DENTSPLY LTD | X-SMART | 2005-06-22 | 649.95
DENTSPLY LTD | X-SMART | 2005-06-22 | 649.95
DENTSPLY LTD | X-SMART | 2005-06-22 | 649.95
DENTSPLY LTD | X-SMART | 2005-06-22 | 649.95
DENTSPLY LTD | X-SMART | 2005-06-22 | 649.95
DENTSPLY LTD | X-SMART | 2005-06-22 | 649.95
DENTSPLY LTD | X-SMART | 2005-06-22 | 649.95
DENTSPLY LTD | X-SMART | 2005-06-22 | 649.95
DENTSPLY LTD | X-SMART | 2005-06-22 | 649.95
DENTSPLY LTD | PROMIX402 | 2005-06-15 | 450
JOVIDENT INT | CU-100RLC | 2005-06-14 | 243
W&H UK LTD | ALEGRA TE95RM | 2005-06-14 | 300
W&H UK LTD | ALEGRA TE95RM | 2005-06-14 | 300
W&H UK LTD | ALEGRA TE95RM | 2005-06-14 | 300
W&H UK LTD | ALEGRA TE95RM | 2005-06-14 | 300
W&H UK LTD | ALEGRA TE95RM | 2005-06-14 | 300
W&H UK LTD | ALEGRA TE95RM | 2005-06-14 | 300
W&H UK LTD | ALEGRA TE95RM | 2005-06-14 | 300
W&H UK LTD | 56E | 2005-06-01 | 300
W&H UK LTD | 43E | 2005-05-05 | 350
W&H UK LTD | 43E | 2005-05-05 | 350
W&H UK LTD | 43E | 2005-05-05 | 350
W&H UK LTD | 43E | 2005-05-05 | 350
W&H UK LTD | 43E | 2005-05-05 | 350
W&H UK LTD | 508 | 2005-05-05 | 350
W&H UK LTD | 508 | 2005-05-05 | 350
W&H UK LTD | 508 | 2005-05-05 | 350
EMMEUI | EUCLIDE | 2005-04-18 | 573
W&H UK LTD | 56E | 2005-03-07 | 400
W&H UK LTD | ALEGRA TE95RM | 2004-09-16 | 250
W&H UK LTD | ALEGRA TE95RM | 2004-09-16 | 250
W&H UK LTD | ALEGRA TE95RM | 2004-09-16 | 250
W&H UK LTD | ALEGRA TE95RM | 2004-09-16 | 250
W&H UK LTD | ALEGRA TE95RM | 2004-09-16 | 250
W&H UK LTD | ALEGRA TE95RM | 2004-09-16 | 250
W&H UK LTD | ALEGRA TE95RM | 2004-09-16 | 250
W&H UK LTD | ALEGRA TE95RM | 2004-09-16 | 250
W&H UK LTD | ALEGRA TE95RM | 2004-09-16 | 250
W&H UK LTD | ALEGRA TE95RM | 2004-09-16 | 250
W&H UK LTD | ALEGRA TE95RM | 2004-09-16 | 250
3M HEALTH C | PENTAMIX 2 | 2004-07-20 | 1000
3M HEALTH C | PENTAMIX 2 | 2004-07-20 | 1000
W&H UK LTD | 43E | 2004-02-04 | 350
W&H UK LTD | PERFECTA | 2003-10-09 | 550
W&H UK LTD | PERFECTA | 2003-10-09 | 550
W&H UK LTD | MF-PERFECTA 9978 | 2003-10-09 | 700
W&H UK LTD | MF-PERFECTA 9978 | 2003-10-09 | 700
WASSERMANN | LSG01 | 2003-08-21 | 500
WASSERMANN | LSG01 | 2003-08-21 | 500
WASSERMANN | LSG01 | 2003-08-21 | 500
WASSERMANN | LSG01 | 2003-08-21 | 500
WASSERMANN | LSG01 | 2003-08-21 | 500
WASSERMANN | LSG01 | 2003-08-21 | 500
WASSERMANN | LSG01 | 2003-08-21 | 500
WASSERMANN | LSG01 | 2003-08-21 | 500
WASSERMANN | LSG01 | 2003-08-13 | 500
WASSERMANN | LSG01 | 2003-08-13 | 500
WASSERMANN | LSG01 | 2003-08-13 | 500
WASSERMANN | LSG01 | 2003-08-13 | 500
WASSERMANN | LSG01 | 2003-08-13 | 500
WASSERMANN | LSG01 | 2003-08-13 | 500
WASSERMANN | LSG01 | 2003-08-13 | 500
WASSERMANN | LSG01 | 2003-08-13 | 500
WASSERMANN | LSG01 | 2003-08-13 | 500
WASSERMANN | LSG01 | 2003-08-13 | 500
ADEC DENTAL | 6300 | 2003-08-13 | 1271
ADEC DENTAL | 6300 | 2003-08-13 | 1271
ADEC DENTAL | 6300 | 2003-08-13 | 1271
ADEC DENTAL | 6300 | 2003-08-13 | 1271
ADEC DENTAL | 6300 | 2003-08-13 | 1271
ADEC DENTAL | 6300 | 2003-08-13 | 1271
ADEC DENTAL | 6300 | 2003-08-13 | 1271
ADEC DENTAL | 6300 | 2003-08-13 | 1271
ADEC DENTAL | 6300 | 2003-08-13 | 1271
ADEC DENTAL | 6300 | 2003-08-13 | 1271
ADEC DENTAL | 4810 SIMULATOR | 2003-08-13 | 5000
ADEC DENTAL | 4810 SIMULATOR | 2003-08-13 | 5000
ADEC DENTAL | 4810 SIMULATOR | 2003-08-13 | 5000
ADEC DENTAL | 4810 SIMULATOR | 2003-08-13 | 5000
ADEC DENTAL | 4810 SIMULATOR | 2003-08-13 | 5000
ADEC DENTAL | 4810 SIMULATOR | 2003-08-13 | 5000
ADEC DENTAL | 4810 SIMULATOR | 2003-08-13 | 5000
ADEC DENTAL | 4810 SIMULATOR | 2003-08-13 | 5000
ADEC DENTAL | 4810 SIMULATOR | 2003-08-13 | 5000
ADEC DENTAL | 4810 SIMULATOR | 2003-08-13 | 5000
WASSERMANN | LSG01 | 2003-08-13 | 500
WASSERMANN | LSG01 | 2003-08-13 | 500
WASSERMANN | LSG01 | 2003-08-13 | 500
WASSERMANN | LSG01 | 2003-08-13 | 500
WASSERMANN | LSG01 | 2003-08-13 | 500
WASSERMANN | LSG01 | 2003-08-13 | 500
WASSERMANN | LSG01 | 2003-08-13 | 500
WASSERMANN | LSG01 | 2003-08-13 | 500
ADEC DENTAL | 6300 | 2003-08-13 | 1271
WASSERMANN | LSG01 | 2003-08-13 | 500
WASSERMANN | LSG01 | 2003-08-13 | 500
ADEC DENTAL | 4810 SIMULATOR | 2003-08-13 | 5000
ADEC DENTAL | 4810 SIMULATOR | 2003-08-13 | 5000
ADEC DENTAL | 4810 SIMULATOR | 2003-08-13 | 5000
ADEC DENTAL | 4810 SIMULATOR | 2003-08-13 | 5000
ADEC DENTAL | 4810 SIMULATOR | 2003-08-13 | 5000
ADEC DENTAL | 4810 SIMULATOR | 2003-08-13 | 5000
ADEC DENTAL | 4810 SIMULATOR | 2003-08-13 | 5000
ADEC DENTAL | 4810 SIMULATOR | 2003-08-13 | 5000
ADEC DENTAL | 4810 SIMULATOR | 2003-08-13 | 5000
ADEC DENTAL | 4810 SIMULATOR | 2003-08-13 | 5000
ADEC DENTAL | 6300 | 2003-08-13 | 1271
ADEC DENTAL | 6300 | 2003-08-13 | 1271
ADEC DENTAL | 6300 | 2003-08-13 | 1271
ADEC DENTAL | 6300 | 2003-08-13 | 1271
ADEC DENTAL | 6300 | 2003-08-13 | 1271
ADEC DENTAL | 6300 | 2003-08-13 | 1271
ADEC DENTAL | 6300 | 2003-08-13 | 1271
ADEC DENTAL | 6300 | 2003-08-13 | 1271
ADEC DENTAL | 6300 | 2003-08-13 | 1271
ADEC DENTAL | 6300 | 2003-08-13 | 1271
ADEC DENTAL | 6300 | 2003-08-13 | 1271
ADEC DENTAL | 6300 | 2003-08-13 | 1271
ADEC DENTAL | 6300 | 2003-08-13 | 1271
ADEC DENTAL | 6300 | 2003-08-13 | 1271
ADEC DENTAL | 6300 | 2003-08-13 | 1271
ADEC DENTAL | 6300 | 2003-08-13 | 1271
ADEC DENTAL | 6300 | 2003-08-13 | 1271
ADEC DENTAL | 6300 | 2003-08-13 | 1271
ADEC DENTAL | 6300 | 2003-08-13 | 1271
ADEC DENTAL | 6300 | 2003-08-13 | 1271
ADEC DENTAL | 4810 SIMULATOR | 2003-08-13 | 5000
ADEC DENTAL | 4810 SIMULATOR | 2003-08-13 | 5000
ADEC DENTAL | 4810 SIMULATOR | 2003-08-13 | 5000
ADEC DENTAL | 4810 SIMULATOR | 2003-08-13 | 5000
ADEC DENTAL | 4810 SIMULATOR | 2003-08-13 | 5000
ADEC DENTAL | 4810 SIMULATOR | 2003-08-13 | 5000
ADEC DENTAL | 4810 SIMULATOR | 2003-08-13 | 5000
ADEC DENTAL | 4810 SIMULATOR | 2003-08-13 | 5000
ADEC DENTAL | 4810 SIMULATOR | 2003-08-13 | 5000
ADEC DENTAL | 4810 SIMULATOR | 2003-08-13 | 5000
WASSERMANN | LSG01 | 2003-08-13 | 500
WASSERMANN | LSG01 | 2003-08-13 | 500
WASSERMANN | LSG01 | 2003-08-13 | 500
ADEC DENTAL | 4810 SIMULATOR | 2003-08-13 | 5000
WASSERMANN | LSG01 | 2003-08-13 | 500
SATELEC | X-MIND | 2003-05-01 | 2100
KERR DENTAL | 4000 | 2003-03-24 | 250
W&H UK LTD | A25/RM INCO | 2002-09-06 | 350
W&H UK LTD | TREND WD56 | 2002-06-12 | 200
W&H UK LTD | TREND WD56 | 2002-06-12 | 200
W&H UK LTD | TREND WD56 | 2002-06-12 | 200
W&H UK LTD | TREND WD56 | 2002-06-12 | 200
W&H UK LTD | TREND WD56 | 2002-06-12 | 200
W&H UK LTD | TREND WD56 | 2002-06-12 | 200
W&H UK LTD | TREND WD56 | 2002-06-12 | 200
W&H UK LTD | AC-20RM | 2002-06-12 | 300
W&H UK LTD | AC-20RM | 2002-06-12 | 300
W&H UK LTD | AC-20RM | 2002-06-12 | 300
W&H UK LTD | AC-20RM | 2002-06-12 | 300
W&H UK LTD | AC-20RM | 2002-06-12 | 300
DENTSPLY LTD | THERMAPREP PLUS | 2002-02-05 | 200
DENTSPLY LTD | THERMAPREP PLUS | 2002-02-05 | 200
BIEN-AIR UK | AQUILON | 2001-09-04 | 500
OBTURA | OBTURA II | 2001-08-30 | 940
BEGO | VIBROMASTER | 2001-01-01 | 235
DEGUSSA LTD | PE5 | 2001-01-01 | 1666
BEGO | VIBROMASTER | 2001-01-01 | 235
BEGO | FILTER MODULE | 2000-07-15 | 500
BEGO | KAROSTAR | 2000-07-13 | 1000
BIEN-AIR UK | AQUILON | 2000-01-01 | 500
BIEN-AIR UK | AQUILON | 1999-10-07 | 500
TELEDYNE | 110500-2 | 1998-10-01 | 769.63
TELEDYNE | 110500-2 | 1998-10-01 | 769.63
TELEDYNE | 110500-2 | 1998-10-01 | 769.63
TELEDYNE | 110500-2 | 1998-10-01 | 769.63
TELEDYNE | 110500-2 | 1998-10-01 | 769.63
TELEDYNE | 110500-2 | 1998-10-01 | 769.63
TELEDYNE | 110500-2 | 1998-10-01 | 769.63
TELEDYNE | 110500-2 | 1998-10-01 | 769.63
TELEDYNE | 110500-2 | 1998-10-01 | 769.63
TELEDYNE | 110500-2 | 1998-10-01 | 769.63
TELEDYNE | 110500-2 | 1998-10-01 | 769.63
TELEDYNE | 110500-2 | 1998-10-01 | 769.63
TELEDYNE | 110500-2 | 1998-10-01 | 769.63
TELEDYNE | 110500-2 | 1998-10-01 | 769.63
TELEDYNE | 110500-2 | 1998-10-01 | 769.63
TELEDYNE | 110500-2 | 1998-10-01 | 769.63
TELEDYNE | 110500-2 | 1998-10-01 | 769.63
TELEDYNE | 110500-2 | 1998-10-01 | 769.63
TELEDYNE | 110500-2 | 1998-10-01 | 769.63
TELEDYNE | 110500-2 | 1998-10-01 | 769.63
TELEDYNE | 110500-2 | 1998-10-01 | 769.63
TELEDYNE | 110500-2 | 1998-10-01 | 769.63
TELEDYNE | 110500-2 | 1998-10-01 | 769.63
TELEDYNE | 110500-2 | 1998-10-01 | 769.63
TELEDYNE | 110500-2 | 1998-10-01 | 769.63
TELEDYNE | 110500-2 | 1998-10-01 | 769.63
TELEDYNE | 110500-2 | 1998-10-01 | 769.63
TELEDYNE | 110500-2 | 1998-10-01 | 769.63
TELEDYNE | 110500-2 | 1998-10-01 | 769.63
TELEDYNE | 110500-2 | 1998-10-01 | 769.63
TELEDYNE | 110500-2 | 1998-10-01 | 769.63
TELEDYNE | 110500-2 | 1998-10-01 | 769.63
TELEDYNE | 110500-2 | 1998-10-01 | 769.63
TELEDYNE | 110500-2 | 1998-10-01 | 769.63
KAVO | EWL5404 | 1998-10-01 | 1004
TELEDYNE | 110500-2 | 1998-10-01 | 769.63
TELEDYNE | 110500-2 | 1998-10-01 | 769.63
DENTSPLY LTD | SPECTRUM 201RUK | 1997-01-02 | 400
DENTSPLY LTD | SPECTRUM 201RUK | 1997-01-02 | 400
DENTSPLY LTD | PROMIX402 | 1996-12-18 | 450
3M HEALTH C | XL1000 | 1994-08-10 | 358.95
BIEN-AIR UK | AQUILON | 1991-01-01 | 500
W&H UK LTD | 56E | 1990-01-02 | 400
W&H UK LTD | 56E | 1990-01-02 | 400
COLTINE WHAL | PX-110 | 1990-01-01 | 350
COLTINE WHAL | MKII | 1990-01-01 | 350
W&H UK LTD | 56E | 1990-01-01 | 400
BIEN-AIR UK | AQUILON | 1990-01-01 | 500
BIEN-AIR UK | AQUILON | 1990-01-01 | 500
W&H UK LTD | 56E | 1990-01-01 | 400
BIEN-AIR UK | AQUILON | 1990-01-01 | 500
BIEN-AIR UK | AQUILON | 1990-01-01 | 500
BIEN-AIR UK | AQUILON | 1990-01-01 | 500
BIEN-AIR UK | AQUILON | 1990-01-01 | 500
BIEN-AIR UK | AQUILON | 1990-01-01 | 500
W&H UK LTD | 56E | 1990-01-01 | 400
CARBOLITE | LMF12/3 | 1986-07-07 | 1200
BIEN-AIR UK | AQUILON | 1986-01-01 | 500
BIEN-AIR UK | AQUILON | 1986-01-01 | 500
BIEN-AIR UK | AQUILON | 1986-01-01 | 500
BIEN-AIR UK | AQUILON | 1986-01-01 | 500
BIEN-AIR UK | AQUILON | 1986-01-01 | 500
BIEN-AIR UK | AQUILON | 1986-01-01 | 500
BIEN-AIR UK | AQUILON | 1986-01-01 | 500
BIEN-AIR UK | AQUILON | 1986-01-01 | 500
BIEN-AIR UK | AQUILON | 1986-01-01 | 500
BIEN-AIR UK | AQUILON | 1986-01-01 | 500
BIEN-AIR UK | AQUILON | 1986-01-01 | 500
W&H UK LTD | 56E | 1986-01-01 | 450
W&H UK LTD | TOPAIR 395 | 1986-01-01 | 450
BIEN-AIR UK | AQUILON | 1986-01-01 | 500
BIEN-AIR UK | AQUILON | 1986-01-01 | 500
BIEN-AIR UK | AQUILON | 1986-01-01 | 500
BIEN-AIR UK | AQUILON | 1986-01-01 | 500
BIEN-AIR UK | AQUILON | 1986-01-01 | 500
BIEN-AIR UK | AQUILON | 1986-01-01 | 500
BIEN-AIR UK | AQUILON | 1986-01-01 | 500
GALLONI | MODULAR3 | 1985-08-20 | 4000
DENTSPLY LTD | MULTIMAT | 1985-01-01 | 4000
DENTSPLY LTD | MULTIMAT | 1985-01-01 | 4000
DENTSPLY LTD | MULTIMAT | 1985-01-01 | 4000
DENTSPLY LTD | BIODENT | 1985-01-01 | 400
DENTSPLY LTD | BIODENT | 1985-01-01 | 400
DENTSPLY LTD | BIODENT | 1985-01-01 | 400
GALLONI | MODULAR3 | 1985-01-01 | 4500
CARBOLITE | LMF3 | 1983-08-01 | 1200
KOROSTAR | 551 | 1981-03-23 | 466
VOLPI | INTRALUX150H | 1980-01-01 | 400
CARBOLITE | SAFEAIR HEAT STREAM | 2021-08-13 | 418.8
CARBOLITE | SAFEAIR HEAT STREAM | 2021-08-13 | 418.8
CARBOLITE | SAFEAIR HEAT STREAM | 2021-08-13 | 418.8
CARBOLITE | SAFEAIR HEAT STREAM | 2021-08-13 | 418.8
CARBOLITE | SAFEAIR HEAT STREAM | 2021-08-13 | 418.8
CARBOLITE | SAFEAIR HEAT STREAM | 2021-08-13 | 418.8
CARBOLITE | SAFEAIR HEAT STREAM | 2021-08-13 | 418.8
CARBOLITE | SAFEAIR HEAT STREAM | 2021-08-13 | 418.8
CARBOLITE | SAFEAIR HEAT STREAM | 2021-08-13 | 418.8
CARBOLITE | SAFEAIR HEAT STREAM | 2021-08-13 | 418.8
CARBOLITE | SAFEAIR HEAT STREAM | 2021-08-12 | 418.8
W&H UK LTD | PERFECTA | 2005-05-17 | 550
ENGLE DENTAL | MICRO II | 2004-03-15 | 2000
NA | MEMO/GENERAL SUNDRIES | 1994-04-13 | 0
MEMO-INTERN | MEMO-PROJECTS | 1994-04-01 | 0
DENTSPLY LTD | SMARTLITE PS | 2012-11-15 | 200
DENTSPLY LTD | SMARTLITE PS | 2012-11-15 | 200
DENTSPLY LTD | SMARTLITE PS | 2007-12-14 | 200
DENTSPLY LTD | SMARTLITE PS | 2007-12-14 | 200
DENTSPLY LTD | SMARTLITE PS | 2005-07-06 | 200
PORTER | MXR | 2003-02-01 | 1500
W&H UK LTD | MF-PERFECTA 9978 | 2001-07-11 | 650
W&H UK LTD | MF-PERFECTA 9978 | 2001-07-11 | 650
W&H UK LTD | MF-PERFECTA 9978 | 2001-07-11 | 650
W&H UK LTD | MF-PERFECTA 9978 | 2001-07-11 | 650
W&H UK LTD | PERFECTA | 2001-07-11 | 550
W&H UK LTD | PERFECTA | 2001-07-11 | 550
W&H UK LTD | MF-PERFECTA 9978 | 1997-09-25 | 650
W&H UK LTD | MF-PERFECTA 9978 | 1997-09-25 | 650
KAVO | EXTRACT FAN | 1986-01-01 | 800
WEHMER | W108 | 1976-01-01 | 1200
IVOCLAR-VIVA | NW63/4 | 1976-01-01 | 3300
PLANMECA | PREMADENT | 1997-11-10 | 4000
ZHERMACK | C308300 CYCLOPE | 2015-02-25 | 240
INVACARE LTD | WS230-1 | 2017-05-22 | 200
INVACARE LTD | FOX | 2017-05-18 | 2800
ETAC AB | TURNER PRO | 2019-11-11 | 290
SIEMENS LTD | JUNIPER | 2019-09-14 | 24500
SIEMENS LTD | 5C1 | 2019-09-14 | 6000
SIEMENS LTD | 12L3 | 2019-09-14 | 5000
DENTSPLY LTD | WAVE.ONE | 2017-09-08 | 2000
SIEMENS LTD | ACUSON S2000 | 2016-09-20 | 56231.36
SIEMENS LTD | 9L4 | 2016-09-20 | 5000
SIEMENS LTD | 18L6-HD | 2016-09-20 | 5000
SIEMENS LTD | 14L5 | 2016-09-20 | 5000
PARKER HANNIFIN CORP | MATRX MDM | 2016-02-08 | 1870
KAVO | E680L | 2015-11-18 | 525
KAVO | E680L | 2015-11-18 | 525
KAVO | 640B | 2012-03-28 | 773
DENTSPLY LTD | RAY-PEX 5 | 2012-02-22 | 500
AMERICAN POWER CONVERSION (APC) | SMART-UPS 2200 | 2010-10-14 | 502.12
DENTSPLY LTD | SMARTLITE PS | 2008-01-15 | 200
DENTSPLY LTD | CAVITRON SELECT SPS | 2007-05-21 | 1633.25
KAVO | 7CN | 2005-10-26 | 306.68
SILVERTREE | GB100 | 2005-06-02 | 314
KAVO | 640B | 2003-02-23 | 773
KAVO | 642B | 2002-07-01 | 650
KAVO | 181M | 2001-10-04 | 416
KAVO | 181M | 2001-10-04 | 416
KAVO | 181M | 2001-10-04 | 416
WELCH ALLYN | REVEAL | 1997-08-01 | 2500
CATTANI ESAM | SAFEPOINT | 1996-08-12 | 280
DATEX-OHMEDA | 3740 | 1994-07-08 | 1000
KAVO | 630B | 1994-01-01 | 500
OMRON | HEM-711A-E | 1994-01-01 | 90
KAVO | 630B | 1994-01-01 | 500
DATEX-OHMEDA | 15 | 1993-12-01 | 162.15
KAVO | 181M | 1992-01-01 | 450
KAVO | 181M | 1992-01-01 | 450
KAVO | 181M | 1990-01-01 | 450
OLYMPUS | ENF-GP | 2001-11-06 | 9022.29
EAST HEALTH | HIGH-SUCTION | 1997-09-02 | 200
ADEC DENTAL | 2562 | 2021-05-06 | 4200
BRAUN | PRO 6000 | 2021-03-19 | 149
M.G.ELECTRIC | SAM12 | 2020-06-11 | 688
M.G.ELECTRIC | SAM12 | 2020-06-11 | 688
M.G.ELECTRIC | SAM12 | 2020-06-02 | 688
KENT | KENT LIGHT | 2020-02-17 | 200
WELCH ALLYN | 74CE CONNEX | 2020-02-03 | 1500
DENTSPLY LTD | RAY-PEX 5 | 2017-09-08 | 500
MEC CO. LTD | GASS4 BULLNOSE | 2017-03-02 | 100
MEC CO. LTD | GASS4 BULLNOSE | 2017-03-02 | 100
THERAPY EQUIPMENT | 8011V35 | 2017-01-13 | 508
ADEC DENTAL | 575L | 2016-09-02 | 1450
DIACO | BARICO | 2016-06-07 | 28194.36
MARSDEN | M-800 | 2016-02-04 | 675
DENTSPLY LTD | WAVE.ONE | 2015-11-05 | 2000
W&H UK LTD | AM-25-L-RM | 2015-09-14 | 560
W&H UK LTD | AM-25-L-RM | 2015-09-14 | 560
ADEC DENTAL | 1SF2561 | 2015-07-16 | 5327.59
ADEC DENTAL | 1SF2561 | 2015-07-16 | 5327.6
SECA | 877 | 2013-04-12 | 300
DENTSPLY LTD | SMARTLITE PS | 2012-12-10 | 200
DIACO | PLEASE ENTER MODEL! (922) | 2010-03-26 | 25000
OLYMPUS | OTV-S1 | 2009-08-14 | 35000
JOVIDENT INT | CU-80 | 2007-05-21 | 200
JOVIDENT INT | CU-80 | 2007-05-21 | 200
JOVIDENT INT | CU-80 | 2007-05-21 | 200
JOVIDENT INT | CU-80 | 2007-05-21 | 200
JOVIDENT INT | CU-80 | 2007-05-21 | 200
HENRY SCHEIN | CAP II | 2007-05-18 | 300
HENRY SCHEIN | CAP II | 2007-05-18 | 300
HENRY SCHEIN | CAP II | 2007-05-18 | 300
HENRY SCHEIN | CAP II | 2007-05-18 | 300
HENRY SCHEIN | CAP II | 2007-05-18 | 300
HENRY SCHEIN | CAP II | 2007-05-18 | 300
DENTSPLY LTD | CAVITRON SELECT SPS | 2007-03-27 | 1633.25
DENTSPLY LTD | CAVITRON SELECT SPS | 2007-03-27 | 1633.25
DENTSPLY LTD | CAVITRON SELECT SPS | 2007-03-27 | 1633.25
DENTSPLY LTD | CAVITRON SELECT SPS | 2007-03-27 | 1633.25
DENTSPLY LTD | CAVITRON SELECT SPS | 2007-03-27 | 1633.25
DENTSPLY LTD | CAVITRON SELECT SPS | 2007-03-01 | 1633.25
DENTSPLY LTD | CAVITRON SELECT SPS | 2007-03-01 | 1633.25
DENTSPLY LTD | CAVITRON SELECT SPS | 2007-03-01 | 1633.25
DENTSPLY LTD | CAVITRON SELECT SPS | 2007-03-01 | 1633.25
DENTSPLY LTD | CAVITRON SELECT SPS | 2007-03-01 | 1633.25
ADEC DENTAL | 511 CHAIR +2561 UNIT | 2007-01-28 | 15000
ADEC DENTAL | 511 CHAIR +2561 UNIT | 2007-01-28 | 15000
ADEC DENTAL | 511 CHAIR +2561 UNIT | 2007-01-28 | 15000
ADEC DENTAL | 500 SERIES | 2007-01-28 | 16000
ADEC DENTAL | 500 SERIES | 2007-01-28 | 16000
ADEC DENTAL | 500 SERIES | 2007-01-28 | 16000
ADEC DENTAL | 500 SERIES | 2007-01-28 | 16000
ADEC DENTAL | 500 SERIES | 2007-01-28 | 16000
W&H UK LTD | 956A | 2007-01-08 | 480
DENTSPLY LTD | SMARTLITE PS | 2005-07-06 | 200
DENTSPLY LTD | SMARTLITE PS | 2005-07-06 | 200
SILVERTREE | GB100 | 2005-06-02 | 314
SECA | 710 | 2004-04-23 | 500
W&H UK LTD | E25 EXCO | 2004-01-26 | 250
KAVO | 655C | 2002-11-21 | 480
KAVO | 655C | 2002-10-31 | 480
KAVO | 655C | 2002-10-31 | 480
KAVO | 655C | 2002-10-31 | 480
KAVO | 655C | 2002-10-31 | 480
KAVO | 655C | 2002-10-31 | 480
KAVO | 655C | 2002-10-31 | 480
KAVO | 655C | 2002-10-31 | 480
KAVO | 655C | 2002-10-31 | 480
KAVO | 655C | 2002-10-31 | 480
KAVO | 655C | 2002-10-31 | 480
KAVO | 655C | 2002-10-31 | 480
KAVO | 655C | 2002-10-31 | 480
KAVO | 655C | 2002-10-31 | 480
KAVO | 655C | 2002-10-31 | 480
KAVO | 655C | 2002-10-31 | 480
KAVO | 655C | 2002-10-31 | 480
KAVO | 655C | 2002-10-31 | 480
KAVO | 655C | 2002-10-31 | 480
KAVO | 655C | 2002-10-31 | 480
KAVO | 655C | 2002-10-31 | 480
KAVO | 655C | 2002-10-31 | 480
KAVO | 655C | 2002-10-31 | 480
KAVO | 655C | 2002-10-31 | 480
KAVO | 655C | 2002-10-31 | 480
KAVO | 655C | 2002-10-31 | 480
KAVO | 655C | 2002-10-31 | 480
KAVO | 655C | 2002-10-31 | 480
KAVO | 655C | 2002-10-31 | 480
W&H UK LTD | SYNEA HA-43A | 2002-10-31 | 400
W&H UK LTD | SYNEA HA-43A | 2002-10-31 | 400
W&H UK LTD | SYNEA HA-43A | 2002-10-31 | 400
W&H UK LTD | SYNEA HA-43A | 2002-10-31 | 400
W&H UK LTD | SYNEA HA-43A | 2002-10-31 | 400
W&H UK LTD | SYNEA HA-43A | 2002-10-31 | 400
W&H UK LTD | SYNEA HA-43A | 2002-10-31 | 400
W&H UK LTD | SYNEA HA-43A | 2002-10-31 | 400
W&H UK LTD | SYNEA HA-43A | 2002-10-31 | 400
W&H UK LTD | SYNEA HA-43A | 2002-10-31 | 400
W&H UK LTD | SYNEA HA-43A | 2002-10-31 | 400
W&H UK LTD | SYNEA HA-43A | 2002-10-31 | 400
W&H UK LTD | SYNEA HA-43A | 2002-10-31 | 400
W&H UK LTD | SYNEA HA-43A | 2002-10-31 | 400
W&H UK LTD | SYNEA HA-43A | 2002-10-31 | 400
W&H UK LTD | SYNEA HA-43A | 2002-10-31 | 400
W&H UK LTD | SYNEA HA-43A | 2002-10-31 | 400
W&H UK LTD | SYNEA HA-43A | 2002-10-31 | 400
W&H UK LTD | SYNEA WA56A | 2002-10-31 | 300
W&H UK LTD | SYNEA WA56A | 2002-10-31 | 300
W&H UK LTD | SYNEA WA56A | 2002-10-31 | 300
W&H UK LTD | SYNEA WA56A | 2002-10-31 | 300
W&H UK LTD | SYNEA WA56A | 2002-10-31 | 300
W&H UK LTD | SYNEA WA56A | 2002-10-31 | 300
W&H UK LTD | SYNEA WA56A | 2002-10-31 | 300
W&H UK LTD | SYNEA WA56A | 2002-10-31 | 300
W&H UK LTD | SYNEA WA56A | 2002-10-31 | 300
W&H UK LTD | SYNEA WA56A | 2002-10-31 | 300
W&H UK LTD | SYNEA WA56A | 2002-10-31 | 300
W&H UK LTD | SYNEA WA56A | 2002-10-31 | 300
W&H UK LTD | SYNEA WA56A | 2002-10-31 | 300
W&H UK LTD | SYNEA WA56A | 2002-10-31 | 300
W&H UK LTD | SYNEA WA56A | 2002-10-31 | 300
W&H UK LTD | SYNEA WA56A | 2002-10-31 | 300
W&H UK LTD | SYNEA WA56A | 2002-10-31 | 300
W&H UK LTD | SYNEA WA56A | 2002-10-31 | 300
W&H UK LTD | SYNEA WA56A | 2002-10-31 | 300
W&H UK LTD | SYNEA WA56A | 2002-10-31 | 300
W&H UK LTD | SYNEA WA56A | 2002-10-31 | 300
W&H UK LTD | SYNEA WA56A | 2002-10-31 | 300
W&H UK LTD | SYNEA WA56A | 2002-10-31 | 300
W&H UK LTD | SYNEA WA56A | 2002-10-31 | 300
W&H UK LTD | SYNEA WA56A | 2002-10-31 | 300
W&H UK LTD | SYNEA WA56A | 2002-10-31 | 300
W&H UK LTD | SYNEA WA56A | 2002-10-31 | 300
W&H UK LTD | SYNEA WA56A | 2002-10-31 | 300
W&H UK LTD | SYNEA WA56A | 2002-10-31 | 300
W&H UK LTD | SYNEA WA56A | 2002-10-31 | 300
W&H UK LTD | SYNEA HA-43A | 2002-10-31 | 400
OMRON | RX | 2002-10-10 | 70
DIGITEST | D626D | 2002-08-12 | 235
BIEN-AIR UK | MC3 | 2002-05-15 | 700
ADEC DENTAL | 6300 | 2002-05-15 | 1271
KAVO | 181M | 2001-10-21 | 450
W&H UK LTD | A24/IRM INCO | 2001-10-19 | 300
W&H UK LTD | A24/IRM INCO | 2001-10-19 | 300
W&H UK LTD | A24/IRM INCO | 2001-10-19 | 300
W&H UK LTD | A25/RM INCO | 2001-10-19 | 350
W&H UK LTD | A24/IRM INCO | 2001-10-19 | 300
W&H UK LTD | A25/RM INCO | 2001-10-19 | 350
KAVO | 181M | 2001-10-02 | 450
KAVO | 181M | 2001-10-02 | 450
KAVO | 630 | 2001-10-02 | 450
KAVO | 630 | 2001-10-02 | 450
KAVO | 630 | 2001-10-02 | 450
KAVO | 630 | 2001-10-02 | 450
KAVO | 630 | 2001-10-02 | 450
KAVO | 630 | 2001-10-02 | 450
KAVO | 630 | 2001-10-02 | 450
KAVO | 630 | 2001-10-02 | 450
KAVO | 630 | 2001-10-02 | 450
KAVO | 630 | 2001-10-02 | 450
KAVO | 630 | 2001-10-02 | 450
KAVO | 630 | 2001-10-02 | 450
KAVO | 630 | 2001-10-02 | 450
KAVO | 639 | 2001-10-02 | 480
W&H UK LTD | 56E | 2001-10-02 | 400
KAVO | 181M | 2001-10-02 | 450
KAVO | 181M | 2001-10-02 | 450
PROTEX | TPI-W | 2001-10-01 | 160
KAVO | 655C | 2001-09-26 | 480
KAVO | 655C | 2001-09-26 | 480
KAVO | 655C | 2001-09-26 | 480
KAVO | 655C | 2001-09-26 | 480
KAVO | 655C | 2001-09-26 | 480
KAVO | 655C | 2001-09-26 | 480
KAVO | 181M | 2001-09-17 | 450
MEMO-INTERN | PMG-BDH/B3 | 2001-01-01 | 0
NA | MEMO/GENERAL SUNDRIES | 2001-01-01 | 0
PLINTH 2000 | 503E | 2000-09-27 | 800
BIEN-AIR UK | MC3 | 2000-09-20 | 700
BIEN-AIR UK | MC3 | 2000-09-20 | 700
BIEN-AIR UK | MC3 | 2000-09-20 | 700
W&H UK LTD | 943A | 1997-10-01 | 350
W&H UK LTD | 956A | 1997-10-01 | 480
W&H UK LTD | 956A | 1997-10-01 | 480
W&H UK LTD | 956A | 1997-10-01 | 480
W&H UK LTD | 956A | 1997-10-01 | 480
W&H UK LTD | 956A | 1997-10-01 | 480
W&H UK LTD | 956A | 1997-10-01 | 480
W&H UK LTD | 956A | 1997-10-01 | 480
W&H UK LTD | 956A | 1997-10-01 | 480
W&H UK LTD | 956A | 1997-10-01 | 480
W&H UK LTD | 943A | 1997-10-01 | 350
W&H UK LTD | 943A | 1997-10-01 | 350
W&H UK LTD | 943A | 1997-10-01 | 350
W&H UK LTD | 943A | 1997-10-01 | 350
W&H UK LTD | 943A | 1997-10-01 | 350
W&H UK LTD | 943A | 1997-10-01 | 350
W&H UK LTD | 943A | 1997-10-01 | 350
W&H UK LTD | 956A | 1997-10-01 | 480
W&H UK LTD | 956A | 1997-10-01 | 480
W&H UK LTD | 943A | 1997-09-18 | 350
KAVO | 640C | 1993-08-01 | 1000
W&H UK LTD | 56E | 1992-01-01 | 400
KAVO | 181M | 1990-01-01 | 450
BIEN-AIR UK | BASCH | 2021-10-12 | 433.21
BIEN-AIR UK | BASCH | 2021-06-02 | 438
OXFORD HOIST | PRESENCE | 2021-04-12 | 1443
THERAPY EQUIPMENT | DIAMOND RANGE HIGH | 2020-12-15 | 81
THERAPY EQUIPMENT | DIAMOND RANGE HIGH | 2020-12-15 | 81
THERAPY EQUIPMENT | DIAMOND RANGE HIGH | 2020-12-15 | 81
THERAPY EQUIPMENT | DIAMOND RANGE HIGH | 2020-12-15 | 81
THERAPY EQUIPMENT | DIAMOND RANGE HIGH | 2020-12-15 | 81
THERAPY EQUIPMENT | DIAMOND RANGE HIGH | 2020-12-15 | 81
THERAPY EQUIPMENT | DIAMOND RANGE HIGH | 2020-12-15 | 81
THERAPY EQUIPMENT | DIAMOND RANGE HIGH | 2020-12-15 | 81
LAERDAL | LSU-2 | 2020-07-20 | 680
BIEN-AIR UK | BASCH | 2019-02-18 | 365
W&H UK LTD | S11 | 2018-11-21 | 600
NSK | VARIO SURG 3 | 2018-10-04 | 6294
W&H UK LTD | S11 | 2018-08-30 | 600
W&H UK LTD | S11 | 2017-10-11 | 600
W&H UK LTD | S11 | 2017-07-07 | 600
DENTSPLY LTD | FOCUS | 2017-04-26 | 175
W&H UK LTD | AM-25 A RM | 2017-03-06 | 458.76
ADEC DENTAL | 2562 | 2017-02-23 | 2814
W&H UK LTD | S11 | 2016-12-20 | 600
W&H UK LTD | S11 | 2016-11-09 | 600
W&H UK LTD | S11 | 2016-08-26 | 600
W&H UK LTD | S11 | 2016-07-01 | 600
W&H UK LTD | S11 | 2016-07-01 | 600
W&H UK LTD | S11 | 2016-07-01 | 600
W&H UK LTD | S11 | 2016-07-01 | 600
W&H UK LTD | S11 | 2016-07-01 | 600
W&H UK LTD | S11 | 2016-07-01 | 600
W&H UK LTD | S11 | 2016-07-01 | 600
W&H UK LTD | S11 | 2016-07-01 | 600
W&H UK LTD | S11 | 2016-07-01 | 600
W&H UK LTD | S11 | 2016-07-01 | 600
PHYSIO CONTROL | LIFEPAK 20E | 2016-06-16 | 4741.2
W&H UK LTD | S11 | 2016-05-04 | 600
ADEC DENTAL | 311 | 2016-01-14 | 3000
ADEC DENTAL | 311 | 2016-01-14 | 3000
ADEC DENTAL | 311 | 2016-01-14 | 3000
ADEC DENTAL | 311 | 2016-01-14 | 3000
ADEC DENTAL | 311 | 2016-01-14 | 3000
ADEC DENTAL | 311 | 2016-01-14 | 3000
ADEC DENTAL | 311 | 2016-01-14 | 3000
ADEC DENTAL | 311 | 2016-01-14 | 3000
ADEC DENTAL | 311 | 2016-01-14 | 3000
ADEC DENTAL | 311 | 2016-01-14 | 3000
ADEC DENTAL | 311 | 2016-01-14 | 3000
ADEC DENTAL | 311 | 2016-01-14 | 3000
ADEC DENTAL | 311 | 2016-01-14 | 3000
ADEC DENTAL | 6300 | 2016-01-14 | 1180
ADEC DENTAL | 6300 | 2016-01-14 | 1180
ADEC DENTAL | 6300 | 2016-01-14 | 1180
ADEC DENTAL | 6300 | 2016-01-14 | 1180
ADEC DENTAL | 6300 | 2016-01-14 | 1180
ADEC DENTAL | 6300 | 2016-01-14 | 1180
ADEC DENTAL | 6300 | 2016-01-14 | 1180
W&H UK LTD | S11 | 2015-12-04 | 600
BIEN-AIR UK | BASCH | 2015-11-18 | 900
W&H UK LTD | S11 | 2015-09-29 | 600
BIEN-AIR UK | BASCH | 2015-09-16 | 500
W&H UK LTD | S11 | 2015-09-16 | 600
BIEN-AIR UK | BASCH | 2015-09-01 | 500.78
ABBOTT LABS | FREESTYLE PRECISION PRO | 2015-06-16 | 1000
OLYMPUS | ENF-GP | 2015-02-13 | 8025
BIEN-AIR UK | BASCH | 2014-11-17 | 933
WELCH ALLYN | 53N00 (VSM 300) | 2014-05-07 | 2600
WELCH ALLYN | 53N00 (VSM 300) | 2014-05-07 | 2600
CORTEX TECHNOLOGY | CRYOPRO MAXI | 2014-02-12 | 800
CORTEX TECHNOLOGY | CRYOPRO MAXI | 2012-12-19 | 600
ROCHE LTD | COAGUCHEK XS PLUS | 2012-11-29 | 700
THERAPY EQUIPMENT | GA2S10 | 2011-02-23 | 161.5
W&H UK LTD | S11 | 2009-05-21 | 550
AESCULAP LTD | GN060 | 2008-11-25 | 2200
EAST HEALTH | HIGH-SUCTION | 2008-11-03 | 200
NONIN | 9550 ONYX II | 2008-07-22 | 250
W&H UK LTD | S11 | 2008-03-31 | 550
W&H UK LTD | S11 | 2008-03-31 | 550
W&H UK LTD | S11 | 2008-03-31 | 550
W&H UK LTD | S11 | 2008-03-31 | 550
W&H UK LTD | S11 | 2008-03-31 | 550
W&H UK LTD | S11 | 2008-03-31 | 550
W&H UK LTD | S11 | 2008-03-31 | 550
W&H UK LTD | S11 | 2008-03-31 | 550
W&H UK LTD | S11 | 2008-03-31 | 550
W&H UK LTD | S11 | 2008-03-31 | 550
W&H UK LTD | S11 | 2008-03-31 | 550
W&H UK LTD | S11 | 2008-03-31 | 550
W&H UK LTD | S11 | 2008-03-31 | 550
W&H UK LTD | S11 | 2008-03-31 | 550
W&H UK LTD | S11 | 2008-03-31 | 550
W&H UK LTD | S11 | 2008-03-31 | 550
W&H UK LTD | S11 | 2008-03-31 | 550
ADEC DENTAL | 6300 | 2007-07-12 | 1271
ADEC DENTAL | 6300 | 2007-07-12 | 1271
ADEC DENTAL | 6300 | 2007-07-12 | 1271
ADEC DENTAL | 6300 | 2007-07-12 | 1271
ADEC DENTAL | 6300 | 2007-07-12 | 1271
ADEC DENTAL | 6300 | 2007-07-12 | 1271
ADEC DENTAL | 6300 | 2007-07-12 | 1271
BIEN-AIR UK | OSSEODOC | 2007-05-29 | 2582
BIEN-AIR UK | OSSEODOC | 2007-05-29 | 2582
BIEN-AIR UK | OSSEODOC | 2007-05-29 | 2582
BIEN-AIR UK | OSSEODOC | 2007-05-29 | 2582
BIEN-AIR UK | OSSEODOC | 2007-05-29 | 2582
BIEN-AIR UK | OSSEODOC | 2007-05-29 | 2582
BIEN-AIR UK | OSSEODOC | 2007-05-29 | 2582
BIEN-AIR UK | BASCH | 2007-05-29 | 879
BIEN-AIR UK | BASCH | 2007-05-29 | 879
BIEN-AIR UK | BASCH | 2007-05-29 | 879
BIEN-AIR UK | BASCH | 2007-05-29 | 879
BIEN-AIR UK | BASCH | 2007-05-29 | 879
BIEN-AIR UK | BASCH | 2007-05-29 | 879
BIEN-AIR UK | BASCH | 2007-05-29 | 879
BIEN-AIR UK | BASCH | 2007-05-29 | 879
BIEN-AIR UK | BASCH | 2007-05-29 | 879
BIEN-AIR UK | BASCH | 2007-05-29 | 879
BIEN-AIR UK | BASCH | 2007-05-29 | 879
BIEN-AIR UK | BASCH | 2007-05-29 | 879
BIEN-AIR UK | BASCH | 2007-05-29 | 879
BIEN-AIR UK | BASCH | 2007-05-29 | 879
BIEN-AIR UK | BASCH | 2007-05-29 | 879
BIEN-AIR UK | BASCH | 2007-05-29 | 879
BIEN-AIR UK | BASCH | 2007-05-29 | 879
BIEN-AIR UK | BASCH | 2007-05-29 | 879
BIEN-AIR UK | BASCH | 2007-05-29 | 879
BIEN-AIR UK | BASCH | 2007-05-29 | 879
BIEN-AIR UK | BASCH | 2007-05-29 | 879
BIEN-AIR UK | BASCH | 2007-05-29 | 879
BIEN-AIR UK | BASCH | 2007-05-29 | 879
BIEN-AIR UK | BASCH | 2007-05-29 | 879
BIEN-AIR UK | BASCH | 2007-05-29 | 879
BIEN-AIR UK | BASCH | 2007-05-29 | 879
BIEN-AIR UK | BASCH | 2007-05-29 | 879
BIEN-AIR UK | BASCH | 2007-05-29 | 879
BIEN-AIR UK | BASCH | 2007-05-29 | 879
BIEN-AIR UK | BASCH | 2007-05-29 | 879
BIEN-AIR UK | BASCH | 2007-05-29 | 879
BIEN-AIR UK | BASCH | 2007-05-29 | 879
BIEN-AIR UK | BASCH | 2007-05-29 | 879
BIEN-AIR UK | BASCH | 2007-05-29 | 879
BIEN-AIR UK | BASCH | 2007-05-29 | 879
BIEN-AIR UK | BASCH | 2007-05-29 | 879
BIEN-AIR UK | BASCH | 2007-05-29 | 879
HENRY SCHEIN | CAP II | 2007-05-18 | 300
EAST HEALTH | HIGH-SUCTION | 2007-04-26 | 200
EAST HEALTH | HIGH-SUCTION | 2007-04-26 | 200
EAST HEALTH | HIGH-SUCTION | 2007-04-26 | 200
EAST HEALTH | HIGH-SUCTION | 2007-04-26 | 200
EAST HEALTH | HIGH-SUCTION | 2007-04-26 | 200
WELCH ALLYN | 53N00 (VSM 300) | 2007-01-03 | 2250
WELCH ALLYN | 53N00 (VSM 300) | 2007-01-03 | 2250
WELCH ALLYN | 53N00 (VSM 300) | 2007-01-03 | 2250
WELCH ALLYN | 53N00 (VSM 300) | 2007-01-03 | 2250
3 GEN (USA) | DERMLITE II PRO HR | 2006-11-15 | 659
EAST HEALTH | HIGH-SUCTION | 2006-11-13 | 200
EAST HEALTH | HIGH-SUCTION | 2006-11-13 | 200
EAST HEALTH | HIGH-SUCTION | 2006-11-13 | 200
EAST HEALTH | HIGH-SUCTION | 2006-10-25 | 70
EAST HEALTH | HIGH-SUCTION | 2006-10-25 | 70
EAST HEALTH | HIGH-SUCTION | 2006-01-20 | 200
ELLMAN INTER | SURGITRON RADIOLASE | 2006-01-20 | 1300
J & S DAVIS | CURELUX CV80 | 2003-09-12 | 215
KAVO | 7CH | 2002-11-01 | 400
KAVO | 7CH | 2002-11-01 | 400
KAVO | 7CH | 2002-11-01 | 400
KAVO | 7CH | 2002-11-01 | 400
KAVO | 7CH | 2002-11-01 | 400
KAVO | 7CH | 2002-11-01 | 400
KAVO | 7CH | 2002-11-01 | 400
KAVO | 7CH | 2002-11-01 | 400
KAVO | 7CH | 2002-11-01 | 400
W&H UK LTD | 975AE | 2002-10-31 | 450
W&H UK LTD | S11 | 2002-10-31 | 450
W&H UK LTD | S11 | 2002-10-31 | 450
W&H UK LTD | S11 | 2002-10-31 | 450
W&H UK LTD | S11 | 2002-10-31 | 450
W&H UK LTD | S11 | 2002-10-31 | 450
W&H UK LTD | S11 | 2002-10-31 | 450
W&H UK LTD | S11 | 2002-10-31 | 450
W&H UK LTD | S11 | 2002-10-31 | 450
W&H UK LTD | S11 | 2002-10-31 | 450
W&H UK LTD | S11 | 2002-10-31 | 450
W&H UK LTD | S11 | 2002-10-31 | 450
W&H UK LTD | S11 | 2002-10-31 | 450
W&H UK LTD | S11 | 2002-10-31 | 450
W&H UK LTD | S11 | 2002-10-31 | 450
W&H UK LTD | S11 | 2002-10-31 | 450
W&H UK LTD | S11 | 2002-10-31 | 450
W&H UK LTD | S11 | 2002-10-31 | 450
W&H UK LTD | S11 | 2002-10-31 | 450
PARKER | DIGITEST D6260 | 2002-10-15 | 235
KAVO | 7A | 2002-07-17 | 300
KAVO | 7A | 2002-07-17 | 300
ADEC DENTAL | 6300 | 2002-05-15 | 1271
W&H UK LTD | S11 | 2002-01-30 | 550
W&H UK LTD | S11 | 2001-09-26 | 380
KAVO | 642B | 2001-09-12 | 540
OMRON | HEM-705CP | 2001-07-26 | 128.08
BRAUN | PRO 3000 | 2001-05-20 | 122.88
W&H UK LTD | S11 | 2001-01-30 | 550
W&H UK LTD | S11 | 2001-01-30 | 550
W&H UK LTD | S11 | 2001-01-30 | 550
W&H UK LTD | S11 | 2001-01-30 | 550
W&H UK LTD | S11 | 2001-01-30 | 550
W&H UK LTD | S11 | 2001-01-30 | 550
W&H UK LTD | S11 | 2001-01-30 | 550
W&H UK LTD | S11 | 2001-01-30 | 550
W&H UK LTD | S11 | 2001-01-30 | 550
W&H UK LTD | S11 | 2001-01-30 | 550
W&H UK LTD | S11 | 2001-01-30 | 550
W&H UK LTD | S11 | 2001-01-30 | 550
NA | MEMO/GENERAL SUNDRIES | 2001-01-01 | 0
AESCULAP LTD | GN060 | 2000-02-16 | 2200
DATEX-OHMEDA | 3800 | 1998-10-23 | 1450
EAST HEALTH | HIGH-SUCTION | 1997-11-21 | 200
KAVO | 10A | 1997-09-08 | 300
KAVO | 10A | 1997-09-08 | 300
KAVO | 10A | 1997-09-08 | 300
KAVO | 10A | 1997-09-08 | 300
KAVO | 10A | 1997-09-08 | 300
NA | PLEASE ENTER MODEL! (230) | 1997-09-04 | 0
MCKESSON | MC1RA | 1997-08-04 | 1165
EAST HEALTH | HIGH-SUCTION | 1997-03-11 | 200
W&H UK LTD | 943E | 1997-01-01 | 450
W&H UK LTD | 943E | 1997-01-01 | 450
PORTSMOUTH S | QA2 | 1995-06-01 | 1876.8
PORTSMOUTH S | QA2 | 1995-06-01 | 1876.8
BEAVERSTATE | PLEASE ENTER MODEL! (928) | 1994-12-16 | 250
BEAVERSTATE | PLEASE ENTER MODEL! (928) | 1994-12-16 | 250
BEAVERSTATE | PLEASE ENTER MODEL! (928) | 1994-12-16 | 250
BEAVERSTATE | PLEASE ENTER MODEL! (928) | 1994-12-16 | 250
BEAVERSTATE | PLEASE ENTER MODEL! (928) | 1994-12-16 | 250
BEAVERSTATE | PLEASE ENTER MODEL! (928) | 1994-12-16 | 250
BEAVERSTATE | PLEASE ENTER MODEL! (928) | 1994-12-16 | 250
BEAVERSTATE | PLEASE ENTER MODEL! (928) | 1994-12-16 | 250
BEAVERSTATE | PLEASE ENTER MODEL! (928) | 1994-12-16 | 250
BEAVERSTATE | PLEASE ENTER MODEL! (928) | 1994-12-16 | 250
DATEX-OHMEDA | 15 | 1994-07-08 | 60
DATEX-OHMEDA | 3740 | 1993-10-11 | 1586
DATEX-OHMEDA | 3740 | 1993-10-11 | 1800
DATEX-OHMEDA | 15 | 1993-06-17 | 162.15
AESCULAP LTD | TB50 | 1993-02-26 | 1132.62
DATEX-OHMEDA | 3740 | 1991-02-05 | 1586
KAVO | 181H | 1988-01-01 | 516
KAVO | 181H | 1988-01-01 | 516
KAVO | 181H | 1988-01-01 | 516
KAVO | 181H | 1988-01-01 | 516
KAVO | 181H | 1988-01-01 | 516
KAVO | 181H | 1988-01-01 | 516
KAVO | 181H | 1988-01-01 | 516
KAVO | 181H | 1988-01-01 | 516
KAVO | 181H | 1988-01-01 | 516
KAVO | 181H | 1988-01-01 | 516
MEMO-INTERN | PMG-BDH/ORAL/SURG | 1982-01-01 | 0
ADEC DENTAL | 2562 | 2021-05-06 | 4200
ADEC DENTAL | 511 CHAIR +2561 UNIT | 2007-01-28 | 15000
ADEC DENTAL | 511 CHAIR +2561 UNIT | 2007-01-28 | 15000
ADEC DENTAL | 500 SERIES | 2007-01-28 | 16000
ADEC DENTAL | 500 SERIES | 2007-01-28 | 16000
ADEC DENTAL | 500 SERIES | 2007-01-28 | 16000
MEMO-INTERN | PMG-BDH/ORAL/MED | 1982-01-01 | 0
DATEX-OHMEDA | TEC7 SEVO | 2022-06-29 | 2000
NA | MEMO/GENERAL SUNDRIES | 2022-04-21 | 0
THERAPY EQUIPMENT | DIAMOND RANGE HIGH | 2022-03-02 | 81
FRESENIUS KABI | KIT MAINTENANCE INJECTOMAT AGILIA | 2021-12-20 | 1778
WELCH ALLYN | 9600 PLUS CALIBRATION TESTER | 2021-04-27 | 892
FLUKE | ESA615 | 2021-04-07 | 3685.5
RS | 466-1643 | 2021-02-12 | 44.94
RS | 466-1643 | 2021-02-12 | 44.94
RS | 466-1643 | 2021-02-12 | 44.94
RS | 466-1643 | 2021-02-12 | 44.94
WELLER | W61-UK | 2021-02-12 | 80
WELLER | W61-UK | 2021-02-12 | 80
WELLER | W61-UK | 2021-02-12 | 80
WELLER | W61-UK | 2021-02-12 | 80
NA | MEMO/GENERAL SUNDRIES | 2020-12-06 | 0
JOERNS HEALTHCARE | 39001179 | 2020-11-12 | 88
AD ELEKTRONIK GMBH | DISCHARGER | 2020-10-01 | 120
FLUKE | PROSIM 8 | 2019-12-11 | 4702.5
NA | STOCK TRANSFER | 2019-04-30 | 0
MEMO-INTERN | TAJ1 | 2019-01-22 | 2500
CADEX ELECT. | UCC1 60W | 2018-12-13 | 0
MSC TECHNOLOGIES | LG1480 | 2018-12-10 | 1200
IVOCLAR VIVADENT | BLUEPHASE METER II | 2018-05-23 | 336
RS | RS-41 | 2018-05-01 | 108
RS | IM-740 ANEMOMETER | 2018-02-08 | 50
SONY | DSC-W800 | 2017-07-26 | 66.99
NA | FIXED | 2017-04-11 | 25
LABELSTATION | ME240 (PRO240) | 2017-01-26 | 499
FLUKE | ESA615 | 2016-10-07 | 3990
TRIDAC LTD | ASPIRETTE | 2016-06-08 | 1130
SWAGELOK | PGI-63B-PG100-LAOX-J | 2016-05-29 | 69
FLUKE | ESA615 | 2015-07-17 | 3990
PHILIPS LTD | M1019A-G5 | 2015-06-12 | 6000
PHILIPS LTD | M1019A-G5 | 2015-04-17 | 5613
STEINEL | HL1810S | 2014-11-28 | 49.51
FLUKE | 6500-2 | 2014-06-02 | 659
FLUKE | IMPULSE 7000DP | 2014-01-07 | 3585
METREL | EUROTEST EASI-M13100 | 2012-09-27 | 400
NA | MEMO/GENERAL SUNDRIES | 2011-11-10 | 0
LAERDAL | LSU-2 | 2011-10-14 | 575
ABRU LIMITED | PROMASTER 60424 | 2011-05-25 | 114
MY WEIGH | HD-150 | 2010-10-27 | 70
RS | 163-5348 | 2010-10-19 | 177.5
ASTRATEC | CHECKMATE III | 2010-09-27 | 835
MPB | 1200 | 2009-12-03 | 92.9
MPB | 1200 | 2009-12-03 | 92.9
ISO TECH | IDM93N | 2009-08-17 | 100
DATEX-OHMEDA | RM121 | 2009-05-14 | 700
MOLLER-WEDEL | HL150RC | 2009-03-09 | 4000
PHYSIO CONTROL | LIFEPAK 1000 | 2008-11-03 | 1900.8
JOJO | PLEASE ENTER MODEL! (365) | 2008-06-23 | 15
TITAN | SF16DL | 2007-12-13 | 29.99
SHIRE | SDX-15 | 2007-07-23 | 1267
COMARK | C9557 | 2007-04-27 | 313.73
FLUKE | 12 | 2007-04-26 | 125
W&H UK LTD | MICROMOTOR | 2006-10-23 | 1000
LYTE LTD | FT150E | 2006-08-25 | 500
PHYSIO CONTROL | LIFEPAK 20 | 2006-05-03 | 7500
PHYSIO CONTROL | LIFEPAK 20 | 2006-05-03 | 7500
NELLCOR | SRC-MAX | 2006-03-21 | 150
DATREND | OXITEST PLUS 7 | 2006-03-17 | 3169
RS | 298-8919 | 2006-03-17 | 162
OZAN | TELETEST 2 | 2006-02-03 | 164
R.A. MEDICAL | MEDI-SCAN | 2005-10-04 | 600
PHILIPS LTD | M1008B | 2005-09-16 | 1887
GE LIMITED | E-PRESTN | 2005-09-06 | 3934
GE LIMITED | E-CAIO | 2005-09-06 | 7356
GRASEBY | MS16A/26 | 2005-06-02 | 60.89
AVERY | HP2200 | 2005-04-11 | 969
BIEN-AIR UK | MC3 | 2005-03-17 | 700
ASTRATEC | CHECKMATE III | 2005-03-08 | 835
MECMESIN | FORCE GAUGE 100N | 2005-01-06 | 325
MEDIC AID | PORTABLE | 2004-11-30 | 150
COMARK | C9557 | 2004-08-18 | 313.73
SWAGELOK | PGI-63B-PG100-LAOX-J | 2004-07-02 | 23.5
SWAGELOK | PGI-63B-PG100-LAOX-J | 2004-07-02 | 23.5
DATEX-OHMEDA | 755534 | 2003-03-27 | 130
HAAG STREIT | BM900 | 2002-12-30 | 7525
METRON | QA-ES | 2002-12-20 | 7050
BIEN-AIR UK | MC3 | 2002-06-11 | 700
KEELER | EP29-3280 FW3099 | 2002-03-05 | 40
W&H UK LTD | A24/IRM INCO | 2001-10-19 | 300
CONVAC LTD | 3000 | 2001-07-03 | 150
GRASEBY | 0131-0084 | 2001-05-04 | 210
DYMO | 740030 | 1999-04-01 | 25
DATATREND | SENSITEST | 1999-03-29 | 500
PACKER | 305C | 1999-03-25 | 212.53
FLUKE | 79 | 1998-09-07 | 155
ASTRATEC | CCA02 | 1997-02-11 | 146.88
DYNATECH LAB | 217A | 1997-02-05 | 1395
TELEDYNE | TED-60T | 1996-10-03 | 270.25
BIEN-AIR UK | ISOLITE | 1996-09-01 | 666
FLUKE | 73 | 1995-09-15 | 99
WELLER | PS-2D | 1993-11-05 | 73
METRON | QA40 | 1992-10-05 | 2039
ASTRATEC | CM01/2 | 1992-08-28 | 1265
SIEMENS LTD | CALIBRATION MANOMETER | 1991-06-03 | 30
PYMAH | TRIMLINE | 1990-01-01 | 35
FLUKE | 73 | 1989-12-06 | 80.93
E. PEEBLES | DMS-251A | 1989-11-01 | 150
NAEROK | DIY-13 | 1988-01-01 | 200
GOULD | 1421 | 1986-01-01 | 1500
ADEC DENTAL | PLEASE ENTER MODEL! (1176) | 1985-01-01 | 50
SHERLINE | 5000 | 1983-01-01 | 500
WOLF | PLEASE ENTER MODEL! (1138) | 1980-01-01 | 80
FARNELL LTD | E30/2 | 1977-08-23 | 113
WRIGHTS | PLEASE ENTER MODEL! (1145) | 1975-01-01 | 250
RENFERT | BASIC PROFESSIONAL | 2000-12-07 | 500
EAST HEALTH | PLEASE ENTER MODEL! (1272) | 1999-01-27 | 1256
DENTSPLY LTD | CAVITRON SELECT SPS | 2018-05-07 | 1640
DENTSPLY LTD | CAVITRON SELECT SPS | 2018-05-07 | 1640
DENTSPLY LTD | CAVITRON SELECT SPS | 2018-05-07 | 1640
DEMETRON | OPTILUX 500 | 2009-08-06 | 200
DEMETRON | OPTILUX 500 | 2009-08-06 | 200
DEMETRON | OPTILUX 500 | 2009-08-06 | 200
DEMETRON | OPTILUX 500 | 2009-08-06 | 200
DENTSPLY LTD | CAVITRON SELECT SPS | 2008-09-15 | 1600
DENTSPLY LTD | QHL75 | 2004-07-26 | 185
W&H UK LTD | TREND AP-44 | 2003-01-02 | 500
W&H UK LTD | TREND AP-46 | 2003-01-02 | 500
NA | MEMO/GENERAL SUNDRIES | 2001-01-01 | 0
W&H UK LTD | 956A | 1997-09-01 | 480
W&H UK LTD | 956A | 1997-09-01 | 480
W&H UK LTD | 956A | 1997-09-01 | 480
W&H UK LTD | 956A | 1997-09-01 | 480
W&H UK LTD | 956A | 1997-09-01 | 480
W&H UK LTD | 956A | 1997-09-01 | 480
W&H UK LTD | 956A | 1997-09-01 | 480
W&H UK LTD | 956A | 1997-09-01 | 480
W&H UK LTD | 956A | 1997-09-01 | 480
W&H UK LTD | 956A | 1997-09-01 | 480
W&H UK LTD | 956A | 1997-09-01 | 480
W&H UK LTD | 956A | 1997-09-01 | 480
W&H UK LTD | 956A | 1997-09-01 | 480
W&H UK LTD | 956A | 1997-09-01 | 480
W&H UK LTD | 956A | 1997-09-01 | 480
W&H UK LTD | 956A | 1997-09-01 | 480
W&H UK LTD | 956A | 1997-09-01 | 480
W&H UK LTD | 956A | 1997-09-01 | 480
W&H UK LTD | 956A | 1997-09-01 | 480
W&H UK LTD | 956A | 1997-09-01 | 480
W&H UK LTD | 956A | 1997-09-01 | 480
W&H UK LTD | 956A | 1997-09-01 | 480
W&H UK LTD | 956A | 1997-09-01 | 480
W&H UK LTD | 956A | 1997-09-01 | 480
W&H UK LTD | 956E | 1994-08-08 | 400
W&H UK LTD | 956E | 1994-08-08 | 400
W&H UK LTD | 956E | 1994-08-08 | 400
W&H UK LTD | 956E | 1994-08-08 | 400
W&H UK LTD | 956E | 1994-08-08 | 400
W&H UK LTD | 956E | 1994-08-08 | 400
W&H UK LTD | 956E | 1994-08-08 | 400
W&H UK LTD | 956E | 1994-08-08 | 400
W&H UK LTD | 956E | 1994-08-08 | 400
W&H UK LTD | 956E | 1994-08-08 | 400
W&H UK LTD | 956E | 1994-08-08 | 400
W&H UK LTD | 956E | 1994-08-08 | 400
W&H UK LTD | 956E | 1994-08-08 | 400
W&H UK LTD | 956E | 1994-08-08 | 400
W&H UK LTD | 956E | 1994-08-08 | 400
W&H UK LTD | 956E | 1994-08-08 | 400
W&H UK LTD | 956E | 1994-08-08 | 400
W&H UK LTD | 956E | 1994-08-08 | 400
W&H UK LTD | 956E | 1994-08-08 | 400
W&H UK LTD | 956E | 1994-08-08 | 400
WELCH ALLYN | 74CE CONNEX | 2019-12-09 | 1500
DATEX-OHMEDA | TEC7 SEVO | 2022-06-24 | 2000
ARIBEX (USA) | NOMAD PRO 2 | 2019-09-12 | 5336.52
CAREFUSION | ALARIS PK PLUS MK4 | 2019-07-11 | 2595
DATEX-OHMEDA | ISOTEC-5 | 2018-11-29 | 2000
PHYSIO CONTROL | LIFEPAK 20E PACED | 2016-06-13 | 7550
PHILIPS LTD | MX450 | 2015-10-08 | 7646
PHILIPS LTD | M1019A-G5 | 2015-10-08 | 5613
PHILIPS LTD | M3002A-X2 | 2015-10-08 | 2500
DATEX-OHMEDA | AESTIVA INDUCTION | 2013-03-27 | 7486.38
LAERDAL | LSU-2 | 2013-03-12 | 680
EAST HEALTH | HIGH-SUCTION | 2011-07-11 | 200
W&H UK LTD | S11 | 2008-03-31 | 550
W&H UK LTD | S11 | 2008-03-31 | 550
W&H UK LTD | S11 | 2008-03-31 | 550
W&H UK LTD | S11 | 2008-03-31 | 550
W&H UK LTD | S11 | 2008-03-31 | 550
SHIRE | AREA ALARM | 2008-03-27 | 350
EAST HEALTH | HIGH-SUCTION | 2008-03-11 | 200
BIEN-AIR UK | OSSEODOC | 2008-03-11 | 2279
BIEN-AIR UK | BASCH | 2008-03-11 | 1406
EAST HEALTH | HIGH-SUCTION | 2006-08-21 | 200
SECA | 778 | 2006-08-17 | 359
PENLON | IDP | 2004-04-19 | 200
KAVO | 181L | 2002-11-21 | 600
ADEC DENTAL | 4400IC | 2002-11-21 | 2800
KAVO | 637B | 2002-11-21 | 449.25
KAVO | 637B | 2002-11-21 | 449.25
KAVO | 20LH | 2002-11-21 | 289
KAVO | 20LH | 2002-11-21 | 289
KAVO | 20LH | 2002-11-21 | 289
DENTSPLY LTD | CAVITRON SPS | 2002-11-20 | 1000
J & S DAVIS | CURELUX CV80 | 2002-11-15 | 215
DE GOTZEN | SOFTLY 8 | 2002-11-15 | 200
WELCH ALLYN | LIFESIGN(NBP/SPO2/T) | 2002-11-15 | 1800
NA | MEMO/GENERAL SUNDRIES | 2001-01-01 | 0
EAST HEALTH | HIGH-SUCTION | 2000-11-14 | 200
BOSO (BOSCH & SOHN) | NIBP | 1995-04-03 | 91
EAST HEALTH | HIGH-SUCTION | 1994-12-05 | 200
DATEX-OHMEDA | 15 | 1994-07-07 | 60
DATEX-OHMEDA | 5120 | 1994-04-28 | 475
LAERDAL | ANNE | 1990-01-01 | 1000
PENLON | NUFFIELD 200 | 1989-09-06 | 2500
MEMO-INTERN | PMG-BDH/RECOVERY | 1982-01-01 | 0
MEMO-INTERN | PMG-BDH/GEN/ANAES | 1982-01-01 | 0
ANETIC AID | QA3 | 2022-04-06 | 3298
ANETIC AID | QA3 | 2022-04-06 | 3298
ANETIC AID | QA3 | 2022-04-06 | 3298
ANETIC AID | QA3 | 2022-04-06 | 3298
SHIRE | SAX-6 | 2007-07-23 | 400
NA | MEMO/GENERAL SUNDRIES | 2021-05-25 | 0
BRAUN | PRO 6000 | 2021-05-21 | 149
BRAUN | PRO 6000 | 2021-05-21 | 149
KAVO | 650C | 2015-12-04 | 600
KAVO | 650C | 2004-04-04 | 550
KAVO | 650C | 2003-11-06 | 550
W&H UK LTD | 956A | 2003-11-06 | 480
W&H UK LTD | 956A | 2003-11-06 | 480
W&H UK LTD | 956A | 2002-12-05 | 550
W&H UK LTD | 956A | 2002-12-05 | 550
W&H UK LTD | 956A | 2002-12-05 | 550
MEMO-INTERN | MEMO-MI SUPPORT | 2003-01-16 | 0
OLYMPUS | WA91502A | 2020-12-07 | 1200
OLYMPUS | WA91502A | 2015-04-01 | 1200
OLYMPUS | WA91502A | 2012-04-10 | 1200
OLYMPUS | WA91502A | 2012-04-10 | 1200
OLYMPUS | ENF-GP | 2009-08-14 | 8025
KAVO | 2052LHC | 2007-05-17 | 299.5
KAVO | 2052LHC | 2007-05-17 | 299.5
KAVO | 2052LHC | 2007-05-17 | 299.5
DENTSPLY LTD | SMARTLITE PS | 2007-04-30 | 200
W&H UK LTD | EA-51LT | 2007-01-29 | 550
W&H UK LTD | EA-51LT | 2007-01-29 | 550
W&H UK LTD | EA-51LT | 2007-01-29 | 550
W&H UK LTD | EA-51LT | 2007-01-29 | 550
W&H UK LTD | EA-51LT | 2007-01-29 | 550
W&H UK LTD | EA-51LT | 2007-01-29 | 550
W&H UK LTD | EA-51LT | 2007-01-29 | 550
W&H UK LTD | EA-51LT | 2007-01-29 | 550
W&H UK LTD | EA-51LT | 2007-01-29 | 550
W&H UK LTD | EA-51LT | 2007-01-29 | 550
ADEC DENTAL | 500 SERIES | 2007-01-28 | 16000
KAVO | 10E | 2006-12-19 | 143
KAVO | 10E | 2006-12-19 | 143
KAVO | 10E | 2006-12-19 | 143
KAVO | 10E | 2006-12-19 | 143
KAVO | 10E | 2006-12-19 | 143
KAVO | 10E | 2006-12-19 | 143
KAVO | 10E | 2006-12-19 | 143
KAVO | 10E | 2006-12-19 | 143
KAVO | 10E | 2006-12-19 | 143
KAVO | 10E | 2006-12-19 | 143
KAVO | 10E | 2006-12-19 | 143
KAVO | 10E | 2006-12-19 | 143
KAVO | 10E | 2006-12-19 | 143
KAVO | 10E | 2006-12-19 | 143
KAVO | 10E | 2006-12-19 | 143
KAVO | 637B | 2006-12-19 | 345
KAVO | 637B | 2006-12-19 | 345
KAVO | 637B | 2006-12-19 | 345
KAVO | 637B | 2006-12-19 | 345
KAVO | 637B | 2006-12-19 | 345
KAVO | 637B | 2006-12-19 | 345
KAVO | 637B | 2006-12-19 | 345
KAVO | 637B | 2006-12-19 | 345
KAVO | 637B | 2006-12-19 | 345
KAVO | 637B | 2006-12-19 | 345
KAVO | 637B | 2006-12-19 | 345
KAVO | 637B | 2006-12-19 | 345
KAVO | 637B | 2006-12-19 | 345
KAVO | 637B | 2006-12-19 | 345
KAVO | 637B | 2006-12-19 | 345
KAVO | 637B | 2006-12-19 | 345
KAVO | 637B | 2006-12-19 | 345
KAVO | 637B | 2006-12-19 | 345
KAVO | 660B | 2006-12-19 | 341
KAVO | 660B | 2006-12-19 | 341
KAVO | 660B | 2006-12-19 | 341
KAVO | 660B | 2006-12-19 | 341
KAVO | 660B | 2006-12-19 | 341
KAVO | 660B | 2006-12-19 | 341
KAVO | 660B | 2006-12-19 | 341
KAVO | 660B | 2006-12-19 | 341
KAVO | 660B | 2006-12-19 | 341
KAVO | 660B | 2006-12-19 | 341
KAVO | 660B | 2006-12-19 | 341
KAVO | 660B | 2006-12-19 | 341
KAVO | 660B | 2006-12-19 | 341
KAVO | 660B | 2006-12-19 | 341
KAVO | 660B | 2006-12-19 | 341
KAVO | 660B | 2006-12-19 | 341
KAVO | 660B | 2006-12-19 | 341
KAVO | 2052LHC | 2006-12-19 | 299.5
KAVO | 2052LHC | 2006-12-19 | 299.5
KAVO | 2052LHC | 2006-12-19 | 299.5
KAVO | 2052LHC | 2006-12-19 | 299.5
KAVO | 2052LHC | 2006-12-19 | 299.5
KAVO | 2052LHC | 2006-12-19 | 299.5
KAVO | 2052LHC | 2006-12-19 | 299.5
KAVO | 2052LHC | 2006-12-19 | 299.5
KAVO | 2052LHC | 2006-12-19 | 299.5
KAVO | 2052LHC | 2006-12-19 | 299.5
KAVO | 2052LHC | 2006-12-19 | 299.5
KAVO | 2052LHC | 2006-12-19 | 299.5
KAVO | 2052LHC | 2006-12-19 | 299.5
KAVO | 2052LHC | 2006-12-19 | 299.5
KAVO | 2052LHC | 2006-12-19 | 299.5
KAVO | 2052LHC | 2006-12-19 | 299.5
KAVO | 2068LHC | 2006-12-19 | 299.5
KAVO | 2068LHC | 2006-12-19 | 299.5
KAVO | 2068LHC | 2006-12-19 | 299.5
KAVO | 2068LHC | 2006-12-19 | 299.5
KAVO | 2068LHC | 2006-12-19 | 299.5
KAVO | 2068LHC | 2006-12-19 | 299.5
KAVO | 2068LHC | 2006-12-19 | 299.5
KAVO | 2068LHC | 2006-12-19 | 299.5
KAVO | 2068LHC | 2006-12-19 | 299.5
KAVO | 2068LHC | 2006-12-19 | 299.5
KAVO | 2068LHC | 2006-12-19 | 299.5
KAVO | 2068LHC | 2006-12-19 | 299.5
KAVO | 2068LHC | 2006-12-19 | 299.5
KAVO | 2068LHC | 2006-12-19 | 299.5
KAVO | 2068LHC | 2006-12-19 | 299.5
KAVO | 2068LHC | 2006-12-19 | 299.5
KAVO | 2068LHC | 2006-12-19 | 299.5
KAVO | 2068LHC | 2006-12-19 | 299.5
NA | MEMO/GENERAL SUNDRIES | 2006-12-19 | 0
KAVO | 190F | 1995-10-01 | 732
HOLTAIN LTD | HARPENDEN STADIOMETER | 2006-05-24 | 910
NA | MEMO/GENERAL SUNDRIES | 2001-11-21 | 0
TELEDYNE | 110500-2 | 1996-07-09 | 769.63
TELEDYNE | 110500-2 | 1996-07-09 | 769.63
GENDEX CORPO | EXPERT-DC | 2017-01-19 | 2000
HOLTAIN LTD | HARPENDEN STADIOMETER | 2005-01-14 | 910
MEDELA | SYMPHONY | 2022-03-11 | 1900
MEDELA | SYMPHONY | 2022-03-11 | 1900
MEDELA | SYMPHONY | 2022-03-11 | 1900
MEDELA | SYMPHONY | 2022-03-11 | 1900
ZIEHM IMAGIN | VISION FD | 2021-11-12 | 92000
MEMO-INTERN | MEMO-MI SUNDRIES | 2020-01-14 | 0
SECA | 384 | 2019-09-13 | 175
HENRY SCHEIN | 9003892 | 2018-05-25 | 768
PHYSIO CONTROL | LIFEPAK 1000 | 2017-07-12 | 1388.96
MEDELA | SYMPHONY | 2016-06-14 | 1900
MEDELA | SYMPHONY | 2016-06-14 | 1900
OLYMPUS | ENF-V2 | 2016-03-18 | 12540
OLYMPUS | ENF-V2 | 2016-03-18 | 12540
LAERDAL | LSU-2 | 2016-01-07 | 680
MEDELA | SYMPHONY | 2015-12-15 | 1900
OLYMPUS | ENF-V2 | 2015-10-16 | 11934
MEDELA | SYMPHONY | 2015-10-05 | 1900
PENTAX | 6450 | 2015-09-29 | 3000
W&H UK LTD | TK-94L | 2015-09-18 | 582
W&H UK LTD | TK-94L | 2015-09-18 | 582
W&H UK LTD | TK-94L | 2015-09-18 | 582
W&H UK LTD | TK-94L | 2015-09-18 | 582
W&H UK LTD | TK-94L | 2015-09-18 | 582
W&H UK LTD | TK-94L | 2015-09-18 | 582
MEMO-INTERN | MEMO-MI SUPPORT | 2015-09-15 | 0
MEDELA | SYMPHONY | 2015-08-03 | 1900
E AMEDA LTD | AMB 362 LACTALINE PERSONAL | 2015-07-09 | 500
MEDELA | SYMPHONY | 2015-07-08 | 1900
MEDELA | SYMPHONY | 2015-04-01 | 1900
E AMEDA LTD | ELITE | 2015-01-29 | 425
E AMEDA LTD | ELITE | 2015-01-29 | 425
MEDELA | SYMPHONY | 2015-01-29 | 1900
W&H UK LTD | WE-56 | 2014-11-06 | 140
W&H UK LTD | WE-56 | 2014-11-06 | 140
W&H UK LTD | WE-56 | 2014-11-06 | 140
W&H UK LTD | AC-20RM | 2014-10-24 | 300
OLYMPUS | ENF-V2 | 2014-10-23 | 2000
OLYMPUS | OTV-S1 | 2014-10-22 | 4000
SATELEC | MINI LED ORTHO | 2014-09-19 | 800
HENRY SCHEIN | 9003892 | 2014-09-19 | 768
MEDELA | SYMPHONY | 2014-09-19 | 1900
MEDELA | SYMPHONY | 2014-09-19 | 1900
MEDELA | SYMPHONY | 2014-09-19 | 1900
3M HEALTH C | ORTHOLUX | 2014-09-18 | 200
MEMO-INTERN | PMG-BDH-G-CLEFT-OMFS | 2014-09-15 | 0
WELCH ALLYN | 49024 | 2014-09-15 | 600
WELCH ALLYN | 49024 | 2014-09-15 | 600
WELCH ALLYN | 49024 | 2014-09-15 | 600
WELCH ALLYN | 49024 | 2014-09-15 | 600
WELCH ALLYN | 49024 | 2014-09-15 | 600
SHIRE | SA-6 | 2014-09-10 | 350
SHIRE | REPEATER | 2014-09-10 | 350
ADEC DENTAL | 411 | 2014-09-05 | 18556.29
ADEC DENTAL | 2562 | 2014-09-05 | 2814
ADEC DENTAL | 576L | 2014-09-05 | 1450
ADEC DENTAL | 411 | 2014-09-05 | 18556.3
ADEC DENTAL | 2562 | 2014-09-05 | 2814
ADEC DENTAL | 576L | 2014-09-05 | 1450
BELMONT | 037 | 2014-09-05 | 7000
ADEC DENTAL | 575L | 2014-09-05 | 1450
NA | MEMO/GENERAL SUNDRIES | 2014-09-05 | 0
W&H UK LTD | AC-20RM | 2014-08-29 | 300
KEELER | STANDARD(AURI/OTO) | 2008-07-10 | 75
EAST HEALTH | HIGH-SUCTION | 2007-05-04 | 200
DE GOTZEN | SOFTLY 8 | 2003-05-12 | 350
OPTIMA LTD | BA OPTIMA 10 | 2019-09-04 | 209
OPTIMA LTD | BA OPTIMA 10 | 2019-09-04 | 209
OPTIMA LTD | BA OPTIMA 10 | 2019-09-04 | 209
OPTIMA LTD | BA OPTIMA 10 | 2019-09-04 | 209
OPTIMA LTD | BA OPTIMA 10 | 2019-09-04 | 209
OPTIMA LTD | BA OPTIMA 10 | 2019-09-04 | 209
OPTIMA LTD | BA OPTIMA 10 | 2019-09-04 | 209
OPTIMA LTD | BA OPTIMA 10 | 2019-09-04 | 209
OPTIMA LTD | BA OPTIMA 10 | 2019-09-04 | 209
OPTIMA LTD | BA OPTIMA 10 | 2019-09-04 | 209
OPTIMA LTD | BA OPTIMA 10 | 2019-09-04 | 209
OPTIMA LTD | BA OPTIMA 10 | 2019-09-04 | 209
OPTIMA LTD | BA OPTIMA 10 | 2019-09-04 | 209
OPTIMA LTD | BA OPTIMA 10 | 2019-09-04 | 209
OPTIMA LTD | BA OPTIMA 10 | 2019-09-04 | 209
SECA | 875 | 2019-05-23 | 240
3M HEALTH C | ORTHOLUX | 2018-03-06 | 200
W&H UK LTD | EA-52 LED | 2018-03-01 | 600
SIRONA LTD | HELIODENT PLUS | 2018-01-18 | 2700
INSTRUMENTARIUM | EXPRESS ORIGO | 2017-09-11 | 5000
W&H UK LTD | EA-52 LED | 2017-03-09 | 626.5
OPTIMA LTD | BA OPTIMA 10 | 2017-03-08 | 209
W&H UK LTD | EA-52 LED | 2016-11-29 | 557.9
OPTIMA LTD | BA OPTIMA 10 | 2016-06-09 | 209
PARKER HANNIFIN CORP | MATRX MDM | 2016-02-08 | 1870
DENTSPLY LTD | RAY-PEX 5 | 2015-09-29 | 500
DENTSPLY LTD | AEU-55M | 2015-09-29 | 1500
KAVO | QUATTROCARE PLUS 2124A | 2015-01-26 | 900
DENTSPLY LTD | RAY-PEX 5 | 2013-05-23 | 500
SATELEC | MINI LED | 2012-10-16 | 620
W&H UK LTD | EA-51LT | 2012-10-12 | 200
SATELEC | SERVOTOME | 2012-06-25 | 1077
MILESTONE | THE WAND 2/PLUS | 2012-04-18 | 650
BOOTS | 15-00010 | 2012-04-18 | 50
BOOTS | 15-00010 | 2012-04-18 | 50
BOOTS | 15-00010 | 2012-04-18 | 50
BOOTS | 15-00010 | 2012-04-18 | 35
BOOTS | 15-00010 | 2012-04-18 | 50
SATELEC | MINI LED | 2012-04-17 | 620
ORMCO | DEMI ORTHO | 2012-04-16 | 630
ORMCO | DEMI ORTHO | 2012-04-16 | 630
BOOTS | 15-00010 | 2012-04-16 | 50
BOOTS | 15-00010 | 2012-04-16 | 50
BOOTS | 15-00010 | 2012-04-16 | 50
BOOTS | 15-00010 | 2012-04-16 | 50
ORMCO | DEMI ORTHO | 2012-04-16 | 630
KAVO | RONDOFLEX PLUS 360 | 2010-02-02 | 1285
KAVO | RONDOFLEX PLUS 360 | 2010-02-02 | 1285
KAVO | RONDOFLEX PLUS 360 | 2010-02-02 | 1285
HENRY SCHEIN | CAP II | 2009-05-06 | 300
ZHERMAC | ALGHAMIX II | 2009-01-09 | 200
ZHERMAC | ALGHAMIX II | 2009-01-09 | 200
ZHERMAC | ALGHAMIX II | 2009-01-09 | 200
ZHERMAC | ALGHAMIX II | 2009-01-09 | 200
ZHERMAC | ALGHAMIX II | 2009-01-09 | 200
ZHERMAC | ALGHAMIX II | 2009-01-09 | 200
ZHERMAC | ALGHAMIX II | 2009-01-09 | 200
ZHERMAC | ALGHAMIX II | 2009-01-09 | 200
ZHERMAC | ALGHAMIX II | 2009-01-09 | 200
BOOTS | 15-00010 | 2008-07-09 | 50
KAVO | 20CN | 2008-04-15 | 500
KAVO | 20CN | 2008-04-15 | 500
PARKELL | D624 | 2007-12-18 | 129
PARKELL | D624 | 2007-12-18 | 129
PARKELL | D624 | 2007-12-18 | 129
DENTSPLY LTD | 67-0445 | 2007-09-12 | 100
DENTSPLY LTD | 67-0445 | 2007-09-07 | 100
W&H UK LTD | EA-51LT | 2007-08-16 | 550
ADEC DENTAL | 500 SERIES | 2007-08-07 | 16000
ADEC DENTAL | 500 SERIES | 2007-06-18 | 8700
ADEC DENTAL | 500 SERIES | 2007-06-18 | 8700
ADEC DENTAL | 500 SERIES | 2007-06-18 | 8700
ADEC DENTAL | 500 SERIES | 2007-06-18 | 8700
ADEC DENTAL | 500 SERIES | 2007-06-18 | 8700
ADEC DENTAL | 500 SERIES | 2007-06-18 | 8700
ADEC DENTAL | 500 SERIES | 2007-06-18 | 8700
ADEC DENTAL | 500 SERIES | 2007-06-18 | 8700
ADEC DENTAL | 500 SERIES | 2007-06-18 | 8700
ADEC DENTAL | 500 SERIES | 2007-06-18 | 8700
ADEC DENTAL | 500 SERIES | 2007-06-18 | 8700
ADEC DENTAL | 500 SERIES | 2007-06-18 | 16000
ADEC DENTAL | 500 SERIES | 2007-06-18 | 8700
ADEC DENTAL | 500 SERIES | 2007-06-18 | 8700
ADEC DENTAL | 500 SERIES | 2007-06-18 | 8700
ADEC DENTAL | 500 SERIES | 2007-06-18 | 8700
ADEC DENTAL | 500 SERIES | 2007-06-18 | 8700
ADEC DENTAL | 500 SERIES | 2007-06-18 | 8700
ADEC DENTAL | 500 SERIES | 2007-06-18 | 8700
ADEC DENTAL | 500 SERIES | 2007-06-18 | 8700
ADEC DENTAL | 500 SERIES | 2007-06-18 | 8700
ADEC DENTAL | 500 SERIES | 2007-06-18 | 8700
ADEC DENTAL | 500 SERIES | 2007-06-18 | 8700
ADEC DENTAL | 500 SERIES | 2007-06-18 | 8700
ADEC DENTAL | 500 SERIES | 2007-06-18 | 8700
ADEC DENTAL | 500 SERIES | 2007-06-18 | 8700
ADEC DENTAL | 500 SERIES | 2007-06-18 | 8700
ADEC DENTAL | 500 SERIES | 2007-06-18 | 8700
ADEC DENTAL | 500 SERIES | 2007-06-18 | 8700
ADEC DENTAL | 500 SERIES | 2007-06-18 | 8700
ADEC DENTAL | 500 SERIES | 2007-06-18 | 8700
ADEC DENTAL | 500 SERIES | 2007-06-18 | 8700
ADEC DENTAL | 500 SERIES | 2007-06-18 | 8700
GENDEX CORPO | 765DC | 2007-06-11 | 1500
GENDEX CORPO | 765DC | 2007-06-11 | 1500
GENDEX CORPO | 765DC | 2007-06-11 | 1500
DENTSPLY LTD | CAVITRON SELECT SPS | 2007-05-22 | 1633.25
DENTSPLY LTD | CAVITRON SELECT SPS | 2007-05-22 | 1633.25
DENTSPLY LTD | CAVITRON SELECT SPS | 2007-05-22 | 1633.25
DENTSPLY LTD | CAVITRON SELECT SPS | 2007-05-22 | 1633.25
W&H UK LTD | EA-51LT | 2007-05-17 | 550
W&H UK LTD | EA-51LT | 2007-05-17 | 550
W&H UK LTD | EA-51LT | 2007-05-17 | 550
W&H UK LTD | EA-51LT | 2007-05-17 | 550
W&H UK LTD | EA-51LT | 2007-05-17 | 550
W&H UK LTD | EA-51LT | 2007-05-17 | 550
W&H UK LTD | EA-51LT | 2007-05-17 | 550
W&H UK LTD | EA-51LT | 2007-05-17 | 550
W&H UK LTD | EA-51LT | 2007-05-17 | 550
W&H UK LTD | EA-51LT | 2007-05-17 | 550
W&H UK LTD | EA-51LT | 2007-05-17 | 550
W&H UK LTD | EA-51LT | 2007-05-17 | 550
W&H UK LTD | EA-51LT | 2007-05-17 | 550
W&H UK LTD | EA-51LT | 2007-05-17 | 550
W&H UK LTD | EA-51LT | 2007-05-17 | 550
W&H UK LTD | EA-51LT | 2007-05-17 | 550
W&H UK LTD | EA-51LT | 2007-05-17 | 550
W&H UK LTD | EA-51LT | 2007-05-17 | 550
W&H UK LTD | EA-51LT | 2007-05-17 | 550
W&H UK LTD | EA-51LT | 2007-05-17 | 550
W&H UK LTD | EA-51LT | 2007-05-17 | 550
W&H UK LTD | EA-51LT | 2007-05-17 | 550
W&H UK LTD | EA-51LT | 2007-05-17 | 550
W&H UK LTD | EA-51LT | 2007-05-17 | 550
W&H UK LTD | EA-51LT | 2007-05-17 | 550
W&H UK LTD | EA-51LT | 2007-05-17 | 550
W&H UK LTD | EA-51LT | 2007-05-17 | 550
KAVO | 637B | 2007-05-14 | 449.25
KAVO | 637B | 2007-05-14 | 449.25
KAVO | 637B | 2007-05-14 | 449.25
KAVO | 637B | 2007-05-14 | 449.25
KAVO | 637B | 2007-05-14 | 449.25
KAVO | 637B | 2007-05-14 | 449.25
KAVO | 637B | 2007-05-14 | 449.25
KAVO | 637B | 2007-05-14 | 449.25
KAVO | 637B | 2007-05-14 | 449.25
KAVO | 637B | 2007-05-14 | 449.25
KAVO | 637B | 2007-05-14 | 449.25
KAVO | 637B | 2007-05-14 | 449.25
KAVO | 637B | 2007-05-14 | 449.25
KAVO | 637B | 2007-05-14 | 449.25
KAVO | 637B | 2007-05-14 | 449.25
KAVO | 637B | 2007-05-14 | 449.25
KAVO | 637B | 2007-05-14 | 449.25
KAVO | 637B | 2007-05-14 | 449.25
KAVO | 637B | 2007-05-14 | 449.25
KAVO | 637B | 2007-05-14 | 449.25
KAVO | 637B | 2007-05-14 | 449.25
KAVO | 637B | 2007-05-14 | 449.25
KAVO | 637B | 2007-05-14 | 449.25
KAVO | 637B | 2007-05-14 | 449.25
KAVO | 637B | 2007-05-14 | 449.25
KAVO | 637B | 2007-05-14 | 449.25
KAVO | 637B | 2007-05-14 | 449.25
KAVO | 637B | 2007-05-14 | 449.25
KAVO | 637B | 2007-05-14 | 449.25
KAVO | 637B | 2007-05-14 | 449.25
KAVO | 637B | 2007-05-14 | 449.25
KAVO | 637B | 2007-05-14 | 449.25
KAVO | 637B | 2007-05-14 | 449.25
KAVO | 637B | 2007-05-14 | 449.25
KAVO | 637B | 2007-05-14 | 449.25
KAVO | 637B | 2007-05-14 | 449.25
KAVO | 637B | 2007-05-14 | 449.25
KAVO | 637B | 2007-05-14 | 449.25
KAVO | 637B | 2007-05-14 | 449.25
KAVO | 637B | 2007-05-14 | 449.25
KAVO | 637B | 2007-05-14 | 449.25
KAVO | 637B | 2007-05-14 | 449.25
KAVO | 637B | 2007-05-14 | 449.25
KAVO | 637B | 2007-05-14 | 449.25
KAVO | 637B | 2007-05-14 | 449.25
KAVO | 637B | 2007-05-14 | 449.25
KAVO | 637B | 2007-05-14 | 449.25
KAVO | 637B | 2007-05-14 | 449.25
KAVO | 637B | 2007-05-14 | 449.25
KAVO | 637B | 2007-05-14 | 449.25
KAVO | 637B | 2007-05-14 | 449.25
KAVO | 637B | 2007-05-14 | 449.25
KAVO | 2068LHC | 2007-05-14 | 299.5
KAVO | 2068LHC | 2007-05-14 | 299.5
KAVO | 2068LHC | 2007-05-14 | 299.5
KAVO | 2068LHC | 2007-05-14 | 299.5
KAVO | 2068LHC | 2007-05-14 | 299.5
KAVO | 2068LHC | 2007-05-14 | 299.5
KAVO | 2068LHC | 2007-05-14 | 299.5
KAVO | 2068LHC | 2007-05-14 | 299.5
KAVO | 2068LHC | 2007-05-14 | 299.5
KAVO | 2068LHC | 2007-05-14 | 299.5
KAVO | 2068LHC | 2007-05-14 | 299.5
KAVO | 2068LHC | 2007-05-14 | 299.5
KAVO | 2068LHC | 2007-05-14 | 299.5
KAVO | 2068LHC | 2007-05-14 | 299.5
KAVO | 2068LHC | 2007-05-14 | 299.5
KAVO | 2068LHC | 2007-05-14 | 299.5
KAVO | 2068LHC | 2007-05-14 | 299.5
KAVO | 2068LHC | 2007-05-14 | 299.5
KAVO | 2068LHC | 2007-05-14 | 299.5
KAVO | 2068LHC | 2007-05-14 | 299.5
KAVO | 2068LHC | 2007-05-14 | 299.5
KAVO | 2068LHC | 2007-05-14 | 299.5
KAVO | 2068LHC | 2007-05-14 | 299.5
KAVO | 2068LHC | 2007-05-14 | 299.5
KAVO | 2068LHC | 2007-05-14 | 299.5
KAVO | 2068LHC | 2007-05-14 | 299.5
KAVO | 2068LHC | 2007-05-14 | 299.5
KAVO | 2068LHC | 2007-05-14 | 299.5
KAVO | 2068LHC | 2007-05-14 | 299.5
KAVO | 2068LHC | 2007-05-14 | 299.5
KAVO | 2068LHC | 2007-05-14 | 299.5
KAVO | 2068LHC | 2007-05-14 | 299.5
KAVO | 2068LHC | 2007-05-14 | 299.5
KAVO | 2068LHC | 2007-05-14 | 299.5
KAVO | 10E | 2007-05-14 | 143
KAVO | 10E | 2007-05-14 | 143
KAVO | 10E | 2007-05-14 | 143
KAVO | 10E | 2007-05-14 | 143
KAVO | 10E | 2007-05-14 | 143
KAVO | 10E | 2007-05-14 | 143
KAVO | 10E | 2007-05-14 | 143
KAVO | 10E | 2007-05-14 | 143
KAVO | 10E | 2007-05-14 | 143
KAVO | 10E | 2007-05-14 | 143
KAVO | 10E | 2007-05-14 | 143
KAVO | 10E | 2007-05-14 | 143
KAVO | 10E | 2007-05-14 | 143
KAVO | 10E | 2007-05-14 | 143
KAVO | 10E | 2007-05-14 | 143
KAVO | 10E | 2007-05-14 | 143
KAVO | 10E | 2007-05-14 | 143
KAVO | 10E | 2007-05-14 | 143
KAVO | 10E | 2007-05-14 | 143
KAVO | 660B | 2007-05-14 | 341
KAVO | 660B | 2007-05-14 | 341
KAVO | 660B | 2007-05-14 | 341
KAVO | 660B | 2007-05-14 | 341
KAVO | 660B | 2007-05-14 | 341
KAVO | 660B | 2007-05-14 | 341
KAVO | 660B | 2007-05-14 | 341
KAVO | 660B | 2007-05-14 | 341
KAVO | 660B | 2007-05-14 | 341
KAVO | 660B | 2007-05-14 | 341
KAVO | 660B | 2007-05-14 | 341
KAVO | 660B | 2007-05-14 | 341
KAVO | 660B | 2007-05-14 | 341
KAVO | 660B | 2007-05-14 | 341
KAVO | 660B | 2007-05-14 | 341
KAVO | 660B | 2007-05-14 | 341
KAVO | 660B | 2007-05-14 | 341
KAVO | 660B | 2007-05-14 | 341
KAVO | 660B | 2007-05-14 | 341
KAVO | 660B | 2007-05-14 | 341
KAVO | 660B | 2007-05-14 | 341
KAVO | 660B | 2007-05-14 | 341
KAVO | 660B | 2007-05-14 | 341
KAVO | 660B | 2007-05-14 | 341
KAVO | 660B | 2007-05-14 | 341
KAVO | 660B | 2007-05-14 | 341
KAVO | 660B | 2007-05-14 | 341
KAVO | 660B | 2007-05-14 | 341
KAVO | 660B | 2007-05-14 | 341
KAVO | 660B | 2007-05-14 | 341
KAVO | 660B | 2007-05-14 | 341
KAVO | 660B | 2007-05-14 | 341
KAVO | 660B | 2007-05-14 | 341
KAVO | 660B | 2007-05-14 | 341
KAVO | 660B | 2007-05-14 | 341
KAVO | 660B | 2007-05-14 | 341
KAVO | 660B | 2007-05-14 | 341
KAVO | 660B | 2007-05-14 | 341
KAVO | 2052LHC | 2007-05-14 | 299.5
KAVO | 2052LHC | 2007-05-14 | 299.5
KAVO | 2052LHC | 2007-05-14 | 299.5
KAVO | 2052LHC | 2007-05-14 | 299.5
KAVO | 2052LHC | 2007-05-14 | 299.5
KAVO | 2052LHC | 2007-05-14 | 299.5
KAVO | 2052LHC | 2007-05-14 | 299.5
KAVO | 2052LHC | 2007-05-14 | 299.5
KAVO | 2052LHC | 2007-05-14 | 299.5
KAVO | 2052LHC | 2007-05-14 | 299.5
KAVO | 2052LHC | 2007-05-14 | 299.5
KAVO | 2052LHC | 2007-05-14 | 299.5
KAVO | 2052LHC | 2007-05-14 | 299.5
KAVO | 2052LHC | 2007-05-14 | 299.5
KAVO | 2052LHC | 2007-05-14 | 299.5
KAVO | 2052LHC | 2007-05-14 | 299.5
KAVO | 2052LHC | 2007-05-14 | 299.5
KAVO | 2052LHC | 2007-05-14 | 299.5
KAVO | 2052LHC | 2007-05-14 | 299.5
KAVO | 2052LHC | 2007-05-14 | 299.5
KAVO | 2052LHC | 2007-05-14 | 299.5
KAVO | 2052LHC | 2007-05-14 | 299.5
KAVO | 2052LHC | 2007-05-14 | 299.5
KAVO | 2052LHC | 2007-05-14 | 299.5
KAVO | 2052LHC | 2007-05-14 | 299.5
KAVO | 2052LHC | 2007-05-14 | 299.5
KAVO | 2052LHC | 2007-05-14 | 299.5
KAVO | 2052LHC | 2007-05-14 | 299.5
KAVO | 2052LHC | 2007-05-14 | 299.5
KAVO | 2052LHC | 2007-05-14 | 299.5
KAVO | 2052LHC | 2007-05-14 | 299.5
KAVO | 2052LHC | 2007-05-14 | 299.5
KAVO | 2052LHC | 2007-05-14 | 299.5
KAVO | 2052LHC | 2007-05-14 | 299.5
KAVO | 2052LHC | 2007-05-14 | 299.5
KAVO | 2052LHC | 2007-05-14 | 299.5
KAVO | 2052LHC | 2007-05-14 | 299.5
KAVO | 2052LHC | 2007-05-14 | 299.5
KAVO | 2052LHC | 2007-05-14 | 299.5
KAVO | 2052LHC | 2007-05-14 | 299.5
KAVO | 2052LHC | 2007-05-14 | 299.5
KAVO | 2052LHC | 2007-05-14 | 299.5
KAVO | 2052LHC | 2007-05-14 | 299.5
KAVO | 2052LHC | 2007-05-14 | 299.5
KAVO | 2052LHC | 2007-05-14 | 299.5
KAVO | 2052LHC | 2007-05-14 | 299.5
KAVO | 2052LHC | 2007-05-14 | 299.5
KAVO | 2052LHC | 2007-05-14 | 299.5
KAVO | 2052LHC | 2007-05-14 | 299.5
KAVO | 2052LHC | 2007-05-14 | 299.5
KAVO | 2052LHC | 2007-05-14 | 299.5
KAVO | 2052LHC | 2007-05-14 | 299.5
KAVO | 2052LHC | 2007-05-14 | 299.5
KAVO | 2068LHC | 2007-05-14 | 299.5
KAVO | 2068LHC | 2007-05-14 | 299.5
KAVO | 2068LHC | 2007-05-14 | 299.5
KAVO | 2068LHC | 2007-05-14 | 299.5
HENRY SCHEIN | CAP II | 2007-04-30 | 300
HENRY SCHEIN | CAP II | 2007-04-30 | 300
HENRY SCHEIN | CAP II | 2007-04-30 | 300
HENRY SCHEIN | CAP II | 2007-04-30 | 300
HENRY SCHEIN | CAP II | 2007-04-30 | 300
HENRY SCHEIN | CAP II | 2007-04-30 | 300
HENRY SCHEIN | CAP II | 2007-04-30 | 300
HENRY SCHEIN | CAP II | 2007-04-30 | 300
HENRY SCHEIN | CAP II | 2007-04-30 | 300
HENRY SCHEIN | CAP II | 2007-04-30 | 300
HENRY SCHEIN | CAP II | 2007-04-30 | 300
HENRY SCHEIN | CAP II | 2007-04-30 | 300
HENRY SCHEIN | CAP II | 2007-04-30 | 300
HENRY SCHEIN | CAP II | 2007-04-30 | 300
HENRY SCHEIN | CAP II | 2007-04-30 | 300
HENRY SCHEIN | CAP II | 2007-04-30 | 300
HENRY SCHEIN | CAP II | 2007-04-30 | 300
HENRY SCHEIN | CAP II | 2007-04-30 | 300
EAST HEALTH | HIGH-SUCTION | 2007-04-27 | 200
EAST HEALTH | HIGH-SUCTION | 2007-04-27 | 200
EAST HEALTH | HIGH-SUCTION | 2007-04-27 | 200
JOVIDENT INT | CU-80 | 2007-04-27 | 200
JOVIDENT INT | CU-80 | 2007-04-27 | 200
JOVIDENT INT | CU-80 | 2007-04-27 | 200
JOVIDENT INT | CU-80 | 2007-04-27 | 200
JOVIDENT INT | CU-80 | 2007-04-27 | 200
JOVIDENT INT | CU-80 | 2007-04-27 | 200
JOVIDENT INT | CU-80 | 2007-04-27 | 200
JOVIDENT INT | CU-80 | 2007-04-27 | 200
JOVIDENT INT | CU-80 | 2007-04-27 | 200
JOVIDENT INT | CU-80 | 2007-04-27 | 200
JOVIDENT INT | CU-80 | 2007-04-27 | 200
JOVIDENT INT | CU-80 | 2007-04-27 | 200
JOVIDENT INT | CU-80 | 2007-04-27 | 200
JOVIDENT INT | CU-80 | 2007-04-27 | 200
JOVIDENT INT | CU-80 | 2007-04-27 | 200
JOVIDENT INT | CU-80 | 2007-04-27 | 200
JOVIDENT INT | CU-80 | 2007-04-27 | 200
JOVIDENT INT | CU-80 | 2007-04-27 | 200
JOVIDENT INT | CU-80 | 2007-04-27 | 200
JOVIDENT INT | CU-80 | 2007-04-27 | 200
W&H UK LTD | EA-51LT | 2007-01-29 | 550
W&H UK LTD | EA-51LT | 2007-01-29 | 550
DENTSPLY LTD | CAVITRON SELECT SPS | 2005-09-23 | 1633.25
MICROMEGA | 10E | 2005-06-15 | 250
KAVO | 639 | 2004-08-09 | 480
KAVO | 7A | 2004-06-15 | 300
KAVO | 7A | 2004-06-15 | 300
KAVO | 7A | 2004-06-15 | 300
KAVO | 7A | 2004-06-15 | 300
KAVO | 7A | 2004-06-15 | 300
KAVO | 7A | 2004-06-15 | 300
KAVO | 13A | 2004-06-15 | 600
KAVO | 13A | 2004-06-15 | 600
KAVO | 13A | 2004-06-15 | 600
KAVO | 13A | 2004-06-15 | 600
KAVO | 13A | 2004-06-15 | 600
KAVO | 13A | 2004-06-15 | 600
KAVO | 7LN | 2004-04-23 | 350
KAVO | 642B | 2003-11-25 | 650
KAVO | 642B | 2003-08-19 | 650
W&H UK LTD | 50 | 2003-05-19 | 400
KAVO | 7A | 2002-12-11 | 300
KERR DENTAL | OPTILUX-501 | 2002-03-06 | 500
W&H UK LTD | 50 | 2001-10-10 | 400
ORMCO | MKII | 2001-01-01 | 50
ORMCO | MKII | 2001-01-01 | 50
LLOYD INST | PLEASE ENTER MODEL! (565) | 2001-01-01 | 500
NA | MEMO/GENERAL SUNDRIES | 2001-01-01 | 0
NA | MEMO/GENERAL SUNDRIES | 2001-01-01 | 0
RINN PRODUCT | 67-0420 | 2000-02-16 | 75
KAVO | 650C | 1999-12-01 | 550
KAVO | 650C | 1999-12-01 | 550
KAVO | 650C | 1999-12-01 | 550
KAVO | 650C | 1999-12-01 | 550
KAVO | 650C | 1999-12-01 | 550
KAVO | 650C | 1999-12-01 | 550
KAVO | 642B | 1999-08-08 | 650
MATRX MEDICA | QUANTIFLEX MDM | 1999-07-14 | 2000
OBTURA | OBTURA II | 1995-09-15 | 940
KAVO | 7LN | 1995-03-10 | 350
KAVO | 7LN | 1995-03-10 | 350
KAVO | 7LN | 1995-03-10 | 350
KAVO | 7LN | 1995-03-10 | 350
KAVO | 7LN | 1995-03-10 | 350
KAVO | 7LN | 1995-03-10 | 350
KAVO | 7LN | 1995-03-10 | 350
KAVO | 7LN | 1995-03-10 | 350
KAVO | 7LN | 1995-03-10 | 350
KAVO | 7LN | 1995-03-10 | 350
KAVO | 7LN | 1995-03-10 | 350
KAVO | 7LN | 1995-03-10 | 350
KAVO | 7LN | 1995-03-10 | 350
KAVO | 7LN | 1995-03-10 | 350
KAVO | 7LN | 1995-03-10 | 350
KAVO | 7LN | 1995-03-10 | 350
KAVO | 7LN | 1995-03-10 | 350
KAVO | 181L | 1995-03-01 | 600
KAVO | 640B | 1995-03-01 | 773
KAVO | 640B | 1995-03-01 | 773
KAVO | 640B | 1995-03-01 | 773
KAVO | 640B | 1995-03-01 | 773
KAVO | 640B | 1995-03-01 | 773
KAVO | 640B | 1995-03-01 | 773
KAVO | 640B | 1995-03-01 | 773
KAVO | 640B | 1995-03-01 | 773
KAVO | 640B | 1995-03-01 | 773
KAVO | 640B | 1995-03-01 | 773
KAVO | 642B | 1995-03-01 | 650
KAVO | 642B | 1995-03-01 | 650
KAVO | 642B | 1995-03-01 | 650
KAVO | 642B | 1995-03-01 | 650
KAVO | 642B | 1995-03-01 | 650
KAVO | 642B | 1995-03-01 | 650
KAVO | 642B | 1995-03-01 | 650
KAVO | 642C | 1995-01-01 | 550
KAVO | 13A | 1994-06-29 | 600
KAVO | 13A | 1994-06-29 | 600
KAVO | 13A | 1994-06-29 | 600
KAVO | 13A | 1994-06-29 | 600
KAVO | 7A | 1994-06-29 | 300
KAVO | 7A | 1994-06-29 | 300
KAVO | 7A | 1994-06-29 | 300
KAVO | 7A | 1994-06-29 | 300
KAVO | 7A | 1994-06-29 | 300
KAVO | 7A | 1994-06-29 | 300
KAVO | 7A | 1994-06-29 | 300
KAVO | 7A | 1994-06-29 | 300
KAVO | 7A | 1994-06-29 | 300
KAVO | 7A | 1994-06-29 | 300
KAVO | 7A | 1994-06-29 | 300
KAVO | 7A | 1994-06-29 | 300
KAVO | 7A | 1994-06-29 | 300
KAVO | 7A | 1994-06-29 | 300
KAVO | 7A | 1994-06-29 | 300
KAVO | 7CN | 1994-03-15 | 306.68
KAVO | 7CN | 1994-03-15 | 306.68
KAVO | 7CN | 1994-03-15 | 306.68
KAVO | 7CN | 1994-03-15 | 306.68
KAVO | 7CN | 1994-03-15 | 306.68
KAVO | 7CN | 1994-03-15 | 306.68
KAVO | 7CN | 1994-03-15 | 306.68
KAVO | 7CN | 1994-03-15 | 306.68
KAVO | 7CN | 1994-03-15 | 306.68
KAVO | 7CN | 1994-03-15 | 306.68
KAVO | 7CN | 1994-03-15 | 306.68
KAVO | 7CN | 1994-03-15 | 306.68
KAVO | 7CN | 1994-03-15 | 306.68
KAVO | 642C | 1994-03-15 | 550
KAVO | 642C | 1994-03-15 | 550
KAVO | 642C | 1994-03-15 | 550
KAVO | 642C | 1994-03-15 | 550
KAVO | 642C | 1994-03-15 | 550
KAVO | 640C | 1994-03-15 | 540
KAVO | 639C | 1992-01-01 | 550
DENTAURUM | L1 | 1991-12-10 | 165.72
CARBOLITE | SAFE-AIR | 1991-11-06 | 90
CARBOLITE | SAFE-AIR | 1991-11-06 | 90
W&H UK LTD | 43E | 1990-01-01 | 350
W&H UK LTD | 43E | 1990-01-01 | 350
CYPRANE LTD | RA | 1983-08-01 | 1000
DURR DENTAL | V9000 | 2019-04-16 | 30000
DURR DENTAL | V9000 | 2010-12-01 | 30000
NORGREN MART | 20AG/4G | 1997-09-04 | 440
MILLENIUM | DUPLEX |  | 0
KAVO | SMARTtorque LUX S619L | 2022-06-29 | 228
KAVO | SMARTtorque LUX S619L | 2022-06-29 | 228
KAVO | SMARTtorque LUX S619L | 2022-06-29 | 228
KAVO | SMARTtorque LUX S619L | 2022-06-29 | 228
CARBOLITE | SAFEAIR HEAT STREAM | 2022-06-13 | 375.94
CARBOLITE | SAFEAIR HEAT STREAM | 2022-06-13 | 375.94
CARBOLITE | SAFEAIR HEAT STREAM | 2022-06-13 | 375.94
CARBOLITE | SAFEAIR HEAT STREAM | 2022-06-13 | 375.94
THERAPY EQUIPMENT | DIAMOND RANGE HIGH | 2022-03-31 | 81
THERAPY EQUIPMENT | DIAMOND RANGE HIGH | 2022-03-31 | 81
CARBOLITE | SAFEAIR HEAT STREAM | 2022-03-24 | 376
CARBOLITE | SAFEAIR HEAT STREAM | 2022-02-24 | 375.94
W&H UK LTD | EA-51LT | 2022-02-23 | 550
DENTSPLY LTD | 6:1 CONTRA-ANGLE | 2022-02-18 | 394.52
DENTSPLY LTD | 6:1 CONTRA-ANGLE | 2022-02-18 | 394.52
DENTSPLY LTD | 6:1 CONTRA-ANGLE | 2022-02-18 | 394.52
DENTSPLY LTD | 6:1 CONTRA-ANGLE | 2022-02-18 | 394.52
DENTSPLY LTD | 6:1 CONTRA-ANGLE | 2022-02-18 | 394.52
DENTSPLY LTD | 6:1 CONTRA-ANGLE | 2022-02-18 | 394.52
DENTSPLY LTD | 6:1 CONTRA-ANGLE | 2022-02-18 | 394.52
DENTSPLY LTD | 6:1 CONTRA-ANGLE | 2022-02-18 | 394.52
DENTSPLY LTD | 6:1 CONTRA-ANGLE | 2022-02-18 | 394.52
DENTSPLY LTD | 6:1 CONTRA-ANGLE | 2022-02-18 | 394.52
CARBOLITE | SAFEAIR HEAT STREAM | 2022-02-09 | 375.94
W&H UK LTD | ALEGRA HE-43 | 2021-07-16 | 93
W&H UK LTD | ALEGRA HE-43 | 2021-07-16 | 93
W&H UK LTD | ALEGRA HE-43 | 2021-07-16 | 93
W&H UK LTD | ALEGRA HE-43 | 2021-07-16 | 93
W&H UK LTD | ALEGRA HE-43 | 2021-07-16 | 93
W&H UK LTD | ALEGRA HE-43 | 2021-07-16 | 93
W&H UK LTD | ALEGRA HE-43 | 2021-07-16 | 93
W&H UK LTD | ALEGRA HE-43 | 2021-07-16 | 93
W&H UK LTD | ALEGRA HE-43 | 2021-07-16 | 93
W&H UK LTD | ALEGRA HE-43 | 2021-07-16 | 93
W&H UK LTD | ALEGRA HE-43 | 2021-07-16 | 93
W&H UK LTD | ALEGRA HE-43 | 2021-07-16 | 93
W&H UK LTD | ALEGRA HE-43 | 2021-07-16 | 93
W&H UK LTD | ALEGRA HE-43 | 2021-07-16 | 93
W&H UK LTD | ALEGRA HE-43 | 2021-07-16 | 93
W&H UK LTD | ALEGRA HE-43 | 2021-07-16 | 93
W&H UK LTD | ALEGRA HE-43 | 2021-07-16 | 93
W&H UK LTD | ALEGRA HE-43 | 2021-07-16 | 93
W&H UK LTD | ALEGRA HE-43 | 2021-07-16 | 93
W&H UK LTD | ALEGRA HE-43 | 2021-07-16 | 93
W&H UK LTD | ALEGRA HE-43 | 2021-07-16 | 93
W&H UK LTD | ALEGRA HE-43 | 2021-07-16 | 93
W&H UK LTD | ALEGRA HE-43 | 2021-07-16 | 93
W&H UK LTD | ALEGRA HE-43 | 2021-07-16 | 93
W&H UK LTD | ALEGRA HE-43 | 2021-07-16 | 93
W&H UK LTD | ALEGRA HE-43 | 2021-07-16 | 93
W&H UK LTD | ALEGRA HE-43 | 2021-07-16 | 93
W&H UK LTD | ALEGRA HE-43 | 2021-07-16 | 93
W&H UK LTD | ALEGRA HE-43 | 2021-07-16 | 93
W&H UK LTD | ALEGRA HE-43 | 2021-07-16 | 93
W&H UK LTD | ALEGRA HE-43 | 2021-07-16 | 93
W&H UK LTD | ALEGRA HE-43 | 2021-07-16 | 93
W&H UK LTD | ALEGRA HE-43 | 2021-07-16 | 93
W&H UK LTD | ALEGRA HE-43 | 2021-07-16 | 93
W&H UK LTD | ALEGRA HE-43 | 2021-07-16 | 93
W&H UK LTD | ALEGRA HE-43 | 2021-07-16 | 93
W&H UK LTD | ALEGRA HE-43 | 2021-07-16 | 93
W&H UK LTD | ALEGRA HE-43 | 2021-07-16 | 93
W&H UK LTD | ALEGRA HE-43 | 2021-07-16 | 93
W&H UK LTD | ALEGRA HE-43 | 2021-07-16 | 93
W&H UK LTD | ALEGRA HE-43 | 2021-07-16 | 93
W&H UK LTD | ALEGRA HE-43 | 2021-07-16 | 93
W&H UK LTD | ALEGRA HE-43 | 2021-07-16 | 93
W&H UK LTD | ALEGRA HE-43 | 2021-07-16 | 93
W&H UK LTD | ALEGRA HE-43 | 2021-07-16 | 93
W&H UK LTD | ALEGRA HE-43 | 2021-07-16 | 93
W&H UK LTD | ALEGRA HE-43 | 2021-07-16 | 93
W&H UK LTD | ALEGRA HE-43 | 2021-07-16 | 93
W&H UK LTD | ALEGRA HE-43 | 2021-07-16 | 93
W&H UK LTD | ALEGRA HE-43 | 2021-07-16 | 93
W&H UK LTD | ALEGRA HE-43 | 2021-07-16 | 93
W&H UK LTD | ALEGRA HE-43 | 2021-07-16 | 93
W&H UK LTD | ALEGRA HE-43 | 2021-07-16 | 93
W&H UK LTD | ALEGRA HE-43 | 2021-07-16 | 93
W&H UK LTD | ALEGRA HE-43 | 2021-07-16 | 93
W&H UK LTD | ALEGRA HE-43 | 2021-07-16 | 93
W&H UK LTD | ALEGRA HE-43 | 2021-07-16 | 93
W&H UK LTD | ALEGRA HE-43 | 2021-07-16 | 93
W&H UK LTD | ALEGRA HE-43 | 2021-07-16 | 93
W&H UK LTD | ALEGRA HE-43 | 2021-07-16 | 93
W&H UK LTD | ALEGRA HE-43 | 2021-07-16 | 93
W&H UK LTD | ALEGRA HE-43 | 2021-07-16 | 93
W&H UK LTD | ALEGRA HE-43 | 2021-07-16 | 93
W&H UK LTD | ALEGRA HE-43 | 2021-07-16 | 93
W&H UK LTD | ALEGRA HE-43 | 2021-07-16 | 93
W&H UK LTD | ALEGRA HE-43 | 2021-07-16 | 93
W&H UK LTD | ALEGRA HE-43 | 2021-07-16 | 93
W&H UK LTD | ALEGRA HE-43 | 2021-07-16 | 93
W&H UK LTD | ALEGRA HE-43 | 2021-07-16 | 93
W&H UK LTD | ALEGRA HE-43 | 2021-07-16 | 93
W&H UK LTD | ALEGRA HE-43 | 2021-07-16 | 93
W&H UK LTD | ALEGRA HE-43 | 2021-07-16 | 93
W&H UK LTD | ALEGRA HE-43 | 2021-07-16 | 93
W&H UK LTD | ALEGRA HE-43 | 2021-07-16 | 93
W&H UK LTD | ALEGRA HE-43 | 2021-07-16 | 93
W&H UK LTD | ALEGRA HE-43 | 2021-07-16 | 93
W&H UK LTD | ALEGRA HE-43 | 2021-07-16 | 93
W&H UK LTD | ALEGRA HE-43 | 2021-07-16 | 93
W&H UK LTD | ALEGRA HE-43 | 2021-07-16 | 93
W&H UK LTD | ALEGRA HE-43 | 2021-07-16 | 93
W&H UK LTD | ALEGRA HE-43 | 2021-07-16 | 93
W&H UK LTD | ALEGRA HE-43 | 2021-07-16 | 93
W&H UK LTD | ALEGRA HE-43 | 2021-07-16 | 93
W&H UK LTD | ALEGRA HE-43 | 2021-07-16 | 93
W&H UK LTD | ALEGRA HE-43 | 2021-07-16 | 93
W&H UK LTD | ALEGRA HE-43 | 2021-07-16 | 93
W&H UK LTD | ALEGRA HE-43 | 2021-07-16 | 93
W&H UK LTD | ALEGRA HE-43 | 2021-07-16 | 93
W&H UK LTD | ALEGRA HE-43 | 2021-07-16 | 93
W&H UK LTD | ALEGRA HE-43 | 2021-07-16 | 93
BIEN-AIR UK | EVO.15 1:5 L STANDARD | 2021-06-21 | 410
BIEN-AIR UK | EVO.15 1:5 L STANDARD | 2021-06-21 | 410
BIEN-AIR UK | EVO.15 1:5 L STANDARD | 2021-06-21 | 410
BIEN-AIR UK | EVO.15 1:5 L STANDARD | 2021-06-21 | 410
BIEN-AIR UK | EVO.15 1:5 L STANDARD | 2021-06-21 | 410
BIEN-AIR UK | EVO.15 1:5 L STANDARD | 2021-06-21 | 410
BIEN-AIR UK | EVO.15 1:5 L STANDARD | 2021-06-21 | 410
BIEN-AIR UK | EVO.15 1:5 L STANDARD | 2021-06-21 | 410
BIEN-AIR UK | EVO.15 1:5 L STANDARD | 2021-06-21 | 410
BIEN-AIR UK | EVO.15 1:5 L STANDARD | 2021-06-21 | 410
BIEN-AIR UK | EVO.15 1:5 L STANDARD | 2021-06-21 | 410
BIEN-AIR UK | EVO.15 1:5 L STANDARD | 2021-06-21 | 410
BIEN-AIR UK | EVO.15 1:5 L STANDARD | 2021-06-21 | 410
BIEN-AIR UK | EVO.15 1:5 L STANDARD | 2021-06-21 | 410
BIEN-AIR UK | EVO.15 1:5 L STANDARD | 2021-06-21 | 410
BIEN-AIR UK | EVO.15 1:5 L STANDARD | 2021-06-21 | 410
BIEN-AIR UK | EVO.15 1:5 L STANDARD | 2021-06-21 | 410
BIEN-AIR UK | EVO.15 1:5 L STANDARD | 2021-06-21 | 410
BIEN-AIR UK | EVO.15 1:5 L STANDARD | 2021-06-21 | 410
BIEN-AIR UK | EVO.15 1:5 L STANDARD | 2021-06-21 | 410
BIEN-AIR UK | EVO.15 1:5 L STANDARD | 2021-06-21 | 410
BIEN-AIR UK | EVO.15 1:5 L STANDARD | 2021-06-21 | 410
BIEN-AIR UK | EVO.15 1:5 L STANDARD | 2021-06-21 | 410
BIEN-AIR UK | EVO.15 1:5 L STANDARD | 2021-06-21 | 410
BIEN-AIR UK | EVO.15 1:5 L STANDARD | 2021-06-21 | 410
BIEN-AIR UK | EVO.15 1:5 L STANDARD | 2021-06-21 | 410
BIEN-AIR UK | EVO.15 1:5 L STANDARD | 2021-06-21 | 410
BIEN-AIR UK | EVO.15 1:5 L STANDARD | 2021-06-21 | 410
BIEN-AIR UK | EVO.15 1:5 L STANDARD | 2021-06-21 | 410
BIEN-AIR UK | EVO.15 1:5 L STANDARD | 2021-06-21 | 410
BIEN-AIR UK | EVO.15 1:5 L STANDARD | 2021-06-21 | 410
BIEN-AIR UK | EVO.15 1:5 L STANDARD | 2021-06-21 | 410
BIEN-AIR UK | EVO.15 1:5 L STANDARD | 2021-06-21 | 410
BIEN-AIR UK | EVO.15 1:5 L STANDARD | 2021-06-21 | 410
BIEN-AIR UK | EVO.15 1:5 L STANDARD | 2021-06-21 | 410
BIEN-AIR UK | EVO.15 1:5 L STANDARD | 2021-06-21 | 410
BIEN-AIR UK | EVO.15 1:5 L STANDARD | 2021-06-21 | 410
BIEN-AIR UK | EVO.15 1:5 L STANDARD | 2021-06-21 | 410
BIEN-AIR UK | EVO.15 1:5 L STANDARD | 2021-06-21 | 410
BIEN-AIR UK | EVO.15 1:5 L STANDARD | 2021-06-21 | 410
BIEN-AIR UK | EVO.15 1:5 L STANDARD | 2021-06-21 | 410
BIEN-AIR UK | EVO.15 1:5 L STANDARD | 2021-06-21 | 410
BIEN-AIR UK | EVO.15 1:5 L STANDARD | 2021-06-21 | 410
BIEN-AIR UK | EVO.15 1:5 L STANDARD | 2021-06-21 | 410
BIEN-AIR UK | EVO.15 1:5 L STANDARD | 2021-06-21 | 410
BIEN-AIR UK | EVO.15 1:5 L STANDARD | 2021-06-21 | 410
BIEN-AIR UK | EVO.15 1:5 L STANDARD | 2021-06-21 | 410
BIEN-AIR UK | EVO.15 1:5 L STANDARD | 2021-06-21 | 410
BIEN-AIR UK | EVO.15 1:5 L STANDARD | 2021-06-21 | 410
BIEN-AIR UK | EVO.15 1:5 L STANDARD | 2021-06-21 | 410
BIEN-AIR UK | EVO.15 1:5 L STANDARD | 2021-06-21 | 410
BIEN-AIR UK | EVO.15 1:5 L STANDARD | 2021-06-21 | 410
BIEN-AIR UK | EVO.15 1:5 L STANDARD | 2021-06-21 | 410
BIEN-AIR UK | EVO.15 1:5 L STANDARD | 2021-06-21 | 410
BIEN-AIR UK | EVO.15 1:5 L STANDARD | 2021-06-21 | 410
BIEN-AIR UK | EVO.15 1:5 L STANDARD | 2021-06-21 | 410
BIEN-AIR UK | EVO.15 1:5 L STANDARD | 2021-06-21 | 410
BIEN-AIR UK | EVO.15 1:5 L STANDARD | 2021-06-21 | 410
BIEN-AIR UK | EVO.15 1:5 L STANDARD | 2021-06-21 | 410
BIEN-AIR UK | EVO.15 1:5 L STANDARD | 2021-06-21 | 410
BIEN-AIR UK | EVO.15 1:5 L STANDARD | 2021-06-21 | 410
BIEN-AIR UK | EVO.15 1:5 L STANDARD | 2021-06-21 | 410
BIEN-AIR UK | EVO.15 1:5 L STANDARD | 2021-06-21 | 410
BIEN-AIR UK | EVO.15 1:5 L STANDARD | 2021-06-21 | 410
BIEN-AIR UK | EVO.15 1:5 L STANDARD | 2021-06-21 | 410
BIEN-AIR UK | EVO.15 1:5 L STANDARD | 2021-06-21 | 410
BIEN-AIR UK | EVO.15 1:5 L STANDARD | 2021-06-21 | 410
BIEN-AIR UK | EVO.15 1:5 L STANDARD | 2021-06-21 | 410
BIEN-AIR UK | EVO.15 1:5 L STANDARD | 2021-06-21 | 410
BIEN-AIR UK | EVO.15 1:5 L STANDARD | 2021-06-21 | 410
BIEN-AIR UK | EVO.15 1:5 L STANDARD | 2021-06-21 | 410
BIEN-AIR UK | EVO.15 1:5 L STANDARD | 2021-06-21 | 410
BIEN-AIR UK | EVO.15 1:5 L STANDARD | 2021-06-21 | 410
BIEN-AIR UK | EVO.15 1:5 L STANDARD | 2021-06-21 | 410
BIEN-AIR UK | EVO.15 1:5 L STANDARD | 2021-06-21 | 410
BIEN-AIR UK | EVO.15 1:5 L STANDARD | 2021-06-21 | 410
BIEN-AIR UK | EVO.15 1:5 L STANDARD | 2021-06-21 | 410
BIEN-AIR UK | EVO.15 1:5 L STANDARD | 2021-06-21 | 410
BIEN-AIR UK | EVO.15 1:5 L STANDARD | 2021-06-21 | 410
BIEN-AIR UK | EVO.15 1:5 L STANDARD | 2021-06-21 | 410
BIEN-AIR UK | EVO.15 1:5 L STANDARD | 2021-06-21 | 410
BIEN-AIR UK | EVO.15 1:5 L STANDARD | 2021-06-21 | 410
BIEN-AIR UK | EVO.15 1:5 L STANDARD | 2021-06-21 | 410
BIEN-AIR UK | EVO.15 1:5 L STANDARD | 2021-06-21 | 410
BIEN-AIR UK | EVO.15 1:5 L STANDARD | 2021-06-21 | 410
BIEN-AIR UK | EVO.15 1:5 L STANDARD | 2021-06-21 | 410
BIEN-AIR UK | EVO.15 1:5 L STANDARD | 2021-06-21 | 410
BIEN-AIR UK | EVO.15 1:5 L STANDARD | 2021-06-21 | 410
BIEN-AIR UK | EVO.15 1:5 L STANDARD | 2021-06-21 | 410
BIEN-AIR UK | EVO.15 1:5 L STANDARD | 2021-06-21 | 410
BIEN-AIR UK | EVO.15 1:5 L STANDARD | 2021-06-21 | 410
BIEN-AIR UK | EVO.15 1:5 L STANDARD | 2021-06-21 | 410
BIEN-AIR UK | EVO.15 1:5 L STANDARD | 2021-06-21 | 410
BIEN-AIR UK | EVO.15 1:5 L STANDARD | 2021-06-21 | 410
BIEN-AIR UK | EVO.15 1:5 L STANDARD | 2021-06-21 | 410
BIEN-AIR UK | EVO.15 1:5 L STANDARD | 2021-06-21 | 410
BIEN-AIR UK | EVO.15 1:5 L STANDARD | 2021-06-21 | 410
BIEN-AIR UK | EVO.15 1:5 L STANDARD | 2021-06-21 | 410
BIEN-AIR UK | EVO.15 1:5 L STANDARD | 2021-06-21 | 410
BIEN-AIR UK | EVO.15 1:5 L STANDARD | 2021-06-21 | 410
BIEN-AIR UK | EVO.15 1:5 L STANDARD | 2021-06-21 | 410
BIEN-AIR UK | EVO.15 1:5 L STANDARD | 2021-06-21 | 410
BIEN-AIR UK | EVO.15 1:5 L STANDARD | 2021-06-21 | 410
BIEN-AIR UK | EVO.15 1:5 L STANDARD | 2021-06-21 | 410
BIEN-AIR UK | EVO.15 1:5 L STANDARD | 2021-06-21 | 410
BIEN-AIR UK | EVO.15 1:5 L STANDARD | 2021-06-21 | 410
BIEN-AIR UK | EVO.15 1:5 L STANDARD | 2021-06-21 | 410
BIEN-AIR UK | EVO.15 1:5 L STANDARD | 2021-06-21 | 410
BIEN-AIR UK | EVO.15 1:5 L STANDARD | 2021-06-21 | 410
BIEN-AIR UK | EVO.15 1:5 L STANDARD | 2021-06-21 | 410
AMANN | NO FLAME PLUS | 2020-10-27 | 456
J.MORITA MFG | DENTAPORT ZX | 2020-09-16 | 906
J.MORITA MFG | DENTAPORT ZX | 2020-09-16 | 906
J.MORITA MFG | DENTAPORT ZX | 2020-09-16 | 906
DENTSPLY LTD | 6:1 CONTRA-ANGLE | 2020-09-14 | 430
DENTSPLY LTD | 6:1 CONTRA-ANGLE | 2020-09-14 | 430
DENTSPLY LTD | AEU-55M | 2020-09-10 | 1500
DENTSPLY LTD | X-SMART | 2020-09-10 | 2000
DENTSPLY LTD | AEU-55M | 2020-09-09 | 1500
DENTSPLY LTD | AEU-55M | 2020-09-08 | 1500
DENTSPLY LTD | AEU-55M | 2020-09-04 | 1500
KAVO | 460LE | 2020-08-21 | 106
KAVO | 460LE | 2020-08-21 | 106
KAVO | 460LE | 2020-08-21 | 106
KAVO | 460LE | 2020-08-21 | 106
KAVO | 460LE | 2020-08-21 | 106
KAVO | 460LE | 2020-08-21 | 106
KAVO | 460LE | 2020-08-21 | 106
KAVO | 460LE | 2020-08-21 | 106
KAVO | 460LE | 2020-08-21 | 106
KAVO | 460LE | 2020-08-21 | 106
KAVO | 460LE | 2020-08-21 | 106
KAVO | 460LE | 2020-08-21 | 106
KAVO | 460LE | 2020-08-21 | 106
KAVO | 460LE | 2020-08-21 | 106
KAVO | 460LE | 2020-08-21 | 106
KAVO | 460LE | 2020-08-21 | 106
KAVO | 460LE | 2020-08-21 | 106
KAVO | 460LE | 2020-08-21 | 106
KAVO | 460LE | 2020-08-21 | 106
KAVO | 460LE | 2020-08-21 | 106
KAVO | 460LE | 2020-08-21 | 106
KAVO | 460LE | 2020-08-21 | 106
KAVO | 460LE | 2020-08-21 | 106
KAVO | 460LE | 2020-08-21 | 106
KAVO | 460LE | 2020-08-21 | 106
KAVO | 460LE | 2020-08-21 | 106
KAVO | 460LE | 2020-08-21 | 106
KAVO | 460LE | 2020-08-21 | 106
KAVO | 460LE | 2020-08-21 | 106
KAVO | 460LE | 2020-08-21 | 106
KAVO | 460LE | 2020-08-21 | 106
KAVO | 460LE | 2020-08-21 | 106
KAVO | 460LE | 2020-08-21 | 106
KAVO | 460LE | 2020-08-21 | 106
KAVO | 460LE | 2020-08-21 | 106
KAVO | 460LE | 2020-08-21 | 106
KAVO | 460LE | 2020-08-21 | 106
KAVO | 460LE | 2020-08-21 | 106
KAVO | 460LE | 2020-08-21 | 106
KAVO | 460LE | 2020-08-21 | 106
KAVO | 460LE | 2020-08-21 | 106
KAVO | 460LE | 2020-08-21 | 106
KAVO | 460LE | 2020-08-21 | 106
KAVO | 460LE | 2020-08-21 | 106
KAVO | 460LE | 2020-08-21 | 106
KAVO | 460LE | 2020-08-21 | 106
KAVO | 460LE | 2020-08-21 | 106
KAVO | 460LE | 2020-08-21 | 106
KAVO | 460LE | 2020-08-21 | 106
KAVO | 460LE | 2020-08-21 | 106
KAVO | 460LE | 2020-08-21 | 106
KAVO | 460LE | 2020-08-21 | 106
KAVO | 460LE | 2020-08-21 | 106
KAVO | 460LE | 2020-08-21 | 106
KAVO | 460LE | 2020-08-21 | 106
KAVO | 460LE | 2020-08-21 | 106
KAVO | 460LE | 2020-08-21 | 106
KAVO | 460LE | 2020-08-21 | 106
KAVO | 460LE | 2020-08-21 | 106
KAVO | 460LE | 2020-08-21 | 106
KAVO | 460LE | 2020-08-21 | 106
KAVO | 460LE | 2020-08-21 | 106
KAVO | 460LE | 2020-08-21 | 106
KAVO | 460LE | 2020-08-21 | 106
KAVO | 460LE | 2020-08-21 | 106
KAVO | 460LE | 2020-08-21 | 106
KAVO | 460LE | 2020-08-21 | 106
KAVO | SMARTtorque LUX S619L | 2020-08-21 | 228
KAVO | SMARTtorque LUX S619L | 2020-08-21 | 228
KAVO | SMARTtorque LUX S619L | 2020-08-21 | 228
PHYSIO CONTROL | LIFEPAK 20E PACED | 2020-03-30 | 5285
ABBOTT LABS | FREESTYLE PRECISION PRO | 2020-02-21 | 1000
MILESTONE | STA-5220 | 2019-12-18 | 2379.17
W&H UK LTD | SYNEA FUSION WG-56LT | 2019-12-02 | 291
W&H UK LTD | SYNEA FUSION WG-56LT | 2019-12-02 | 291
W&H UK LTD | SYNEA FUSION WG-56LT | 2019-12-02 | 291
W&H UK LTD | SYNEA FUSION WG-56LT | 2019-12-02 | 291
W&H UK LTD | SYNEA FUSION WG-56LT | 2019-12-02 | 291
W&H UK LTD | SYNEA FUSION WG-56LT | 2019-12-02 | 291
W&H UK LTD | SYNEA FUSION WG-56LT | 2019-12-02 | 291
W&H UK LTD | SYNEA FUSION WG-56LT | 2019-12-02 | 291
W&H UK LTD | SYNEA FUSION WG-56LT | 2019-12-02 | 291
W&H UK LTD | SYNEA FUSION WG-56LT | 2019-12-02 | 291
W&H UK LTD | SYNEA FUSION WG-56LT | 2019-12-02 | 291
W&H UK LTD | SYNEA FUSION WG-56LT | 2019-12-02 | 291
W&H UK LTD | SYNEA FUSION WG-56LT | 2019-12-02 | 291
W&H UK LTD | SYNEA FUSION WG-56LT | 2019-12-02 | 291
W&H UK LTD | SYNEA FUSION WG-56LT | 2019-12-02 | 291
W&H UK LTD | SYNEA FUSION WG-56LT | 2019-12-02 | 291
W&H UK LTD | SYNEA FUSION WG-56LT | 2019-12-02 | 291
W&H UK LTD | SYNEA FUSION WG-56LT | 2019-12-02 | 291
W&H UK LTD | SYNEA FUSION WG-56LT | 2019-12-02 | 291
W&H UK LTD | SYNEA FUSION WG-56LT | 2019-12-02 | 291
W&H UK LTD | SYNEA FUSION WG-56LT | 2019-12-02 | 291
W&H UK LTD | SYNEA FUSION WG-56LT | 2019-12-02 | 291
W&H UK LTD | SYNEA FUSION WG-56LT | 2019-12-02 | 291
W&H UK LTD | SYNEA FUSION WG-56LT | 2019-12-02 | 291
W&H UK LTD | SYNEA FUSION WG-56LT | 2019-12-02 | 291
W&H UK LTD | SYNEA FUSION WG-56LT | 2019-12-02 | 291
W&H UK LTD | SYNEA FUSION WG-56LT | 2019-12-02 | 291
W&H UK LTD | SYNEA FUSION WG-56LT | 2019-12-02 | 291
W&H UK LTD | SYNEA FUSION WG-56LT | 2019-12-02 | 291
W&H UK LTD | SYNEA FUSION WG-56LT | 2019-12-02 | 291
W&H UK LTD | SYNEA FUSION WG-56LT | 2019-12-02 | 291
W&H UK LTD | SYNEA FUSION WG-56LT | 2019-12-02 | 291
W&H UK LTD | SYNEA FUSION WG-56LT | 2019-12-02 | 291
W&H UK LTD | SYNEA FUSION WG-56LT | 2019-12-02 | 291
W&H UK LTD | SYNEA FUSION WG-56LT | 2019-12-02 | 291
W&H UK LTD | SYNEA FUSION WG-56LT | 2019-12-02 | 291
W&H UK LTD | SYNEA FUSION WG-56LT | 2019-12-02 | 291
W&H UK LTD | SYNEA FUSION WG-56LT | 2019-12-02 | 291
W&H UK LTD | SYNEA FUSION WG-56LT | 2019-12-02 | 291
W&H UK LTD | SYNEA FUSION WG-56LT | 2019-12-02 | 291
W&H UK LTD | SYNEA FUSION WG-56LT | 2019-12-02 | 291
W&H UK LTD | SYNEA FUSION WG-56LT | 2019-12-02 | 291
W&H UK LTD | SYNEA FUSION WG-56LT | 2019-12-02 | 291
WELCH ALLYN | 74CE CONNEX | 2019-07-09 | 1500
DENTSPLY LTD | FOCUS | 2019-04-03 | 175
DENTSPLY LTD | FOCUS | 2019-04-03 | 175
DENTSPLY LTD | FOCUS | 2019-04-03 | 175
DENTSPLY LTD | FOCUS | 2019-04-03 | 175
DENTSPLY LTD | FOCUS | 2019-04-03 | 175
DENTSPLY LTD | FOCUS | 2019-04-03 | 175
DENTSPLY LTD | FOCUS | 2019-04-03 | 175
DENTSPLY LTD | FOCUS | 2019-04-03 | 175
DENTSPLY LTD | FOCUS | 2019-04-03 | 175
DENTSPLY LTD | FOCUS | 2019-04-03 | 175
DENTSPLY LTD | FOCUS | 2019-04-03 | 175
DENTSPLY LTD | FOCUS | 2019-04-03 | 175
DENTSPLY LTD | FOCUS | 2019-04-03 | 175
DENTSPLY LTD | FOCUS | 2019-04-03 | 175
DENTSPLY LTD | FOCUS | 2019-04-03 | 175
DENTSPLY LTD | FOCUS | 2019-04-03 | 175
DENTSPLY LTD | FOCUS | 2019-04-03 | 175
DENTSPLY LTD | FOCUS | 2019-04-03 | 175
DENTSPLY LTD | FOCUS | 2019-04-03 | 175
DENTSPLY LTD | FOCUS | 2019-03-27 | 175
DENTSPLY LTD | FOCUS | 2019-03-27 | 175
DENTSPLY LTD | FOCUS | 2019-03-27 | 175
DENTSPLY LTD | FOCUS | 2019-03-27 | 175
DENTSPLY LTD | FOCUS | 2019-03-27 | 175
DENTSPLY LTD | FOCUS | 2019-03-27 | 175
DENTSPLY LTD | FOCUS | 2019-03-27 | 175
DENTSPLY LTD | FOCUS | 2019-03-27 | 175
DENTSPLY LTD | FOCUS | 2019-03-27 | 175
DENTSPLY LTD | FOCUS | 2019-03-27 | 175
DENTSPLY LTD | FOCUS | 2019-03-27 | 175
DENTSPLY LTD | FOCUS | 2019-03-27 | 175
DENTSPLY LTD | FOCUS | 2019-03-27 | 175
DENTSPLY LTD | FOCUS | 2019-03-27 | 175
DENTSPLY LTD | FOCUS | 2019-03-27 | 175
DENTSPLY LTD | FOCUS | 2019-03-27 | 175
DENTSPLY LTD | FOCUS | 2019-03-27 | 175
DENTSPLY LTD | FOCUS | 2019-03-27 | 175
DENTSPLY LTD | FOCUS | 2019-03-27 | 175
DENTSPLY LTD | FOCUS | 2019-03-27 | 175
DENTSPLY LTD | FOCUS | 2019-03-27 | 175
DENTSPLY LTD | FOCUS | 2019-03-27 | 175
DENTSPLY LTD | FOCUS | 2019-03-27 | 175
DENTSPLY LTD | FOCUS | 2019-03-27 | 175
DENTSPLY LTD | FOCUS | 2019-03-27 | 175
DENTSPLY LTD | FOCUS | 2019-03-27 | 175
DENTSPLY LTD | FOCUS | 2019-03-27 | 175
DENTSPLY LTD | FOCUS | 2019-03-27 | 175
DENTSPLY LTD | FOCUS | 2019-03-27 | 175
DENTSPLY LTD | FOCUS | 2019-03-27 | 175
DENTSPLY LTD | FOCUS | 2019-03-27 | 175
DENTSPLY LTD | FOCUS | 2019-03-27 | 175
DENTSPLY LTD | FOCUS | 2019-03-27 | 175
DENTSPLY LTD | FOCUS | 2019-03-27 | 175
DENTSPLY LTD | FOCUS | 2019-03-27 | 175
DENTSPLY LTD | FOCUS | 2019-03-27 | 175
DENTSPLY LTD | FOCUS | 2019-03-27 | 175
DENTSPLY LTD | FOCUS | 2019-03-27 | 175
DENTSPLY LTD | FOCUS | 2019-03-27 | 175
DENTSPLY LTD | FOCUS | 2019-03-27 | 175
DENTSPLY LTD | FOCUS | 2019-03-27 | 175
DENTSPLY LTD | FOCUS | 2019-03-27 | 175
DENTSPLY LTD | FOCUS | 2019-03-27 | 175
DENTSPLY LTD | FOCUS | 2019-03-27 | 175
DENTSPLY LTD | FOCUS | 2019-03-27 | 175
DENTSPLY LTD | FOCUS | 2019-03-27 | 175
DENTSPLY LTD | FOCUS | 2019-03-27 | 175
DENTSPLY LTD | FOCUS | 2019-03-27 | 175
DENTSPLY LTD | FOCUS | 2019-03-27 | 175
DENTSPLY LTD | FOCUS | 2019-03-27 | 175
DENTSPLY LTD | FOCUS | 2019-03-27 | 175
DENTSPLY LTD | FOCUS | 2019-03-27 | 175
DENTSPLY LTD | FOCUS | 2019-03-27 | 175
DENTSPLY LTD | FOCUS | 2019-03-27 | 175
DENTSPLY LTD | FOCUS | 2019-03-27 | 175
DENTSPLY LTD | FOCUS | 2019-03-27 | 175
W&H UK LTD | EA-51LT | 2019-02-25 | 550
W&H UK LTD | EA-51LT | 2019-02-25 | 550
W&H UK LTD | EA-52 LED | 2019-02-19 | 655
W&H UK LTD | EA-52 LED | 2019-02-19 | 655
DENTSPLY LTD | FOCUS | 2019-01-30 | 175
3M HEALTH C | PENTAMIX LITE | 2018-12-03 | 1000
3M HEALTH C | PENTAMIX LITE | 2018-12-03 | 500
PARKELL | D624 | 2018-10-23 | 130
W&H UK LTD | EA-52 LED | 2018-09-18 | 602
AMANN | NO FLAME PLUS | 2018-09-14 | 360
AMANN | NO FLAME PLUS | 2018-08-31 | 360
AMANN | NO FLAME PLUS | 2018-08-31 | 360
AMANN | NO FLAME PLUS | 2018-08-28 | 360
AMANN | NO FLAME PLUS | 2018-08-21 | 360
AMANN | NO FLAME PLUS | 2018-08-21 | 360
AMANN | NO FLAME PLUS | 2018-08-21 | 360
NSK | VARIO SURG 3 | 2018-04-16 | 6294
W&H UK LTD | EA-52 LED | 2017-11-21 | 630
INSTRUMENTARIUM | EXPRESS ORIGO | 2017-09-11 | 5000
INSTRUMENTARIUM | EXPRESS ORIGO | 2017-09-11 | 5000
W&H UK LTD | SI-923 | 2017-09-06 | 1400
W&H UK LTD | EA-52 LED | 2017-06-14 | 630
HENRY SCHEIN | CAP II | 2017-05-08 | 300
MILESTONE | STA-5220 | 2017-03-30 | 2379.17
MILESTONE | STA-5220 | 2017-03-30 | 2379.17
W&H UK LTD | EA-52 LED | 2017-03-29 | 626.5
W&H UK LTD | EA-52 LED | 2017-03-22 | 626
DENTSPLY LTD | ENDOACTIVATOR | 2017-02-01 | 359
SYBRON ENDO | ELEMENTSFREE | 2017-02-01 | 1659.77
SYBRON ENDO | ELEMENTSFREE | 2017-02-01 | 1659.77
SATELEC | NEWTRON P5XS | 2017-02-01 | 1374
SATELEC | NEWTRON P5XS | 2017-02-01 | 1374
ZEISS | S100 OPMI PICO | 2016-11-30 | 13617.6
ZEISS | S100 OPMI PICO | 2016-11-30 | 13617.6
ZEISS | S100 OPMI PICO | 2016-11-30 | 13617.6
W&H UK LTD | EA-52 LED | 2016-11-29 | 557.9
W&H UK LTD | EA-52 LED | 2016-11-29 | 557.9
SYBRON ENDO | ELEMENTS DIAGNOSTIC REF 973-0300 | 2016-11-28 | 1120.37
SYBRON ENDO | ELEMENTS DIAGNOSTIC REF 973-0300 | 2016-11-28 | 1120.37
SYBRON ENDO | ELEMENTS DIAGNOSTIC REF 973-0300 | 2016-11-28 | 1120.37
SYBRON ENDO | ELEMENTS DIAGNOSTIC REF 973-0300 | 2016-11-28 | 1120.37
SYBRON ENDO | APEX ID REF 972-0090 | 2016-11-23 | 432.84
SYBRON ENDO | APEX ID REF 972-0090 | 2016-11-23 | 432.84
SYBRON ENDO | APEX ID REF 972-0090 | 2016-11-23 | 432.84
SYBRON ENDO | APEX ID REF 972-0090 | 2016-11-23 | 432.84
SYBRON ENDO | APEX ID REF 972-0090 | 2016-11-23 | 432.84
SYBRON ENDO | ELEMENTS DIAGNOSTIC REF 973-0300 | 2016-11-21 | 1120.37
SYBRON ENDO | ELEMENTS DIAGNOSTIC REF 973-0300 | 2016-11-21 | 432.84
DENTSPLY LTD | CAVITRON SELECT SPS | 2016-02-18 | 1633.25
DENTSPLY LTD | CAVITRON SELECT SPS | 2016-02-18 | 1633.25
DENTSPLY LTD | CAVITRON SELECT SPS | 2016-02-18 | 1633.25
DENTSPLY LTD | CAVITRON SELECT SPS | 2016-02-18 | 1633.25
SATELEC | P5 NEWTRON XS | 2015-12-17 | 999
SATELEC | P5 NEWTRON XS | 2015-12-17 | 999
PARKELL | D624 | 2015-12-11 | 130
PARKELL | D624 | 2015-12-11 | 130
KAVO | 660B | 2015-07-07 | 400
DENTAL FARM | A7003 | 2015-05-20 | 80
DENTAL FARM | A7003 | 2015-05-20 | 80
SIRONA LTD | HELIODENT PLUS | 2014-10-16 | 1800
DENTSPLY LTD | 67-0445 | 2013-08-15 | 100
DENTSPLY LTD | CAVITRON SELECT SPS | 2013-08-13 | 1633.25
DENTSPLY LTD | RAY-PEX 5 | 2013-02-20 | 500
DENTSPLY LTD | RAY-PEX 5 | 2013-02-20 | 500
DENTSPLY LTD | WAVE.ONE | 2013-01-15 | 2000
DENTSPLY LTD | WAVE.ONE | 2013-01-15 | 2000
DENTSPLY LTD | WAVE.ONE | 2013-01-15 | 2000
DENTSPLY LTD | WAVE.ONE | 2013-01-15 | 2000
ANALYTIC TEC | 2006 | 2012-07-18 | 750
DENTSPLY LTD | CAVITRON SELECT SPS | 2011-01-04 | 1633.25
DENTSPLY LTD | AEU-55M | 2010-12-02 | 1500
DENTSPLY LTD | SMARTLITE PS | 2010-10-21 | 200
DENTSPLY LTD | SMARTLITE PS | 2010-10-21 | 200
KAVO | 655C | 2010-10-05 | 480
NESSOR | F | 2010-09-28 | 356
DMA LTD | 238 23 | 2010-08-08 | 150
SIRONA LTD | CEREC 3(ACQUIRE) | 2010-02-24 | 300000
SIRONA LTD | CEREC 3(MILLING) | 2010-02-24 | 30000
DENTSPLY LTD | RAY-PEX 5 | 2009-09-22 | 500
GENDEX CORPO | EXPERT-DC | 2009-06-29 | 1500
ZEISS | OPMI PICO(SURGICAL) | 2009-04-22 | 11456.24
W&H UK LTD | EA-51LT | 2009-04-20 | 550
W&H UK LTD | EA-51LT | 2009-04-20 | 550
HENRY SCHEIN | CAP II | 2009-04-09 | 300
KAVO | 655C | 2009-04-01 | 480
W&H UK LTD | SI-923 | 2009-03-23 | 1499.4
KAVO | 650C | 2009-03-23 | 550
KAVO | K5 MODEL 4911 | 2009-01-27 | 800
KAVO | 4970 | 2009-01-27 | 550
DENTSPLY LTD | CAVITRON SELECT SPS | 2009-01-05 | 1633.25
DENTSPLY LTD | CAVITRON SELECT SPS | 2009-01-05 | 1633.25
DENTSPLY LTD | CAVITRON SELECT SPS | 2009-01-05 | 1633.25
DENTSPLY LTD | CAVITRON SELECT SPS | 2009-01-05 | 1633.25
DENTSPLY LTD | CAVITRON SELECT SPS | 2009-01-05 | 1633.25
DENTSPLY LTD | CAVITRON SELECT SPS | 2009-01-05 | 1633.25
DENTSPLY LTD | CAVITRON SELECT SPS | 2009-01-05 | 1633.25
DENTSPLY LTD | CAVITRON SELECT SPS | 2009-01-05 | 1633.25
DENTSPLY LTD | CAVITRON SELECT SPS | 2009-01-05 | 1633.25
DENTSPLY LTD | CAVITRON SELECT SPS | 2009-01-05 | 1633.25
DENTSPLY LTD | CAVITRON SELECT SPS | 2009-01-05 | 1633.25
DENTSPLY LTD | CAVITRON SELECT SPS | 2009-01-05 | 1633.25
ADEC DENTAL | 500 SERIES | 2008-12-31 | 16000
ADEC DENTAL | 500 SERIES | 2008-12-31 | 16000
ADEC DENTAL | 500 SERIES | 2008-12-31 | 16000
ADEC DENTAL | 500 SERIES | 2008-12-31 | 16000
ADEC DENTAL | 500 SERIES | 2008-12-31 | 16000
ADEC DENTAL | 500 SERIES | 2008-12-31 | 16000
ADEC DENTAL | 500 SERIES | 2008-12-31 | 16000
ADEC DENTAL | 500 SERIES | 2008-12-31 | 16000
ADEC DENTAL | 500 SERIES | 2008-12-31 | 16000
ADEC DENTAL | 500 SERIES | 2008-12-31 | 16000
ADEC DENTAL | 500 SERIES | 2008-12-31 | 16000
ADEC DENTAL | 500 SERIES | 2008-12-31 | 16000
ADEC DENTAL | 500 SERIES | 2008-12-31 | 16000
ADEC DENTAL | 500 SERIES | 2008-12-31 | 16000
ADEC DENTAL | 500 SERIES | 2008-12-31 | 16000
ADEC DENTAL | 500 SERIES | 2008-12-31 | 16000
ADEC DENTAL | 500 SERIES | 2008-12-31 | 16000
ADEC DENTAL | 500 SERIES | 2008-12-31 | 16000
ADEC DENTAL | 500 SERIES | 2008-12-31 | 16000
ADEC DENTAL | 500 SERIES | 2008-12-31 | 16000
ADEC DENTAL | 500 SERIES | 2008-12-31 | 16000
ADEC DENTAL | 500 SERIES | 2008-12-31 | 16000
W&H UK LTD | EA-51LT | 2008-12-31 | 550
W&H UK LTD | EA-51LT | 2008-12-31 | 550
W&H UK LTD | EA-51LT | 2008-12-31 | 550
W&H UK LTD | EA-51LT | 2008-12-31 | 550
W&H UK LTD | EA-51LT | 2008-12-31 | 550
W&H UK LTD | EA-51LT | 2008-12-31 | 550
W&H UK LTD | EA-51LT | 2008-12-31 | 550
W&H UK LTD | EA-51LT | 2008-12-31 | 550
W&H UK LTD | EA-51LT | 2008-12-31 | 550
W&H UK LTD | EA-51LT | 2008-12-31 | 550
W&H UK LTD | EA-51LT | 2008-12-31 | 550
W&H UK LTD | EA-51LT | 2008-12-31 | 550
W&H UK LTD | EA-51LT | 2008-12-31 | 550
W&H UK LTD | EA-51LT | 2008-12-31 | 550
W&H UK LTD | EA-51LT | 2008-12-31 | 550
W&H UK LTD | EA-51LT | 2008-12-31 | 550
W&H UK LTD | EA-51LT | 2008-12-31 | 550
W&H UK LTD | EA-51LT | 2008-12-31 | 550
HENRY SCHEIN | CAP II | 2008-12-15 | 300
HENRY SCHEIN | CAP II | 2008-12-15 | 300
HENRY SCHEIN | CAP II | 2008-12-15 | 300
HENRY SCHEIN | CAP II | 2008-12-15 | 300
HENRY SCHEIN | CAP II | 2008-12-15 | 300
HENRY SCHEIN | CAP II | 2008-12-15 | 300
HENRY SCHEIN | CAP II | 2008-12-15 | 300
HENRY SCHEIN | CAP II | 2008-12-15 | 300
HENRY SCHEIN | CAP II | 2008-12-15 | 300
HENRY SCHEIN | CAP II | 2008-12-15 | 300
HENRY SCHEIN | CAP II | 2008-12-15 | 300
HENRY SCHEIN | CAP II | 2008-12-15 | 300
HENRY SCHEIN | CAP II | 2008-12-15 | 300
HENRY SCHEIN | CAP II | 2008-12-15 | 300
HENRY SCHEIN | CAP II | 2008-12-15 | 300
HENRY SCHEIN | CAP II | 2008-07-03 | 300
W&H UK LTD | 956A | 2008-06-11 | 480
W&H UK LTD | 956A | 2008-06-11 | 480
ELLMAN INTER | DENTO-SURG RADIOLASE | 2008-05-12 | 1300
MECTRON MEDI | PIEZOSURGERY II | 2008-03-19 | 5000
DENTSPLY LTD | RAY-PEX 5 | 2007-12-18 | 500
VELOPEX | HI LITE | 2007-12-17 | 83
VELOPEX | HI LITE | 2007-12-17 | 83
VELOPEX | HI LITE | 2007-12-17 | 83
VELOPEX | HI LITE | 2007-12-17 | 83
VELOPEX | HI LITE | 2007-12-17 | 83
VELOPEX | HI LITE | 2007-12-17 | 83
VELOPEX | HI LITE | 2007-12-17 | 83
EAST HEALTH | HIGH-SUCTION | 2007-12-14 | 200
EAST HEALTH | HIGH-SUCTION | 2007-12-14 | 200
VELOPEX | HI LITE | 2007-12-05 | 83
VELOPEX | HI LITE | 2007-12-05 | 83
VELOPEX | HI LITE | 2007-12-05 | 83
VELOPEX | HI LITE | 2007-12-05 | 83
VELOPEX | HI LITE | 2007-12-05 | 83
VELOPEX | HI LITE | 2007-12-05 | 83
VELOPEX | HI LITE | 2007-12-05 | 83
VELOPEX | HI LITE | 2007-12-05 | 83
VELOPEX | HI LITE | 2007-12-05 | 83
VELOPEX | HI LITE | 2007-12-05 | 83
VELOPEX | HI LITE | 2007-12-05 | 83
VELOPEX | HI LITE | 2007-12-05 | 83
GENDEX CORPO | 765DC | 2007-11-30 | 1500
DENTSPLY LTD | SMARTLITE PS | 2007-11-29 | 200
SEILER | 202/402 | 2007-11-29 | 2000
SEILER | 202/402 | 2007-11-29 | 2000
SEILER | 202/402 | 2007-11-29 | 2000
WELCH ALLYN | SPOT 420(NBP/SPO2) | 2007-11-13 | 2000
ADEC DENTAL | 500 SERIES | 2007-11-01 | 16000
ADEC DENTAL | 500 SERIES | 2007-11-01 | 16000
ADEC DENTAL | 500 SERIES | 2007-11-01 | 16000
HENRY SCHEIN | CAP II | 2007-11-01 | 300
HENRY SCHEIN | CAP II | 2007-11-01 | 300
HENRY SCHEIN | CAP II | 2007-11-01 | 300
HENRY SCHEIN | CAP II | 2007-11-01 | 300
HENRY SCHEIN | CAP II | 2007-11-01 | 300
HENRY SCHEIN | CAP II | 2007-11-01 | 300
HENRY SCHEIN | CAP II | 2007-11-01 | 300
HENRY SCHEIN | CAP II | 2007-11-01 | 300
HENRY SCHEIN | CAP II | 2007-11-01 | 300
HENRY SCHEIN | CAP II | 2007-11-01 | 300
HENRY SCHEIN | CAP II | 2007-11-01 | 300
HENRY SCHEIN | CAP II | 2007-11-01 | 300
HENRY SCHEIN | CAP II | 2007-11-01 | 300
HENRY SCHEIN | CAP II | 2007-11-01 | 300
HENRY SCHEIN | CAP II | 2007-11-01 | 300
HENRY SCHEIN | CAP II | 2007-11-01 | 300
HENRY SCHEIN | CAP II | 2007-11-01 | 300
HENRY SCHEIN | CAP II | 2007-11-01 | 300
HENRY SCHEIN | CAP II | 2007-11-01 | 300
HENRY SCHEIN | CAP II | 2007-11-01 | 300
HENRY SCHEIN | CAP II | 2007-11-01 | 300
HENRY SCHEIN | CAP II | 2007-11-01 | 300
JOVIDENT INT | CU-80 | 2007-10-23 | 200
JOVIDENT INT | CU-80 | 2007-10-23 | 200
JOVIDENT INT | CU-80 | 2007-10-23 | 200
DENTSPLY LTD | CAVITRON SPS | 2007-10-03 | 1000
DENTSPLY LTD | CAVITRON SELECT SPS | 2007-09-07 | 1633.25
DENTSPLY LTD | CAVITRON SELECT SPS | 2007-09-07 | 1633.25
DENTSPLY LTD | CAVITRON SELECT SPS | 2007-09-07 | 1633.25
DENTSPLY LTD | CAVITRON SELECT SPS | 2007-09-07 | 1633.25
DENTSPLY LTD | CAVITRON SELECT SPS | 2007-09-07 | 1633.25
DENTSPLY LTD | CAVITRON SELECT SPS | 2007-09-07 | 1633.25
DENTSPLY LTD | CAVITRON SELECT SPS | 2007-09-07 | 1633.25
DENTSPLY LTD | 67-0445 | 2007-09-07 | 100
DENTSPLY LTD | 67-0445 | 2007-09-07 | 100
DENTSPLY LTD | 67-0445 | 2007-09-07 | 100
DENTSPLY LTD | 67-0445 | 2007-09-07 | 100
DENTSPLY LTD | 67-0445 | 2007-09-07 | 100
DENTSPLY LTD | CAVITRON SELECT SPS | 2007-09-07 | 1633.25
DENTSPLY LTD | CAVITRON SELECT SPS | 2007-09-07 | 1633.25
DENTSPLY LTD | CAVITRON SELECT SPS | 2007-09-07 | 1633.25
DENTSPLY LTD | CAVITRON SELECT SPS | 2007-09-07 | 1633.25
DENTSPLY LTD | CAVITRON SELECT SPS | 2007-09-07 | 1633.25
DENTSPLY LTD | CAVITRON SELECT SPS | 2007-09-07 | 1633.25
DENTSPLY LTD | CAVITRON SELECT SPS | 2007-09-07 | 1633.25
DENTSPLY LTD | CAVITRON SELECT SPS | 2007-09-07 | 1633.25
EAST HEALTH | HIGH-SUCTION | 2007-08-31 | 200
ADEC DENTAL | 500 SERIES | 2007-08-28 | 16000
ADEC DENTAL | 500 SERIES | 2007-08-28 | 16000
ADEC DENTAL | 500 SERIES | 2007-08-28 | 16000
ADEC DENTAL | 500 SERIES | 2007-08-28 | 16000
ADEC DENTAL | 500 SERIES | 2007-08-28 | 16000
ADEC DENTAL | 500 SERIES | 2007-08-28 | 16000
ADEC DENTAL | 500 SERIES | 2007-08-28 | 16000
ADEC DENTAL | 500 SERIES | 2007-08-28 | 16000
ADEC DENTAL | 500 SERIES | 2007-08-28 | 16000
ADEC DENTAL | 500 SERIES | 2007-08-28 | 16000
ADEC DENTAL | 500 SERIES | 2007-08-28 | 16000
ADEC DENTAL | 500 SERIES | 2007-08-28 | 16000
ADEC DENTAL | 500 SERIES | 2007-08-28 | 16000
ADEC DENTAL | 500 SERIES | 2007-08-28 | 16000
ADEC DENTAL | 500 SERIES | 2007-08-28 | 16000
ADEC DENTAL | 500 SERIES | 2007-08-28 | 16000
ADEC DENTAL | 500 SERIES | 2007-08-28 | 16000
ADEC DENTAL | 500 SERIES | 2007-08-28 | 16000
ADEC DENTAL | 500 SERIES | 2007-08-28 | 16000
ADEC DENTAL | 500 SERIES | 2007-08-28 | 16000
ADEC DENTAL | 500 SERIES | 2007-08-28 | 16000
ADEC DENTAL | 500 SERIES | 2007-08-28 | 16000
ADEC DENTAL | 500 SERIES | 2007-08-28 | 16000
ADEC DENTAL | 500 SERIES | 2007-08-28 | 16000
ADEC DENTAL | 500 SERIES | 2007-08-28 | 16000
ADEC DENTAL | 500 SERIES | 2007-08-28 | 16000
ADEC DENTAL | 500 SERIES | 2007-08-28 | 16000
ADEC DENTAL | 500 SERIES | 2007-08-28 | 16000
ADEC DENTAL | 500 SERIES | 2007-08-28 | 16000
ADEC DENTAL | 500 SERIES | 2007-08-28 | 16000
ADEC DENTAL | 500 SERIES | 2007-08-28 | 16000
ADEC DENTAL | 500 SERIES | 2007-08-28 | 16000
ADEC DENTAL | 500 SERIES | 2007-08-28 | 16000
ADEC DENTAL | 500 SERIES | 2007-08-28 | 16000
ADEC DENTAL | 500 SERIES | 2007-08-28 | 16000
ADEC DENTAL | 500 SERIES | 2007-08-28 | 16000
ADEC DENTAL | 500 SERIES | 2007-08-28 | 16000
ADEC DENTAL | 500 SERIES | 2007-08-28 | 16000
ADEC DENTAL | 500 SERIES | 2007-08-28 | 16000
ADEC DENTAL | 500 SERIES | 2007-08-28 | 16000
ADEC DENTAL | 500 SERIES | 2007-08-28 | 16000
ADEC DENTAL | 500 SERIES | 2007-08-28 | 16000
KAVO | 2068LHC | 2007-08-22 | 299.5
KAVO | 2068LHC | 2007-08-22 | 299.5
KAVO | 2068LHC | 2007-08-22 | 299.5
KAVO | 2068LHC | 2007-08-22 | 299.5
KAVO | 2068LHC | 2007-08-22 | 299.5
KAVO | 2068LHC | 2007-08-22 | 299.5
KAVO | 2068LHC | 2007-08-22 | 299.5
KAVO | 2068LHC | 2007-08-22 | 299.5
KAVO | 2068LHC | 2007-08-22 | 299.5
KAVO | 2068LHC | 2007-08-22 | 299.5
KAVO | 2068LHC | 2007-08-22 | 299.5
KAVO | 2068LHC | 2007-08-22 | 299.5
KAVO | 2068LHC | 2007-08-22 | 299.5
KAVO | 2068LHC | 2007-08-22 | 299.5
KAVO | 2068LHC | 2007-08-22 | 299.5
KAVO | 2068LHC | 2007-08-22 | 299.5
KAVO | 2068LHC | 2007-08-22 | 299.5
KAVO | 2068LHC | 2007-08-22 | 299.5
KAVO | 2068LHC | 2007-08-22 | 299.5
KAVO | 2068LHC | 2007-08-22 | 299.5
KAVO | 2068LHC | 2007-08-22 | 299.5
KAVO | 2068LHC | 2007-08-22 | 299.5
KAVO | 2068LHC | 2007-08-22 | 299.5
KAVO | 2068LHC | 2007-08-22 | 299.5
KAVO | 2068LHC | 2007-08-22 | 299.5
KAVO | 2068LHC | 2007-08-22 | 299.5
KAVO | 2068LHC | 2007-08-22 | 299.5
KAVO | 2068LHC | 2007-08-22 | 299.5
KAVO | 2068LHC | 2007-08-22 | 299.5
KAVO | 2068LHC | 2007-08-22 | 299.5
KAVO | 2068LHC | 2007-08-22 | 299.5
KAVO | 2068LHC | 2007-08-22 | 299.5
KAVO | 2068LHC | 2007-08-22 | 299.5
KAVO | 2068LHC | 2007-08-22 | 299.5
KAVO | 2068LHC | 2007-08-22 | 299.5
KAVO | 2068LHC | 2007-08-22 | 299.5
KAVO | 2068LHC | 2007-08-22 | 299.5
KAVO | 2068LHC | 2007-08-22 | 299.5
KAVO | 2068LHC | 2007-08-22 | 299.5
KAVO | 2068LHC | 2007-08-22 | 299.5
KAVO | 2068LHC | 2007-08-22 | 299.5
KAVO | 2068LHC | 2007-08-22 | 299.5
KAVO | 2068LHC | 2007-08-22 | 299.5
KAVO | 2068LHC | 2007-08-22 | 299.5
KAVO | 2068LHC | 2007-08-22 | 299.5
KAVO | 2068LHC | 2007-08-22 | 299.5
KAVO | 2068LHC | 2007-08-22 | 299.5
KAVO | 2068LHC | 2007-08-22 | 299.5
KAVO | 2068LHC | 2007-08-22 | 299.5
KAVO | 2068LHC | 2007-08-22 | 299.5
KAVO | 2068LHC | 2007-08-22 | 299.5
KAVO | 2068LHC | 2007-08-22 | 299.5
KAVO | 2068LHC | 2007-08-22 | 299.5
KAVO | 2068LHC | 2007-08-22 | 299.5
KAVO | 2068LHC | 2007-08-22 | 299.5
KAVO | 2068LHC | 2007-08-22 | 299.5
KAVO | 2068LHC | 2007-08-22 | 299.5
KAVO | 2068LHC | 2007-08-22 | 299.5
KAVO | 2068LHC | 2007-08-22 | 299.5
KAVO | 2068LHC | 2007-08-22 | 299.5
KAVO | 2068LHC | 2007-08-22 | 299.5
KAVO | 2068LHC | 2007-08-22 | 299.5
KAVO | 10E | 2007-08-22 | 143
KAVO | 10E | 2007-08-22 | 143
KAVO | 10E | 2007-08-22 | 143
KAVO | 10E | 2007-08-22 | 143
KAVO | 10E | 2007-08-22 | 143
KAVO | 10E | 2007-08-22 | 143
KAVO | 10E | 2007-08-22 | 143
KAVO | 10E | 2007-08-22 | 143
KAVO | 10E | 2007-08-22 | 143
KAVO | 660B | 2007-08-22 | 341
KAVO | 660B | 2007-08-22 | 341
KAVO | 660B | 2007-08-22 | 341
KAVO | 660B | 2007-08-22 | 341
KAVO | 660B | 2007-08-22 | 341
KAVO | 660B | 2007-08-22 | 341
KAVO | 660B | 2007-08-22 | 341
KAVO | 660B | 2007-08-22 | 341
KAVO | 660B | 2007-08-22 | 341
KAVO | 660B | 2007-08-22 | 341
KAVO | 660B | 2007-08-22 | 341
KAVO | 660B | 2007-08-22 | 341
KAVO | 660B | 2007-08-22 | 341
KAVO | 660B | 2007-08-22 | 341
KAVO | 660B | 2007-08-22 | 341
KAVO | 660B | 2007-08-22 | 341
KAVO | 660B | 2007-08-22 | 341
KAVO | 660B | 2007-08-22 | 341
KAVO | 660B | 2007-08-22 | 341
KAVO | 660B | 2007-08-22 | 341
KAVO | 660B | 2007-08-22 | 341
KAVO | 660B | 2007-08-22 | 341
KAVO | 660B | 2007-08-22 | 341
KAVO | 660B | 2007-08-22 | 341
KAVO | 660B | 2007-08-22 | 341
KAVO | 660B | 2007-08-22 | 341
KAVO | 660B | 2007-08-22 | 341
KAVO | 660B | 2007-08-22 | 341
KAVO | 660B | 2007-08-22 | 341
KAVO | 660B | 2007-08-22 | 341
KAVO | 660B | 2007-08-22 | 341
KAVO | 660B | 2007-08-22 | 341
KAVO | 660B | 2007-08-22 | 341
KAVO | 660B | 2007-08-22 | 341
KAVO | 660B | 2007-08-22 | 341
KAVO | 660B | 2007-08-22 | 341
KAVO | 660B | 2007-08-22 | 341
KAVO | 660B | 2007-08-22 | 341
KAVO | 660B | 2007-08-22 | 341
KAVO | 660B | 2007-08-22 | 341
KAVO | 660B | 2007-08-22 | 341
KAVO | 660B | 2007-08-22 | 341
KAVO | 660B | 2007-08-22 | 341
KAVO | 660B | 2007-08-22 | 341
KAVO | 660B | 2007-08-22 | 341
KAVO | 660B | 2007-08-22 | 341
KAVO | 660B | 2007-08-22 | 341
KAVO | 660B | 2007-08-22 | 341
KAVO | 660B | 2007-08-22 | 341
KAVO | 660B | 2007-08-22 | 341
KAVO | 660B | 2007-08-22 | 341
KAVO | 660B | 2007-08-22 | 341
KAVO | 660B | 2007-08-22 | 341
KAVO | 660B | 2007-08-22 | 341
KAVO | 660B | 2007-08-22 | 341
KAVO | 660B | 2007-08-22 | 341
KAVO | 660B | 2007-08-22 | 341
KAVO | 660B | 2007-08-22 | 341
KAVO | 660B | 2007-08-22 | 341
KAVO | 660B | 2007-08-22 | 341
KAVO | 660B | 2007-08-22 | 341
KAVO | 660B | 2007-08-22 | 341
KAVO | 660B | 2007-08-22 | 341
KAVO | 660B | 2007-08-22 | 341
KAVO | 660B | 2007-08-22 | 341
KAVO | 660B | 2007-08-22 | 341
KAVO | 660B | 2007-08-22 | 341
KAVO | 660B | 2007-08-22 | 341
KAVO | 660B | 2007-08-22 | 341
KAVO | 660B | 2007-08-22 | 341
KAVO | 2068LHC | 2007-08-22 | 299.5
KAVO | 2068LHC | 2007-08-22 | 299.5
KAVO | 2068LHC | 2007-08-22 | 299.5
KAVO | 2068LHC | 2007-08-22 | 299.5
KAVO | 2068LHC | 2007-08-22 | 299.5
KAVO | 2068LHC | 2007-08-22 | 299.5
KAVO | 2068LHC | 2007-08-22 | 299.5
KAVO | 2068LHC | 2007-08-22 | 299.5
KAVO | 2068LHC | 2007-08-22 | 299.5
KAVO | 2068LHC | 2007-08-22 | 299.5
ADEC DENTAL | 500 SERIES | 2007-08-20 | 16000
DENTSPLY LTD | CAVITRON SELECT SPS | 2007-08-20 | 1633.25
W&H UK LTD | EA-51LT | 2007-08-16 | 550
W&H UK LTD | EA-51LT | 2007-08-16 | 550
W&H UK LTD | EA-51LT | 2007-08-16 | 550
W&H UK LTD | EA-51LT | 2007-08-16 | 550
W&H UK LTD | EA-51LT | 2007-08-16 | 550
W&H UK LTD | EA-51LT | 2007-08-16 | 550
W&H UK LTD | EA-51LT | 2007-08-16 | 550
W&H UK LTD | EA-51LT | 2007-08-16 | 550
W&H UK LTD | EA-51LT | 2007-08-16 | 550
W&H UK LTD | EA-51LT | 2007-08-16 | 550
W&H UK LTD | EA-51LT | 2007-08-16 | 550
W&H UK LTD | EA-51LT | 2007-08-16 | 550
W&H UK LTD | EA-51LT | 2007-08-16 | 550
W&H UK LTD | EA-51LT | 2007-08-16 | 550
W&H UK LTD | EA-51LT | 2007-08-16 | 550
W&H UK LTD | EA-51LT | 2007-08-16 | 550
W&H UK LTD | EA-51LT | 2007-08-16 | 550
W&H UK LTD | EA-51LT | 2007-08-16 | 550
W&H UK LTD | EA-51LT | 2007-08-16 | 550
W&H UK LTD | EA-51LT | 2007-08-16 | 550
W&H UK LTD | EA-51LT | 2007-08-16 | 550
W&H UK LTD | EA-51LT | 2007-08-16 | 550
W&H UK LTD | EA-51LT | 2007-08-16 | 550
W&H UK LTD | EA-51LT | 2007-08-16 | 550
W&H UK LTD | EA-51LT | 2007-08-16 | 550
W&H UK LTD | EA-51LT | 2007-08-16 | 550
W&H UK LTD | EA-51LT | 2007-08-16 | 550
W&H UK LTD | EA-51LT | 2007-08-16 | 550
W&H UK LTD | EA-51LT | 2007-08-16 | 550
W&H UK LTD | EA-51LT | 2007-08-16 | 550
W&H UK LTD | EA-51LT | 2007-08-16 | 550
W&H UK LTD | EA-51LT | 2007-08-16 | 550
W&H UK LTD | EA-51LT | 2007-08-16 | 550
W&H UK LTD | EA-51LT | 2007-08-16 | 550
W&H UK LTD | EA-51LT | 2007-08-16 | 550
W&H UK LTD | EA-51LT | 2007-08-16 | 550
W&H UK LTD | EA-51LT | 2007-08-16 | 550
W&H UK LTD | EA-51LT | 2007-08-16 | 550
W&H UK LTD | EA-51LT | 2007-08-16 | 550
W&H UK LTD | EA-51LT | 2007-08-16 | 550
BDH | PLEASE ENTER MODEL! (803) | 2007-05-23 | 75
DENTSPLY LTD | CAVITRON SELECT SPS | 2007-05-22 | 1633.25
JOVIDENT INT | CU-80 | 2007-05-21 | 200
HENRY SCHEIN | CAP II | 2007-05-18 | 300
JOVIDENT INT | CU-80 | 2007-04-27 | 200
DENTSPLY LTD | CAVITRON SELECT SPS | 2007-02-15 | 1633.25
W&H UK LTD | EA-51LT | 2007-01-29 | 550
W&H UK LTD | EA-51LT | 2007-01-29 | 550
W&H UK LTD | 956A | 2006-09-06 | 480
W&H UK LTD | 956A | 2006-09-06 | 480
DENTSPLY LTD | RAY-PEX 5 | 2006-08-25 | 500
W&H UK LTD | MF-PERFECTA 9975-E | 2006-03-14 | 550
SAMSUNG | LE15S51B | 2005-11-09 | 500
DENTSPLY LTD | CAVITRON SELECT SPS | 2005-09-16 | 1633.25
DENTSPLY LTD | CAVITRON SELECT SPS | 2005-09-16 | 1633.25
VITA | EASYSHADE | 2005-07-28 | 3000
DENTSPLY LTD | X-SMART | 2005-06-22 | 649.95
DENTSPLY LTD | X-SMART | 2005-06-22 | 649.95
SILVERTREE | GB100 | 2005-06-02 | 314
SILVERTREE | GB100 | 2005-06-02 | 314
SILVERTREE | GB100 | 2005-06-02 | 314
SILVERTREE | GB100 | 2005-06-02 | 314
SILVERTREE | GB100 | 2005-06-02 | 314
SILVERTREE | GB100 | 2005-06-02 | 314
SILVERTREE | GB100 | 2005-06-02 | 314
SILVERTREE | GB100 | 2005-06-02 | 314
3M HEALTH C | PENTAMIX 2 | 2004-07-20 | 1000
J & S DAVIS | CURELUX CV80 | 2004-06-28 | 223.25
DENTSPLY LTD | CAVITRON SELECT SPS | 2003-10-14 | 1633.25
DENTSPLY LTD | CAVITRON SELECT SPS | 2003-10-14 | 1633.25
W&H UK LTD | SYNEA TA 98 LM | 2003-10-10 | 400
W&H UK LTD | SYNEA TA 98 LM | 2003-10-10 | 400
W&H UK LTD | SYNEA TA 98 LM | 2003-10-10 | 400
W&H UK LTD | SYNEA TA 98 LM | 2003-10-10 | 400
W&H UK LTD | SYNEA TA 98 LM | 2003-10-10 | 400
W&H UK LTD | SYNEA TA 98 LM | 2003-10-10 | 400
DE GOTZEN | SOFTLY 8 | 2003-09-09 | 350
DE GOTZEN | SOFTLY 8 | 2003-08-21 | 350
DE GOTZEN | SOFTLY 8 | 2003-08-21 | 350
DE GOTZEN | SOFTLY 8 | 2003-08-21 | 350
DE GOTZEN | SOFTLY 8 | 2003-08-21 | 350
DE GOTZEN | SOFTLY 8 | 2003-08-21 | 350
W&H UK LTD | SYNEA WA-66LT | 2003-08-18 | 400
W&H UK LTD | SYNEA WA-66LT | 2003-08-18 | 400
W&H UK LTD | SYNEA WA-66LT | 2003-08-18 | 400
KAVO | 640B | 2003-07-10 | 773
KAVO | 640C | 2003-04-04 | 540
KAVO | 640C | 2002-12-09 | 540
W&H UK LTD | WS-75 E/KM | 2002-11-13 | 400
W&H UK LTD | IMPLANTMED | 2002-11-12 | 5000
KAVO | 655C | 2002-10-31 | 480
BIEN-AIR UK | ISOLITE | 2002-09-09 | 666
J & S DAVIS | CURELUX CV80 | 2002-09-05 | 215
DE GOTZEN | SOFTLY 8 | 2001-10-25 | 350
DE GOTZEN | SOFTLY 8 | 2001-10-25 | 350
DE GOTZEN | SOFTLY 8 | 2001-10-25 | 350
DENTSPLY LTD | CAVITRON SPS | 2001-08-30 | 919
OBTURA | OBTURA II | 2001-08-30 | 940
ANALYTIC TEC | SYSTEM B 1005 | 2001-08-29 | 799
ULTRAWAVE | HP300 | 2001-08-22 | 300
ULTRAWAVE | HP300 | 2001-08-22 | 300
ULTRAWAVE | HP300 | 2001-08-22 | 300
ULTRAWAVE | HP300 | 2001-08-22 | 300
ULTRAWAVE | HP300 | 2001-08-22 | 300
ULTRAWAVE | HP300 | 2001-08-22 | 300
ULTRAWAVE | HP300 | 2001-08-22 | 300
ULTRAWAVE | HP300 | 2001-08-22 | 300
ULTRAWAVE | HP300 | 2001-08-22 | 300
ULTRAWAVE | HP300 | 2001-08-22 | 300
ULTRAWAVE | HP300 | 2001-08-22 | 300
ULTRAWAVE | HP300 | 2001-08-22 | 300
ULTRAWAVE | HP300 | 2001-08-22 | 300
ULTRAWAVE | HP300 | 2001-08-22 | 300
W&H UK LTD | 975AE | 2001-04-03 | 450
W&H UK LTD | 975AE | 2001-04-03 | 450
BELMONT | PLEASE ENTER MODEL! (920) | 2001-01-01 | 2700
BIOMEDICAL | PLEASE ENTER MODEL! (1037) | 2001-01-01 | 300
NA | MEMO/GENERAL SUNDRIES | 2001-01-01 | 0
DP MEDICAL | MP793H/HP230 | 2000-12-01 | 1500
GLOBAL SURGI | M704FS | 2000-12-01 | 7683
DP MEDICAL | DP5096 | 2000-12-01 | 1500
ENTERMED UK | PATIENT ENT | 2000-10-18 | 3500
LAERDAL | LSU-2 | 2000-07-12 | 680
DENTSPLY LTD | THERMAPREP PLUS | 2000-02-16 | 200
ELLMAN INTER | SURGITRON RADIOLASE | 2000-01-04 | 1300
RINN PRODUCT | 67-0420 | 1999-08-01 | 25000
KAVO | 640 | 1997-11-01 | 466
KAVO | 640 | 1997-11-01 | 466
KAVO | 640 | 1997-11-01 | 466
KAVO | 640 | 1997-11-01 | 466
KAVO | 640 | 1997-11-01 | 466
KAVO | 640 | 1997-11-01 | 466
KAVO | 640 | 1997-11-01 | 466
KAVO | 640 | 1997-11-01 | 466
KAVO | 640 | 1997-11-01 | 466
KAVO | 640 | 1997-11-01 | 466
KAVO | 640 | 1997-11-01 | 466
KAVO | 640 | 1997-11-01 | 466
BIEN-AIR UK | ISOLITE | 1997-10-25 | 666
BIEN-AIR UK | ISOLITE | 1997-10-25 | 666
BIEN-AIR UK | ISOLITE | 1997-10-25 | 666
BIEN-AIR UK | ISOLITE | 1997-10-25 | 666
BIEN-AIR UK | ISOLITE | 1997-10-25 | 666
BIEN-AIR UK | ISOLITE | 1997-10-25 | 666
BIEN-AIR UK | ISOLITE | 1997-10-25 | 666
BIEN-AIR UK | ISOLITE | 1997-10-25 | 666
BIEN-AIR UK | ISOLITE | 1997-10-25 | 666
BIEN-AIR UK | ISOLITE | 1997-10-25 | 666
BIEN-AIR UK | ISOLITE | 1997-10-25 | 666
BIEN-AIR UK | ISOLITE | 1997-10-25 | 666
BIEN-AIR UK | ISOLITE | 1997-10-25 | 666
BIEN-AIR UK | ISOLITE | 1997-10-25 | 666
BIEN-AIR UK | ISOLITE | 1997-10-25 | 666
BIEN-AIR UK | ISOLITE | 1997-10-25 | 666
BIEN-AIR UK | ISOLITE | 1997-10-25 | 666
BIEN-AIR UK | ISOLITE | 1997-10-25 | 666
BIEN-AIR UK | ISOLITE | 1997-10-25 | 666
KAVO | K9 TYPE 950 | 1997-10-01 | 500
DE GOTZEN | SOFTLY 8 | 1997-09-24 | 350
DE GOTZEN | SOFTLY 8 | 1997-09-24 | 350
DE GOTZEN | SOFTLY 8 | 1997-09-24 | 350
DE GOTZEN | SOFTLY 8 | 1997-09-24 | 350
DE GOTZEN | SOFTLY 8 | 1997-09-24 | 350
DE GOTZEN | SOFTLY 8 | 1997-09-24 | 350
DE GOTZEN | SOFTLY 8 | 1997-09-24 | 350
DE GOTZEN | SOFTLY 8 | 1997-09-24 | 350
W&H UK LTD | 943A | 1997-09-18 | 350
W&H UK LTD | 943A | 1997-09-18 | 350
W&H UK LTD | 943A | 1997-09-18 | 350
W&H UK LTD | 943A | 1997-09-18 | 350
W&H UK LTD | 943A | 1997-09-18 | 350
W&H UK LTD | 943A | 1997-09-18 | 350
W&H UK LTD | 943A | 1997-09-18 | 350
W&H UK LTD | 943A | 1997-09-18 | 350
W&H UK LTD | 943A | 1997-09-18 | 350
W&H UK LTD | 943A | 1997-09-18 | 350
W&H UK LTD | 943A | 1997-09-18 | 350
W&H UK LTD | 943A | 1997-09-18 | 350
W&H UK LTD | 943A | 1997-09-18 | 350
W&H UK LTD | 943A | 1997-09-18 | 350
W&H UK LTD | 943A | 1997-09-18 | 350
W&H UK LTD | 943A | 1997-09-18 | 350
W&H UK LTD | 943A | 1997-09-18 | 350
W&H UK LTD | 943A | 1997-09-18 | 350
W&H UK LTD | 943A | 1997-09-18 | 350
W&H UK LTD | 943A | 1997-09-18 | 350
W&H UK LTD | 943A | 1997-09-18 | 350
W&H UK LTD | 943A | 1997-09-18 | 350
W&H UK LTD | 943A | 1997-09-18 | 350
W&H UK LTD | 943A | 1997-09-18 | 350
W&H UK LTD | 943A | 1997-09-18 | 350
W&H UK LTD | 943A | 1997-09-18 | 350
W&H UK LTD | 943A | 1997-09-18 | 350
W&H UK LTD | 943A | 1997-09-18 | 350
W&H UK LTD | 943A | 1997-09-18 | 350
W&H UK LTD | 943A | 1997-09-18 | 350
W&H UK LTD | 943A | 1997-09-18 | 350
W&H UK LTD | 943A | 1997-09-18 | 350
W&H UK LTD | 943A | 1997-09-18 | 350
W&H UK LTD | 943A | 1997-09-18 | 350
W&H UK LTD | 943A | 1997-09-18 | 350
W&H UK LTD | 943A | 1997-09-18 | 350
W&H UK LTD | 943A | 1997-09-18 | 350
W&H UK LTD | 943A | 1997-09-18 | 350
W&H UK LTD | 943A | 1997-09-18 | 350
W&H UK LTD | 943A | 1997-09-18 | 350
W&H UK LTD | 943A | 1997-09-18 | 350
W&H UK LTD | 943A | 1997-09-18 | 350
W&H UK LTD | 943A | 1997-09-18 | 350
W&H UK LTD | 943A | 1997-09-18 | 350
W&H UK LTD | 943A | 1997-09-18 | 350
W&H UK LTD | 943A | 1997-09-18 | 350
W&H UK LTD | 943A | 1997-09-18 | 350
W&H UK LTD | 943A | 1997-09-18 | 350
W&H UK LTD | 943A | 1997-09-18 | 350
W&H UK LTD | 943A | 1997-09-18 | 350
W&H UK LTD | 943A | 1997-09-18 | 350
W&H UK LTD | 943A | 1997-09-18 | 350
W&H UK LTD | 943A | 1997-09-18 | 350
W&H UK LTD | 943A | 1997-09-18 | 350
W&H UK LTD | 943A | 1997-09-18 | 350
W&H UK LTD | 943A | 1997-09-18 | 350
W&H UK LTD | 943A | 1997-09-18 | 350
W&H UK LTD | 943A | 1997-09-18 | 350
W&H UK LTD | 943A | 1997-09-18 | 350
W&H UK LTD | 943A | 1997-09-18 | 350
W&H UK LTD | 943A | 1997-09-18 | 350
W&H UK LTD | 943A | 1997-09-18 | 350
W&H UK LTD | 943A | 1997-09-18 | 350
W&H UK LTD | 943A | 1997-09-18 | 350
W&H UK LTD | 943A | 1997-09-18 | 350
W&H UK LTD | 943A | 1997-09-18 | 350
W&H UK LTD | 943A | 1997-09-18 | 350
W&H UK LTD | 943A | 1997-09-18 | 350
W&H UK LTD | 956A | 1997-09-01 | 480
W&H UK LTD | 956A | 1997-09-01 | 480
W&H UK LTD | 956A | 1997-09-01 | 480
W&H UK LTD | 956A | 1997-09-01 | 480
W&H UK LTD | 956A | 1997-09-01 | 480
W&H UK LTD | 956A | 1997-09-01 | 480
W&H UK LTD | 956A | 1997-09-01 | 480
W&H UK LTD | 956A | 1997-09-01 | 480
W&H UK LTD | 956A | 1997-09-01 | 480
W&H UK LTD | 956A | 1997-09-01 | 480
W&H UK LTD | 956A | 1997-09-01 | 480
W&H UK LTD | 956A | 1997-09-01 | 480
W&H UK LTD | 956A | 1997-09-01 | 480
W&H UK LTD | 956A | 1997-09-01 | 480
W&H UK LTD | 956A | 1997-09-01 | 480
W&H UK LTD | 956A | 1997-09-01 | 480
W&H UK LTD | 956A | 1997-09-01 | 480
W&H UK LTD | 956A | 1997-09-01 | 480
W&H UK LTD | 956A | 1997-09-01 | 480
W&H UK LTD | 956A | 1997-09-01 | 480
W&H UK LTD | 956A | 1997-09-01 | 480
W&H UK LTD | 956A | 1997-09-01 | 480
W&H UK LTD | 956A | 1997-09-01 | 480
W&H UK LTD | 956A | 1997-09-01 | 480
DENTSPLY LTD | CAVITRON-3000 | 1997-06-17 | 995
BIEN-AIR UK | MC3 | 1997-01-01 | 650
KAVO | 7CN | 1995-10-27 | 306.68
KAVO | 7CN | 1995-10-27 | 306.68
KAVO | 7CN | 1995-10-27 | 306.68
KAVO | 7CN | 1995-10-27 | 306.68
OBTURA | OBTURA II | 1995-09-15 | 940
W&H UK LTD | 956LT | 1994-09-01 | 580
W&H UK LTD | 956LT | 1994-09-01 | 580
W&H UK LTD | 956LT | 1994-09-01 | 580
W&H UK LTD | 956LT | 1994-09-01 | 580
W&H UK LTD | 99LT/200 | 1994-09-01 | 697
W&H UK LTD | 99LT/200 | 1994-09-01 | 697
W&H UK LTD | 99LT/200 | 1994-09-01 | 697
ELLMAN INTER | DENTO-SURG90 | 1994-07-01 | 940
SCHICK | C2SF | 1994-07-01 | 1000
BIEN-AIR UK | ISOLITE | 1994-07-01 | 666
BIEN-AIR UK | ISOLITE | 1994-07-01 | 666
BIEN-AIR UK | ISOLITE | 1994-07-01 | 666
BIEN-AIR UK | ISOLITE | 1994-07-01 | 666
BIEN-AIR UK | ISOLITE | 1994-07-01 | 666
BIEN-AIR UK | ISOLITE | 1994-07-01 | 666
BIEN-AIR UK | ISOLITE | 1994-07-01 | 666
BIEN-AIR UK | ISOLITE | 1994-07-01 | 666
BIEN-AIR UK | ISOLITE | 1994-07-01 | 666
BIEN-AIR UK | ISOLITE | 1994-07-01 | 666
BIEN-AIR UK | ISOLITE | 1994-07-01 | 666
BIEN-AIR UK | ISOLITE | 1994-07-01 | 666
BIEN-AIR UK | ISOLITE | 1994-07-01 | 666
BIEN-AIR UK | ISOLITE | 1994-07-01 | 666
BIEN-AIR UK | ISOLITE | 1994-07-01 | 666
BIEN-AIR UK | ISOLITE | 1994-07-01 | 666
BIEN-AIR UK | ISOLITE | 1994-07-01 | 666
BIEN-AIR UK | ISOLITE | 1994-07-01 | 666
BIEN-AIR UK | ISOLITE | 1994-07-01 | 666
BIEN-AIR UK | ISOLITE | 1994-07-01 | 666
BIEN-AIR UK | ISOLITE | 1994-07-01 | 666
BIEN-AIR UK | ISOLITE | 1994-07-01 | 666
BIEN-AIR UK | ISOLITE | 1994-07-01 | 666
BIEN-AIR UK | ISOLITE | 1994-07-01 | 666
BIEN-AIR UK | ISOLITE | 1994-07-01 | 666
W&H UK LTD | 943E | 1994-06-29 | 450
W&H UK LTD | 943E | 1994-06-29 | 450
W&H UK LTD | 943E | 1994-06-29 | 450
W&H UK LTD | 943E | 1994-06-29 | 450
W&H UK LTD | 943E | 1994-06-29 | 450
W&H UK LTD | 943E | 1994-06-29 | 450
W&H UK LTD | 943E | 1994-06-29 | 450
W&H UK LTD | 943E | 1994-06-29 | 450
W&H UK LTD | 943E | 1994-06-29 | 450
W&H UK LTD | 943E | 1994-06-29 | 450
W&H UK LTD | 943E | 1994-06-29 | 450
W&H UK LTD | 943E | 1994-06-29 | 450
W&H UK LTD | 943E | 1994-06-29 | 450
W&H UK LTD | 943E | 1994-06-29 | 450
W&H UK LTD | 943E | 1994-06-29 | 450
W&H UK LTD | 943E | 1994-06-29 | 450
KAVO | 640B | 1994-06-01 | 773
KAVO | 640B | 1994-06-01 | 773
KAVO | 640B | 1994-06-01 | 773
KAVO | 640B | 1994-06-01 | 773
KAVO | 640C | 1993-08-01 | 1000
KAVO | 640C | 1993-08-01 | 1000
KAVO | 640C | 1993-08-01 | 1000
KAVO | 640C | 1993-08-01 | 1000
KAVO | 640C | 1993-08-01 | 1000
KAVO | 640C | 1993-08-01 | 1000
KAVO | 640C | 1993-08-01 | 1000
KAVO | 640C | 1993-08-01 | 1000
KAVO | 640C | 1993-08-01 | 1000
KAVO | 640C | 1993-08-01 | 1000
KAVO | 640C | 1993-08-01 | 1000
KAVO | 640C | 1993-08-01 | 1000
KAVO | 640C | 1993-08-01 | 1000
KAVO | 640C | 1993-08-01 | 1000
KAVO | 640C | 1993-08-01 | 1000
KAVO | 640C | 1993-08-01 | 1000
KAVO | 640C | 1993-08-01 | 1000
KAVO | 640C | 1993-08-01 | 1000
KAVO | 640C | 1993-08-01 | 1000
KAVO | 640C | 1993-08-01 | 1000
KAVO | 640C | 1993-08-01 | 1000
KAVO | 640C | 1993-08-01 | 1000
KAVO | 640C | 1993-08-01 | 1000
KAVO | 640C | 1993-08-01 | 1000
KAVO | 640C | 1993-08-01 | 1000
KAVO | 640C | 1993-08-01 | 1000
KAVO | 640C | 1993-08-01 | 1000
KAVO | 640C | 1993-08-01 | 1000
KAVO | 640C | 1993-08-01 | 1000
KAVO | 640C | 1993-08-01 | 1000
KAVO | 640C | 1993-08-01 | 1000
KAVO | 640C | 1993-08-01 | 1000
KAVO | 640C | 1993-08-01 | 1000
KAVO | 640C | 1993-08-01 | 1000
KAVO | 640C | 1993-08-01 | 1000
KAVO | 640C | 1993-08-01 | 1000
KAVO | 640C | 1993-08-01 | 1000
KAVO | 640C | 1993-08-01 | 1000
KAVO | 640C | 1993-08-01 | 1000
KAVO | 640C | 1993-08-01 | 1000
KAVO | 20CN | 1993-07-27 | 500
KAVO | 20CN | 1993-07-27 | 500
KAVO | 20CN | 1993-07-27 | 500
KAVO | 20CN | 1993-07-27 | 500
KAVO | 20CN | 1993-07-27 | 500
KAVO | 20CN | 1993-07-27 | 500
KAVO | 20CN | 1993-07-27 | 500
KAVO | 20CN | 1993-07-27 | 500
KAVO | 20CN | 1993-07-27 | 500
KAVO | 20CN | 1993-07-27 | 500
KAVO | 20CN | 1993-07-27 | 500
KAVO | 20CN | 1993-07-27 | 500
KAVO | 20CN | 1993-07-27 | 500
KAVO | 20CN | 1993-07-27 | 500
KAVO | 20CN | 1993-07-27 | 500
KAVO | 20CN | 1993-07-27 | 500
KAVO | 20CN | 1993-07-27 | 500
KAVO | 20CN | 1993-07-27 | 500
KAVO | 20CN | 1993-07-27 | 500
KAVO | 20CN | 1993-07-27 | 500
KAVO | 20CN | 1993-07-27 | 500
KAVO | 20CN | 1993-07-27 | 500
KAVO | 20CN | 1993-07-27 | 500
KAVO | 20CN | 1993-07-27 | 500
KAVO | 20CN | 1993-07-27 | 500
KAVO | 20CN | 1993-07-27 | 500
KAVO | 20CN | 1993-07-27 | 500
KAVO | 20CN | 1993-07-27 | 500
KAVO | 20CN | 1993-07-27 | 500
KAVO | 20CN | 1993-07-27 | 500
KAVO | 20CN | 1993-07-27 | 500
KAVO | 20CN | 1993-07-27 | 500
KAVO | 20CN | 1993-07-27 | 500
KAVO | 20CN | 1993-07-27 | 500
KAVO | 20CN | 1993-07-27 | 500
KAVO | 20CN | 1993-07-27 | 500
KAVO | 20CN | 1993-07-27 | 500
KAVO | 20CN | 1993-07-27 | 500
KAVO | 20CN | 1993-07-27 | 500
KAVO | 20CN | 1993-07-27 | 500
KAVO | 20CN | 1993-07-27 | 500
KAVO | 20CN | 1993-07-27 | 500
KAVO | 20CN | 1993-07-27 | 500
KAVO | 20CN | 1993-07-27 | 500
KAVO | 20CN | 1993-07-27 | 500
KAVO | 20CN | 1993-07-27 | 500
KAVO | 20CN | 1993-07-27 | 500
KAVO | 20CN | 1993-07-27 | 500
KAVO | 20CN | 1993-07-27 | 500
KAVO | 20CN | 1993-07-27 | 500
KAVO | 20CN | 1993-07-27 | 500
KAVO | 20CN | 1993-07-27 | 500
KAVO | 20CN | 1993-07-27 | 500
KAVO | 20CN | 1993-07-27 | 500
KAVO | 20CN | 1993-07-27 | 500
KAVO | 20CN | 1993-07-27 | 500
W&H UK LTD | 956A | 1992-08-24 | 480
W&H UK LTD | 956A | 1992-08-24 | 480
W&H UK LTD | 956A | 1992-08-24 | 480
W&H UK LTD | 956A | 1992-08-24 | 480
W&H UK LTD | 956A | 1992-08-24 | 480
W&H UK LTD | 956A | 1992-08-24 | 480
W&H UK LTD | 956A | 1992-08-24 | 480
W&H UK LTD | 956A | 1992-08-24 | 480
W&H UK LTD | 956A | 1992-08-24 | 480
W&H UK LTD | 956A | 1992-08-24 | 480
W&H UK LTD | 956A | 1992-08-24 | 480
W&H UK LTD | 956A | 1992-08-24 | 480
W&H UK LTD | 956A | 1992-08-24 | 480
W&H UK LTD | 956A | 1992-08-24 | 480
W&H UK LTD | 956A | 1992-08-24 | 480
W&H UK LTD | 956A | 1992-08-24 | 480
W&H UK LTD | 956A | 1992-08-24 | 480
W&H UK LTD | 956A | 1992-08-24 | 480
KAVO | 640 | 1992-08-24 | 466
KAVO | 640 | 1992-08-24 | 466
KAVO | 640 | 1992-08-24 | 466
KAVO | 640 | 1992-08-24 | 466
KAVO | 640 | 1992-08-24 | 466
KAVO | 640 | 1992-08-24 | 466
KAVO | 640 | 1992-08-24 | 466
KAVO | 640 | 1992-08-24 | 466
KAVO | 640 | 1992-08-24 | 466
KAVO | 640 | 1992-08-24 | 466
KAVO | 640 | 1992-08-24 | 466
KAVO | 640 | 1992-08-24 | 466
KAVO | 640 | 1992-08-24 | 466
KAVO | 640 | 1992-08-24 | 466
KAVO | 640 | 1992-08-24 | 466
KAVO | 640 | 1992-08-24 | 466
KAVO | 640 | 1992-08-24 | 466
KAVO | 640 | 1992-01-01 | 466
KAVO | 20CN | 1992-01-01 | 500
KAVO | 20CN | 1992-01-01 | 500
KAVO | 20CN | 1992-01-01 | 500
W&H UK LTD | 956A | 1992-01-01 | 480
KAVO | 640C | 1992-01-01 | 540
KAVO | 640B | 1992-01-01 | 773
KAVO | 640B | 1992-01-01 | 773
W&H UK LTD | 956A | 1992-01-01 | 480
W&H UK LTD | 956A | 1992-01-01 | 480
NIHON KOHDEN | NIKKOR-C | 1988-01-01 | 1500
BDH | PLEASE ENTER MODEL! (803) | 1984-01-01 | 75
BDH | PLEASE ENTER MODEL! (803) | 1984-01-01 | 75
BDH | PLEASE ENTER MODEL! (803) | 1984-01-01 | 75
BDH | PLEASE ENTER MODEL! (803) | 1984-01-01 | 75
BDH | PLEASE ENTER MODEL! (803) | 1984-01-01 | 75
BDH | PLEASE ENTER MODEL! (803) | 1984-01-01 | 75
BDH | PLEASE ENTER MODEL! (803) | 1984-01-01 | 75
BDH | PLEASE ENTER MODEL! (803) | 1984-01-01 | 75
BIOMEDICAL | PLEASE ENTER MODEL! (1037) | 1982-01-01 | 300
BIOMEDICAL | PLEASE ENTER MODEL! (1037) | 1982-01-01 | 300
BIOMEDICAL | PLEASE ENTER MODEL! (1037) | 1982-01-01 | 300
BIOMEDICAL | PLEASE ENTER MODEL! (1037) | 1982-01-01 | 300
BIOMEDICAL | PLEASE ENTER MODEL! (1037) | 1982-01-01 | 300
W&H UK LTD | EA-52 LED |  | 700
BIEN-AIR UK | EVO.15 1:5 L STANDARD | 2021-06-21 | 410
BIEN-AIR UK | EVO.15 1:5 L STANDARD | 2021-06-21 | 410
BIEN-AIR UK | EVO.15 1:5 L STANDARD | 2021-06-21 | 410
BIEN-AIR UK | EVO.15 1:5 L STANDARD | 2021-06-21 | 410
BIEN-AIR UK | EVO.15 1:5 L STANDARD | 2021-06-21 | 410
BIEN-AIR UK | EVO.15 1:5 L STANDARD | 2021-06-21 | 410
BIEN-AIR UK | EVO.15 1:5 L STANDARD | 2021-06-21 | 410
BIEN-AIR UK | EVO.15 1:5 L STANDARD | 2021-06-21 | 410
BIEN-AIR UK | EVO.15 1:5 L STANDARD | 2021-06-21 | 410
BIEN-AIR UK | EVO.15 1:5 L STANDARD | 2021-06-21 | 410
NA | MEMO/GENERAL SUNDRIES | 2001-01-01 | 0
BRAUN | PRO 6000 | 2021-03-19 | 149
BRAUN | PRO 6000 | 2021-03-19 | 149
MEMO-INTERN | MEMO-PROJECTS | 1994-04-01 | 0
SIEMENS LTD | 1026939933 | 2014-03-06 | 20000
MEMO-INTERN | EXTENSION HOSE O2 | 2022-05-16 | 147
MEMO-INTERN | EXTENSION HOSE O2 | 2022-05-16 | 147
VIEWORKS CO. LTD. | FXRD-2530VAW PLUS | 2022-02-23 | 15000
VIEWORKS CO. LTD. | FXRD-2530VAW PLUS | 2022-02-23 | 15000
AGFA-GEVAERT | NX-MW HP ELITEBOOK | 2022-02-17 | 2000
AGFA-GEVAERT | NX-MW HP ELITEBOOK | 2022-02-17 | 2000
VIEWORKS CO. LTD. | FXRD-3643VAW PLUS | 2022-02-17 | 18500
VIEWORKS CO. LTD. | FXRD-3643VAW PLUS | 2022-02-17 | 18500
SAMSUNG | GM85 | 2021-05-25 | 83000
CANON | PLI-705BX | 2021-02-05 | 6000
PARKER | THERMASONIC | 2021-01-09 | 206
CANON | I22LH8 | 2020-12-24 | 8878.76
CANON | I18LX5 | 2020-12-24 | 7101.23
CANON | I8CX1 | 2020-10-20 | 5000
TOSHIBA MED | 10C3 | 2020-10-20 | 5000
TOSHIBA MED | 11MC4 | 2020-10-20 | 5000
TOSHIBA MED | TUS I800 | 2020-10-08 | 70000
ROTHBAND | MOBILE 'L' 2 PANEL LEAD SCREEN | 2020-07-06 | 675
ROTHBAND | MOBILE 'L' 2 PANEL LEAD SCREEN | 2020-06-08 | 675
ROTHBAND | MOBILE 'L' 2 PANEL LEAD SCREEN | 2020-06-03 | 675
RAYSAFE | 1302026 | 2020-04-01 | 1500
SAFETY MEDIC | MOB4T-LL | 2020-03-06 | 298
MEMO-INTERN | COLON-INSUFFLATOR | 2019-03-06 | 0
MEC CO. LTD | EXTENSION HOSE O2 - MEC | 2019-01-07 | 96
MEMO-INTERN | EXTENSION | 2019-01-07 | 147
TOSHIBA MED | ULTIMAX-I | 2018-05-11 | 425000
MEMO-INTERN | MED AIR 4 BAR HOSE | 2018-03-05 | 150
GE LIMITED | C2-9-D | 2018-01-04 | 5000
MERCADO MEDIC UK LTD | REAL 800 PLUS | 2017-03-31 | 11740
GE LIMITED | LOGIQ S8 | 2017-01-03 | 64737.5
GE LIMITED | C1-6-D | 2017-01-03 | 5000
GE LIMITED | C3-10-D | 2017-01-03 | 7000
GE LIMITED | 9L-D | 2017-01-03 | 5000
GE LIMITED | ML6-15-D | 2017-01-03 | 5000
GE LIMITED | RSP6-16-D | 2017-01-03 | 5000
GE LIMITED | LOGIQ S8 | 2017-01-03 | 64737.49
GE LIMITED | C1-6-D | 2017-01-03 | 5000
GE LIMITED | C2-9-D | 2017-01-03 | 5000
GE LIMITED | C3-10-D | 2017-01-03 | 5000
GE LIMITED | 9L-D | 2017-01-03 | 5000
GE LIMITED | ML6-15-D | 2017-01-03 | 5000
GE LIMITED | RSP6-16-D | 2017-01-03 | 5000
SHIMADZU | MUX-200-12-XC | 2016-03-30 | 26220
LIKO | GOLVO 8008 | 2015-11-18 | 6346.81
TOSHIBA MED | 18L7 | 2015-11-05 | 5000
TOSHIBA MED | 11MC4 | 2015-11-05 | 5000
SIEMENS LTD | 14L5 | 2015-11-05 | 5000
TOSHIBA MED | 10C3 | 2015-11-05 | 5000
TOSHIBA MED | TUS-X200 | 2015-11-01 | 50552.52
DIAG. SONAR | SONARWARM | 2015-01-01 | 150
PRO-PROJECT | 02-114 | 2014-11-28 | 300
RAYSAFE | 1302026 | 2014-11-27 | 1500
LAERDAL | LSU-2 | 2014-06-30 | 680
PHILIPS LTD | DIGITAL DIAGNOST HP | 2013-11-29 | 203671.68
PHILIPS LTD | DIGITAL DIAGNOST UM | 2013-06-01 | 222026.95
PLINTH 2000 | PLINTH 2000 | 2010-11-17 | 500
PLINTH 2000 | PLINTH 2000 ELECTRIC | 2010-11-17 | 500
AGFA-GEVAERT | DXS | 2010-09-16 | 74994.37
AGFA-GEVAERT | DX-G | 2010-09-01 | 74994.37
DELL COMPUTERS | OPTIPLEX GX620 | 2008-12-03 | 800
THERAPY EQUIPMENT | 4760 | 2007-08-06 | 365
THERAPY EQUIPMENT | 4760 | 2007-08-06 | 365
THERAPY EQUIPMENT | 4760 | 2007-08-06 | 365
THERAPY EQUIPMENT | 4760 | 2007-08-06 | 365
PHILIPS LTD | VM4 | 2007-04-26 | 3000
COMPAQ | IPAQ PIII 500 | 2007-03-23 | 710
THERAPY EQUIPMENT | 4760 | 2005-05-24 | 349
SONY | AUDIO/VIDEO CONTROLL | 2004-12-16 | 17000
SHIRE | SA-6 | 2001-09-01 | 350
AMERICAN POWER CONVERSION (APC) | SU2200 INET (SMART-UPS 2200) | 2001-05-30 | 650
POWERWARE | 5115 | 2001-04-19 | 500
NA | MEMO/GENERAL SUNDRIES | 2001-01-01 | 0
GENLAB LTD | M18SESCGKE | 1992-02-28 | 500
MEMO-INTERN | PMG-BCH/3/X-RAY | 1980-01-01 | 0
ACCUVEIN | AV500 | 2022-04-04 | 4100
ACCUVEIN | AV500 | 2022-04-04 | 4100
ACCUVEIN | CC500 | 2022-04-04 | 300
ACCUVEIN | CC500 | 2022-04-04 | 300
NELLCOR | PM10N | 2022-01-19 | 150
NELLCOR | PM10N | 2022-01-19 | 150
NELLCOR | PM10N | 2022-01-19 | 150
NELLCOR | PM10N | 2022-01-19 | 150
NELLCOR | PM10N | 2022-01-19 | 150
NELLCOR | PM10N | 2022-01-19 | 150
NELLCOR | PM10N | 2022-01-19 | 150
NELLCOR | PM10N | 2022-01-19 | 150
WELCH ALLYN | PROBP 3400 | 2022-01-17 | 625
WELCH ALLYN | PROBP 3400 | 2022-01-17 | 625
WELCH ALLYN | PROBP 3400 | 2022-01-17 | 625
F & P | AIRVO 2 | 2022-01-12 | 2475
F & P | AIRVO 2 | 2022-01-12 | 2475
F & P | AIRVO 2 | 2022-01-12 | 2475
F & P | AIRVO 2 | 2022-01-12 | 2475
F & P | AIRVO 2 | 2022-01-12 | 2475
F & P | AIRVO 2 | 2022-01-12 | 2475
F & P | AIRVO 2 | 2022-01-12 | 2475
F & P | AIRVO 2 | 2022-01-12 | 2475
HILL-ROM | 75CE CONNEX | 2022-01-11 | 2242
HILL-ROM | 75CE CONNEX | 2022-01-11 | 2242
HILL-ROM | 75CE CONNEX | 2022-01-11 | 2242
HILL-ROM | 75CE CONNEX | 2022-01-11 | 2242
HILL-ROM | 75CE CONNEX | 2022-01-11 | 2242
HILL-ROM | 75CE CONNEX | 2022-01-11 | 2242
HILL-ROM | 75CE CONNEX | 2022-01-11 | 2242
WELCH ALLYN | PRO 6000 CONNEX | 2022-01-11 | 179
WELCH ALLYN | PRO 6000 CONNEX | 2022-01-11 | 179
WELCH ALLYN | PRO 6000 CONNEX | 2022-01-11 | 179
WELCH ALLYN | PRO 6000 CONNEX | 2022-01-11 | 179
WELCH ALLYN | PRO 6000 CONNEX | 2022-01-11 | 179
WELCH ALLYN | PRO 6000 CONNEX | 2022-01-11 | 179
WELCH ALLYN | PRO 6000 CONNEX | 2022-01-11 | 179
WELCH ALLYN | PRO 6000 CONNEX | 2022-01-11 | 179
LAERDAL | LSU-2 | 2022-01-10 | 773
F & P | MR810 | 2022-01-10 | 540
F & P | MR810 | 2022-01-10 | 540
F & P | MR810 | 2022-01-10 | 540
F & P | MR810 | 2022-01-10 | 540
F & P | MR810 | 2022-01-10 | 540
F & P | MR810 | 2022-01-10 | 540
F & P | MR810 | 2022-01-10 | 540
F & P | MR810 | 2022-01-10 | 540
F & P | MR810 | 2022-01-10 | 540
F & P | MR810 | 2022-01-10 | 540
HNE | 31300E/LX | 2001-04-19 | 1175
FLEXMORT | CUDDLECOT | 2016-04-05 | 1680
FLEXMORT | COVERCOOL MINI | 2016-04-05 | 1680
MILLENIUM | CALISTRA O2 | 2016-06-08 | 2000
MILLENIUM | CALISTRA SA7 | 2016-06-08 | 2000
MILLENIUM | CALISTRA MA4 | 2016-06-08 | 2000
SHIRE | SDX-15 | 2016-03-03 | 1267
MEMO-INTERN | PMG-BCH-5-TSWB-PMG-TH2 | 2014-03-15 | 0
SHIRE | SA-6 | 2014-03-15 | 350
MEMO-INTERN | PMG-BCH-5-TSWB-PMG-TH1 | 2014-03-15 | 0
SHIRE | SA-6 | 2014-03-15 | 350
MEMO-INTERN | PMG-BCH-5-TSWB-PMG-EAST-STREET | 2014-03-15 | 0
DRAEGER | MEDICAL AIR PLANT | 2022-04-26 | 40000
DRAEGER | MEDICAL AIR PLANT | 2014-04-10 | 40000
SHIRE | SDX-15 | 2014-04-10 | 1267
MILLENIUM | DUPLEX | 2014-02-15 | 3200
MILLENIUM | DUPLEX | 2014-01-27 | 2634
SHIRE | DUPLEX | 2001-09-01 | 5600
DRAEGER | CU1800 M | 2001-09-01 | 23000
DRAEGER | VACUUM PLANT | 2001-09-01 | 23000
ARJO HUNTLEIGH | A8652 | 2014-11-17 | 8000
ARJO HUNTLEIGH | A4632/3/2HS | 2014-06-20 | 1200
MEDINA BUTOR | H-3355 | 2001-01-01 | 800
MEMO-INTERN | MEMO-MI SUNDRIES | 2015-09-15 | 0
BORRI | B9000FXS | 2016-12-05 | 55200
SMIRTHWAITE | PORTABLE HIP SPICA | 2021-06-30 | 420
INVACARE LTD | 1420234 BEN 9+ | 2021-06-21 | 0
R82 | KUDU SIZE 2 | 2021-06-21 | 1000
LECKEY | SQUIGGLES | 2020-08-04 | 0
SUNRISE MEDICAL LTD | EASY LIFE T | 2019-07-16 | 100
PANTHER | MISSING | 2018-12-17 | 0
SMIRTHWAITE | PORTABLE HIP SPICA | 2018-12-04 | 659
LECKEY | SQUIGGLES | 2017-07-13 | 1900
R82 | TIGER 2000 | 2017-03-08 | 300
LECKEY | MYGO SEAT 1 | 2016-08-08 | 2000
KARMA MEDICAL | MVP 502 | 2011-06-20 | 300
NA | PLEASE ENTER MODEL! (276) | 2011-06-20 | 300
KARMA | MISSING | 2009-12-27 | 300
INVACARE LTD | REA | 2009-12-27 | 300
NA | PLEASE ENTER MODEL! (276) | 2009-12-27 | 300
NA | PLEASE ENTER MODEL! (276) | 2009-12-27 | 300
NA | MEMO/GENERAL SUNDRIES | 2001-01-01 | 0
ADAM EQUIPMENT | AE15310025 | 2016-01-20 | 100
T-SCALE | QHW-3 | 2008-04-23 | 250
NA | FIXED | 2022-02-28 | 25
TELEDYNE | GB300 | 2016-07-22 | 110
CINCINNATI S | TFR | 2004-04-27 | 500
BLEASE | 930210 | 2003-06-23 | 150
DRAEGER | 79-01-236 | 2001-11-21 | 184
PHIPPS&BIRD | 236A | 2001-09-04 | 140
DATEX-OHMEDA | RM121 | 1994-06-30 | 245
ANVILLE INST | SER268 | 1991-09-06 | 655
RS | 545-137 | 1991-05-23 | 90
WELLER | PS-2D | 1989-05-24 | 100
DATEX-OHMEDA | LUNG SIMULATOR | 1986-10-01 | 400
NUTRICIA | FLOCARE INFINITY | 2022-06-13 | 800
NUTRICIA | FLOCARE INFINITY | 2022-01-07 | 800
NUTRICIA | FLOCARE INFINITY | 2021-08-24 | 800
NUTRICIA | FLOCARE INFINITY | 2021-08-24 | 800
NUTRICIA | FLOCARE INFINITY | 2021-08-24 | 800
NUTRICIA | FLOCARE INFINITY | 2021-08-24 | 800
NUTRICIA | FLOCARE INFINITY | 2020-11-24 | 800
NUTRICIA | FLOCARE INFINITY | 2020-04-21 | 800
NUTRICIA | FLOCARE INFINITY | 2020-03-24 | 800
NUTRICIA | FLOCARE INFINITY | 2020-03-24 | 800
NUTRICIA | FLOCARE INFINITY | 2020-03-24 | 800
NUTRICIA | FLOCARE INFINITY | 2020-03-24 | 800
NUTRICIA | FLOCARE INFINITY | 2020-03-24 | 800
NUTRICIA | FLOCARE INFINITY | 2020-03-24 | 800
NUTRICIA | FLOCARE INFINITY | 2020-03-24 | 800
NUTRICIA | FLOCARE INFINITY | 2020-03-24 | 800
NUTRICIA | FLOCARE INFINITY | 2020-03-02 | 800
NUTRICIA | FLOCARE INFINITY | 2020-03-02 | 800
NUTRICIA | FLOCARE INFINITY | 2020-03-02 | 800
NUTRICIA | FLOCARE INFINITY | 2020-03-02 | 800
NUTRICIA | FLOCARE INFINITY | 2020-03-02 | 800
NUTRICIA | FLOCARE INFINITY | 2020-03-02 | 800
NUTRICIA | FLOCARE INFINITY | 2020-03-02 | 800
NUTRICIA | FLOCARE INFINITY | 2020-03-02 | 800
NUTRICIA | FLOCARE INFINITY | 2020-03-02 | 800
NUTRICIA | FLOCARE INFINITY | 2020-03-02 | 800
NUTRICIA | FLOCARE INFINITY | 2020-03-02 | 800
NUTRICIA | FLOCARE INFINITY | 2020-03-02 | 800
NUTRICIA | FLOCARE INFINITY | 2020-03-02 | 800
NUTRICIA | FLOCARE INFINITY | 2020-03-02 | 800
NUTRICIA | FLOCARE INFINITY | 2020-03-02 | 800
NUTRICIA | FLOCARE INFINITY | 2020-03-02 | 800
NUTRICIA | FLOCARE INFINITY | 2020-03-02 | 800
NUTRICIA | FLOCARE INFINITY | 2020-03-02 | 800
NUTRICIA | FLOCARE INFINITY | 2020-03-02 | 800
NUTRICIA | FLOCARE INFINITY | 2020-03-02 | 800
NUTRICIA | FLOCARE INFINITY | 2020-03-02 | 800
NUTRICIA | FLOCARE INFINITY | 2020-03-02 | 800
NUTRICIA | FLOCARE INFINITY | 2020-03-02 | 800
NUTRICIA | FLOCARE INFINITY | 2020-03-02 | 800
NUTRICIA | FLOCARE INFINITY | 2020-03-02 | 800
NUTRICIA | FLOCARE INFINITY | 2020-03-02 | 800
NUTRICIA | FLOCARE INFINITY | 2020-03-02 | 800
NUTRICIA | FLOCARE INFINITY | 2020-03-02 | 800
NUTRICIA | FLOCARE INFINITY | 2020-03-02 | 800
NUTRICIA | FLOCARE INFINITY | 2020-03-02 | 800
NUTRICIA | FLOCARE INFINITY | 2019-12-12 | 800
NUTRICIA | FLOCARE INFINITY | 2019-12-12 | 800
NUTRICIA | FLOCARE INFINITY | 2019-12-12 | 800
NUTRICIA | FLOCARE INFINITY | 2019-12-12 | 800
NUTRICIA | FLOCARE INFINITY | 2019-08-06 | 800
NUTRICIA | FLOCARE INFINITY | 2019-06-03 | 800
NUTRICIA | FLOCARE INFINITY | 2019-06-03 | 800
NUTRICIA | FLOCARE INFINITY | 2019-06-03 | 800
NUTRICIA | FLOCARE INFINITY | 2019-06-03 | 800
NUTRICIA | FLOCARE INFINITY | 2018-04-10 | 800
NUTRICIA | FLOCARE INFINITY | 2018-04-10 | 800
NUTRICIA | FLOCARE INFINITY | 2018-04-10 | 800
NUTRICIA | FLOCARE INFINITY | 2018-04-10 | 800
NUTRICIA | FLOCARE INFINITY | 2018-04-10 | 800
NUTRICIA | FLOCARE INFINITY | 2018-04-10 | 800
NUTRICIA | FLOCARE INFINITY | 2018-04-10 | 800
NUTRICIA | FLOCARE INFINITY | 2018-04-10 | 800
NUTRICIA | FLOCARE INFINITY | 2018-04-10 | 800
NUTRICIA | FLOCARE INFINITY | 2018-04-10 | 800
NUTRICIA | FLOCARE INFINITY | 2018-04-10 | 800
NUTRICIA | FLOCARE INFINITY | 2018-04-10 | 800
NUTRICIA | FLOCARE INFINITY | 2018-04-10 | 800
NUTRICIA | FLOCARE INFINITY | 2018-04-10 | 800
NUTRICIA | FLOCARE INFINITY | 2018-04-10 | 800
NUTRICIA | FLOCARE INFINITY | 2018-04-10 | 800
NUTRICIA | FLOCARE INFINITY | 2018-04-10 | 800
NUTRICIA | FLOCARE INFINITY | 2018-04-10 | 800
NUTRICIA | FLOCARE INFINITY | 2018-04-10 | 800
NUTRICIA | FLOCARE INFINITY | 2018-04-10 | 800
NUTRICIA | FLOCARE INFINITY | 2018-04-10 | 800
NUTRICIA | FLOCARE INFINITY | 2018-04-10 | 800
NUTRICIA | FLOCARE INFINITY | 2018-04-10 | 800
NUTRICIA | FLOCARE INFINITY | 2018-04-10 | 800
NUTRICIA | FLOCARE INFINITY | 2018-04-10 | 800
NUTRICIA | FLOCARE INFINITY | 2018-04-10 | 800
NUTRICIA | FLOCARE INFINITY | 2018-04-10 | 800
NUTRICIA | FLOCARE INFINITY | 2018-04-10 | 800
NUTRICIA | FLOCARE INFINITY | 2018-04-10 | 800
NUTRICIA | FLOCARE INFINITY | 2018-04-10 | 800
NUTRICIA | FLOCARE INFINITY | 2018-01-25 | 800
FRESENIUS KABI | VOLUMAT MC AGILIA | 2017-05-02 | 400
FRESENIUS KABI | VOLUMAT MC AGILIA | 2017-05-02 | 400
FRESENIUS KABI | VOLUMAT MC AGILIA | 2017-05-02 | 400
FRESENIUS KABI | VOLUMAT MC AGILIA | 2017-05-02 | 400
FRESENIUS KABI | VOLUMAT MC AGILIA | 2017-05-02 | 400
FRESENIUS KABI | INJECTOMAT MC AGILIA | 2016-10-27 | 300
FRESENIUS KABI | INJECTOMAT MC AGILIA | 2016-10-27 | 300
FRESENIUS KABI | INJECTOMAT MC AGILIA | 2016-10-27 | 300
FRESENIUS KABI | INJECTOMAT MC AGILIA | 2016-10-27 | 300
FRESENIUS KABI | INJECTOMAT MC AGILIA | 2016-10-27 | 300
FRESENIUS KABI | INJECTOMAT MC AGILIA | 2016-10-27 | 300
FRESENIUS KABI | INJECTOMAT MC AGILIA | 2016-10-27 | 300
FRESENIUS KABI | INJECTOMAT MC AGILIA | 2016-10-27 | 300
FRESENIUS KABI | INJECTOMAT MC AGILIA | 2016-10-27 | 300
FRESENIUS KABI | INJECTOMAT MC AGILIA | 2016-10-27 | 300
FRESENIUS KABI | INJECTOMAT MC AGILIA | 2016-10-27 | 300
FRESENIUS KABI | INJECTOMAT MC AGILIA | 2016-10-27 | 300
FRESENIUS KABI | INJECTOMAT MC AGILIA | 2016-10-27 | 300
FRESENIUS KABI | INJECTOMAT MC AGILIA | 2016-10-27 | 300
FRESENIUS KABI | INJECTOMAT MC AGILIA | 2016-10-27 | 300
FRESENIUS KABI | INJECTOMAT MC AGILIA | 2016-10-27 | 300
FRESENIUS KABI | INJECTOMAT MC AGILIA | 2016-10-27 | 300
FRESENIUS KABI | INJECTOMAT MC AGILIA | 2016-10-27 | 300
FRESENIUS KABI | INJECTOMAT MC AGILIA | 2016-10-27 | 300
FRESENIUS KABI | INJECTOMAT MC AGILIA | 2016-10-27 | 300
FRESENIUS KABI | INJECTOMAT MC AGILIA | 2016-10-27 | 300
FRESENIUS KABI | INJECTOMAT MC AGILIA | 2016-10-27 | 300
FRESENIUS KABI | INJECTOMAT MC AGILIA | 2016-10-27 | 300
FRESENIUS KABI | INJECTOMAT MC AGILIA | 2016-10-27 | 300
FRESENIUS KABI | INJECTOMAT MC AGILIA | 2016-10-27 | 300
FRESENIUS KABI | INJECTOMAT MC AGILIA | 2016-10-27 | 300
FRESENIUS KABI | INJECTOMAT MC AGILIA | 2016-10-27 | 300
FRESENIUS KABI | INJECTOMAT MC AGILIA | 2016-10-27 | 300
FRESENIUS KABI | INJECTOMAT MC AGILIA | 2016-10-27 | 300
FRESENIUS KABI | INJECTOMAT MC AGILIA | 2016-10-27 | 300
FRESENIUS KABI | INJECTOMAT MC AGILIA | 2016-10-27 | 300
FRESENIUS KABI | INJECTOMAT MC AGILIA | 2016-10-27 | 300
FRESENIUS KABI | INJECTOMAT MC AGILIA | 2016-10-27 | 300
FRESENIUS KABI | INJECTOMAT MC AGILIA | 2016-10-27 | 300
FRESENIUS KABI | INJECTOMAT MC AGILIA | 2016-10-27 | 300
FRESENIUS KABI | INJECTOMAT MC AGILIA | 2016-10-27 | 300
FRESENIUS KABI | INJECTOMAT MC AGILIA | 2016-10-27 | 300
FRESENIUS KABI | INJECTOMAT MC AGILIA | 2016-10-27 | 300
FRESENIUS KABI | INJECTOMAT MC AGILIA | 2016-10-27 | 300
FRESENIUS KABI | INJECTOMAT MC AGILIA | 2016-10-27 | 300
FRESENIUS KABI | INJECTOMAT MC AGILIA | 2016-10-27 | 300
FRESENIUS KABI | INJECTOMAT MC AGILIA | 2016-10-27 | 300
FRESENIUS KABI | INJECTOMAT MC AGILIA | 2016-10-27 | 300
FRESENIUS KABI | INJECTOMAT MC AGILIA | 2016-10-27 | 300
FRESENIUS KABI | INJECTOMAT MC AGILIA | 2016-10-27 | 300
FRESENIUS KABI | INJECTOMAT MC AGILIA | 2016-10-27 | 300
FRESENIUS KABI | INJECTOMAT MC AGILIA | 2016-10-27 | 300
FRESENIUS KABI | INJECTOMAT MC AGILIA | 2016-10-27 | 300
FRESENIUS KABI | INJECTOMAT MC AGILIA | 2016-10-27 | 300
FRESENIUS KABI | INJECTOMAT MC AGILIA | 2016-10-27 | 300
FRESENIUS KABI | INJECTOMAT MC AGILIA | 2016-10-27 | 300
FRESENIUS KABI | INJECTOMAT MC AGILIA | 2016-10-27 | 300
FRESENIUS KABI | INJECTOMAT MC AGILIA | 2016-10-27 | 300
FRESENIUS KABI | INJECTOMAT MC AGILIA | 2016-10-27 | 300
FRESENIUS KABI | INJECTOMAT MC AGILIA | 2016-10-27 | 300
FRESENIUS KABI | INJECTOMAT MC AGILIA | 2016-10-27 | 300
FRESENIUS KABI | INJECTOMAT MC AGILIA | 2016-10-27 | 300
FRESENIUS KABI | INJECTOMAT MC AGILIA | 2016-10-27 | 300
FRESENIUS KABI | INJECTOMAT MC AGILIA | 2016-10-27 | 300
FRESENIUS KABI | INJECTOMAT MC AGILIA | 2016-10-27 | 300
FRESENIUS KABI | INJECTOMAT MC AGILIA | 2016-10-27 | 300
FRESENIUS KABI | INJECTOMAT MC AGILIA | 2016-10-27 | 300
FRESENIUS KABI | INJECTOMAT MC AGILIA | 2016-10-27 | 300
FRESENIUS KABI | INJECTOMAT MC AGILIA | 2016-10-27 | 300
FRESENIUS KABI | INJECTOMAT MC AGILIA | 2016-10-27 | 300
FRESENIUS KABI | INJECTOMAT MC AGILIA | 2016-10-27 | 300
FRESENIUS KABI | INJECTOMAT MC AGILIA | 2016-10-27 | 300
FRESENIUS KABI | INJECTOMAT MC AGILIA | 2016-10-27 | 300
FRESENIUS KABI | INJECTOMAT MC AGILIA | 2016-10-27 | 300
FRESENIUS KABI | INJECTOMAT MC AGILIA | 2016-10-27 | 300
FRESENIUS KABI | INJECTOMAT MC AGILIA | 2016-10-27 | 300
FRESENIUS KABI | INJECTOMAT MC AGILIA | 2016-10-27 | 300
FRESENIUS KABI | INJECTOMAT MC AGILIA | 2016-10-27 | 300
FRESENIUS KABI | INJECTOMAT MC AGILIA | 2016-10-27 | 300
FRESENIUS KABI | INJECTOMAT MC AGILIA | 2016-10-27 | 300
FRESENIUS KABI | INJECTOMAT MC AGILIA | 2016-10-27 | 300
FRESENIUS KABI | INJECTOMAT MC AGILIA | 2016-10-27 | 300
FRESENIUS KABI | INJECTOMAT MC AGILIA | 2016-10-27 | 300
FRESENIUS KABI | INJECTOMAT MC AGILIA | 2016-10-27 | 300
FRESENIUS KABI | INJECTOMAT MC AGILIA | 2016-10-27 | 300
FRESENIUS KABI | INJECTOMAT MC AGILIA | 2016-10-27 | 300
FRESENIUS KABI | INJECTOMAT MC AGILIA | 2016-10-27 | 300
FRESENIUS KABI | INJECTOMAT MC AGILIA | 2016-10-27 | 300
FRESENIUS KABI | INJECTOMAT MC AGILIA | 2016-10-27 | 300
FRESENIUS KABI | INJECTOMAT MC AGILIA | 2016-10-27 | 300
FRESENIUS KABI | INJECTOMAT MC AGILIA | 2016-10-27 | 300
FRESENIUS KABI | INJECTOMAT MC AGILIA | 2016-10-27 | 300
FRESENIUS KABI | INJECTOMAT MC AGILIA | 2016-10-27 | 300
FRESENIUS KABI | INJECTOMAT MC AGILIA | 2016-10-27 | 300
FRESENIUS KABI | INJECTOMAT MC AGILIA | 2016-10-27 | 300
FRESENIUS KABI | INJECTOMAT MC AGILIA | 2016-10-27 | 300
FRESENIUS KABI | INJECTOMAT MC AGILIA | 2016-10-27 | 300
FRESENIUS KABI | INJECTOMAT MC AGILIA | 2016-10-27 | 300
FRESENIUS KABI | INJECTOMAT MC AGILIA | 2016-10-27 | 300
FRESENIUS KABI | INJECTOMAT MC AGILIA | 2016-10-27 | 300
FRESENIUS KABI | INJECTOMAT MC AGILIA | 2016-10-27 | 300
FRESENIUS KABI | INJECTOMAT MC AGILIA | 2016-10-27 | 300
FRESENIUS KABI | INJECTOMAT MC AGILIA | 2016-10-27 | 300
FRESENIUS KABI | INJECTOMAT MC AGILIA | 2016-10-27 | 300
FRESENIUS KABI | INJECTOMAT MC AGILIA | 2016-10-27 | 300
FRESENIUS KABI | INJECTOMAT MC AGILIA | 2016-10-27 | 300
FRESENIUS KABI | INJECTOMAT MC AGILIA | 2016-10-27 | 300
FRESENIUS KABI | INJECTOMAT MC AGILIA | 2016-10-27 | 300
FRESENIUS KABI | INJECTOMAT MC AGILIA | 2016-10-27 | 300
FRESENIUS KABI | INJECTOMAT MC AGILIA | 2016-10-27 | 300
FRESENIUS KABI | INJECTOMAT MC AGILIA | 2016-10-27 | 300
FRESENIUS KABI | INJECTOMAT MC AGILIA | 2016-10-27 | 300
FRESENIUS KABI | INJECTOMAT MC AGILIA | 2016-10-27 | 300
FRESENIUS KABI | INJECTOMAT MC AGILIA | 2016-10-27 | 300
FRESENIUS KABI | INJECTOMAT MC AGILIA | 2016-10-27 | 300
FRESENIUS KABI | INJECTOMAT MC AGILIA | 2016-10-27 | 300
FRESENIUS KABI | INJECTOMAT MC AGILIA | 2016-10-27 | 300
FRESENIUS KABI | INJECTOMAT MC AGILIA | 2016-10-27 | 300
FRESENIUS KABI | INJECTOMAT MC AGILIA | 2016-10-27 | 300
FRESENIUS KABI | INJECTOMAT MC AGILIA | 2016-10-27 | 300
FRESENIUS KABI | INJECTOMAT MC AGILIA | 2016-10-27 | 300
FRESENIUS KABI | INJECTOMAT MC AGILIA | 2016-10-27 | 300
FRESENIUS KABI | INJECTOMAT MC AGILIA | 2016-10-27 | 300
FRESENIUS KABI | INJECTOMAT MC AGILIA | 2016-10-27 | 300
FRESENIUS KABI | INJECTOMAT MC AGILIA | 2016-10-27 | 300
FRESENIUS KABI | INJECTOMAT MC AGILIA | 2016-10-27 | 300
FRESENIUS KABI | INJECTOMAT MC AGILIA | 2016-10-27 | 300
FRESENIUS KABI | INJECTOMAT MC AGILIA | 2016-10-27 | 300
FRESENIUS KABI | INJECTOMAT MC AGILIA | 2016-10-27 | 300
FRESENIUS KABI | INJECTOMAT MC AGILIA | 2016-10-27 | 300
FRESENIUS KABI | INJECTOMAT MC AGILIA | 2016-10-27 | 300
FRESENIUS KABI | INJECTOMAT MC AGILIA | 2016-10-27 | 300
FRESENIUS KABI | INJECTOMAT MC AGILIA | 2016-10-27 | 300
FRESENIUS KABI | INJECTOMAT MC AGILIA | 2016-10-27 | 300
FRESENIUS KABI | INJECTOMAT MC AGILIA | 2016-10-27 | 300
FRESENIUS KABI | INJECTOMAT MC AGILIA | 2016-10-27 | 300
FRESENIUS KABI | INJECTOMAT MC AGILIA | 2016-10-27 | 300
FRESENIUS KABI | INJECTOMAT MC AGILIA | 2016-10-27 | 300
FRESENIUS KABI | INJECTOMAT MC AGILIA | 2016-10-27 | 300
FRESENIUS KABI | INJECTOMAT MC AGILIA | 2016-10-27 | 300
FRESENIUS KABI | INJECTOMAT MC AGILIA | 2016-10-27 | 300
FRESENIUS KABI | INJECTOMAT MC AGILIA | 2016-10-27 | 300
FRESENIUS KABI | INJECTOMAT MC AGILIA | 2016-10-27 | 300
FRESENIUS KABI | INJECTOMAT MC AGILIA | 2016-10-27 | 300
FRESENIUS KABI | INJECTOMAT MC AGILIA | 2016-10-27 | 300
FRESENIUS KABI | INJECTOMAT MC AGILIA | 2016-10-27 | 300
FRESENIUS KABI | INJECTOMAT MC AGILIA | 2016-10-27 | 300
FRESENIUS KABI | INJECTOMAT MC AGILIA | 2016-10-27 | 300
FRESENIUS KABI | INJECTOMAT MC AGILIA | 2016-10-27 | 300
FRESENIUS KABI | INJECTOMAT MC AGILIA | 2016-10-27 | 300
FRESENIUS KABI | INJECTOMAT MC AGILIA | 2016-10-27 | 300
FRESENIUS KABI | INJECTOMAT MC AGILIA | 2016-10-27 | 300
FRESENIUS KABI | INJECTOMAT MC AGILIA | 2016-10-27 | 300
FRESENIUS KABI | INJECTOMAT MC AGILIA | 2016-10-27 | 300
FRESENIUS KABI | INJECTOMAT MC AGILIA | 2016-10-27 | 300
FRESENIUS KABI | INJECTOMAT MC AGILIA | 2016-10-27 | 300
FRESENIUS KABI | INJECTOMAT MC AGILIA | 2016-10-27 | 300
FRESENIUS KABI | INJECTOMAT MC AGILIA | 2016-10-27 | 300
FRESENIUS KABI | INJECTOMAT MC AGILIA | 2016-10-27 | 300
FRESENIUS KABI | INJECTOMAT MC AGILIA | 2016-10-27 | 300
FRESENIUS KABI | INJECTOMAT MC AGILIA | 2016-10-27 | 300
FRESENIUS KABI | INJECTOMAT MC AGILIA | 2016-10-27 | 300
FRESENIUS KABI | INJECTOMAT MC AGILIA | 2016-10-27 | 300
FRESENIUS KABI | INJECTOMAT MC AGILIA | 2016-10-27 | 300
FRESENIUS KABI | INJECTOMAT MC AGILIA | 2016-10-27 | 300
FRESENIUS KABI | INJECTOMAT MC AGILIA | 2016-10-27 | 300
FRESENIUS KABI | INJECTOMAT MC AGILIA | 2016-10-27 | 300
FRESENIUS KABI | INJECTOMAT MC AGILIA | 2016-10-27 | 300
FRESENIUS KABI | INJECTOMAT MC AGILIA | 2016-10-27 | 300
FRESENIUS KABI | INJECTOMAT MC AGILIA | 2016-10-27 | 300
FRESENIUS KABI | INJECTOMAT MC AGILIA | 2016-10-27 | 300
FRESENIUS KABI | INJECTOMAT MC AGILIA | 2016-10-27 | 300
FRESENIUS KABI | INJECTOMAT MC AGILIA | 2016-10-27 | 300
FRESENIUS KABI | INJECTOMAT MC AGILIA | 2016-10-27 | 300
FRESENIUS KABI | INJECTOMAT MC AGILIA | 2016-10-27 | 300
FRESENIUS KABI | INJECTOMAT MC AGILIA | 2016-10-27 | 300
FRESENIUS KABI | INJECTOMAT MC AGILIA | 2016-10-27 | 300
FRESENIUS KABI | INJECTOMAT MC AGILIA | 2016-10-27 | 300
FRESENIUS KABI | INJECTOMAT MC AGILIA | 2016-10-27 | 300
FRESENIUS KABI | INJECTOMAT MC AGILIA | 2016-10-27 | 300
FRESENIUS KABI | INJECTOMAT MC AGILIA | 2016-10-27 | 300
FRESENIUS KABI | INJECTOMAT MC AGILIA | 2016-10-27 | 300
FRESENIUS KABI | INJECTOMAT MC AGILIA | 2016-10-27 | 300
FRESENIUS KABI | INJECTOMAT MC AGILIA | 2016-10-27 | 300
FRESENIUS KABI | INJECTOMAT MC AGILIA | 2016-10-27 | 300
FRESENIUS KABI | INJECTOMAT MC AGILIA | 2016-10-27 | 300
FRESENIUS KABI | INJECTOMAT MC AGILIA | 2016-10-27 | 300
FRESENIUS KABI | INJECTOMAT MC AGILIA | 2016-10-27 | 300
FRESENIUS KABI | INJECTOMAT MC AGILIA | 2016-10-27 | 300
FRESENIUS KABI | INJECTOMAT MC AGILIA | 2016-10-27 | 300
FRESENIUS KABI | INJECTOMAT MC AGILIA | 2016-10-27 | 300
FRESENIUS KABI | INJECTOMAT MC AGILIA | 2016-10-27 | 300
FRESENIUS KABI | INJECTOMAT MC AGILIA | 2016-10-27 | 300
FRESENIUS KABI | INJECTOMAT MC AGILIA | 2016-10-27 | 300
FRESENIUS KABI | INJECTOMAT MC AGILIA | 2016-10-27 | 300
FRESENIUS KABI | INJECTOMAT MC AGILIA | 2016-10-27 | 300
FRESENIUS KABI | INJECTOMAT MC AGILIA | 2016-10-27 | 300
FRESENIUS KABI | INJECTOMAT MC AGILIA | 2016-10-27 | 300
FRESENIUS KABI | INJECTOMAT MC AGILIA | 2016-10-27 | 300
FRESENIUS KABI | INJECTOMAT MC AGILIA | 2016-10-27 | 300
FRESENIUS KABI | INJECTOMAT MC AGILIA | 2016-10-27 | 300
FRESENIUS KABI | INJECTOMAT MC AGILIA | 2016-10-27 | 300
FRESENIUS KABI | INJECTOMAT MC AGILIA | 2016-10-27 | 300
FRESENIUS KABI | INJECTOMAT MC AGILIA | 2016-10-27 | 300
FRESENIUS KABI | INJECTOMAT MC AGILIA | 2016-10-27 | 300
FRESENIUS KABI | INJECTOMAT MC AGILIA | 2016-10-27 | 300
FRESENIUS KABI | INJECTOMAT MC AGILIA | 2016-10-27 | 300
FRESENIUS KABI | INJECTOMAT MC AGILIA | 2016-10-27 | 300
FRESENIUS KABI | INJECTOMAT MC AGILIA | 2016-10-27 | 300
FRESENIUS KABI | VOLUMAT MC AGILIA | 2016-10-27 | 300
FRESENIUS KABI | VOLUMAT MC AGILIA | 2016-10-27 | 300
FRESENIUS KABI | VOLUMAT MC AGILIA | 2016-10-27 | 300
FRESENIUS KABI | VOLUMAT MC AGILIA | 2016-10-27 | 300
FRESENIUS KABI | VOLUMAT MC AGILIA | 2016-10-27 | 300
FRESENIUS KABI | VOLUMAT MC AGILIA | 2016-10-27 | 300
FRESENIUS KABI | VOLUMAT MC AGILIA | 2016-10-27 | 300
FRESENIUS KABI | VOLUMAT MC AGILIA | 2016-10-27 | 300
FRESENIUS KABI | VOLUMAT MC AGILIA | 2016-10-27 | 300
FRESENIUS KABI | VOLUMAT MC AGILIA | 2016-10-27 | 300
FRESENIUS KABI | VOLUMAT MC AGILIA | 2016-10-27 | 300
FRESENIUS KABI | VOLUMAT MC AGILIA | 2016-10-27 | 300
FRESENIUS KABI | VOLUMAT MC AGILIA | 2016-10-27 | 300
FRESENIUS KABI | VOLUMAT MC AGILIA | 2016-10-27 | 300
FRESENIUS KABI | VOLUMAT MC AGILIA | 2016-10-27 | 300
FRESENIUS KABI | VOLUMAT MC AGILIA | 2016-10-27 | 300
FRESENIUS KABI | VOLUMAT MC AGILIA | 2016-10-27 | 300
FRESENIUS KABI | VOLUMAT MC AGILIA | 2016-10-27 | 300
FRESENIUS KABI | VOLUMAT MC AGILIA | 2016-10-27 | 300
FRESENIUS KABI | VOLUMAT MC AGILIA | 2016-10-27 | 300
FRESENIUS KABI | VOLUMAT MC AGILIA | 2016-10-27 | 300
FRESENIUS KABI | VOLUMAT MC AGILIA | 2016-10-27 | 300
FRESENIUS KABI | VOLUMAT MC AGILIA | 2016-10-27 | 300
FRESENIUS KABI | VOLUMAT MC AGILIA | 2016-10-27 | 300
FRESENIUS KABI | VOLUMAT MC AGILIA | 2016-10-27 | 300
FRESENIUS KABI | VOLUMAT MC AGILIA | 2016-10-27 | 300
FRESENIUS KABI | VOLUMAT MC AGILIA | 2016-10-27 | 300
FRESENIUS KABI | VOLUMAT MC AGILIA | 2016-10-27 | 300
FRESENIUS KABI | VOLUMAT MC AGILIA | 2016-10-27 | 300
FRESENIUS KABI | VOLUMAT MC AGILIA | 2016-10-27 | 300
FRESENIUS KABI | VOLUMAT MC AGILIA | 2016-10-27 | 300
FRESENIUS KABI | VOLUMAT MC AGILIA | 2016-10-27 | 300
FRESENIUS KABI | VOLUMAT MC AGILIA | 2016-10-27 | 300
FRESENIUS KABI | VOLUMAT MC AGILIA | 2016-10-27 | 300
FRESENIUS KABI | VOLUMAT MC AGILIA | 2016-10-27 | 300
FRESENIUS KABI | VOLUMAT MC AGILIA | 2016-10-27 | 300
FRESENIUS KABI | VOLUMAT MC AGILIA | 2016-10-27 | 300
FRESENIUS KABI | VOLUMAT MC AGILIA | 2016-10-27 | 300
FRESENIUS KABI | VOLUMAT MC AGILIA | 2016-10-27 | 300
FRESENIUS KABI | VOLUMAT MC AGILIA | 2016-10-27 | 300
FRESENIUS KABI | VOLUMAT MC AGILIA | 2016-10-27 | 300
FRESENIUS KABI | VOLUMAT MC AGILIA | 2016-10-27 | 300
FRESENIUS KABI | VOLUMAT MC AGILIA | 2016-10-27 | 300
FRESENIUS KABI | VOLUMAT MC AGILIA | 2016-10-27 | 300
FRESENIUS KABI | VOLUMAT MC AGILIA | 2016-10-27 | 300
FRESENIUS KABI | VOLUMAT MC AGILIA | 2016-10-27 | 300
FRESENIUS KABI | VOLUMAT MC AGILIA | 2016-10-27 | 300
FRESENIUS KABI | VOLUMAT MC AGILIA | 2016-10-27 | 300
FRESENIUS KABI | VOLUMAT MC AGILIA | 2016-10-27 | 300
FRESENIUS KABI | VOLUMAT MC AGILIA | 2016-10-27 | 300
FRESENIUS KABI | VOLUMAT MC AGILIA | 2016-10-27 | 300
FRESENIUS KABI | VOLUMAT MC AGILIA | 2016-10-27 | 300
FRESENIUS KABI | VOLUMAT MC AGILIA | 2016-10-27 | 300
FRESENIUS KABI | VOLUMAT MC AGILIA | 2016-10-27 | 300
FRESENIUS KABI | VOLUMAT MC AGILIA | 2016-10-27 | 300
FRESENIUS KABI | VOLUMAT MC AGILIA | 2016-10-27 | 300
FRESENIUS KABI | VOLUMAT MC AGILIA | 2016-10-27 | 300
FRESENIUS KABI | VOLUMAT MC AGILIA | 2016-10-27 | 300
FRESENIUS KABI | VOLUMAT MC AGILIA | 2016-10-27 | 300
FRESENIUS KABI | VOLUMAT MC AGILIA | 2016-10-27 | 300
FRESENIUS KABI | VOLUMAT MC AGILIA | 2016-10-27 | 300
FRESENIUS KABI | VOLUMAT MC AGILIA | 2016-10-27 | 300
FRESENIUS KABI | VOLUMAT MC AGILIA | 2016-10-27 | 300
FRESENIUS KABI | VOLUMAT MC AGILIA | 2016-10-27 | 300
FRESENIUS KABI | VOLUMAT MC AGILIA | 2016-10-27 | 300
FRESENIUS KABI | VOLUMAT MC AGILIA | 2016-10-27 | 300
FRESENIUS KABI | VOLUMAT MC AGILIA | 2016-10-27 | 300
FRESENIUS KABI | VOLUMAT MC AGILIA | 2016-10-27 | 300
FRESENIUS KABI | VOLUMAT MC AGILIA | 2016-10-27 | 300
FRESENIUS KABI | VOLUMAT MC AGILIA | 2016-10-27 | 300
FRESENIUS KABI | VOLUMAT MC AGILIA | 2016-10-27 | 300
FRESENIUS KABI | VOLUMAT MC AGILIA | 2016-10-27 | 300
FRESENIUS KABI | VOLUMAT MC AGILIA | 2016-10-27 | 300
FRESENIUS KABI | VOLUMAT MC AGILIA | 2016-10-27 | 300
FRESENIUS KABI | VOLUMAT MC AGILIA | 2016-10-27 | 300
FRESENIUS KABI | VOLUMAT MC AGILIA | 2016-10-27 | 300
FRESENIUS KABI | VOLUMAT MC AGILIA | 2016-10-27 | 300
FRESENIUS KABI | VOLUMAT MC AGILIA | 2016-10-27 | 300
FRESENIUS KABI | VOLUMAT MC AGILIA | 2016-10-27 | 300
FRESENIUS KABI | VOLUMAT MC AGILIA | 2016-10-27 | 300
FRESENIUS KABI | VOLUMAT MC AGILIA | 2016-10-27 | 300
FRESENIUS KABI | VOLUMAT MC AGILIA | 2016-10-27 | 300
FRESENIUS KABI | VOLUMAT MC AGILIA | 2016-10-27 | 300
FRESENIUS KABI | VOLUMAT MC AGILIA | 2016-10-27 | 300
FRESENIUS KABI | VOLUMAT MC AGILIA | 2016-10-27 | 300
FRESENIUS KABI | VOLUMAT MC AGILIA | 2016-10-27 | 300
FRESENIUS KABI | VOLUMAT MC AGILIA | 2016-10-27 | 300
FRESENIUS KABI | VOLUMAT MC AGILIA | 2016-10-27 | 300
FRESENIUS KABI | VOLUMAT MC AGILIA | 2016-10-27 | 300
FRESENIUS KABI | VOLUMAT MC AGILIA | 2016-10-27 | 300
FRESENIUS KABI | VOLUMAT MC AGILIA | 2016-10-27 | 300
FRESENIUS KABI | VOLUMAT MC AGILIA | 2016-10-27 | 300
FRESENIUS KABI | VOLUMAT MC AGILIA | 2016-10-27 | 300
FRESENIUS KABI | VOLUMAT MC AGILIA | 2016-10-27 | 300
FRESENIUS KABI | VOLUMAT MC AGILIA | 2016-10-27 | 300
FRESENIUS KABI | VOLUMAT MC AGILIA | 2016-10-27 | 300
FRESENIUS KABI | VOLUMAT MC AGILIA | 2016-10-27 | 300
FRESENIUS KABI | VOLUMAT MC AGILIA | 2016-10-27 | 300
FRESENIUS KABI | VOLUMAT MC AGILIA | 2016-10-27 | 300
FRESENIUS KABI | VOLUMAT MC AGILIA | 2016-10-27 | 300
FRESENIUS KABI | VOLUMAT MC AGILIA | 2016-10-27 | 300
FRESENIUS KABI | VOLUMAT MC AGILIA | 2016-10-27 | 300
FRESENIUS KABI | VOLUMAT MC AGILIA | 2016-10-27 | 300
FRESENIUS KABI | VOLUMAT MC AGILIA | 2016-10-27 | 300
FRESENIUS KABI | VOLUMAT MC AGILIA | 2016-10-27 | 300
FRESENIUS KABI | VOLUMAT MC AGILIA | 2016-10-27 | 300
FRESENIUS KABI | VOLUMAT MC AGILIA | 2016-10-27 | 300
FRESENIUS KABI | VOLUMAT MC AGILIA | 2016-10-27 | 300
FRESENIUS KABI | VOLUMAT MC AGILIA | 2016-10-27 | 300
FRESENIUS KABI | VOLUMAT MC AGILIA | 2016-10-27 | 300
FRESENIUS KABI | VOLUMAT MC AGILIA | 2016-10-27 | 300
FRESENIUS KABI | VOLUMAT MC AGILIA | 2016-10-27 | 300
FRESENIUS KABI | VOLUMAT MC AGILIA | 2016-10-27 | 300
FRESENIUS KABI | VOLUMAT MC AGILIA | 2016-10-27 | 300
FRESENIUS KABI | VOLUMAT MC AGILIA | 2016-10-27 | 300
FRESENIUS KABI | VOLUMAT MC AGILIA | 2016-10-27 | 300
FRESENIUS KABI | VOLUMAT MC AGILIA | 2016-10-27 | 300
FRESENIUS KABI | VOLUMAT MC AGILIA | 2016-10-27 | 300
FRESENIUS KABI | VOLUMAT MC AGILIA | 2016-10-27 | 300
FRESENIUS KABI | VOLUMAT MC AGILIA | 2016-10-27 | 300
FRESENIUS KABI | VOLUMAT MC AGILIA | 2016-10-27 | 300
FRESENIUS KABI | VOLUMAT MC AGILIA | 2016-10-27 | 300
FRESENIUS KABI | VOLUMAT MC AGILIA | 2016-10-27 | 300
FRESENIUS KABI | VOLUMAT MC AGILIA | 2016-10-27 | 300
FRESENIUS KABI | VOLUMAT MC AGILIA | 2016-10-27 | 300
FRESENIUS KABI | VOLUMAT MC AGILIA | 2016-10-27 | 300
FRESENIUS KABI | VOLUMAT MC AGILIA | 2016-10-27 | 300
FRESENIUS KABI | VOLUMAT MC AGILIA | 2016-10-27 | 300
FRESENIUS KABI | VOLUMAT MC AGILIA | 2016-10-27 | 300
FRESENIUS KABI | VOLUMAT MC AGILIA | 2016-10-27 | 300
FRESENIUS KABI | VOLUMAT MC AGILIA | 2016-10-27 | 300
FRESENIUS KABI | VOLUMAT MC AGILIA | 2016-10-27 | 300
FRESENIUS KABI | VOLUMAT MC AGILIA | 2016-10-27 | 300
FRESENIUS KABI | VOLUMAT MC AGILIA | 2016-10-27 | 300
FRESENIUS KABI | VOLUMAT MC AGILIA | 2016-10-27 | 300
FRESENIUS KABI | VOLUMAT MC AGILIA | 2016-10-27 | 300
FRESENIUS KABI | VOLUMAT MC AGILIA | 2016-10-27 | 300
FRESENIUS KABI | VOLUMAT MC AGILIA | 2016-10-27 | 300
FRESENIUS KABI | VOLUMAT MC AGILIA | 2016-10-27 | 300
FRESENIUS KABI | VOLUMAT MC AGILIA | 2016-10-27 | 300
FRESENIUS KABI | VOLUMAT MC AGILIA | 2016-10-27 | 300
FRESENIUS KABI | VOLUMAT MC AGILIA | 2016-10-27 | 300
FRESENIUS KABI | VOLUMAT MC AGILIA | 2016-10-27 | 300
FRESENIUS KABI | VOLUMAT MC AGILIA | 2016-10-27 | 300
FRESENIUS KABI | VOLUMAT MC AGILIA | 2016-10-27 | 300
FRESENIUS KABI | VOLUMAT MC AGILIA | 2016-10-27 | 300
FRESENIUS KABI | VOLUMAT MC AGILIA | 2016-10-27 | 300
FRESENIUS KABI | VOLUMAT MC AGILIA | 2016-10-27 | 300
FRESENIUS KABI | VOLUMAT MC AGILIA | 2016-10-27 | 300
FRESENIUS KABI | VOLUMAT MC AGILIA | 2016-10-27 | 300
FRESENIUS KABI | VOLUMAT MC AGILIA | 2016-10-27 | 300
FRESENIUS KABI | VOLUMAT MC AGILIA | 2016-10-27 | 300
FRESENIUS KABI | VOLUMAT MC AGILIA | 2016-10-27 | 300
FRESENIUS KABI | VOLUMAT MC AGILIA | 2016-10-27 | 300
FRESENIUS KABI | INJECTOMAT MC AGILIA | 2016-10-27 | 300
FRESENIUS KABI | INJECTOMAT MC AGILIA | 2016-10-27 | 300
FRESENIUS KABI | INJECTOMAT MC AGILIA | 2016-10-27 | 300
FRESENIUS KABI | INJECTOMAT MC AGILIA | 2016-10-27 | 300
FRESENIUS KABI | INJECTOMAT MC AGILIA | 2016-10-27 | 300
FRESENIUS KABI | INJECTOMAT MC AGILIA | 2016-10-27 | 300
FRESENIUS KABI | VOLUMAT MC AGILIA | 2016-07-26 | 300
FRESENIUS KABI | VOLUMAT MC AGILIA | 2016-07-26 | 300
FRESENIUS KABI | VOLUMAT MC AGILIA | 2016-07-26 | 300
FRESENIUS KABI | VOLUMAT MC AGILIA | 2016-07-26 | 300
FRESENIUS KABI | VOLUMAT MC AGILIA | 2016-07-26 | 300
FRESENIUS KABI | VOLUMAT MC AGILIA | 2016-07-26 | 300
FRESENIUS KABI | VOLUMAT MC AGILIA | 2016-07-26 | 300
FRESENIUS KABI | VOLUMAT MC AGILIA | 2016-07-26 | 300
FRESENIUS KABI | VOLUMAT MC AGILIA | 2016-07-26 | 300
TELEDYNE | MX300-1 | 2015-11-12 | 346.75
TELEDYNE | MX300-1 | 2015-11-12 | 346.75
TELEDYNE | MX300-1 | 2015-11-12 | 346.75
TELEDYNE | MX300-1 | 2015-11-12 | 346.75
TELEDYNE | MX300-1 | 2015-06-04 | 346.75
TELEDYNE | MX300-1 | 2015-06-04 | 346.75
TELEDYNE | MX300-1 | 2015-06-04 | 346.75
TELEDYNE | MX300-1 | 2014-11-24 | 346.75
TELEDYNE | MX300-1 | 2014-11-24 | 346.75
TELEDYNE | MX300-1 | 2014-11-24 | 346.75
TELEDYNE | MX300-1 | 2014-11-24 | 346.75
TELEDYNE | MX300-1 | 2014-11-24 | 346.75
TELEDYNE | MX300-1 | 2014-11-24 | 346.75
TELEDYNE | MX300-1 | 2014-11-24 | 346.75
TELEDYNE | MX300-1 | 2014-11-24 | 346.75
TELEDYNE | MX300-1 | 2014-11-24 | 346.75
TELEDYNE | MX300-1 | 2014-11-24 | 346.75
TELEDYNE | MX300-1 | 2014-11-24 | 346.75
TELEDYNE | MX300-1 | 2014-11-24 | 346.75
TELEDYNE | MX300-1 | 2014-11-24 | 346.75
TELEDYNE | MX300-1 | 2014-11-24 | 346.75
NUTRICIA | FLOCARE INFINITY | 2012-05-21 | 800
FRESENIUS | PILOTE ENTERAL | 2012-04-27 | 2500
FRESENIUS | PILOTE ENTERAL | 2012-04-27 | 2500
FRESENIUS | PILOTE ENTERAL | 2012-04-27 | 2500
MEMO-INTERN | PMG-BCH/6/MEL | 2005-12-02 | 0
NA | MEMO/GENERAL SUNDRIES | 1999-11-29 | 0
MILLENIUM | CALISTRA N20 | 2016-02-05 | 2000
MILLENIUM | CALISTRA N20 | 2016-02-04 | 2000
MILLENIUM | CALISTRA AUTO O2/N2O | 2014-04-10 | 2000
MILLENIUM | CALISTRA AUTO O2/N2O | 2014-04-10 | 2000
SHIRE | SDX-15 | 2014-04-10 | 1267
LINET UK | ELEGANZA SMART PAED | 2017-10-17 | 1500
LINET UK | TOM 2 | 2016-04-19 | 3000
LINET UK | TOM 2 | 2016-04-19 | 3000
LINET UK | TOM 2 | 2016-04-19 | 3000
LINET UK | TOM 2 | 2016-04-19 | 3000
LINET UK | TOM 2 | 2016-04-19 | 3000
LINET UK | TOM 2 | 2016-04-19 | 3000
LINET UK | TOM 2 | 2016-04-19 | 3000
LINET UK | TOM 2 | 2016-04-19 | 3000
LINET UK | TOM 2 | 2016-04-19 | 3000
LINET UK | TOM 2 | 2016-04-19 | 3000
LINET UK | TOM 2 | 2016-04-19 | 3000
LINET UK | TOM 2 | 2016-04-19 | 3000
LINET UK | TOM 2 | 2016-04-19 | 3000
LINET UK | TOM 2 | 2016-04-19 | 3000
LINET UK | TOM 2 | 2016-04-19 | 3000
LINET UK | TOM 2 | 2016-04-19 | 3000
LINET UK | TOM 2 | 2016-04-19 | 3000
LINET UK | TOM 2 | 2016-04-19 | 3000
LINET UK | TOM 2 | 2016-04-19 | 3000
LINET UK | TOM 2 | 2016-04-19 | 3000
HNE | 31300E/LX | 2016-01-28 | 1175
HNE | 31300E/LX | 2016-01-07 | 1175
LINET UK | ELEGANZA 2 | 2015-11-26 | 1503.5
LINET UK | ELEGANZA 2 | 2015-11-26 | 1503.5
LINET UK | ELEGANZA 2 | 2015-11-26 | 1503.5
LINET UK | ELEGANZA 2 | 2015-11-26 | 1503.5
LINET UK | ELEGANZA 2 | 2015-11-26 | 1503.5
HILL-ROM | AVENTGUARD 1600 | 2014-11-27 | 2000
LINET UK | ELEGANZA SMART PAED | 2014-06-20 | 1500
LINET UK | ELEGANZA SMART PAED | 2014-06-20 | 1500
LINET UK | ELEGANZA SMART PAED | 2014-06-20 | 1500
LINET UK | ELEGANZA SMART PAED | 2014-06-20 | 1500
LINET UK | ELEGANZA SMART PAED | 2014-05-01 | 1500
LINET UK | ELEGANZA SMART PAED | 2014-05-01 | 1500
LINET UK | ELEGANZA SMART PAED | 2014-05-01 | 1500
LINET UK | ELEGANZA SMART PAED | 2014-05-01 | 1500
LINET UK | ELEGANZA SMART PAED | 2014-05-01 | 1500
LINET UK | ELEGANZA SMART PAED | 2014-05-01 | 1500
LINET UK | ELEGANZA SMART PAED | 2014-05-01 | 1500
LINET UK | ELEGANZA SMART PAED | 2014-05-01 | 1400
HNE | 31300E/LX | 2014-04-30 | 1175
HNE | 31300E/LX | 2013-12-12 | 1175
HNE | 31300E/LX | 2013-09-12 | 1175
LINET UK | ELEGANZA SMART PAED | 2012-05-14 | 1400
LINET UK | ELEGANZA SMART PAED | 2012-05-14 | 1400
LINET UK | ELEGANZA SMART PAED | 2012-05-14 | 1400
LINET UK | ELEGANZA SMART PAED | 2012-05-14 | 1400
LINET UK | ELEGANZA SMART PAED | 2012-05-14 | 1400
LINET UK | ELEGANZA SMART PAED | 2012-05-14 | 1400
LINET UK | ELEGANZA SMART PAED | 2012-05-14 | 1400
LINET UK | ELEGANZA SMART PAED | 2012-05-14 | 1400
LINET UK | ELEGANZA SMART PAED | 2012-05-14 | 1400
LINET UK | ELEGANZA SMART PAED | 2012-05-14 | 1400
LINET UK | ELEGANZA SMART PAED | 2012-05-14 | 1400
LINET UK | ELEGANZA SMART PAED | 2012-05-14 | 1400
LINET UK | ELEGANZA SMART PAED | 2012-05-14 | 1400
LINET UK | ELEGANZA SMART PAED | 2012-05-14 | 1400
LINET UK | ELEGANZA SMART PAED | 2012-05-14 | 1400
LINET UK | ELEGANZA SMART PAED | 2012-05-14 | 1400
LINET UK | ELEGANZA SMART PAED | 2012-05-14 | 1400
LINET UK | ELEGANZA SMART PAED | 2012-05-14 | 1400
LINET UK | ELEGANZA SMART PAED | 2012-05-14 | 1400
LINET UK | ELEGANZA SMART PAED | 2012-05-14 | 1400
LINET UK | ELEGANZA SMART PAED | 2012-05-14 | 1400
LINET UK | ELEGANZA SMART PAED | 2012-05-14 | 1400
LINET UK | ELEGANZA SMART PAED | 2012-05-14 | 1400
LINET UK | ELEGANZA SMART PAED | 2012-05-14 | 1400
LINET UK | ELEGANZA SMART PAED | 2012-05-14 | 1400
LINET UK | ELEGANZA SMART PAED | 2012-05-14 | 1400
LINET UK | ELEGANZA SMART PAED | 2012-05-14 | 1400
LINET UK | ELEGANZA SMART PAED | 2012-05-14 | 1400
LINET UK | ELEGANZA SMART PAED | 2012-05-14 | 1400
LINET UK | ELEGANZA SMART PAED | 2012-05-14 | 1400
LINET UK | ELEGANZA SMART PAED | 2012-05-14 | 1400
LINET UK | ELEGANZA SMART PAED | 2012-05-14 | 1400
LINET UK | ELEGANZA SMART PAED | 2012-05-14 | 1400
LINET UK | ELEGANZA SMART PAED | 2012-05-14 | 1400
LINET UK | ELEGANZA SMART PAED | 2012-05-14 | 1400
LINET UK | ELEGANZA SMART PAED | 2012-05-14 | 1400
LINET UK | ELEGANZA SMART PAED | 2012-05-14 | 1400
LINET UK | ELEGANZA SMART PAED | 2012-05-14 | 1400
LINET UK | ELEGANZA SMART PAED | 2012-05-14 | 1400
LINET UK | ELEGANZA SMART PAED | 2012-05-14 | 1400
LINET UK | ELEGANZA SMART PAED | 2012-05-14 | 1400
LINET UK | ELEGANZA SMART PAED | 2012-05-14 | 1400
LINET UK | ELEGANZA SMART PAED | 2012-05-14 | 1400
LINET UK | ELEGANZA SMART PAED | 2012-05-14 | 1400
LINET UK | ELEGANZA SMART PAED | 2012-05-14 | 1400
LINET UK | ELEGANZA SMART PAED | 2012-05-14 | 1400
LINET UK | ELEGANZA SMART PAED | 2012-05-14 | 1400
LINET UK | ELEGANZA SMART PAED | 2012-05-14 | 1400
LINET UK | ELEGANZA SMART PAED | 2012-05-14 | 1400
LINET UK | ELEGANZA SMART PAED | 2012-05-14 | 1400
LINET UK | ELEGANZA SMART PAED | 2012-05-14 | 1400
LINET UK | ELEGANZA SMART PAED | 2012-05-14 | 1400
LINET UK | ELEGANZA SMART PAED | 2012-05-14 | 1400
LINET UK | ELEGANZA SMART PAED | 2012-05-14 | 1400
LINET UK | ELEGANZA SMART PAED | 2012-05-14 | 1400
LINET UK | ELEGANZA SMART PAED | 2012-05-14 | 1400
LINET UK | ELEGANZA SMART PAED | 2012-05-14 | 1400
LINET UK | ELEGANZA SMART PAED | 2012-05-14 | 1400
LINET UK | ELEGANZA SMART PAED | 2012-05-14 | 1400
LINET UK | ELEGANZA SMART PAED | 2012-05-14 | 1400
LINET UK | ELEGANZA SMART PAED | 2012-05-14 | 1400
LINET UK | ELEGANZA SMART PAED | 2012-05-14 | 1400
LINET UK | ELEGANZA SMART PAED | 2012-05-14 | 1400
LINET UK | ELEGANZA SMART PAED | 2012-05-14 | 1400
LINET UK | ELEGANZA SMART PAED | 2012-05-14 | 1400
LINET UK | ELEGANZA SMART PAED | 2012-05-14 | 1400
LINET UK | ELEGANZA SMART PAED | 2012-05-14 | 1400
LINET UK | ELEGANZA SMART PAED | 2012-05-14 | 1400
LINET UK | ELEGANZA SMART PAED | 2012-05-14 | 1400
LINET UK | ELEGANZA SMART PAED | 2012-05-14 | 1400
LINET UK | ELEGANZA SMART PAED | 2012-05-14 | 1400
LINET UK | ELEGANZA SMART PAED | 2012-05-14 | 1400
LINET UK | ELEGANZA SMART PAED | 2012-05-14 | 1400
LINET UK | ELEGANZA SMART PAED | 2012-05-14 | 375
LINET UK | ELEGANZA SMART PAED | 2012-05-14 | 1400
LINET UK | ELEGANZA SMART PAED | 2012-05-14 | 375
LINET UK | ELEGANZA SMART PAED | 2012-05-14 | 375
LINET UK | ELEGANZA SMART PAED | 2012-05-14 | 1400
LINET UK | ELEGANZA SMART PAED | 2012-05-14 | 1400
LINET UK | ELEGANZA SMART PAED | 2012-05-14 | 1400
LINET UK | ELEGANZA SMART PAED | 2012-05-14 | 1400
LINET UK | ELEGANZA SMART PAED | 2012-05-14 | 1400
LINET UK | ELEGANZA SMART PAED | 2012-05-14 | 1400
LINET UK | ELEGANZA SMART PAED | 2012-05-14 | 1400
LINET UK | ELEGANZA SMART PAED | 2012-05-14 | 1400
LINET UK | ELEGANZA SMART PAED | 2012-05-14 | 1400
LINET UK | ELEGANZA SMART PAED | 2012-05-14 | 1400
LINET UK | ELEGANZA SMART PAED | 2012-05-14 | 1400
LINET UK | ELEGANZA SMART PAED | 2012-05-14 | 1400
LINET UK | ELEGANZA SMART PAED | 2012-05-14 | 1400
LINET UK | ELEGANZA SMART PAED | 2012-05-14 | 1400
LINET UK | ELEGANZA SMART PAED | 2012-05-14 | 1400
LINET UK | ELEGANZA SMART PAED | 2012-05-14 | 1400
LINET UK | ELEGANZA SMART PAED | 2012-05-14 | 1400
LINET UK | ELEGANZA SMART PAED | 2012-05-14 | 1400
LINET UK | ELEGANZA SMART PAED | 2012-05-14 | 1400
LINET UK | ELEGANZA SMART PAED | 2012-05-14 | 1400
LINET UK | ELEGANZA SMART PAED | 2012-05-14 | 1400
LINET UK | ELEGANZA SMART PAED | 2012-05-14 | 1400
LINET UK | ELEGANZA SMART PAED | 2012-05-14 | 1400
LINET UK | ELEGANZA SMART PAED | 2012-05-14 | 1400
LINET UK | ELEGANZA SMART PAED | 2012-05-14 | 1400
LINET UK | ELEGANZA SMART PAED | 2012-05-14 | 1400
LINET UK | ELEGANZA SMART PAED | 2012-05-14 | 1400
LINET UK | ELEGANZA SMART PAED | 2012-05-14 | 1400
LINET UK | ELEGANZA SMART PAED | 2012-05-14 | 1400
LINET UK | ELEGANZA SMART PAED | 2012-05-14 | 1400
LINET UK | ELEGANZA SMART PAED | 2012-05-14 | 1400
LINET UK | ELEGANZA SMART PAED | 2012-05-14 | 1400
LINET UK | ELEGANZA SMART PAED | 2012-05-14 | 1400
LINET UK | ELEGANZA SMART PAED | 2012-05-14 | 1400
LINET UK | ELEGANZA SMART PAED | 2012-05-14 | 1400
LINET UK | ELEGANZA SMART PAED | 2012-05-14 | 1400
LINET UK | ELEGANZA SMART PAED | 2012-05-14 | 1400
LINET UK | ELEGANZA SMART PAED | 2012-05-14 | 1400
LINET UK | ELEGANZA SMART PAED | 2012-05-14 | 1400
LINET UK | ELEGANZA SMART PAED | 2012-05-14 | 1400
LINET UK | ELEGANZA SMART PAED | 2012-05-14 | 1400
LINET UK | ELEGANZA SMART PAED | 2012-04-16 | 1400
LINET UK | ELEGANZA STANDARD(1) | 2008-03-31 | 1800
LINET UK | ELEGANZA STANDARD(1) | 2008-03-31 | 1800
THERAPY EQUIPMENT | DOUBLE SUCTION | 2008-03-28 | 384
THERAPY EQUIPMENT | DOUBLE SUCTION | 2008-03-28 | 384
THERAPY EQUIPMENT | DOUBLE SUCTION | 2008-03-28 | 384
THERAPY EQUIPMENT | DOUBLE SUCTION | 2008-03-28 | 384
HNE | 31300E/LX | 2001-04-19 | 1175
HNE | 31300E/LX | 2001-04-19 | 1175
HNE | 31300E/LX | 2001-04-19 | 1175
HNE | 31300E/LX | 2001-04-19 | 1175
HNE | 31300E/LX | 2001-04-19 | 1175
HNE | 31300E/LX | 2001-04-19 | 1175
HNE | 31300E/LX | 2001-04-19 | 1175
HNE | 31300E/LX | 2001-04-19 | 1175
HNE | 31300E/LX | 2001-04-19 | 1175
HNE | 31300E/LX | 2001-04-19 | 1175
HNE | 31300E/LX | 2001-04-19 | 1175
HNE | 31300E/LX | 2001-04-19 | 1175
HNE | 31300E/LX | 2001-04-19 | 1175
HNE | 31300E/LX | 2001-04-19 | 1175
HNE | 31300E/LX | 2001-04-19 | 1175
HNE | 31300E/LX | 2001-04-19 | 1175
HNE | 31300E/LX | 2001-04-19 | 1175
HNE | 31300E/LX | 2001-04-19 | 1175
HNE | 31300E/LX | 2001-04-19 | 1175
HNE | 31300E/LX | 2001-04-19 | 1175
HNE | 31300E/LX | 2001-04-19 | 1175
HNE | 31300E/LX | 2001-04-19 | 1175
HNE | 31300E/LX | 2001-04-19 | 1175
HNE | 31300E/LX | 2001-04-19 | 1175
HNE | 31300E/LX | 2001-04-19 | 1175
HNE | 31300E/LX | 2001-04-19 | 1175
HNE | 31300E/LX | 2001-04-19 | 1175
HNE | 31300E/LX | 2001-04-19 | 1175
HNE | 31300E/LX | 2001-04-19 | 1175
HNE | 31300E/LX | 2001-04-19 | 1175
HNE | 31300E/LX | 2001-04-19 | 1175
HNE | C881S/R/2P.CONTOURA | 2001-04-19 | 2768
HNE | C881S/R/2P.CONTOURA | 2001-04-19 | 2768
HNE | 31300E/LX | 2001-04-19 | 1175
HNE | 31300E/LX | 2001-04-19 | 1175
HNE | 25000E/L PD 75X | 2001-04-19 | 1222
HNE | 31300E/LX | 2001-04-19 | 1175
HNE | 31300E/LX | 2001-04-19 | 1175
HNE | 31300E/LX | 2001-04-19 | 1175
HNE | 31300E/LX | 2001-04-19 | 1175
HNE | 31300E/LX | 2001-04-19 | 1175
HNE | 31300E/LX | 2001-04-19 | 1175
NA | MEMO/GENERAL SUNDRIES | 2001-01-01 | 0
MEMO-INTERN | PMG-BCH-5-HDU-DUAL-B | 2016-10-28 | 0
MEMO-INTERN | PMG-BCH-5-HDU-DUAL-A | 2016-10-28 | 0
SHIRE | SA-6 | 2016-10-28 | 350
SHIRE | SA-6 | 2016-10-28 | 350
SHIRE | SA-6 | 2016-10-28 | 350
SHIRE | SA-6 | 2016-07-27 | 350
SHIRE | SAX-6 | 2013-06-03 | 400
SHIRE | SAX-6 | 2013-06-03 | 400
SHIRE | SAX-6 | 2013-06-03 | 400
SHIRE | SAX-6 | 2013-06-03 | 400
SHIRE | SAX-6 | 2013-06-03 | 400
GE LIMITED | M5SC-D | 2021-10-15 | 4224.5
GE LIMITED | 4Vc-D | 2021-01-28 | 18000
GE LIMITED | 12S-D | 2019-10-22 | 5000
GE LIMITED | 9T-RS | 2019-10-22 | 15000
GE LIMITED | 9T-RS | 2019-10-22 | 15000
GE LIMITED | VIVID E95 | 2019-10-15 | 70000
GE LIMITED | M5SC-D | 2019-10-15 | 5000
GE LIMITED | P2D | 2019-10-15 | 5000
GE LIMITED | 6S-D | 2019-10-10 | 5000
PHILIPS LTD | S12-4 | 2018-01-23 | 5000
PHILIPS LTD | S8-3T | 2017-09-15 | 15000
GE LIMITED | 9T-RS | 2017-07-19 | 15000
PHILIPS LTD | EPIQ CVx | 2017-01-03 | 129320
PHILIPS LTD | S8-3 | 2017-01-03 | 6000
PHILIPS LTD | S5-1 | 2017-01-03 | 5000
PHILIPS LTD | S12-4 | 2017-01-03 | 5000
PHILIPS LTD | X5-1 | 2017-01-03 | 5000
PHILIPS LTD | X7-2T | 2017-01-03 | 26000
PHILIPS LTD | S7-3T | 2017-01-03 | 10000
GE LIMITED | 12S-D | 2015-10-05 | 5000
GE LIMITED | 2417094 | 2015-03-30 | 250
GE LIMITED | VIVID E9 | 2015-03-25 | 102054
GE LIMITED | M5SC-D | 2015-03-25 | 5000
GE LIMITED | 4V-D | 2015-03-25 | 20000
GE LIMITED | 12S-D | 2015-03-25 | 5000
GE LIMITED | P2D | 2015-03-25 | 2000
GE LIMITED | 2417094 | 2015-03-25 | 250
GE LIMITED | 2417094 | 2015-03-25 | 250
PHILIPS LTD | X7-2 | 2014-12-11 | 5000
GE LIMITED | 9T-RS | 2014-07-11 | 12654
GE LIMITED | 6VT-D | 2014-05-21 | 20000
GE LIMITED | VIVID E9 | 2014-04-01 | 133000
GE LIMITED | 12S-D | 2014-04-01 | 5000
GE LIMITED | P2D | 2014-04-01 | 2000
GE LIMITED | 6S-D | 2014-04-01 | 5000
GE LIMITED | 6S | 2013-06-03 | 5000
GE LIMITED | M4S | 2013-06-03 | 5000
PHILIPS LTD | S5-1 | 2012-11-23 | 5000
SMART LTD | KT1060/EE | 2012-05-28 | 5425
GE LIMITED | VIVID E9 | 2012-01-03 | 104244.01
GE LIMITED | 4V-D | 2012-01-03 | 20000
GE LIMITED | 12S-D | 2012-01-03 | 5000
GE LIMITED | 6S-D | 2012-01-03 | 5000
PHILIPS LTD | S5-1 | 2012-01-03 | 5000
PHILIPS LTD | S8-3 | 2011-07-20 | 6000
PHILIPS LTD | S4 | 2010-11-22 | 5000
PHILIPS LTD | S8 | 2010-11-22 | 4000
PHILIPS LTD | S12 | 2010-11-22 | 4000
PHILIPS LTD | D1914C | 2010-11-22 | 2000
SONY | UP-D897 | 2008-03-28 | 1000
PLINTH 2000 | 503E | 2004-08-04 | 800
THERAPY EQUIPMENT | DIAMOND RANGE HIGH | 2004-05-13 | 139
G.E. U/SOUND | KN100010 | 2002-12-20 | 26000
SPACELABS | TMX425 | 2002-06-12 | 7000
PLINTH 2000 | 503E | 2001-04-20 | 800
BRAUN | PRO 6000 | 2022-07-01 | 149
ARJO HUNTLEIGH | RHAPSODY | 2022-06-30 | 1500
BRAUN | PRO 6000 | 2022-05-27 | 149
BRAUN | PRO 6000 | 2021-12-15 | 149
BRAUN | PRO 6000 | 2021-12-15 | 149
BRAUN | PRO 6000 | 2021-12-07 | 149
BRAUN | PRO 6000 | 2021-12-07 | 149
WELCH ALLYN | PRO 6000 CONNEX | 2021-07-21 | 179
BRAUN | PRO 6000 | 2021-02-26 | 149
WELCH ALLYN | 75CE CONNEX | 2020-07-01 | 1794
WELCH ALLYN | 75CE CONNEX | 2020-07-01 | 1794
WELCH ALLYN | PRO 6000 CONNEX | 2020-07-01 | 130
WELCH ALLYN | 767-01S | 2020-01-22 | 120
ULTRASOUND TECHNOLOGIES LTD | PD1 | 2020-01-22 | 195
F & P | MR810 | 2019-11-01 | 697
F & P | MR810 | 2019-11-01 | 697
F & P | MR810 | 2019-11-01 | 697
F & P | AIRVO 2 | 2017-11-20 | 2000
THERAPY EQUIPMENT | 7777 | 2017-08-01 | 384
LIKO | VIKING XL | 2017-01-16 | 5130
PHYSIO CONTROL | LIFEPAK 20E | 2015-11-24 | 4741.2
ABBOTT LABS | FREESTYLE PRECISION PRO | 2015-06-16 | 1000
ABBOTT LABS | FREESTYLE PRECISION PRO | 2015-06-16 | 1000
ABBOTT LABS | FREESTYLE PRECISION PRO | 2015-06-16 | 1000
ABBOTT LABS | FREESTYLE PRECISION PRO | 2015-06-16 | 1000
ABBOTT LABS | FREESTYLE PRECISION PRO | 2015-06-16 | 1000
REVAL | 5469 | 2014-12-15 | 300
ARJO HUNTLEIGH | CARENDO BIB2002-01 | 2014-12-04 | 2778
WELCH ALLYN | SPOT 420(NBP/SPO2) | 2014-10-16 | 2000
BRAUN | PRO 4000 | 2014-04-07 | 50
BRAUN | PRO 4000 | 2014-04-07 | 50
BRAUN | PRO 4000 | 2014-04-07 | 50
TERAOKA | DS-502 | 2013-09-17 | 100
MORTARA INST | ELI 150 | 2013-08-21 | 3000
SWIFTAIR | SWIFTAIR ST2000 | 2013-07-11 | 2500
SHIRE | AREA ALARM | 2013-03-21 | 350
SWIFTAIR | SWIFTAIR ST2000 | 2013-01-30 | 2500
SWIFTAIR | SWIFTAIR ST2000 | 2013-01-30 | 2500
SWIFTAIR | SWIFTAIR ST2000 | 2013-01-30 | 2500
WELCH ALLYN | 767 DIAGNOSTIC SYSTEM | 2013-01-21 | 455
PHILIPS LTD | M8002A | 2012-08-08 | 7488.65
PHILIPS LTD | M3001A | 2012-08-08 | 2810
PHILIPS LTD | M8002A | 2012-08-08 | 7488.65
PHILIPS LTD | M3001A | 2012-08-08 | 2810
PHILIPS LTD | M8002A | 2012-08-08 | 7488.65
PHILIPS LTD | M8002A | 2012-08-08 | 7488.65
PHILIPS LTD | M3001A | 2012-08-08 | 2810
PHILIPS LTD | M8002A | 2012-08-08 | 7488.65
PHILIPS LTD | M3001A | 2012-08-08 | 2810
PHILIPS LTD | M8002A | 2012-08-08 | 7488.65
PHILIPS LTD | M3001A | 2012-08-08 | 2810
PHILIPS LTD | M8002A | 2012-08-08 | 7488.65
PHILIPS LTD | M3001A | 2012-08-08 | 2810
PHILIPS LTD | M8002A | 2012-08-08 | 7488.65
PHILIPS LTD | M3001A | 2012-08-08 | 2810
PHILIPS LTD | M8002A | 2012-08-08 | 7488.65
PHILIPS LTD | M3001A | 2012-08-08 | 2810
PHILIPS LTD | M8002A | 2012-08-08 | 7488.65
PHILIPS LTD | M3001A | 2012-08-08 | 2810
PHILIPS LTD | M8002A | 2012-08-08 | 7488.65
PHILIPS LTD | M3001A | 2012-08-08 | 2810
PHILIPS LTD | M8002A | 2012-08-08 | 7488.65
PHILIPS LTD | M3001A | 2012-08-08 | 2810
PHILIPS LTD | M8002A | 2012-08-08 | 7488.65
PHILIPS LTD | M3001A | 2012-08-08 | 2810
SECA | 799 | 2012-03-13 | 300
NELLCOR | OXIMAX N-65 | 2011-06-24 | 600
NELLCOR | OXIMAX N-65 | 2011-06-24 | 600
RADIOMETER | TOSCA 500 | 2009-12-04 | 7475
RADIOMETER | TOSCA 500 | 2009-12-04 | 7475
NELLCOR | OXIMAX N-65 | 2009-07-29 | 600
WELCH ALLYN | DURASHOCK | 2009-03-03 | 30
NOVAMEDIX | AV IMPULSE SYSTEM | 2008-04-28 | 125
DATEX-OHMEDA | 15 | 2008-01-21 | 162.15
DATEX-OHMEDA | 15 | 2006-05-25 | 162.15
THERAPY EQUIPMENT | DIAMOND RANGE HIGH | 2006-05-03 | 139
THERAPY EQUIPMENT | DIAMOND RANGE HIGH | 2006-02-13 | 139
CRITIKON | PROCARE 400 | 2005-12-01 | 2400
PAUL RITZAU | PARI SINUS | 2005-08-25 | 250
SECA | 959 | 2005-01-18 | 1000
GE LIMITED | PRO300V2 | 2004-12-30 | 2400
GE LIMITED | PRO300V2 | 2004-12-30 | 2400
GE LIMITED | PRO300V2 | 2004-12-30 | 2400
PHILIPS LTD | M3001A | 2004-10-27 | 2810
CRITIKON | PROCARE 100 | 2004-08-26 | 1600
LAERDAL | LSU-2 | 2004-03-31 | 680
PHILIPS LTD | M1771A | 2004-03-01 | 4000
THERAPY EQUIPMENT | ENTONOX | 2004-02-24 | 330
THERAPY EQUIPMENT | THORACIC | 2003-03-05 | 161
THERAPY EQUIPMENT | DIAMOND RANGE HIGH | 2002-04-24 | 139
THERAPY EQUIPMENT | DIAMOND RANGE HIGH | 2001-11-21 | 139
DATEX-OHMEDA | 15 | 2001-11-14 | 77.43
NELLCOR | NPB40 | 2001-10-25 | 1300
NELLCOR | NPB40 | 2001-10-25 | 1300
NELLCOR | NPB40 | 2001-10-25 | 1300
NELLCOR | NPB40 | 2001-10-25 | 1300
SHIRE | SA-6 | 2001-09-01 | 350
SHIRE | SA-6 | 2001-09-01 | 350
SHIRE | SA-6 | 2001-09-01 | 350
PLINTH 2000 | 503E | 2001-04-20 | 800
THERAPY EQUIPMENT | DIAMOND RANGE HIGH | 2001-04-17 | 139
THERAPY EQUIPMENT | DIAMOND RANGE HIGH | 2001-04-17 | 139
THERAPY EQUIPMENT | DIAMOND RANGE HIGH | 2001-04-17 | 139
THERAPY EQUIPMENT | DIAMOND RANGE HIGH | 2001-04-17 | 139
THERAPY EQUIPMENT | DIAMOND RANGE HIGH | 2001-04-17 | 139
THERAPY EQUIPMENT | DIAMOND RANGE HIGH | 2001-04-17 | 139
THERAPY EQUIPMENT | DIAMOND RANGE HIGH | 2001-04-17 | 139
THERAPY EQUIPMENT | DIAMOND RANGE HIGH | 2001-04-17 | 139
THERAPY EQUIPMENT | DIAMOND RANGE HIGH | 2001-04-17 | 139
THERAPY EQUIPMENT | DIAMOND RANGE HIGH | 2001-04-17 | 139
THERAPY EQUIPMENT | DIAMOND RANGE HIGH | 2001-04-17 | 139
THERAPY EQUIPMENT | DIAMOND RANGE HIGH | 2001-04-17 | 139
THERAPY EQUIPMENT | DIAMOND RANGE HIGH | 2001-04-17 | 139
THERAPY EQUIPMENT | DIAMOND RANGE HIGH | 2001-04-17 | 139
THERAPY EQUIPMENT | DIAMOND RANGE HIGH | 2001-04-17 | 139
THERAPY EQUIPMENT | DIAMOND RANGE HIGH | 2001-04-17 | 139
THERAPY EQUIPMENT | DIAMOND RANGE HIGH | 2001-04-17 | 139
THERAPY EQUIPMENT | DIAMOND RANGE HIGH | 2001-04-17 | 139
THERAPY EQUIPMENT | DIAMOND RANGE HIGH | 2001-04-17 | 139
WELCH ALLYN | 71034 | 2001-03-31 | 250
NA | MEMO/GENERAL SUNDRIES | 2001-01-01 | 0
GRANT INSTRUMENTS | JB2 | 1988-04-01 | 350
MEMO-INTERN | PMG-BCH/7/BMT | 1984-01-01 | 0
MEMO-INTERN | PMG-BCH/5/WD35 | 1984-01-01 | 0
PARI MEDICAL | PARI BOY CLASSIC | 2022-05-16 | 342
PARI MEDICAL | PARI BOY CLASSIC | 2022-05-16 | 342
PARI MEDICAL | PARI BOY CLASSIC | 2022-05-16 | 342
PARI MEDICAL | PARI BOY CLASSIC | 2022-05-16 | 342
PARI MEDICAL | PARI BOY CLASSIC | 2022-05-16 | 342
PARI MEDICAL | PARI BOY CLASSIC | 2022-05-16 | 342
PARI MEDICAL | PARI BOY CLASSIC | 2022-05-16 | 342
PARI MEDICAL | PARI BOY CLASSIC | 2022-05-16 | 342
PARI MEDICAL | PARI BOY CLASSIC | 2022-05-16 | 342
PARI MEDICAL | PARI BOY CLASSIC | 2022-05-16 | 342
BREAS MEDICAL | NIPPY CLEARWAY 2 | 2022-04-04 | 4500
PARI MEDICAL | PARI BOY CLASSIC | 2022-02-28 | 342
PARI MEDICAL | PARI BOY CLASSIC | 2022-02-28 | 342
PARI MEDICAL | PARI BOY CLASSIC | 2022-02-28 | 342
PARI MEDICAL | PARI BOY CLASSIC | 2022-02-28 | 342
PARI MEDICAL | PARI BOY CLASSIC | 2022-02-28 | 342
PARI MEDICAL | PARI BOY CLASSIC | 2022-02-28 | 342
PARI MEDICAL | PARI BOY CLASSIC | 2022-02-28 | 342
PARI MEDICAL | PARI BOY CLASSIC | 2022-02-28 | 342
BREAS MEDICAL | NIPPY CLEARWAY 2 | 2022-02-28 | 4500
REHABILITATION MANUFACTURING SERVICES LTD | SIMBA | 2022-02-02 | 200
TILITE | TILITE TWIST | 2022-02-02 | 2252
INVACARE LTD | ACTION 3 | 2022-01-26 | 100
THERAPY EQUIPMENT | DIAMOND RANGE HIGH | 2021-12-13 | 81
THERAPY EQUIPMENT | DIAMOND RANGE HIGH | 2021-11-23 | 69.5
BREAS MEDICAL | NIPPY CLEARWAY 2 | 2021-10-19 | 4500
PARI MEDICAL | PARI BOY CLASSIC | 2021-09-16 | 342
ROMA MEDICAL AIDS LTD | 2243 | 2021-09-03 | 99
BREAS MEDICAL | NIPPY CLEARWAY 2 | 2021-08-18 | 4500
INVACARE LTD | ACTION 2 NG | 2021-06-21 | 100
WR MEDICAL ELECTRONICS CO. | THERABATH | 2021-05-21 | 175
R82 | KUDU SIZE 2 | 2021-05-20 | 1000
PARI MEDICAL | PARI BOY CLASSIC | 2021-05-12 | 342
PARI MEDICAL | PARI BOY CLASSIC | 2021-05-12 | 342
PARI MEDICAL | PARI BOY CLASSIC | 2021-05-12 | 342
PARI MEDICAL | PARI BOY CLASSIC | 2021-05-12 | 342
PARI MEDICAL | PARI BOY CLASSIC | 2021-05-12 | 342
PARI MEDICAL | PARI BOY CLASSIC | 2021-05-12 | 342
PARI MEDICAL | PARI BOY CLASSIC | 2021-05-12 | 342
PARI MEDICAL | PARI BOY CLASSIC | 2021-05-12 | 342
PARI MEDICAL | PARI BOY CLASSIC | 2021-05-12 | 342
PARI MEDICAL | PARI BOY CLASSIC | 2021-05-12 | 342
PARI MEDICAL | PARI BOY CLASSIC | 2021-05-12 | 342
PARI MEDICAL | PARI BOY CLASSIC | 2021-05-12 | 342
LIKO | 242 S | 2021-04-07 | 2000
LIKO | 242 S | 2021-03-24 | 2000
NORDICTRACK | NTEVEX76017 | 2020-12-16 | 250
BREAS MEDICAL | NIPPY CLEARWAY | 2020-11-09 | 4500
SECA | 384 | 2020-11-08 | 180
SEERS MEDICAL | SM3560-230T-1WH | 2020-11-02 | 665
SEERS MEDICAL | SM3560-230T-1WH | 2020-11-02 | 665
SEERS MEDICAL | SM3560-230T-1WH | 2020-11-02 | 665
SEERS MEDICAL | SM3560-230T-1WH | 2020-11-02 | 665
SEERS MEDICAL | SM3560-230T-1WH | 2020-11-02 | 665
SEERS MEDICAL | SM2557 | 2020-11-02 | 665
SEERS MEDICAL | SM2557 | 2020-11-02 | 665
SEERS MEDICAL | ST4562 | 2020-11-02 | 665
SEERS MEDICAL | ST4562 | 2020-11-02 | 665
DESOUTTER MEDICAL | CC7 | 2020-10-29 | 1643.89
DESOUTTER MEDICAL | CC7 | 2020-10-29 | 1643.89
JENX LTD | SUPINE STANDER 2 | 2020-05-11 | 3400
TENDERCARE | SNUG SEAT BUGGY | 2020-04-23 | 100
SUNRISE MEDICAL LTD | EASY LIFE T | 2020-04-23 | 100
INVACARE LTD | ACTION 2 NG | 2020-04-22 | 100
INVACARE LTD | ACTION 3 | 2020-01-22 | 600
ODSTOCK MEDICAL LTD | ODFS PACE V1 | 2019-12-20 | 826
ODSTOCK MEDICAL LTD | ODFS PACE V1 | 2019-12-20 | 826
ODSTOCK MEDICAL LTD | ODFS PACE V1 | 2019-12-20 | 826
ODSTOCK MEDICAL LTD | ODFS PACE V1 | 2019-12-20 | 826
ODSTOCK MEDICAL LTD | ODFS PACE V1 | 2019-12-20 | 826
PARI MEDICAL | TURBO BOY SX | 2019-12-13 | 112
PARI MEDICAL | TURBO BOY SX | 2019-12-13 | 112
PARI MEDICAL | TURBO BOY SX | 2019-12-13 | 112
PARI MEDICAL | TURBO BOY SX | 2019-12-13 | 112
PARI MEDICAL | TURBO BOY SX | 2019-12-13 | 112
PARI MEDICAL | TURBO BOY SX | 2019-12-13 | 112
PARI MEDICAL | TURBO BOY SX | 2019-12-13 | 112
PARI MEDICAL | TURBO BOY SX | 2019-12-13 | 112
PARI MEDICAL | TURBO BOY SX | 2019-12-13 | 112
BREAS MEDICAL | NIPPY CLEARWAY | 2019-12-13 | 4500
ARJO HUNTLEIGH | KPA0100 | 2019-09-18 | 237.95
PARI MEDICAL | TURBO BOY SX | 2019-08-20 | 112
PARI MEDICAL | TURBO BOY SX | 2019-08-20 | 112
PARI MEDICAL | TURBO BOY SX | 2019-08-20 | 112
PARI MEDICAL | TURBO BOY SX | 2019-08-20 | 112
PARI MEDICAL | TURBO BOY SX | 2019-08-20 | 112
PARI MEDICAL | TURBO BOY SX | 2019-08-20 | 112
PARI MEDICAL | TURBO BOY SX | 2019-08-20 | 112
PARI MEDICAL | TURBO BOY SX | 2019-08-20 | 112
PARI MEDICAL | TURBO BOY SX | 2019-08-20 | 112
PARI MEDICAL | TURBO BOY SX | 2019-08-20 | 112
PARI MEDICAL | TURBO BOY SX | 2019-08-20 | 112
PARI MEDICAL | TURBO BOY SX | 2019-08-20 | 112
PARI MEDICAL | TURBO BOY SX | 2019-08-20 | 112
PARI MEDICAL | TURBO BOY SX | 2019-08-20 | 112
PARI MEDICAL | TURBO BOY SX | 2019-08-19 | 112
NICKEL ELECTRO | NEI-8SB | 2019-06-04 | 0
INVACARE LTD | ACTION 3 | 2019-02-18 | 100
INVACARE LTD | 1420234 BEN 9+ | 2019-02-18 | 100
ORMESA | BUG | 2019-02-18 | 100
PLINTH 2000 | 502CT | 2019-02-13 | 890
PERFORMANCE HEALTH INTERNATIONAL LTD | TRISTANDER 45 | 2018-12-20 | 1800
MEDIX LTD | AC2000 | 2018-08-31 | 200
MEDIX LTD | AC2000 | 2018-08-31 | 200
MEDIX LTD | AC2000 | 2018-08-31 | 200
MEDIX LTD | AC2000 | 2018-08-31 | 200
MEDIX LTD | AC2000 | 2018-08-31 | 200
MEDIX LTD | AC2000 | 2018-08-31 | 200
MEDIX LTD | AC2000 | 2018-08-31 | 200
MEDIX LTD | AC2000 | 2018-08-31 | 200
MEDIX LTD | AC2000 | 2018-08-31 | 200
MEDIX LTD | AC2000 | 2018-08-31 | 200
INVACARE LTD | NXT | 2018-08-30 | 2500
INVACARE LTD | NXT | 2018-08-30 | 2500
INVACARE LTD | 17H05007136 | 2018-08-28 | 1000
RIFTON | K170 | 2018-07-22 | 100
MICROMEDICAL | MICRORPM | 2018-07-16 | 1000
NRS HEALTHCARE | P01432 | 2018-06-27 | 21.95
OMRON | NE-U780-E | 2018-04-24 | 400
MEDIX LTD | AC2000 | 2018-04-24 | 200
MEDIX LTD | AC2000 | 2018-04-24 | 200
MEDIX LTD | AC2000 | 2018-04-24 | 200
MEDIX LTD | AC2000 | 2018-04-24 | 200
MEDIX LTD | AC2000 | 2018-04-24 | 200
MEDIX LTD | AC2000 | 2018-04-24 | 200
BREAS MEDICAL | NIPPY CLEARWAY | 2018-03-06 | 4500
MEDIX LTD | AC2000 | 2018-01-03 | 200
MEDIX LTD | AC2000 | 2018-01-03 | 200
MEDIX LTD | AC2000 | 2018-01-03 | 200
MEDIX LTD | AC2000 | 2018-01-03 | 200
MEDIX LTD | AC2000 | 2018-01-03 | 200
MEDIX LTD | AC2000 | 2018-01-03 | 200
MEDIX LTD | AC2000 | 2018-01-03 | 200
MEDIX LTD | AC2000 | 2018-01-03 | 200
BREAS MEDICAL | NIPPY CLEARWAY | 2017-11-08 | 4500
MEDIX LTD | AC2000 | 2017-11-01 | 105
JLL FITNESS LTD | IC200 | 2017-10-03 | 250
NICKEL ELECTRO | NE1-28/PR | 2017-09-13 | 400
TRACOE TECHNIC | REF720 | 2017-07-26 | 80
MEDIX LTD | AC2000 | 2017-06-16 | 200
MEDIX LTD | AC2000 | 2017-06-16 | 200
MEDIX LTD | AC2000 | 2017-06-16 | 200
MEDIX LTD | AC2000 | 2017-06-16 | 200
MEDIX LTD | AC2000 | 2017-06-16 | 200
MEDIX LTD | AC2000 | 2017-06-16 | 200
PARI MEDICAL | TURBO BOY SX | 2017-06-12 | 425
PARI MEDICAL | TURBO BOY SX | 2017-06-12 | 425
PARI MEDICAL | TURBO BOY SX | 2017-06-12 | 425
PARI MEDICAL | TURBO BOY SX | 2017-06-12 | 425
INVACARE LTD | ACTION 3 | 2017-04-06 | 100
PARI MEDICAL | PARI BOY SX | 2017-03-02 | 150
PARI MEDICAL | PARI BOY SX | 2017-03-02 | 150
PARI MEDICAL | TURBO BOY SX | 2016-12-13 | 405
PARI MEDICAL | TURBO BOY SX | 2016-12-13 | 405
PARI MEDICAL | TURBO BOY SX | 2016-12-13 | 405
PARI MEDICAL | TURBO BOY SX | 2016-12-13 | 405
PANTHER | MICRO 24 | 2016-04-01 | 200
PARI MEDICAL | EFLOW RAPID | 2015-10-02 | 425
PARI MEDICAL | EFLOW RAPID | 2015-10-02 | 425
PARI MEDICAL | EFLOW RAPID | 2015-10-02 | 425
FUJIFILM SONOSITE | EDGE | 2015-07-08 | 21454.5
FUJIFILM SONOSITE | HFL38X/13-6 MHZ | 2015-07-08 | 5900
MEDIX LTD | AC2000 | 2015-04-13 | 105
MEDIX LTD | AC2000 | 2015-04-13 | 105
MEDIX LTD | AC2000 | 2015-04-13 | 105
MEDIX LTD | AC2000 | 2015-04-13 | 105
MEDIX LTD | AC2000 | 2015-04-13 | 105
MEDIX LTD | AC2000 | 2015-04-13 | 105
MEDIX LTD | AC2000 | 2015-04-13 | 105
MEDIX LTD | AC2000 | 2015-04-13 | 105
ORMESA | BUG | 2015-01-20 | 100
PARI MEDICAL | EFLOW RAPID | 2014-12-04 | 115
R82 | STANDING FRAME | 2014-11-04 | 100
INVACARE LTD | ACTION 2 NG | 2014-11-04 | 100
INVACARE LTD | DUO | 2014-10-28 | 100
ORMESA | BUG | 2014-10-01 | 100
INVACARE LTD | ACTION 3 | 2014-10-01 | 100
KIRTON HEALTHCARE | SOLO ARMCHAIR | 2014-10-01 | 100
INVACARE LTD | DUO | 2014-10-01 | 100
TENDERCARE | SNUG SEAT BUGGY | 2014-10-01 | 100
CAREFLEX | ARMCHAIR | 2014-10-01 | 100
R82 | PANTHER | 2014-10-01 | 100
R82 | PANTHER | 2014-10-01 | 100
MEMO-INTERN | MEMO-MI SUNDRIES | 2014-07-23 | 0
RIFTON | K150 | 2014-06-27 | 100
SHIRE | AREA ALARM | 2013-12-10 | 350
PLINTH 2000 | 503E | 2013-04-12 | 800
BREAS MEDICAL | NIPPY CLEARWAY | 2013-02-01 | 4500
BIRD | MK7 | 2013-02-01 | 500
BREAS MEDICAL | NIPPY CLEARWAY | 2012-12-08 | 4500
NA | PLEASE ENTER MODEL! (276) | 2012-05-11 | 300
BIRD | MK7 | 2011-06-02 | 500
AKRON | A4412/2/SHS | 2011-03-29 | 1200
SECA | 834-2 | 2010-10-15 | 2145
ENIGMA | ENIGMA | 2010-05-14 | 250
JENX | GAMMA 2 | 2010-04-23 | 300
ALVEMA | BUGGIE | 2010-03-01 | 300
JENX | GAMMA | 2010-03-01 | 300
BENY SPORTS CO. UK LTD | LTX6 | 2010-02-11 | 3482
PARI MEDICAL | EFLOW RAPID | 2007-06-14 | 425
PARI MEDICAL | TURBO BOY (BLK/GREY) | 2007-03-07 | 133.95
PARI MEDICAL | EFLOW RAPID | 2007-02-16 | 425
PARI MEDICAL | EFLOW RAPID | 2007-01-03 | 425
PARI MEDICAL | EFLOW RAPID | 2007-01-03 | 425
PARI MEDICAL | JUNIOR BOY (GREEN) | 2006-10-27 | 145.7
PARI MEDICAL | TURBO BOY (BLK/GREY) | 2006-10-06 | 133.95
PARI MEDICAL | JUNIOR BOY (GREEN) | 2006-10-06 | 145.7
PARI MEDICAL | JUNIOR BOY (GREEN) | 2006-10-06 | 145.7
PARI MEDICAL | JUNIOR BOY (GREEN) | 2006-10-06 | 145.7
PARI MEDICAL | TURBO BOY (BLK/GREY) | 2006-10-06 | 133.95
PARI MEDICAL | TURBO BOY (BLK/GREY) | 2006-10-06 | 133.95
PARI MEDICAL | TURBO BOY (BLK/GREY) | 2006-10-06 | 133.95
PARI MEDICAL | TURBO BOY (BLK/GREY) | 2006-10-06 | 133.95
PARI MEDICAL | JUNIOR BOY (GREEN) | 2006-10-06 | 145.7
PARI MEDICAL | EFLOW RAPID | 2006-07-31 | 425
PARI MEDICAL | EFLOW RAPID | 2006-07-31 | 425
PARI MEDICAL | EFLOW RAPID | 2006-07-31 | 425
PARI MEDICAL | EFLOW RAPID | 2006-06-28 | 425
PARI MEDICAL | EFLOW RAPID | 2006-06-28 | 425
PARI MEDICAL | EFLOW RAPID | 2006-06-28 | 425
PARI MEDICAL | JUNIOR BOY (GREEN) | 2005-11-09 | 145.7
PARI MEDICAL | JUNIOR BOY (GREEN) | 2005-11-09 | 145.7
PARI MEDICAL | JUNIOR BOY (GREEN) | 2005-11-09 | 145.7
PARI MEDICAL | JUNIOR BOY (GREEN) | 2005-11-09 | 145.7
PARI MEDICAL | TURBO BOY (BLK/GREY) | 2005-11-08 | 133.95
PARI MEDICAL | TURBO BOY (BLK/GREY) | 2005-11-08 | 133.95
PARI MEDICAL | TURBO BOY (BLK/GREY) | 2005-11-08 | 133.95
KINETEC | PERFORMA 2 | 2005-09-07 | 3537
PARI MEDICAL | EFLOW RAPID | 2005-07-20 | 425
HORIZON FITN | RSC100 | 2004-03-31 | 350
PARI MEDICAL | PARI BOY N085 | 2003-10-17 | 115
PARI MEDICAL | PARI BOY N085 | 2003-10-17 | 115
PARI MEDICAL | PARI BOY N085 | 2003-10-17 | 115
PARI MEDICAL | JUNIOR BOY (GREEN) | 2003-08-25 | 145.7
PARI MEDICAL | JUNIOR BOY (GREEN) | 2003-08-25 | 145.7
PARI MEDICAL | JUNIOR BOY (GREEN) | 2003-08-25 | 145.7
PARI MEDICAL | JUNIOR BOY (GREEN) | 2003-08-25 | 145.7
PARI MEDICAL | JUNIOR BOY (GREEN) | 2003-08-25 | 145.7
PARI MEDICAL | JUNIOR BOY (GREEN) | 2003-08-25 | 145.7
PARI MEDICAL | JUNIOR BOY (GREEN) | 2003-08-25 | 145.7
PARI MEDICAL | JUNIOR BOY (GREEN) | 2003-08-25 | 145.7
PARI MEDICAL | PARI BOY N085 | 2003-01-15 | 115
PARI MEDICAL | PARI BOY N085 | 2003-01-15 | 115
PARI MEDICAL | PARI BOY N085 | 2003-01-15 | 115
PARI MEDICAL | PARI BOY N085 | 2003-01-15 | 115
PARI MEDICAL | PARI BOY N085 | 2003-01-15 | 115
PARI MEDICAL | PARI BOY N085 | 2003-01-15 | 115
PARI MEDICAL | JUNIOR BOY (GREEN) | 2003-01-15 | 145.7
PARI MEDICAL | JUNIOR BOY (GREEN) | 2003-01-15 | 145.7
PARI MEDICAL | JUNIOR BOY (GREEN) | 2003-01-15 | 145.7
PARI MEDICAL | JUNIOR BOY (GREEN) | 2003-01-15 | 145.7
PAUL RITZAU | PARI BOY/37.0002 | 2002-04-03 | 150
PAUL RITZAU | PARI BOY/37.0002 | 2002-04-03 | 150
PAUL RITZAU | PARI BOY/37.0002 | 2002-04-03 | 150
PAUL RITZAU | PARI BOY/37.0002 | 2002-04-03 | 150
PAUL RITZAU | PARI BOY/37.0002 | 2002-04-03 | 150
PAUL RITZAU | PARI BOY/37.0002 | 2002-04-03 | 150
PARI MEDICAL | PARI BOY N085 | 2002-04-03 | 150
MEMO-INTERN | PMG-BCH/7/PHYSIO | 2001-10-05 | 0
SHIRE | SA-6 | 2001-09-01 | 350
TNS | 804-410 | 2001-08-31 | 80
DESOUTTER MEDICAL | CCS(CAST VACUUM) | 2001-05-01 | 1098
PARI MEDICAL | JUNIOR BOY (GREEN) | 2001-05-01 | 145.7
PARI MEDICAL | JUNIOR BOY (GREEN) | 2001-05-01 | 145.7
PLINTH 2000 | 503E | 2001-04-20 | 800
PLINTH 2000 | 503E | 2001-04-20 | 800
ARJO HUNTLEIGH | BIANCA | 2001-04-20 | 1500
PLINTH 2000 | 503E | 2001-04-20 | 800
PLINTH 2000 | 503E | 2001-04-20 | 800
THERAPY EQUIPMENT | DIAMOND RANGE HIGH | 2001-04-17 | 139
THERAPY EQUIPMENT | DIAMOND RANGE HIGH | 2001-04-17 | 139
THERAPY EQUIPMENT | DIAMOND RANGE HIGH | 2001-04-17 | 139
THERAPY EQUIPMENT | DIAMOND RANGE HIGH | 2001-04-17 | 139
THERAPY EQUIPMENT | DIAMOND RANGE HIGH | 2001-04-17 | 139
NA | MEMO/GENERAL SUNDRIES | 2001-01-01 | 0
PARI MEDICAL | JUNIOR BOY (GREEN) | 2000-12-18 | 145.7
PARI MEDICAL | TURBO BOY (BLK/GREY) | 2000-01-25 | 119
PARI MEDICAL | TURBO BOY (BLK/GREY) | 2000-01-25 | 119
PARI MEDICAL | TURBO BOY (BLK/GREY) | 2000-01-25 | 119
PARI MEDICAL | TURBO BOY (BLK/GREY) | 2000-01-25 | 119
PARI MEDICAL | TURBO BOY (BLK/GREY) | 2000-01-25 | 119
PARI MEDICAL | TURBO BOY (BLK/GREY) | 2000-01-25 | 119
PARI MEDICAL | TURBO BOY (BLK/GREY) | 2000-01-25 | 119
AKRON | 9222/ABC | 1999-10-01 | 933
DESOUTTER MEDICAL | CC5 | 1996-05-17 | 1643.89
DRIVEMEDICAL | VIPER L412DDA |  | 200
LAERDAL | LSU-2 | 2022-06-13 | 680
BRAUN | PRO 6000 | 2022-05-19 | 149
BRAUN | PRO 6000 | 2022-05-12 | 149
BRAUN | PRO 6000 | 2022-05-10 | 149
BRAUN | PRO 6000 | 2022-05-10 | 149
BRAUN | PRO 6000 | 2022-05-09 | 132
BRAUN | PRO 6000 | 2022-04-05 | 149
BRAUN | PRO 6000 | 2022-03-08 | 149
BRAUN | PRO 6000 | 2022-03-08 | 149
BRAUN | PRO 6000 | 2022-02-21 | 132
SALTER | 1180 WHDR | 2022-02-03 | 25
SALTER | 1180 WHDR | 2022-02-03 | 25
BRAUN | PRO 6000 | 2021-11-25 | 149
BRAUN | PRO 6000 | 2021-11-25 | 149
BRAUN | PRO 6000 | 2021-11-25 | 149
BRAUN | PRO 6000 | 2021-11-01 | 149
WELCH ALLYN | PRO 6000 CONNEX | 2021-10-11 | 179
PHILIPS LTD | M8023A | 2021-07-13 | 750
BRAUN | PRO 6000 | 2021-07-09 | 149
BRAUN | PRO 6000 | 2021-06-14 | 149
BRAUN | PRO 6000 | 2021-06-11 | 149
BRAUN | PRO 6000 | 2021-06-11 | 149
BRAUN | PRO 6000 | 2021-06-11 | 149
BRAUN | PRO 6000 | 2021-06-11 | 149
BRAUN | PRO 6000 | 2021-05-19 | 149
THERAPY EQUIPMENT | DIAMOND RANGE HIGH | 2021-05-19 | 69
THERAPY EQUIPMENT | DIAMOND RANGE HIGH | 2021-05-19 | 69
ULTRASOUND TECHNOLOGIES LTD | PD1 | 2021-05-05 | 1500
ULTRASOUND TECHNOLOGIES LTD | PD1 | 2021-05-05 | 1500
PHILIPS LTD | INTELLIVUE MMX | 2021-03-18 | 1582.68
PHILIPS LTD | MX450 | 2021-03-18 | 5075
WELCH ALLYN | DS65 | 2020-11-25 | 71.81
WELCH ALLYN | 75CE CONNEX | 2020-11-10 | 1420
WELCH ALLYN | 75CE CONNEX | 2020-11-10 | 1420
ULTRASOUND TECHNOLOGIES LTD | PD1 | 2020-10-14 | 1500
ULTRASOUND TECHNOLOGIES LTD | PD1 | 2020-10-14 | 1500
THERAPY EQUIPMENT | DIAMOND RANGE HIGH | 2020-05-19 | 80
INVACARE LTD | 17H05007136 | 2019-12-09 | 1000
INVACARE LTD | ACTION 3 | 2019-12-05 | 100
CME MEDICAL | BODYGUARD 323 | 2019-11-22 | 1469
CME MEDICAL | BODYGUARD 323 CHARGER | 2019-11-22 | 500
F & P | MR810 | 2019-11-01 | 697
F & P | MR810 | 2019-11-01 | 697
SECA | 959 | 2019-08-21 | 524.25
CME MEDICAL | BODYGUARD 323 CHARGER | 2019-03-11 | 500
CME MEDICAL | BODYGUARD 323 CHARGER | 2019-03-11 | 500
CME MEDICAL | BODYGUARD 323 | 2019-03-11 | 1469
CME MEDICAL | BODYGUARD 323 | 2019-03-11 | 1469
ULTRASOUND TECHNOLOGIES LTD | PD1 | 2018-11-12 | 1500
SECA | 416 | 2018-04-15 | 335
THERAPY EQUIPMENT | DIAMOND RANGE HIGH | 2018-02-15 | 80
PHILIPS LTD | M8023A | 2016-12-14 | 750
PHILIPS LTD | M8023A | 2016-12-14 | 750
PHILIPS LTD | M8102A-MP2 | 2016-12-14 | 2500
PHILIPS LTD | M8102A-MP2 | 2016-12-14 | 2500
MARSDEN | M-420 | 2016-03-27 | 250
ABBOTT LABS | FREESTYLE PRECISION PRO | 2015-06-16 | 1000
SHIRE | AREA ALARM | 2014-01-10 | 350
HNE | 31300E/LX | 2013-11-18 | 1175
SWIFTAIR | SWIFTAIR ST2000 | 2013-09-01 | 2500
PHILIPS LTD | M3002A-X2 | 2012-03-26 | 2500
MEDELA | SYMPHONY | 2011-10-10 | 1900
LAERDAL | LSU-2 | 2011-04-01 | 680
PHILIPS LTD | M3001A | 2011-03-16 | 1259.05
WELCH ALLYN | DURASHOCK | 2010-08-05 | 30
KERN | EMB 2200-0 | 2010-06-28 | 42
EPPENDORF | 5702R | 2009-11-18 | 1200
SECA | 376 | 2009-10-08 | 375
LAERDAL | LSU-2 | 2009-06-16 | 680
WELCH ALLYN | SPOT 420(NBP/SPO2/T) | 2009-05-28 | 800
WELCH ALLYN | SPOT 420(NBP/SPO2/T) | 2009-05-28 | 800
WELCH ALLYN | SPOT 420(NBP/SPO2/T) | 2009-05-28 | 800
WELCH ALLYN | SPOT 420(NBP/SPO2/T) | 2009-05-28 | 800
WELCH ALLYN | SPOT 420(NBP/SPO2/T) | 2009-05-28 | 800
WELCH ALLYN | SPOT 420(NBP/SPO2/T) | 2009-05-28 | 6027.75
HNE | 31300E/LX | 2008-11-10 | 1175
PHILIPS LTD | M8105A | 2008-01-28 | 5311.83
WELCH ALLYN | SPOT 420(NBP/SPO2) | 2007-12-20 | 2000
WELCH ALLYN | SPOT 420(NBP/SPO2) | 2007-12-20 | 2000
WELCH ALLYN | SPOT 420(NBP/SPO2) | 2007-12-19 | 2000
MASIMO UK | RAD-5V | 2007-09-10 | 1500
MASIMO UK | RAD-5V | 2007-09-10 | 1500
SECA | 959 | 2006-12-12 | 659
PHILIPS LTD | M8002A | 2006-11-16 | 7497.9
WELCH ALLYN | 767 DIAGNOSTIC SYSTEM | 2006-05-09 | 500
PHILIPS LTD | M8002A | 2005-12-15 | 6730.75
CRITIKON | PROCARE 300 | 2004-09-16 | 2400
SHIRE | SA-6 | 2001-09-01 | 350
THERAPY EQUIPMENT | DIAMOND RANGE HIGH | 2001-04-17 | 139
THERAPY EQUIPMENT | DIAMOND RANGE HIGH | 2001-04-17 | 139
THERAPY EQUIPMENT | DIAMOND RANGE HIGH | 2001-04-17 | 139
THERAPY EQUIPMENT | DIAMOND RANGE HIGH | 2001-04-17 | 139
THERAPY EQUIPMENT | DIAMOND RANGE HIGH | 2001-04-17 | 139
THERAPY EQUIPMENT | DIAMOND RANGE HIGH | 2001-04-17 | 139
THERAPY EQUIPMENT | DIAMOND RANGE HIGH | 2001-04-17 | 139
THERAPY EQUIPMENT | DIAMOND RANGE HIGH | 2001-04-17 | 139
THERAPY EQUIPMENT | DIAMOND RANGE HIGH | 2001-04-17 | 139
THERAPY EQUIPMENT | DIAMOND RANGE HIGH | 2001-04-17 | 139
CRITIKON | PRO SERIES 300 | 2001-02-01 | 2400
NA | MEMO/GENERAL SUNDRIES | 2001-01-01 | 0
MEMO-INTERN | PMG-BCH/5/WD34 | 1984-01-01 | 0
MARSDEN | M-420 | 2022-05-10 | 250
HILL-ROM | 75CE CONNEX | 2022-04-06 | 242
WELCH ALLYN | PRO 6000 CONNEX | 2022-04-06 | 205
SALTER | 1180 WHDR | 2022-02-03 | 25
BRAUN | PRO 6000 | 2022-01-07 | 149
BRAUN | PRO 6000 | 2022-01-07 | 149
BRAUN | PRO 6000 | 2021-09-07 | 149
WELCH ALLYN | PRO 6000 CONNEX | 2021-09-03 | 179
SECA | 416 | 2021-07-19 | 335
BRAUN | PRO 6000 | 2021-03-25 | 149
BRAUN | PRO 6000 | 2021-02-26 | 149
BRAUN | PRO 6000 | 2021-02-26 | 149
WELCH ALLYN | 75CE CONNEX | 2020-11-24 | 2000
WELCH ALLYN | 75CE CONNEX | 2020-11-24 | 2000
LEICA | DM1000 LED | 2018-04-26 | 7000
THERAPY EQUIPMENT | DIAMOND RANGE HIGH | 2018-01-22 | 80
THERAPY EQUIPMENT | DIAMOND RANGE HIGH | 2017-12-14 | 80
HOLTAIN LTD | HARPENDEN STADIOMETER | 2015-08-27 | 1012
ABBOTT LABS | FREESTYLE PRECISION PRO | 2015-06-16 | 1000
MORTARA INST | ELI 150 | 2014-07-14 | 3000
PHILIPS LTD | M8002A | 2014-07-02 | 8440.16
PHILIPS LTD | M3002A-X2 | 2014-07-02 | 2500
PHILIPS LTD | M1019A-G5 | 2014-06-05 | 6000
TERAOKA | DS-502 | 2012-04-01 | 189
SECA | 336 | 2012-03-23 | 335
ANETIC AID | QA3 | 2011-06-06 | 2600
VELP SCIENTI | FTC90I | 2010-10-18 | 500
MARSDEN | HM-210D | 2010-08-23 | 145
HOLTAIN LTD | HARPENDEN STADIOMETER | 2010-08-05 | 910
HOLTAIN LTD | HARPENDEN SITTING HEIGHT TABLE | 2010-08-05 | 1435
SYSMEX | XS1000 | 2010-06-22 | 7500
LAERDAL | LSU-2 | 2010-04-29 | 680
OMRON | M5-I (HEM-757A-E) | 2010-01-12 | 99.95
WELCH ALLYN | 767 DIAGNOSTIC SYSTEM | 2009-10-22 | 500
WELCH ALLYN | 767 DIAGNOSTIC SYSTEM | 2009-01-01 | 500
WELCH ALLYN | 767 DIAGNOSTIC SYSTEM | 2009-01-01 | 500
WELCH ALLYN | 767 DIAGNOSTIC SYSTEM | 2009-01-01 | 500
WELCH ALLYN | SPOT 420(NBP/SPO2) | 2008-05-07 | 1200
PHYSIO CONTROL | LIFEPAK 20E PACED | 2008-03-31 | 7550
WELCH ALLYN | SPOT 420(NBP/SPO2) | 2007-12-20 | 2000
WELCH ALLYN | SPOT 420(NBP/SPO2) | 2007-12-20 | 2000
SECA | 959 | 2007-12-13 | 659
THERAPY EQUIPMENT | ENTONOX | 2005-03-17 | 182.5
DATEX-OHMEDA | N-LPOW | 2003-04-01 | 1000
SHIRE | SA-6 | 2001-09-01 | 350
THERAPY EQUIPMENT | DIAMOND RANGE HIGH | 2001-04-17 | 139
NA | MEMO/GENERAL SUNDRIES | 2001-01-01 | 0
PORTEX LTD | BW1 | 1993-10-13 | 320
WELCH ALLYN | 71116 | 1991-09-16 | 308
WELCH ALLYN | 71116 | 1988-09-05 | 308
MEMO-INTERN | PMG-BCH/6/DAY UNIT | 1986-01-01 | 0
PARI MEDICAL | EFLOW RAPID | 2022-03-31 | 425
PARI MEDICAL | EFLOW RAPID | 2022-03-31 | 425
PARI MEDICAL | PARI BOY CLASSIC | 2022-03-31 | 342
PARI MEDICAL | PARI BOY CLASSIC | 2022-03-31 | 342
PARI MEDICAL | EFLOW RAPID | 2022-02-17 | 425
PARI MEDICAL | EFLOW RAPID | 2022-02-17 | 425
PARI MEDICAL | EFLOW RAPID | 2022-02-17 | 425
BREAS MEDICAL | NIPPY CLEARWAY 2 | 2022-01-28 | 4500
PARI MEDICAL | PARI BOY CLASSIC | 2021-12-16 | 342
PARI MEDICAL | PARI BOY CLASSIC | 2021-12-16 | 342
PARI MEDICAL | PARI BOY CLASSIC | 2021-12-16 | 342
PARI MEDICAL | PARI BOY CLASSIC | 2021-12-16 | 342
PARI MEDICAL | PARI BOY CLASSIC | 2021-12-16 | 342
PARI MEDICAL | PARI BOY CLASSIC | 2021-12-16 | 342
BRAUN | PRO 6000 | 2021-09-07 | 149
PARI MEDICAL | EFLOW RAPID | 2020-12-01 | 425
PARI MEDICAL | EFLOW RAPID | 2020-12-01 | 425
PARI MEDICAL | EFLOW RAPID | 2020-12-01 | 425
MEDICAL INTERNATIONAL RESEARCH (MIR) | SPIROBANK SMART | 2020-08-20 | 119
MEDICAL INTERNATIONAL RESEARCH (MIR) | SPIROBANK SMART | 2020-08-20 | 119
MEDICAL INTERNATIONAL RESEARCH (MIR) | SPIROBANK SMART | 2020-08-20 | 119
MEDICAL INTERNATIONAL RESEARCH (MIR) | SPIROBANK SMART | 2020-08-20 | 119
MEDICAL INTERNATIONAL RESEARCH (MIR) | SPIROBANK SMART | 2020-08-20 | 119
MEDICAL INTERNATIONAL RESEARCH (MIR) | SPIROBANK SMART | 2020-08-20 | 119
MEDICAL INTERNATIONAL RESEARCH (MIR) | SPIROBANK SMART | 2020-08-20 | 119
MEDICAL INTERNATIONAL RESEARCH (MIR) | SPIROBANK SMART | 2020-08-20 | 119
MEDICAL INTERNATIONAL RESEARCH (MIR) | SPIROBANK SMART | 2020-08-20 | 119
MEDICAL INTERNATIONAL RESEARCH (MIR) | SPIROBANK SMART | 2020-08-20 | 119
MEDICAL INTERNATIONAL RESEARCH (MIR) | SPIROBANK SMART | 2020-08-20 | 119
MEDICAL INTERNATIONAL RESEARCH (MIR) | SPIROBANK SMART | 2020-08-20 | 119
MEDICAL INTERNATIONAL RESEARCH (MIR) | SPIROBANK SMART | 2020-08-20 | 119
MEDICAL INTERNATIONAL RESEARCH (MIR) | SPIROBANK SMART | 2020-08-20 | 119
MEDICAL INTERNATIONAL RESEARCH (MIR) | SPIROBANK SMART | 2020-08-20 | 119
MEDICAL INTERNATIONAL RESEARCH (MIR) | SPIROBANK SMART | 2020-08-20 | 119
MEDICAL INTERNATIONAL RESEARCH (MIR) | SPIROBANK SMART | 2020-08-20 | 119
MEDICAL INTERNATIONAL RESEARCH (MIR) | SPIROBANK SMART | 2020-08-20 | 119
MEDICAL INTERNATIONAL RESEARCH (MIR) | SPIROBANK SMART | 2020-08-20 | 119
MEDICAL INTERNATIONAL RESEARCH (MIR) | SPIROBANK SMART | 2020-08-20 | 119
MEDICAL INTERNATIONAL RESEARCH (MIR) | SPIROBANK SMART | 2020-08-20 | 119
MEDICAL INTERNATIONAL RESEARCH (MIR) | SPIROBANK SMART | 2020-08-20 | 119
MEDICAL INTERNATIONAL RESEARCH (MIR) | SPIROBANK SMART | 2020-08-20 | 119
MEDICAL INTERNATIONAL RESEARCH (MIR) | SPIROBANK SMART | 2020-08-20 | 119
MEDICAL INTERNATIONAL RESEARCH (MIR) | SPIROBANK SMART | 2020-08-20 | 119
MEDICAL INTERNATIONAL RESEARCH (MIR) | SPIROBANK SMART | 2020-08-20 | 119
MEDICAL INTERNATIONAL RESEARCH (MIR) | SPIROBANK SMART | 2020-08-20 | 119
MEDICAL INTERNATIONAL RESEARCH (MIR) | SPIROBANK SMART | 2020-08-20 | 119
MEDICAL INTERNATIONAL RESEARCH (MIR) | SPIROBANK SMART | 2020-08-20 | 119
MEDICAL INTERNATIONAL RESEARCH (MIR) | SPIROBANK SMART | 2020-08-20 | 119
MEDICAL INTERNATIONAL RESEARCH (MIR) | SPIROBANK SMART | 2020-08-20 | 119
MEDICAL INTERNATIONAL RESEARCH (MIR) | SPIROBANK SMART | 2020-08-20 | 119
MEDICAL INTERNATIONAL RESEARCH (MIR) | SPIROBANK SMART | 2020-08-20 | 119
MEDICAL INTERNATIONAL RESEARCH (MIR) | SPIROBANK SMART | 2020-08-20 | 119
MEDICAL INTERNATIONAL RESEARCH (MIR) | SPIROBANK SMART | 2020-08-20 | 119
MEDICAL INTERNATIONAL RESEARCH (MIR) | SPIROBANK SMART | 2020-08-20 | 119
MEDICAL INTERNATIONAL RESEARCH (MIR) | SPIROBANK SMART | 2020-08-20 | 119
MEDICAL INTERNATIONAL RESEARCH (MIR) | SPIROBANK SMART | 2020-08-20 | 119
MEDICAL INTERNATIONAL RESEARCH (MIR) | SPIROBANK SMART | 2020-08-20 | 119
MEDICAL INTERNATIONAL RESEARCH (MIR) | SPIROBANK SMART | 2020-08-20 | 119
MEDICAL INTERNATIONAL RESEARCH (MIR) | SPIROBANK SMART | 2020-08-20 | 119
MEDICAL INTERNATIONAL RESEARCH (MIR) | SPIROBANK SMART | 2020-08-20 | 119
MEDICAL INTERNATIONAL RESEARCH (MIR) | SPIROBANK SMART | 2020-08-20 | 119
MEDICAL INTERNATIONAL RESEARCH (MIR) | SPIROBANK SMART | 2020-08-20 | 119
MEDICAL INTERNATIONAL RESEARCH (MIR) | SPIROBANK SMART | 2020-08-20 | 119
MEDICAL INTERNATIONAL RESEARCH (MIR) | SPIROBANK SMART | 2020-08-20 | 119
MEDICAL INTERNATIONAL RESEARCH (MIR) | SPIROBANK SMART | 2020-08-20 | 119
MEDICAL INTERNATIONAL RESEARCH (MIR) | SPIROBANK SMART | 2020-08-20 | 119
MEDICAL INTERNATIONAL RESEARCH (MIR) | SPIROBANK SMART | 2020-08-20 | 119
MEDICAL INTERNATIONAL RESEARCH (MIR) | SPIROBANK SMART | 2020-08-20 | 119
MEDICAL INTERNATIONAL RESEARCH (MIR) | SPIROBANK SMART | 2020-08-20 | 119
MEDICAL INTERNATIONAL RESEARCH (MIR) | SPIROBANK SMART | 2020-08-20 | 119
MEDICAL INTERNATIONAL RESEARCH (MIR) | SPIROBANK SMART | 2020-08-20 | 119
MEDICAL INTERNATIONAL RESEARCH (MIR) | SPIROBANK SMART | 2020-08-20 | 119
MEDICAL INTERNATIONAL RESEARCH (MIR) | SPIROBANK SMART | 2020-08-20 | 119
MEDICAL INTERNATIONAL RESEARCH (MIR) | SPIROBANK SMART | 2020-08-20 | 119
MEDICAL INTERNATIONAL RESEARCH (MIR) | SPIROBANK SMART | 2020-08-20 | 119
MEDICAL INTERNATIONAL RESEARCH (MIR) | SPIROBANK SMART | 2020-08-20 | 119
MEDICAL INTERNATIONAL RESEARCH (MIR) | SPIROBANK SMART | 2020-08-20 | 119
MEDICAL INTERNATIONAL RESEARCH (MIR) | SPIROBANK SMART | 2020-08-20 | 119
MEDICAL INTERNATIONAL RESEARCH (MIR) | SPIROBANK SMART | 2020-08-20 | 119
MEDICAL INTERNATIONAL RESEARCH (MIR) | SPIROBANK SMART | 2020-08-20 | 119
MEDICAL INTERNATIONAL RESEARCH (MIR) | SPIROBANK SMART | 2020-08-20 | 119
MEDICAL INTERNATIONAL RESEARCH (MIR) | SPIROBANK SMART | 2020-08-20 | 119
MEDICAL INTERNATIONAL RESEARCH (MIR) | SPIROBANK SMART | 2020-08-20 | 119
MEDICAL INTERNATIONAL RESEARCH (MIR) | SPIROBANK SMART | 2020-08-20 | 119
MEDICAL INTERNATIONAL RESEARCH (MIR) | SPIROBANK SMART | 2020-08-20 | 119
MEDICAL INTERNATIONAL RESEARCH (MIR) | SPIROBANK SMART | 2020-08-20 | 119
MEDICAL INTERNATIONAL RESEARCH (MIR) | SPIROBANK SMART | 2020-08-20 | 119
MEDICAL INTERNATIONAL RESEARCH (MIR) | SPIROBANK SMART | 2020-08-20 | 119
MEDICAL INTERNATIONAL RESEARCH (MIR) | SPIROBANK SMART | 2020-08-20 | 119
MEDICAL INTERNATIONAL RESEARCH (MIR) | SPIROBANK SMART | 2020-08-20 | 119
MEDICAL INTERNATIONAL RESEARCH (MIR) | SPIROBANK SMART | 2020-08-20 | 119
MEDICAL INTERNATIONAL RESEARCH (MIR) | SPIROBANK SMART | 2020-08-20 | 119
MEDICAL INTERNATIONAL RESEARCH (MIR) | SPIROBANK SMART | 2020-07-22 | 119
MEDICAL INTERNATIONAL RESEARCH (MIR) | SPIROBANK SMART | 2020-07-22 | 119
MEDICAL INTERNATIONAL RESEARCH (MIR) | SPIROBANK SMART | 2020-07-22 | 119
MEDICAL INTERNATIONAL RESEARCH (MIR) | SPIROBANK SMART | 2020-07-22 | 119
MEDICAL INTERNATIONAL RESEARCH (MIR) | SPIROBANK SMART | 2020-07-22 | 119
MEDICAL INTERNATIONAL RESEARCH (MIR) | SPIROBANK SMART | 2020-07-22 | 119
MEDICAL INTERNATIONAL RESEARCH (MIR) | SPIROBANK SMART | 2020-07-22 | 119
MEDICAL INTERNATIONAL RESEARCH (MIR) | SPIROBANK SMART | 2020-07-22 | 119
MEDICAL INTERNATIONAL RESEARCH (MIR) | SPIROBANK SMART | 2020-07-22 | 119
MEDICAL INTERNATIONAL RESEARCH (MIR) | SPIROBANK SMART | 2020-07-22 | 119
MEDICAL INTERNATIONAL RESEARCH (MIR) | SPIROBANK SMART | 2020-07-22 | 119
MEDICAL INTERNATIONAL RESEARCH (MIR) | SPIROBANK SMART | 2020-07-22 | 119
MEDICAL INTERNATIONAL RESEARCH (MIR) | SPIROBANK SMART | 2020-07-22 | 119
MEDICAL INTERNATIONAL RESEARCH (MIR) | SPIROBANK SMART | 2020-07-22 | 119
MEDICAL INTERNATIONAL RESEARCH (MIR) | SPIROBANK SMART | 2020-07-22 | 119
MEDICAL INTERNATIONAL RESEARCH (MIR) | SPIROBANK SMART | 2020-07-22 | 119
MEDICAL INTERNATIONAL RESEARCH (MIR) | SPIROBANK SMART | 2020-07-22 | 119
MEDICAL INTERNATIONAL RESEARCH (MIR) | SPIROBANK SMART | 2020-07-22 | 119
MEDICAL INTERNATIONAL RESEARCH (MIR) | SPIROBANK SMART | 2020-07-22 | 119
MEDICAL INTERNATIONAL RESEARCH (MIR) | SPIROBANK SMART | 2020-07-22 | 119
MEDICAL INTERNATIONAL RESEARCH (MIR) | SPIROBANK SMART | 2020-07-22 | 119
MEDICAL INTERNATIONAL RESEARCH (MIR) | SPIROBANK SMART | 2020-07-22 | 119
MEDICAL INTERNATIONAL RESEARCH (MIR) | SPIROBANK SMART | 2020-07-22 | 119
MEDICAL INTERNATIONAL RESEARCH (MIR) | SPIROBANK SMART | 2020-07-22 | 119
MEDICAL INTERNATIONAL RESEARCH (MIR) | SPIROBANK SMART | 2020-07-22 | 119
MEDICAL INTERNATIONAL RESEARCH (MIR) | SPIROBANK SMART | 2020-07-22 | 119
MEDICAL INTERNATIONAL RESEARCH (MIR) | SPIROBANK SMART | 2020-07-22 | 119
MEDICAL INTERNATIONAL RESEARCH (MIR) | SPIROBANK SMART | 2020-07-22 | 119
MEDICAL INTERNATIONAL RESEARCH (MIR) | SPIROBANK SMART | 2020-07-22 | 119
MEDICAL INTERNATIONAL RESEARCH (MIR) | SPIROBANK SMART | 2020-07-22 | 119
MEDICAL INTERNATIONAL RESEARCH (MIR) | SPIROBANK SMART | 2020-07-22 | 119
MEDICAL INTERNATIONAL RESEARCH (MIR) | SPIROBANK SMART | 2020-07-22 | 119
MEDICAL INTERNATIONAL RESEARCH (MIR) | SPIROBANK SMART | 2020-07-22 | 119
MEDICAL INTERNATIONAL RESEARCH (MIR) | SPIROBANK SMART | 2020-07-22 | 119
MEDICAL INTERNATIONAL RESEARCH (MIR) | SPIROBANK SMART | 2020-07-22 | 119
MEDICAL INTERNATIONAL RESEARCH (MIR) | SPIROBANK SMART | 2020-07-22 | 119
MEDICAL INTERNATIONAL RESEARCH (MIR) | SPIROBANK SMART | 2020-07-22 | 119
MEDICAL INTERNATIONAL RESEARCH (MIR) | SPIROBANK SMART | 2020-07-22 | 119
MEDICAL INTERNATIONAL RESEARCH (MIR) | SPIROBANK SMART | 2020-07-22 | 119
MEDICAL INTERNATIONAL RESEARCH (MIR) | SPIROBANK SMART | 2020-07-22 | 119
MEDICAL INTERNATIONAL RESEARCH (MIR) | SPIROBANK SMART | 2020-07-22 | 119
MEDICAL INTERNATIONAL RESEARCH (MIR) | SPIROBANK SMART | 2020-07-22 | 119
MEDICAL INTERNATIONAL RESEARCH (MIR) | SPIROBANK SMART | 2020-07-22 | 119
MEDICAL INTERNATIONAL RESEARCH (MIR) | SPIROBANK SMART | 2020-07-22 | 119
MEDICAL INTERNATIONAL RESEARCH (MIR) | SPIROBANK SMART | 2020-07-22 | 119
MEDICAL INTERNATIONAL RESEARCH (MIR) | SPIROBANK SMART | 2020-07-22 | 119
MEDICAL INTERNATIONAL RESEARCH (MIR) | SPIROBANK SMART | 2020-07-22 | 119
MEDICAL INTERNATIONAL RESEARCH (MIR) | SPIROBANK SMART | 2020-07-22 | 119
MEDICAL INTERNATIONAL RESEARCH (MIR) | SPIROBANK SMART | 2020-07-22 | 119
MEDICAL INTERNATIONAL RESEARCH (MIR) | SPIROBANK SMART | 2020-07-22 | 119
MEDICAL INTERNATIONAL RESEARCH (MIR) | SPIROBANK SMART | 2020-07-22 | 119
MEDICAL INTERNATIONAL RESEARCH (MIR) | SPIROBANK SMART | 2020-07-22 | 119
MEDICAL INTERNATIONAL RESEARCH (MIR) | SPIROBANK SMART | 2020-07-22 | 119
MEDICAL INTERNATIONAL RESEARCH (MIR) | SPIROBANK SMART | 2020-07-22 | 119
MEDICAL INTERNATIONAL RESEARCH (MIR) | SPIROBANK SMART | 2020-07-22 | 119
MEDICAL INTERNATIONAL RESEARCH (MIR) | SPIROBANK SMART | 2020-07-22 | 119
MEDICAL INTERNATIONAL RESEARCH (MIR) | SPIROBANK SMART | 2020-07-22 | 119
MEDICAL INTERNATIONAL RESEARCH (MIR) | SPIROBANK SMART | 2020-07-22 | 119
MEDICAL INTERNATIONAL RESEARCH (MIR) | SPIROBANK SMART | 2020-07-22 | 119
MEDICAL INTERNATIONAL RESEARCH (MIR) | SPIROBANK SMART | 2020-07-22 | 119
MEDICAL INTERNATIONAL RESEARCH (MIR) | SPIROBANK SMART | 2020-07-22 | 119
MEDICAL INTERNATIONAL RESEARCH (MIR) | SPIROBANK SMART | 2020-07-22 | 119
MEDICAL INTERNATIONAL RESEARCH (MIR) | SPIROBANK SMART | 2020-07-22 | 119
MEDICAL INTERNATIONAL RESEARCH (MIR) | SPIROBANK SMART | 2020-07-22 | 119
MEDICAL INTERNATIONAL RESEARCH (MIR) | SPIROBANK SMART | 2020-07-22 | 119
MEDICAL INTERNATIONAL RESEARCH (MIR) | SPIROBANK SMART | 2020-07-22 | 119
MEDICAL INTERNATIONAL RESEARCH (MIR) | SPIROBANK SMART | 2020-07-22 | 119
MEDICAL INTERNATIONAL RESEARCH (MIR) | SPIROBANK SMART | 2020-07-22 | 119
MEDICAL INTERNATIONAL RESEARCH (MIR) | SPIROBANK SMART | 2020-07-22 | 119
MEDICAL INTERNATIONAL RESEARCH (MIR) | SPIROBANK SMART | 2020-07-22 | 119
PARI MEDICAL | EFLOW RAPID | 2020-05-21 | 425
PARI MEDICAL | EFLOW RAPID | 2020-05-21 | 425
PARI MEDICAL | EFLOW RAPID | 2020-05-21 | 425
PARI MEDICAL | EFLOW RAPID | 2020-05-21 | 425
PARI MEDICAL | EFLOW RAPID | 2020-05-21 | 425
PARI MEDICAL | EFLOW RAPID | 2020-05-21 | 425
PARI MEDICAL | TURBO BOY SX | 2019-12-20 | 80
PARI MEDICAL | TURBO BOY SX | 2019-12-20 | 80
PARI MEDICAL | TURBO BOY SX | 2019-12-20 | 80
PARI MEDICAL | TURBO BOY SX | 2019-12-20 | 80
PARI MEDICAL | TURBO BOY SX | 2019-12-20 | 80
PARI MEDICAL | TURBO BOY SX | 2019-12-20 | 80
PARI MEDICAL | PARI BOY SX | 2019-05-29 | 150
PARI MEDICAL | PARI BOY SX | 2019-05-29 | 150
PARI MEDICAL | PARI BOY SX | 2019-05-29 | 150
PARI MEDICAL | PARI BOY SX | 2019-05-29 | 150
PARI MEDICAL | PARI BOY SX | 2019-05-29 | 150
CAREFUSION | ML3535 MK8 | 2018-12-21 | 1500
PARI MEDICAL | EFLOW RAPID | 2018-01-22 | 425
PARI MEDICAL | EFLOW RAPID | 2018-01-22 | 425
PARI MEDICAL | EFLOW RAPID | 2018-01-22 | 425
PARI MEDICAL | EFLOW RAPID | 2017-05-11 | 425
PARI MEDICAL | EFLOW RAPID | 2017-05-11 | 425
PARI MEDICAL | EFLOW RAPID | 2017-05-11 | 425
PARI MEDICAL | TURBO BOY (BLK/GREY) | 2017-05-11 | 109
PARI MEDICAL | TURBO BOY (BLK/GREY) | 2017-05-11 | 109
PARI MEDICAL | TURBO BOY (BLK/GREY) | 2017-05-11 | 109
PARI MEDICAL | TURBO BOY SX | 2017-03-02 | 80
PARI MEDICAL | EFLOW RAPID | 2016-12-02 | 593
PARI MEDICAL | EFLOW RAPID | 2016-12-02 | 593
PARI MEDICAL | EFLOW RAPID | 2016-12-02 | 593
HILL-ROM | 105 | 2016-07-08 | 7000
PARI MEDICAL | EFLOW RAPID | 2016-05-04 | 425
PARI MEDICAL | EFLOW RAPID | 2016-05-04 | 425
PARI MEDICAL | EFLOW RAPID | 2016-05-04 | 425
PARI MEDICAL | EFLOW RAPID | 2016-05-04 | 425
PARI MEDICAL | EFLOW RAPID | 2016-05-04 | 425
PARI MEDICAL | PARI BOY SX | 2016-05-04 | 405
PARI MEDICAL | TURBO BOY SX | 2016-05-04 | 405
PARI MEDICAL | TURBO BOY SX | 2016-05-04 | 405
PARI MEDICAL | EFLOW RAPID | 2016-05-04 | 425
PARI MEDICAL | EFLOW RAPID | 2016-05-04 | 425
PARI MEDICAL | TURBO BOY (BLK/GREY) | 2016-04-18 | 200
PARI MEDICAL | E.BASE | 2016-01-20 | 325
PARI MEDICAL | E.BASE | 2016-01-20 | 325
PARI MEDICAL | E.BASE | 2016-01-20 | 325
PARI MEDICAL | EFLOW RAPID | 2015-11-18 | 425
PARI MEDICAL | EFLOW RAPID | 2015-11-18 | 425
PARI MEDICAL | EFLOW RAPID | 2015-11-18 | 425
PARI MEDICAL | TURBO BOY (BLK/GREY) | 2015-07-20 | 109
PARI MEDICAL | TURBO BOY (BLK/GREY) | 2015-07-20 | 109
PARI MEDICAL | TURBO BOY (BLK/GREY) | 2015-07-20 | 109
PARI MEDICAL | E.BASE | 2015-05-07 | 325
PARI MEDICAL | E.BASE | 2015-05-07 | 325
PARI MEDICAL | E.BASE | 2015-05-07 | 325
PARI MEDICAL | E.BASE | 2015-05-07 | 325
PARI MEDICAL | E.BASE | 2015-05-07 | 325
PARI MEDICAL | E.BASE | 2015-05-07 | 325
PARI MEDICAL | TURBO BOY (BLK/GREY) | 2014-12-17 | 125
PARI MEDICAL | TURBO BOY (BLK/GREY) | 2014-12-17 | 125
PARI MEDICAL | E.BASE | 2014-12-17 | 325
PARI MEDICAL | E.BASE | 2014-12-17 | 325
PARI MEDICAL | E.BASE | 2014-12-17 | 325
PARI MEDICAL | E.BASE | 2014-12-17 | 325
MICRO MEDICAL (NOW CAREFUSION) | MICROLAB ML3500 | 2014-08-15 | 1700
PARI MEDICAL | TURBO BOY (BLK/GREY) | 2014-07-15 | 109
PARI MEDICAL | TURBO BOY (BLK/GREY) | 2014-07-04 | 109
PARI MEDICAL | TURBO BOY (BLK/GREY) | 2014-06-24 | 109
PARI MEDICAL | TURBO BOY (BLK/GREY) | 2014-06-24 | 109
PARI MEDICAL | TURBO BOY (BLK/GREY) | 2014-06-24 | 109
PARI MEDICAL | EFLOW RAPID | 2014-04-02 | 425
PARI MEDICAL | EFLOW RAPID | 2014-04-02 | 425
PARI MEDICAL | EFLOW RAPID | 2014-03-04 | 425
PARI MEDICAL | EFLOW RAPID | 2014-03-04 | 425
PARI MEDICAL | EFLOW RAPID | 2014-03-04 | 425
OMRON | NE-U17 | 2013-01-28 | 760
HILL-ROM | 105 | 2013-01-15 | 7000
MICRO MEDICAL (NOW CAREFUSION) | MICROLOOP II | 2011-03-08 | 1000
PARI MEDICAL | EFLOW RAPID | 2011-01-13 | 425
MASIMO UK | RAD-5 | 2009-12-30 | 500
MEDIX LTD | AC4000 | 2009-03-17 | 89
MEDIX LTD | AC4000 | 2009-03-17 | 89
MEDIX LTD | AC4000 | 2009-03-17 | 89
MEDIX LTD | AC4000 | 2009-03-17 | 89
MEDIX LTD | AC4000 | 2009-03-17 | 89
MEDIX LTD | AC4000 | 2009-03-17 | 89
MEDIX LTD | AC4000 | 2009-03-09 | 89
MEDIX LTD | AC4000 | 2009-03-09 | 89
MEDIX LTD | AC4000 | 2009-03-09 | 89
MEDIX LTD | AC4000 | 2009-03-09 | 89
MEDIX LTD | AC4000 | 2009-03-09 | 89
MEDIX LTD | AC4000 | 2009-03-09 | 89
MEDIX LTD | AC4000 | 2009-03-09 | 89
MEDIX LTD | AC4000 | 2009-03-09 | 89
MEDIX LTD | AC4000 | 2009-03-09 | 89
PARI MEDICAL | EFLOW RAPID | 2008-10-14 | 425
PARI MEDICAL | EFLOW RAPID | 2008-10-14 | 425
PARI MEDICAL | EFLOW RAPID | 2008-10-14 | 425
PARI MEDICAL | EFLOW RAPID | 2008-10-14 | 425
PARI MEDICAL | EFLOW RAPID | 2008-10-14 | 425
PARI MEDICAL | EFLOW RAPID | 2008-10-14 | 425
LINDAM | LD16 | 2008-07-10 | 40
LINDAM | LD16 | 2008-07-10 | 40
LINDAM | LD16 | 2008-07-10 | 40
PARI MEDICAL | EFLOW RAPID | 2008-05-09 | 425
PARI MEDICAL | EFLOW RAPID | 2008-05-09 | 425
PARI MEDICAL | EFLOW RAPID | 2008-05-09 | 425
PARI MEDICAL | EFLOW RAPID | 2008-05-09 | 425
PARI MEDICAL | EFLOW RAPID | 2008-05-09 | 425
PARI MEDICAL | EFLOW RAPID | 2008-05-09 | 425
PARI MEDICAL | EFLOW RAPID | 2008-05-09 | 425
PARI MEDICAL | EFLOW RAPID | 2008-05-09 | 425
PARI MEDICAL | EFLOW RAPID | 2008-04-10 | 425
PARI MEDICAL | EFLOW RAPID | 2008-04-10 | 425
MICRO MEDICAL (NOW CAREFUSION) | MICROLOOP II | 2008-03-27 | 1000
PARI MEDICAL | EFLOW RAPID | 2008-01-10 | 425
PARI MEDICAL | EFLOW RAPID | 2008-01-10 | 425
PARI MEDICAL | EFLOW RAPID | 2007-12-21 | 425
PARI MEDICAL | EFLOW RAPID | 2007-11-14 | 425
PARI MEDICAL | EFLOW RAPID | 2007-11-01 | 425
PARI MEDICAL | EFLOW RAPID | 2007-08-21 | 425
PARI MEDICAL | EFLOW RAPID | 2007-04-02 | 425
OMRON | M6 (HEM-7001-E) | 2007-03-21 | 180
PARI MEDICAL | EFLOW RAPID | 2007-03-21 | 425
PARI MEDICAL | EFLOW RAPID | 2006-12-19 | 425
PARI MEDICAL | EFLOW RAPID | 2006-12-08 | 425
PARI MEDICAL | EFLOW RAPID | 2006-12-08 | 425
PARI MEDICAL | EFLOW RAPID | 2006-12-08 | 425
PARI MEDICAL | EFLOW RAPID | 2006-12-08 | 425
PARI MEDICAL | EFLOW RAPID | 2006-12-08 | 425
PARI MEDICAL | EFLOW RAPID | 2006-10-20 | 425
PARI MEDICAL | EFLOW RAPID | 2006-10-06 | 425
PARI MEDICAL | EFLOW RAPID | 2006-10-06 | 425
PARI MEDICAL | EFLOW RAPID | 2006-10-06 | 425
PARI MEDICAL | EFLOW RAPID | 2006-10-06 | 425
PARI MEDICAL | EFLOW RAPID | 2006-10-06 | 425
PARI MEDICAL | EFLOW RAPID | 2006-10-06 | 425
PARI MEDICAL | EFLOW RAPID | 2006-09-25 | 425
PARI MEDICAL | EFLOW RAPID | 2006-08-14 | 425
PARI MEDICAL | EFLOW RAPID | 2006-08-14 | 425
PARI MEDICAL | EFLOW RAPID | 2006-08-14 | 425
PARI MEDICAL | EFLOW RAPID | 2006-08-14 | 425
PARI MEDICAL | EFLOW RAPID | 2006-08-14 | 425
PARI MEDICAL | EFLOW RAPID | 2006-08-14 | 425
PARI MEDICAL | EFLOW RAPID | 2006-07-10 | 425
PARI MEDICAL | EFLOW RAPID | 2006-07-10 | 425
PARI MEDICAL | EFLOW RAPID | 2006-07-10 | 425
PARI MEDICAL | EFLOW RAPID | 2006-07-10 | 425
PARI MEDICAL | EFLOW RAPID | 2006-07-10 | 425
PARI MEDICAL | EFLOW RAPID | 2006-06-07 | 425
PARI MEDICAL | EFLOW RAPID | 2006-06-07 | 425
PARI MEDICAL | EFLOW RAPID | 2006-01-25 | 425
PARI MEDICAL | EFLOW RAPID | 2006-01-25 | 425
MINOLTA | PULSOX-3I | 2003-07-07 | 550
MINOLTA | PULSOX-3I | 2003-06-18 | 550
NA | MEMO/GENERAL SUNDRIES | 2001-01-01 | 0
NA | MEMO/GENERAL SUNDRIES | 2001-01-01 | 0
CISCO SYSTEMS | WS-C2960+24TC-S | 2019-02-26 | 1085
BRAUN | PRO 6000 | 2022-05-05 | 149
BRAUN | PRO 6000 | 2021-09-07 | 149
SECA | 959 | 2021-08-26 | 760
BRAUN | PRO 6000 | 2021-06-11 | 149
BRAUN | PRO 6000 | 2021-06-11 | 149
BRAUN | PRO 6000 | 2021-04-09 | 149
PHILIPS LTD | INTELLIVUE MMX | 2020-03-25 | 1678.6
PHILIPS LTD | INTELLIVUE MMX | 2020-03-25 | 1678.6
PHILIPS LTD | INTELLIVUE MMX | 2020-03-25 | 1678.6
PHILIPS LTD | MX450 | 2020-03-24 | 6050
PHILIPS LTD | MX450 | 2020-03-24 | 6050
PHILIPS LTD | MX450 | 2020-03-24 | 6050
PHILIPS LTD | MX450 | 2020-03-24 | 6050
PHILIPS LTD | INTELLIVUE MMX | 2020-03-24 | 1678.6
F & P | MR810 | 2019-10-31 | 697
F & P | MR810 | 2019-10-31 | 697
F & P | MR810 | 2019-10-31 | 697
THERAPY EQUIPMENT | DIAMOND RANGE HIGH | 2019-07-16 | 139
SECA | 416 | 2018-04-15 | 335
THERAPY EQUIPMENT | DIAMOND RANGE HIGH | 2017-09-25 | 384
THERAPY EQUIPMENT | 7770 | 2017-08-29 | 384
THERAPY EQUIPMENT | 7777 | 2017-07-25 | 384
THERAPY EQUIPMENT | 7777 | 2017-07-25 | 384
THERAPY EQUIPMENT | DIAMOND RANGE HIGH | 2017-06-26 | 384
LIKO | GOLVO 8008 | 2017-01-16 | 5130
ABBOTT LABS | FREESTYLE PRECISION PRO | 2015-06-16 | 1000
ABBOTT LABS | FREESTYLE PRECISION PRO | 2015-06-16 | 1000
LAERDAL | LSU-2 | 2015-04-22 | 680
PHILIPS LTD | M8105A | 2012-06-25 | 7488.65
PHILIPS LTD | M8105A | 2012-06-25 | 7488.65
PHILIPS LTD | M8105A | 2012-06-25 | 7488.65
PHILIPS LTD | M8105A | 2012-06-25 | 7488.65
PHILIPS LTD | M8105A | 2012-06-25 | 7488.59
PHILIPS LTD | M8105A | 2012-06-25 | 7488.65
TERAOKA | DS-502 | 2012-03-23 | 189
TERAOKA | DS-502 | 2012-03-23 | 189
SECA | 376 | 2012-03-16 | 375
SECA | 336 | 2012-02-29 | 335
NELLCOR | OXIMAX N-65 | 2012-02-13 | 600
NELLCOR | OXIMAX N-65 | 2012-02-13 | 600
MEDELA | SYMPHONY | 2011-12-05 | 1900
MEDELA | SYMPHONY | 2011-12-05 | 1900
MEDELA | SYMPHONY | 2011-12-05 | 1900
HNE | 31300E/LX | 2011-12-01 | 1175
NELLCOR | OXIMAX N-65 | 2009-09-09 | 600
NELLCOR | OXIMAX N-65 | 2009-09-09 | 600
PHILIPS LTD | M8105A | 2009-08-05 | 5223.12
PHILIPS LTD | M8105A | 2009-08-05 | 5223.12
PHILIPS LTD | M8105A | 2009-08-05 | 5223.12
PHILIPS LTD | M8105A | 2009-08-05 | 6879.05
PHILIPS LTD | M8105A | 2009-08-05 | 5223.12
PHILIPS LTD | M8105A | 2008-12-10 | 6175.5
PHILIPS LTD | M8105A | 2008-12-10 | 6175.5
PHILIPS LTD | M8105A | 2008-12-10 | 5223.12
PHILIPS LTD | M8105A | 2008-12-10 | 6175.5
PHILIPS LTD | M8105A | 2008-12-10 | 6175.5
WELCH ALLYN | 767 DIAGNOSTIC SYSTEM | 2007-02-26 | 500
NELLCOR | OXIMAX N-65 | 2006-06-07 | 600
GULDMANN | GH2 | 2004-10-04 | 5500
LAERDAL | LSU-2 | 2004-03-30 | 680
DESOUTTER MEDICAL | CC5 | 2003-10-15 | 1644
THERAPY EQUIPMENT | ENTONOX | 2002-07-22 | 182.5
SHIRE | SA-6 | 2001-09-01 | 350
PLINTH 2000 | 503E | 2001-04-20 | 800
THERAPY EQUIPMENT | DIAMOND RANGE HIGH | 2001-04-17 | 139
THERAPY EQUIPMENT | DIAMOND RANGE HIGH | 2001-04-17 | 139
THERAPY EQUIPMENT | DIAMOND RANGE HIGH | 2001-04-17 | 139
THERAPY EQUIPMENT | DIAMOND RANGE HIGH | 2001-04-17 | 139
THERAPY EQUIPMENT | DIAMOND RANGE HIGH | 2001-04-17 | 139
THERAPY EQUIPMENT | DIAMOND RANGE HIGH | 2001-04-17 | 139
THERAPY EQUIPMENT | DIAMOND RANGE HIGH | 2001-04-17 | 139
HNE | 31300E/LX | 2001-04-04 | 1175
THERAPY EQUIPMENT | DIAMOND RANGE HIGH | 2001-04-01 | 139
THERAPY EQUIPMENT | DIAMOND RANGE HIGH | 2001-04-01 | 139
THERAPY EQUIPMENT | DIAMOND RANGE HIGH | 2001-04-01 | 139
THERAPY EQUIPMENT | DIAMOND RANGE HIGH | 2001-04-01 | 139
THERAPY EQUIPMENT | DIAMOND RANGE HIGH | 2001-04-01 | 139
THERAPY EQUIPMENT | DIAMOND RANGE HIGH | 2001-04-01 | 139
THERAPY EQUIPMENT | DIAMOND RANGE HIGH | 2001-04-01 | 139
THERAPY EQUIPMENT | DIAMOND RANGE HIGH | 2001-04-01 | 139
THERAPY EQUIPMENT | DIAMOND RANGE HIGH | 2001-04-01 | 139
THERAPY EQUIPMENT | DIAMOND RANGE HIGH | 2001-04-01 | 139
THERAPY EQUIPMENT | DIAMOND RANGE HIGH | 2001-04-01 | 139
THERAPY EQUIPMENT | DIAMOND RANGE HIGH | 2001-04-01 | 139
NA | MEMO/GENERAL SUNDRIES | 2001-01-01 | 0
MEMO-INTERN | PMG-BCH/6/WD31 | 1984-01-01 | 0
THERAPY EQUIPMENT | THORACIC | 2022-06-22 | 248
BRAUN | PRO 6000 | 2022-06-15 | 149
BRAUN | PRO 6000 | 2022-05-05 | 149
DRIVEMEDICAL | S1 TRANSIT CS1142T | 2022-04-14 | 120
BRAUN | PRO 6000 | 2022-03-21 | 149
BRAUN | PRO 6000 | 2022-03-07 | 149
A&D INSTRUMENTS | FX-500i | 2022-01-18 | 500
BRAUN | PRO 6000 | 2022-01-07 | 149
THERAPY EQUIPMENT | 6561 | 2021-10-26 | 153.9
THERAPY EQUIPMENT | 6561 | 2021-10-26 | 153.9
THERAPY | 6568 | 2021-10-26 | 119
EDAN INSTRUMENTS | SONOTRAX VASCULAR | 2021-09-07 | 125
ACCUVEIN | AV500 | 2021-04-08 | 3854
F & P | AIRVO 2 | 2021-01-20 | 2475
F & P | AIRVO 2 | 2021-01-20 | 2475
THERAPY EQUIPMENT | THORACIC | 2021-01-18 | 196
TERAOKA | DS-502 | 2020-11-08 | 170
THERAPY EQUIPMENT | DIAMOND RANGE HIGH | 2020-09-24 | 67.5
THERAPY EQUIPMENT | 5285/AIR | 2020-07-20 | 171.7
THERAPY EQUIPMENT | DIAMOND RANGE HIGH | 2020-06-01 | 69.5
MARSDEN | M-200 | 2020-03-02 | 500
THERAPY EQUIPMENT | DIAMOND RANGE HIGH | 2020-02-04 | 90
SPACELABS | CardioExpress SL18A | 2020-01-20 | 5994
MEDELA | SYMPHONY | 2020-01-02 | 1900
MEDELA | SYMPHONY | 2020-01-02 | 1900
THERAPY EQUIPMENT | 5250/AIR | 2019-11-28 | 136
F & P | MR810 | 2019-10-31 | 697
F & P | MR810 | 2019-10-31 | 697
F & P | MR810 | 2019-10-31 | 697
THERAPY EQUIPMENT | THORACIC | 2019-08-08 | 196
THERAPY EQUIPMENT | DIAMOND RANGE HIGH | 2019-04-04 | 140
THERAPY EQUIPMENT | DIAMOND RANGE HIGH | 2019-03-18 | 140
PHILIPS LTD | INTELLIVUE DOCK | 2019-02-13 | 525
ELO | ET2401C | 2019-02-13 | 1133
ELO | ET2401C | 2019-02-13 | 1133
AMERICAN POWER CONVERSION (APC) | SMART-UPS SC450 | 2019-02-11 | 500
PHILIPS LTD | M1020B | 2019-02-08 | 1133
PHILIPS LTD | M1020B | 2019-02-08 | 1133
PHILIPS LTD | PIIC IX | 2019-02-08 | 8559.58
PHILIPS LTD | MX500 | 2019-02-04 | 6129
PHILIPS LTD | MX500 | 2019-02-04 | 6129
PHILIPS LTD | MX500 | 2019-02-04 | 6129
PHILIPS LTD | MX500 | 2019-02-04 | 6129
PHILIPS LTD | MX500 | 2019-02-04 | 6129
PHILIPS LTD | MX500 | 2019-02-04 | 6129
PHILIPS LTD | INTELLIVUE X3 | 2019-02-04 | 3671.88
THERAPY EQUIPMENT | DIAMOND RANGE HIGH | 2018-09-14 | 384
THERAPY EQUIPMENT | DIAMOND RANGE HIGH | 2018-09-14 | 384
SECA | 856 | 2018-08-29 | 100
THERAPY EQUIPMENT | 6561 | 2018-06-21 | 73.5
THERAPY EQUIPMENT | 6561 | 2018-06-21 | 73.5
THERAPY EQUIPMENT | 6561 | 2018-06-21 | 73.5
F & P | AIRVO 2 | 2018-06-11 | 2000
SECA | 416 | 2018-04-15 | 335
STIHLER ELECTRONIC | DIA120 | 2018-04-09 | 1000
LAERDAL | LSU-2 | 2018-03-29 | 680
MEDELA | SYMPHONY | 2018-03-22 | 1900
THERAPY EQUIPMENT | 7777 | 2018-03-12 | 384
F & P | AIRVO 2 | 2017-12-19 | 2000
F & P | MR850 | 2017-02-15 | 1000
BIOMED DEVICES | 2003I | 2017-02-15 | 800
BIOMED DEVICES | 2003I | 2016-03-14 | 800
PHYSIO CONTROL | LIFEPAK 20E PACED | 2015-11-18 | 7550
TELEDYNE | MX300-1 | 2015-11-12 | 346.75
ABBOTT LABS | FREESTYLE PRECISION PRO | 2015-06-16 | 1000
BIOMED DEVICES | 2003I | 2015-03-10 | 800
TERAOKA | DS-502 | 2013-09-05 | 189
NELLCOR | OXIMAX N-65 | 2013-01-01 | 600
F & P | MR850 | 2012-10-03 | 1200
PHILIPS LTD | M3002A-X2 | 2012-03-26 | 2500
PHILIPS LTD | M3002A-X2 | 2012-03-26 | 2500
PHILIPS LTD | M3002A-X2 | 2012-03-26 | 2500
PHILIPS LTD | M3002A-X2 | 2012-03-26 | 2500
PHILIPS LTD | M3002A-X2 | 2012-03-26 | 2500
PHILIPS LTD | M3002A-X2 | 2012-03-26 | 2500
PHILIPS LTD | M3002A-X2 | 2012-03-26 | 2500
PHILIPS LTD | M3002A-X2 | 2012-03-26 | 2500
PHILIPS LTD | M3002A-X2 | 2012-03-26 | 2500
PHILIPS LTD | M8002A | 2012-03-26 | 9445.53
PHILIPS LTD | M8002A | 2012-03-26 | 9445.53
PHILIPS LTD | M8002A | 2012-03-26 | 9445.53
PHILIPS LTD | M8002A | 2012-03-26 | 9445.53
PHILIPS LTD | M8002A | 2012-03-26 | 9445.59
PHILIPS LTD | M8002A | 2012-03-26 | 9445.53
PHILIPS LTD | M8002A | 2012-03-26 | 9445.53
PHILIPS LTD | M8002A | 2012-03-26 | 9445.53
PHILIPS LTD | M8002A | 2012-03-26 | 9445.53
PHILIPS LTD | M3002A-X2 | 2012-03-26 | 2500
PHILIPS LTD | M3002A-X2 | 2012-03-26 | 2500
PHILIPS LTD | M3002A-X2 | 2012-03-26 | 2500
PHILIPS LTD | M3002A-X2 | 2012-03-26 | 2500
PHILIPS LTD | M3002A-X2 | 2012-03-26 | 2500
PHILIPS LTD | M3002A-X2 | 2012-03-26 | 2500
PHILIPS LTD | M3002A-X2 | 2012-03-26 | 2500
PHILIPS LTD | M3002A-X2 | 2012-03-26 | 2500
PHILIPS LTD | M3002A-X2 | 2012-03-26 | 2500
PHILIPS LTD | M8002A | 2012-03-26 | 9445.53
PHILIPS LTD | M8002A | 2012-03-26 | 9445.53
PHILIPS LTD | M8002A | 2012-03-26 | 9445.53
MEDELA | SYMPHONY | 2011-11-07 | 1900
MEDELA | SYMPHONY | 2011-11-07 | 1900
MEDELA | SYMPHONY | 2011-11-07 | 1900
NELLCOR | OXIMAX N-65 | 2011-07-21 | 600
SECA | 877 | 2011-07-19 | 200
PHILIPS LTD | M3001A | 2011-06-16 | 2810
SECA | 877 | 2010-05-27 | 200
SECA | 376 | 2009-12-22 | 375
PHILIPS LTD | M8105A | 2009-08-05 | 6879.05
PHILIPS LTD | M8105A | 2009-08-05 | 6879.05
PHILIPS LTD | M1006B | 2009-03-04 | 505
THERAPY EQUIPMENT | DIAMOND RANGE HIGH | 2008-03-27 | 139
PHILIPS LTD | M3001A | 2007-04-26 | 2810
PHILIPS LTD | M3001A | 2007-04-26 | 2810
PHILIPS LTD | M3001A | 2007-04-26 | 2810
PHILIPS LTD | M3163A | 2007-04-26 | 1763
PHILIPS LTD | M1006B | 2007-01-26 | 505
GULDMANN | GH2 | 2007-01-25 | 5500
WELCH ALLYN | 767 DIAGNOSTIC SYSTEM | 2006-11-03 | 500
PHILIPS LTD | M1020A | 2006-07-07 | 1500
PHILIPS LTD | M3001A | 2005-09-05 | 2810
NELLCOR | NPB40 | 2004-11-01 | 1300
PHILIPS LTD | M1006B | 2004-09-09 | 505
LAERDAL | LSU-2 | 2004-08-03 | 680
DRAEGER | 8000 WB | 2003-12-16 | 9000
MOTHERCARE | TYPE 03 | 2003-05-20 | 15
PHILIPS LTD | M1006B | 2003-04-23 | 505
THERAPY EQUIPMENT | ENTONOX | 2002-07-19 | 182.5
PHILIPS LTD | M1029A | 2002-07-16 | 500
NELLCOR | NPB40 | 2002-04-05 | 1300
PHILIPS LTD | M1008B | 2001-10-24 | 1887
MEMO-INTERN | PMG-BCH/6/WD32 | 2001-09-11 | 0
SHIRE | SA-6 | 2001-09-01 | 350
PLINTH 2000 | 503E | 2001-04-20 | 800
PLINTH 2000 | 503E | 2001-04-20 | 800
THERAPY EQUIPMENT | DIAMOND RANGE HIGH | 2001-04-17 | 139
THERAPY EQUIPMENT | DIAMOND RANGE HIGH | 2001-04-17 | 139
THERAPY EQUIPMENT | DIAMOND RANGE HIGH | 2001-04-17 | 139
THERAPY EQUIPMENT | DIAMOND RANGE HIGH | 2001-04-17 | 139
THERAPY EQUIPMENT | DIAMOND RANGE HIGH | 2001-04-17 | 139
THERAPY EQUIPMENT | DIAMOND RANGE HIGH | 2001-04-17 | 139
THERAPY EQUIPMENT | DIAMOND RANGE HIGH | 2001-04-17 | 139
PHILIPS LTD | M1020A | 2001-04-11 | 2500
PHILIPS LTD | M1002B | 2001-04-11 | 1000
PHILIPS LTD | M1041A | 2001-04-11 | 1000
PHILIPS LTD | M1205A | 2001-04-11 | 10000
PHILIPS LTD | M1205A | 2001-04-11 | 8849.01
PHILIPS LTD | M1205A | 2001-04-11 | 10000
PHILIPS LTD | M1041A | 2001-04-11 | 1000
NA | MEMO/GENERAL SUNDRIES | 2001-01-01 | 0
NELLCOR | NPB40 | 2000-11-28 | 1300
THERAPY EQUIPMENT | DIAMOND RANGE HIGH | 1995-01-01 | 139
DATEX-OHMEDA | TEC7 SEVO | 2018-12-05 | 2000
CELSIUS MEDICAL | CALIMA | 2017-01-13 | 1700
QED SCIENTIFIC | FW-40 | 2016-09-23 | 2000
PHILIPS LTD | M3002A-X2 | 2015-11-23 | 4513
PHILIPS LTD | MX400 | 2015-11-23 | 14700
PHILIPS LTD | M3002A-X2 | 2015-11-23 | 4513
INDITHERM | MECU1 | 2014-06-25 | 2500
CONMED | SYSTEM 5000 | 2014-06-11 | 9754.8
PHILIPS LTD | M1019A-G5 | 2014-06-05 | 6000
MAQUET | FLOW-I | 2014-04-30 | 27901.21
MAQUET (UK) | 1132.21B2 ALPHASTAR PRO | 2014-04-01 | 37207.47
MAQUET (UK) | 1132.21B2 ALPHASTAR PRO | 2014-04-01 | 37207.45
THERAPY EQUIPMENT | DIAMOND RANGE HIGH | 2009-10-12 | 139
DATEX-OHMEDA | AESTIVA INDUCTION | 2009-09-30 | 9460.36
PENLON | IDP | 2002-11-13 | 794
PENLON | NUFFIELD 200 | 1995-10-05 | 2500
MAQUET | FLOW-I | 2021-10-05 | 38629.26
CONMED | SYSTEM 5000 | 2016-08-10 | 7554
PENLON | NUFFIELD 200 | 2014-04-17 | 2500
DATEX-OHMEDA | AESTIVA INDUCTION | 2009-09-30 | 9460.36
PHYSIO CONTROL | LIFEPAK 20E | 2014-09-11 | 4741.2
PHILIPS LTD | M8002A | 2014-06-11 | 6730.75
PHILIPS LTD | M8002A | 2014-06-01 | 6730.75
PHILIPS LTD | M8002A | 2014-06-01 | 6730.75
PHILIPS LTD | M8002A | 2014-05-02 | 6730.75
MINDRAY | TE7 | 2022-02-22 | 0
MOLLER-WEDEL | FS 2012 | 2021-12-23 | 50000
LUMENIS | EXTERNAL PURGE | 2021-12-09 | 1000
LUMENIS | ACUSPOT 712 | 2021-12-08 | 17950
LUMENIS | ULTRAPULSE ENCORE TOTAL FX | 2021-12-08 | 129950
INDITHERM | OTM1 | 2020-07-20 | 850
OLYMPUS | ESG-400 | 2020-02-03 | 19960
KARL STORZ | VC-2010 | 2019-10-10 | 3000
FUJIFILM | COMPACT CART | 2018-06-21 | 2070
FUJIFILM | BL-7000 | 2018-06-21 | 7799
FUJIFILM | VP-7000 | 2018-06-21 | 15600
SONY | UP-25MD | 2018-06-21 | 1980
FUJIFILM | COMPACT CART | 2018-06-21 | 2070
FUJIFILM | SC-WU27-G1522 | 2018-06-21 | 6048
ENCIRIS TECHNOLOGIES | LT-101-USB | 2018-06-21 | 1000
ANSPACH | SC2101 | 2018-04-06 | 2500
SAFETY MEDIC | 10 WAY | 2016-03-04 | 600
KARL STORZ | SC-WU24-A1511 | 2016-02-22 | 4000
KARL STORZ | 200905 19 | 2016-02-22 | 2000
KARL STORZ | WD200 | 2016-02-22 | 12000
KARL STORZ | 20133120 | 2016-02-22 | 3000
SONY | UP-DR80MD | 2016-02-22 | 2000
KARL STORZ | VC-2010 | 2016-02-22 | 3000
ANETIC AID | QA3 | 2014-07-24 | 2600
ANETIC AID | QA3 | 2014-07-24 | 2600
INDITHERM | OTM1 | 2014-06-26 | 850
THERAPY EQUIPMENT | 4760 | 2014-06-23 | 140
THERAPY EQUIPMENT | 4760 | 2014-06-23 | 140
THERAPY EQUIPMENT | DIAMOND RANGE HIGH | 2014-06-23 | 140
THERAPY EQUIPMENT | DIAMOND RANGE HIGH | 2014-06-23 | 140
THERAPY EQUIPMENT | DIAMOND RANGE HIGH | 2014-06-23 | 140
THERAPY EQUIPMENT | DIAMOND RANGE HIGH | 2014-06-23 | 140
THERAPY EQUIPMENT | DIAMOND RANGE HIGH | 2014-06-23 | 140
THERAPY EQUIPMENT | DIAMOND RANGE HIGH | 2014-06-23 | 140
THERAPY EQUIPMENT | DIAMOND RANGE HIGH | 2014-06-23 | 140
THERAPY EQUIPMENT | DIAMOND RANGE HIGH | 2014-06-23 | 140
THERAPY EQUIPMENT | DIAMOND RANGE HIGH | 2014-06-23 | 140
THERAPY EQUIPMENT | DIAMOND RANGE HIGH | 2014-06-23 | 140
THERAPY EQUIPMENT | DIAMOND RANGE HIGH | 2014-06-23 | 140
THERAPY EQUIPMENT | DIAMOND RANGE HIGH | 2014-06-23 | 140
THERAPY EQUIPMENT | DIAMOND RANGE HIGH | 2014-06-23 | 140
THERAPY EQUIPMENT | DIAMOND RANGE HIGH | 2014-06-23 | 140
THERAPY EQUIPMENT | DIAMOND RANGE HIGH | 2014-06-23 | 140
THERAPY EQUIPMENT | DIAMOND RANGE HIGH | 2014-06-23 | 140
THERAPY EQUIPMENT | DIAMOND RANGE HIGH | 2014-06-23 | 140
THERAPY EQUIPMENT | DIAMOND RANGE HIGH | 2014-06-23 | 140
THERAPY EQUIPMENT | DIAMOND RANGE HIGH | 2014-06-23 | 140
THERAPY EQUIPMENT | DIAMOND RANGE HIGH | 2014-06-23 | 140
THERAPY EQUIPMENT | DIAMOND RANGE HIGH | 2014-06-23 | 140
THERAPY EQUIPMENT | DIAMOND RANGE HIGH | 2014-06-23 | 140
THERAPY EQUIPMENT | DIAMOND RANGE HIGH | 2014-06-23 | 140
THERAPY EQUIPMENT | DIAMOND RANGE HIGH | 2014-06-23 | 140
OPTICLAR | VISIONMED S1 | 2014-06-20 | 680
OPTICLAR | VISIONMED S1 | 2014-06-20 | 680
PHILIPS LTD | M3002A-X2 | 2014-06-11 | 2500
PHILIPS LTD | M3002A-X2 | 2014-06-11 | 2500
NELLCOR | OXIMAX N-65 | 2014-06-11 | 600
NELLCOR | OXIMAX N-65 | 2014-06-11 | 600
LAERDAL | LSU-2 | 2014-06-11 | 680
LAERDAL | LSU-2 | 2014-06-11 | 680
LAERDAL | LSU-2 | 2014-06-11 | 680
CONMED | SYSTEM 5000 | 2014-06-11 | 9754
DRAEGER | MOVITA MZ30101 | 2014-06-11 | 10000
DRAEGER | MOVITA MZ30101 | 2014-06-11 | 10000
DRAEGER | MOVITA MZ30101 | 2014-06-11 | 10000
DRAEGER | MOVITA MZ30101 | 2014-06-11 | 10000
ANETIC AID | QA3 | 2014-06-11 | 2600
ANETIC AID | QA3 | 2014-06-11 | 2600
ANETIC AID | QA3 | 2014-06-11 | 2600
ANETIC AID | QA3 | 2014-06-11 | 2600
ANETIC AID | QA3 | 2014-06-11 | 2600
ANETIC AID | QA3 | 2014-06-11 | 2600
SIDHIL LTD | INSPIRATION 9003 | 2014-06-11 | 3000
SIDHIL LTD | INSPIRATION 9003 | 2014-06-11 | 3000
PHILIPS LTD | M3002A-X2 | 2014-05-02 | 2500
PHILIPS LTD | M3002A-X2 | 2014-05-02 | 2500
KARL STORZ | 22201020 | 2013-03-25 | 27000
DATEX-OHMEDA | TEC7 ISO | 2009-05-12 | 1936
ABBOTT LABS | ID NOW | 2022-06-27 | 3000
BRAUN | PRO 6000 | 2022-05-18 | 149
BRAUN | PRO 6000 | 2022-05-12 | 149
BRAUN | PRO 6000 | 2022-05-10 | 149
WELCH ALLYN | PRO 6000 CONNEX | 2022-05-10 | 205
WELCH ALLYN | PRO 6000 CONNEX | 2022-05-04 | 205
BRAUN | PRO 6000 | 2022-04-06 | 149
WELCH ALLYN | DS-5401-189 | 2022-02-16 | 30
HUNTLEIGH | D920 | 2022-02-02 | 311.64
HILL-ROM | 75CE CONNEX | 2022-01-11 | 2242
HILL-ROM | 75CE CONNEX | 2021-10-19 | 2030
WELCH ALLYN | SURETEMP PLUS 692 | 2021-08-17 | 236
BRAUN | PRO 6000 | 2021-05-28 | 149
SALTER | 1180 WHDR | 2021-03-20 | 25
ANETIC AID | QA3 | 2020-09-21 | 2902.25
ANETIC AID | QA3 | 2020-09-21 | 2902.25
ANETIC AID | QA3 | 2020-09-21 | 2902.25
ANETIC AID | QA3 | 2020-09-21 | 2902.25
F & P | MR810 | 2019-11-01 | 697
F & P | MR810 | 2019-11-01 | 697
SECA | 416 | 2019-05-31 | 335
NELLCOR | OXIMAX N-560 | 2019-05-28 | 1000
LAERDAL | LSU-2 | 2019-04-10 | 680
LAERDAL | LSU-2 | 2019-04-10 | 680
ULTRASOUND TECHNOLOGIES LTD | PD1 | 2019-03-30 | 641
ULTRASOUND TECHNOLOGIES LTD | PD1 | 2019-03-22 | 641
PHILIPS LTD | MX400 | 2018-10-25 | 7255
SECA | 416 | 2018-04-15 | 335
BPR MEDICAL | 816-0003 | 2017-09-27 | 200
ZEISS | OPMI PICO(OPERATING) | 2016-06-15 | 10365.66
THERAPY EQUIPMENT | 4457 | 2015-11-24 | 145
THERAPY EQUIPMENT | 4457 | 2015-11-24 | 145
THERAPY EQUIPMENT | 4457 | 2015-11-24 | 145
ABBOTT LABS | FREESTYLE PRECISION PRO | 2015-06-16 | 1000
NELLCOR | OXIMAX N-560 | 2015-01-06 | 1000
NELLCOR | OXIMAX N-560 | 2015-01-06 | 1000
FREEWAY | TRANSACTIVE MANUAL | 2014-11-03 | 575
FREEWAY | TRANSACTIVE MANUAL | 2014-11-03 | 575
OPTICLAR | VISIONMED TWIN PORT CHARGING POD | 2014-08-25 | 500
OPTICLAR | VISIONMED TWIN PORT CHARGING POD | 2014-08-25 | 500
OPTICLAR | VISIONMED S1 TWIN WALL STATION | 2014-08-25 | 675
OPTICLAR | VISIONMED TWIN PORT CHARGING POD | 2014-08-25 | 500
MARSDEN | M-700 | 2014-06-23 | 675
THERAPY EQUIPMENT | 4457 | 2014-06-17 | 145
THERAPY EQUIPMENT | 4457 | 2014-06-17 | 145
THERAPY EQUIPMENT | 4457 | 2014-06-17 | 145
THERAPY EQUIPMENT | 4457 | 2014-06-17 | 145
THERAPY EQUIPMENT | 4457 | 2014-06-17 | 145
THERAPY EQUIPMENT | 4457 | 2014-06-17 | 145
THERAPY EQUIPMENT | 4457 | 2014-06-17 | 145
THERAPY EQUIPMENT | 4457 | 2014-06-17 | 145
THERAPY EQUIPMENT | 4457 | 2014-06-17 | 145
THERAPY EQUIPMENT | 4457 | 2014-06-17 | 145
THERAPY EQUIPMENT | 4457 | 2014-06-17 | 145
THERAPY EQUIPMENT | 4457 | 2014-06-17 | 145
THERAPY EQUIPMENT | 4457 | 2014-06-17 | 145
THERAPY EQUIPMENT | 4457 | 2014-06-17 | 145
THERAPY EQUIPMENT | 4457 | 2014-06-17 | 145
THERAPY EQUIPMENT | 4457 | 2014-06-17 | 145
THERAPY EQUIPMENT | 4457 | 2014-06-17 | 145
THERAPY EQUIPMENT | 4457 | 2014-06-17 | 145
LIKO | 2835 | 2014-06-12 | 300
LIKO | GOLVO 8008 | 2014-06-12 | 5000
WELCH ALLYN | 53N00 (VSM 300) | 2014-04-10 | 1300
WELCH ALLYN | 53N00 (VSM 300) | 2014-04-10 | 1300
WELCH ALLYN | 53N00 (VSM 300) | 2014-04-10 | 1300
WELCH ALLYN | 53N00 (VSM 300) | 2014-04-10 | 1300
WELCH ALLYN | 53N00 (VSM 300) | 2014-04-10 | 1300
NELLCOR | OXIMAX N-65 | 2014-04-07 | 600
NELLCOR | OXIMAX N-65 | 2014-04-07 | 600
NELLCOR | OXIMAX N-65 | 2014-04-07 | 600
NELLCOR | OXIMAX N-65 | 2014-04-07 | 600
NELLCOR | OXIMAX N-65 | 2014-04-07 | 600
NELLCOR | OXIMAX N-65 | 2014-04-07 | 600
NELLCOR | OXIMAX N-65 | 2014-04-07 | 600
NELLCOR | OXIMAX N-65 | 2014-04-07 | 600
ANETIC AID | QA3 | 2014-04-04 | 2757
ANETIC AID | QA3 | 2014-04-04 | 2757
ANETIC AID | QA3 | 2014-04-04 | 2757
ANETIC AID | QA3 | 2014-04-04 | 2757
ANETIC AID | QA3 | 2014-04-04 | 2757
ANETIC AID | QA3 | 2014-04-04 | 2757
ANETIC AID | QA3 | 2014-04-04 | 2757
ANETIC AID | QA3 | 2014-04-04 | 2757
ANETIC AID | QA3 | 2014-04-04 | 2757
ANETIC AID | QA3 | 2014-04-04 | 2757
ANETIC AID | QA3 | 2014-04-04 | 2757
ANETIC AID | QA3 | 2014-04-04 | 2757
ANETIC AID | QA3 | 2014-04-04 | 2757
ANETIC AID | QA3 | 2014-04-04 | 2757
ANETIC AID | QA3 | 2014-04-04 | 2757
ANETIC AID | QA3 | 2014-04-04 | 2757
ANETIC AID | QA3 | 2014-04-04 | 2757
NELLCOR | OXIMAX N-65 | 2013-08-06 | 600
NELLCOR | OXIMAX N-65 | 2013-08-06 | 600
NELLCOR | OXIMAX N-65 | 2013-08-06 | 600
SECA | 336 | 2011-11-09 | 335
NELLCOR | OXIMAX N-560 | 2011-10-28 | 1000
LAERDAL | LSU-2 | 2011-10-21 | 680
WELCH ALLYN | 53N00 (VSM 300) | 2010-01-01 | 13000
SECA | 959 | 2009-08-21 | 659
THERAPY EQUIPMENT | DIAMOND RANGE HIGH | 2006-11-08 | 139
THERAPY EQUIPMENT | DIAMOND RANGE HIGH | 2006-11-08 | 139
THERAPY EQUIPMENT | DIAMOND RANGE HIGH | 2006-06-19 | 139
PHILIPS LTD | M8002A | 2005-10-19 | 14206.57
LAERDAL | LSU-2 | 2005-07-22 | 680
PHILIPS LTD | M3001A | 2004-12-20 | 2810
PHILIPS LTD | M3001A | 2004-11-01 | 2810
THERAPY EQUIPMENT | DIAMOND RANGE HIGH | 2004-09-06 | 139
SECA | 861 | 2004-01-01 | 359
NELLCOR | NBP-4000C | 2002-09-01 | 3839
THERAPY EQUIPMENT | DIAMOND RANGE HIGH | 2001-04-17 | 139
THERAPY EQUIPMENT | DIAMOND RANGE HIGH | 2001-04-17 | 139
THERAPY EQUIPMENT | DIAMOND RANGE HIGH | 2001-04-17 | 139
THERAPY EQUIPMENT | DIAMOND RANGE HIGH | 2001-04-17 | 139
THERAPY EQUIPMENT | DIAMOND RANGE HIGH | 2001-04-17 | 139
THERAPY EQUIPMENT | DIAMOND RANGE HIGH | 2001-04-17 | 139
THERAPY EQUIPMENT | DIAMOND RANGE HIGH | 2001-04-17 | 139
THERAPY EQUIPMENT | DIAMOND RANGE HIGH | 2001-04-17 | 139
THERAPY EQUIPMENT | DIAMOND RANGE HIGH | 2001-04-17 | 139
THERAPY EQUIPMENT | DIAMOND RANGE HIGH | 2001-04-17 | 139
WELCH ALLYN | 71116 | 2001-02-21 | 308
NA | MEMO/GENERAL SUNDRIES | 2001-01-01 | 0
CRITIKON | 9340 | 1996-08-16 | 3000
OPTICLAR | VISIONMED S1 TWIN WALL STATION | 2022-07-05 | 441
BRAUN | PRO 6000 | 2022-04-19 | 149
BRAUN | PRO 6000 | 2022-04-19 | 149
BRAUN | PRO 6000 | 2022-04-14 | 149
WELCH ALLYN | 7114 | 2022-03-16 | 538
INTROMEDIC | MR2000-C | 2022-03-10 | 500
INTROMEDIC | MR2000-C | 2022-03-10 | 500
INTROMEDIC | MR2000 | 2022-03-09 | 6250
INTROMEDIC | MR2000 | 2022-03-09 | 6250
CIRCASSIA | NIOX VERO | 2022-03-08 | 4150
CIRCASSIA | NIOX VERO | 2022-03-08 | 4150
SECA | 959 | 2022-01-31 | 599.2
ACCUVEIN | AV400 | 2021-12-14 | 1200
OPTICLAR | VISIONMED S1 TWIN WALL STATION | 2021-10-19 | 675
BRAUN | PRO 6000 | 2021-06-30 | 149
BRAUN | PRO 6000 | 2021-06-30 | 149
BRAUN | PRO 6000 | 2021-05-27 | 149
MASIMO UK | RAD-97 | 2020-09-25 | 1000
MASIMO UK | RAD-97 | 2020-09-25 | 1000
MASIMO UK | RAD-97 | 2020-09-25 | 1000
MASIMO UK | RAD-97 | 2020-09-25 | 1000
MASIMO UK | RAD-97 | 2020-09-25 | 1000
MASIMO UK | RAD-97 | 2020-09-25 | 1000
IEI | AFL-19I-HM55 | 2020-08-17 | 2200
SOMNOMEDICS GMBH | VID101 | 2020-04-20 | 2000
ECO PHYSICS | M3024 | 2019-12-19 | 22868.5
SCAN MOBILITY | IMPRESSIONS COT | 2019-12-05 | 2636
SCAN MOBILITY | IMPRESSIONS COT | 2019-12-05 | 2636
RADIOMETER | TCM5 BASIC | 2019-11-19 | 7907.75
RADIOMETER | TCM5 BASIC | 2019-11-19 | 7907.75
RADIOMETER | TCM5 BASIC | 2019-11-19 | 7907.75
RADIOMETER | TCM5 BASIC | 2019-11-19 | 7907.75
RADIOMETER | TCM5 BASIC | 2019-11-19 | 7907.75
THERAPY EQUIPMENT | ENTONOX | 2019-10-07 | 182.5
SOMNOMEDICS GMBH | SOMNOSCREEN PLUS | 2019-07-31 | 18582
MASIMO UK | RAD-97 | 2019-07-09 | 905.87
MASIMO UK | RAD-97 | 2019-07-09 | 905.87
MASIMO UK | RAD-97 | 2019-07-09 | 905.87
THERAPY EQUIPMENT | ENTONOX | 2019-06-05 | 0
ISTORAGE | DISKASHUR DT 2TB | 2019-01-10 | 200
EPPENDORF | 5702R | 2018-08-01 | 960
MEDICAL MEASUREMENT SYSTEMS | OHMEGA | 2018-04-10 | 6000
SOMNOMEDICS GMBH | SOMNOSCREEN PLUS | 2018-03-21 | 22122
F & P | MR850 | 2017-11-02 | 1000
CAMBRIDGE TEMPERATURE CONCEPTS | A1 | 2017-10-01 | 500
CAMBRIDGE TEMPERATURE CONCEPTS | A1 | 2017-10-01 | 500
CAMBRIDGE TEMPERATURE CONCEPTS | A1 | 2017-10-01 | 500
HOLTAIN LTD | HARPENDEN STADIOMETER | 2017-09-26 | 15000
CAREFUSION | 36-RPM01-STK | 2016-11-23 | 1333.69
MICRO MEDICAL (NOW CAREFUSION) | MICROLAB ML3500 | 2016-11-23 | 1793.73
MORTARA INST | ELI 150 | 2016-07-12 | 3000
BRISTOL MAID (HOSP.M.CRAFT) | EC1310 | 2016-06-07 | 7475
MORTARA INST | ELI 250 | 2016-02-04 | 3000
HETTICH | EBA 200 | 2015-12-08 | 960
PHYSIO CONTROL | LIFEPAK 20E | 2015-11-24 | 4741.2
RADIOMETER | TCM-4 | 2015-10-26 | 5495
RADIOMETER | TCM-4 | 2015-10-26 | 5495
RADIOMETER | TCM-4 | 2015-10-26 | 5495
INTROMEDIC | MR1100 | 2015-07-28 | 6250
INTROMEDIC | MR1000-C | 2015-07-28 | 500
APPLE | IPAD MINI | 2015-07-28 | 500
MEDICAL MEASUREMENT SYSTEMS | OHMEGA | 2015-07-20 | 6552
ABBOTT LABS | FREESTYLE PRECISION PRO | 2015-06-16 | 1000
ABBOTT LABS | FREESTYLE PRECISION PRO | 2015-06-16 | 1000
ABBOTT LABS | FREESTYLE PRECISION PRO | 2015-06-16 | 1000
ABBOTT LABS | FREESTYLE PRECISION PRO | 2015-06-16 | 1000
SOMNOMEDICS GMBH | VID101 | 2015-03-26 | 2000
DELL COMPUTERS | LATITUDE E6520 | 2015-03-26 | 1000
FREEWAY | TRANSACTIVE MANUAL | 2014-11-03 | 575
FREEWAY | TRANSACTIVE MANUAL | 2014-11-03 | 575
WELCH ALLYN | 7670-10 | 2014-09-05 | 181.24
WELCH ALLYN | 7670-10 | 2014-09-05 | 181.24
WELCH ALLYN | 7670-10 | 2014-09-05 | 181.24
WELCH ALLYN | 7670-10 | 2014-09-05 | 181.24
WELCH ALLYN | 7670-10 | 2014-09-05 | 181.24
GE LIMITED | CARESCAPE V100 | 2014-07-30 | 1800
GE LIMITED | CARESCAPE V100 | 2014-07-30 | 1800
GE LIMITED | CARESCAPE V100 | 2014-07-30 | 1800
WELCH ALLYN | 7670-10 | 2014-07-28 | 181.24
THERAPY EQUIPMENT | DIAMOND RANGE HIGH | 2014-06-23 | 140
THERAPY EQUIPMENT | DIAMOND RANGE HIGH | 2014-06-23 | 140
THERAPY EQUIPMENT | DIAMOND RANGE HIGH | 2014-06-23 | 140
THERAPY EQUIPMENT | DIAMOND RANGE HIGH | 2014-06-23 | 140
THERAPY EQUIPMENT | DIAMOND RANGE HIGH | 2014-06-23 | 140
THERAPY EQUIPMENT | DIAMOND RANGE HIGH | 2014-06-23 | 140
BRISTOL MAID (HOSP.M.CRAFT) | ECO35 | 2014-06-23 | 1000
BRISTOL MAID (HOSP.M.CRAFT) | ECO35 | 2014-06-23 | 1000
BRISTOL MAID (HOSP.M.CRAFT) | ECO35 | 2014-06-23 | 1000
BRISTOL MAID (HOSP.M.CRAFT) | ECO35 | 2014-06-23 | 1000
BRISTOL MAID (HOSP.M.CRAFT) | ECO35 | 2014-06-23 | 1000
PHILIPS LTD | M3002A-X2 | 2014-05-21 | 0
PHILIPS LTD | M8002A | 2014-05-21 | 5721.3
PHILIPS LTD | M3002A-X2 | 2014-05-02 | 5000
SHIRE | SA-6 | 2014-03-15 | 350
MEDIX LTD | AC2000 | 2014-02-14 | 100
SALTER | 1015 WHDR | 2013-09-17 | 100
MEDICAL MEASUREMENT SYSTEMS | ORION II UPS2020 | 2012-06-28 | 2500
MEDICAL MEASUREMENT SYSTEMS | OHMEGA | 2012-06-28 | 6000
SECA | 336 | 2012-02-29 | 335
SECA | 877 | 2012-01-16 | 200
MEDICAL MEASUREMENT SYSTEMS | OHMEGA | 2011-11-03 | 6000
LAERDAL | LSU-2 | 2011-04-01 | 680
PHILIPS LTD | M8105A | 2011-02-10 | 5495
WELCH ALLYN | 71616 | 2010-08-27 | 275
HOLTAIN LTD | HARPENDEN STADIOMETER | 2010-08-05 | 910
HOLTAIN LTD | HARPENDEN SITTING HEIGHT TABLE | 2010-08-05 | 1435
PHILIPS LTD | M8002A | 2010-01-01 | 6730.75
LODE | 906900 | 2009-11-11 | 5000
GAST MANUF | GASTRO & GASTROLYZER | 2009-07-21 | 1250
MEDCARE | 100445 | 2007-10-04 | 1500
KORR MED | RSS100-HR | 2005-06-09 | 10000
MENARINI | GLUCODAY | 2004-08-24 | 400
NELLCOR | NPB40 | 2003-03-21 | 1300
NELLCOR | NPB40 | 2003-03-21 | 1300
CRITIKON | PRO SERIES 100 | 2003-03-21 | 3290
CRITIKON | PRO SERIES 100 | 2003-03-21 | 3290
THERAPY EQUIPMENT | DIAMOND RANGE HIGH | 2001-10-30 | 139
NA | MEMO/GENERAL SUNDRIES | 2001-04-23 | 0
THERAPY EQUIPMENT | DIAMOND RANGE HIGH | 2001-04-17 | 139
THERAPY EQUIPMENT | DIAMOND RANGE HIGH | 2001-04-17 | 139
THERAPY EQUIPMENT | DIAMOND RANGE HIGH | 2001-04-17 | 139
DATEX-OHMEDA | 3800 | 2001-01-01 | 1500
ARJO HUNTLEIGH | SARA STEDY | 2022-06-20 | 1500
NATUS LTD | EMU40 | 2022-06-14 | 35000
AMERICAN POWER CONVERSION (APC) | BK650MI | 2022-06-14 | 150
NATUS LTD | EMU40EX | 2022-06-07 | 4000
DELL COMPUTERS | U2412M | 2022-06-07 | 200
NATUS LTD | EMU40EX | 2021-05-05 | 30920
MICROMED ELECTRONICS | MYOQUICK | 2020-12-30 | 25000
DELL COMPUTERS | PRECISION 3550 | 2020-12-30 | 1000
MICROMED ELECTRONICS | BRAIN-QUICK 3200 ACQ/DVEEGHD | 2018-04-23 | 41600
MICROMED ELECTRONICS | BRAIN-QUICK 3200 | 2018-03-09 | 21600
NATUS LTD | EMU40EX | 2017-05-04 | 15000
MICROMED ELECTRONICS | MORPHEUS | 2016-01-01 | 12540
CADWELL | SIERRA SUMMIT TROLLEY | 2015-11-24 | 2000
HP | P1102W | 2015-11-24 | 100
DELL COMPUTERS | OPTIPLEX 7020 | 2015-11-24 | 2000
CADWELL | SIERRA SUMMIT EMG/NCV/EP | 2015-11-24 | 22000
CADWELL | SIERRA SUMMIT 12CH AMPLIFIER | 2015-11-24 | 11000
DELL COMPUTERS | P2414HB | 2015-11-24 | 1000
DELL COMPUTERS | P2214HB | 2015-11-24 | 1000
NATUS LTD | EMU128 | 2014-06-26 | 35000
NATUS LTD | XLTEK | 2014-06-26 | 6330
DELL COMPUTERS | LATITUDE E6530 | 2014-05-01 | 1200
MICROMEDICAL | BQ-EEGAQ-P | 2012-07-11 | 20349
BELKIN | F6C625U220V | 2011-12-12 | 120
DELL COMPUTERS | OPTIPLEX 780 | 2011-07-19 | 500
NATUS LTD | EMU40 | 2009-06-09 | 35000
BELKIN | F6C625U220V | 2008-12-17 | 120
BELKIN | F6C625U220V | 2008-12-17 | 120
MEDELEC | SYNERGY N2 | 2008-04-16 | 10000
SLE | CPS20 | 2008-04-16 | 1000
LAERDAL | LSU-2 | 2007-04-30 | 680
COMPAQ | ARMADA 7400 | 2006-11-06 | 12000
MICRO MEDICAL (NOW CAREFUSION) | SD32R | 2003-07-23 | 20000
WALTER GRAPH | NERVUS MONITOR | 2002-09-02 | 15000
NA | MEMO/GENERAL SUNDRIES | 2001-01-01 | 0
MEDI-PLINTH | CA5100 | 2020-11-27 | 850
SECA | 959 | 2020-10-14 | 525
PHYSIO CONTROL | LIFEPAK 20E | 2020-04-06 | 4050
SECA | 416 | 2018-04-15 | 335
WELCH ALLYN | SPOT 420(NBP) | 2016-11-18 | 1500
ABBOTT LABS | FREESTYLE PRECISION PRO | 2015-06-16 | 1000
KARL KAPS OPTIK GMBH | SOM52 | 2015-01-05 | 1000
THERAPY EQUIPMENT | ENTONOX | 2014-07-25 | 182.5
BRISTOL MAID (HOSP.M.CRAFT) | ECO35 | 2014-06-23 | 1000
CAREFUSION | MICROLAB ML3500 MK6 | 2014-05-01 | 1000
MARSDEN | M-330 | 2014-04-28 | 250
THERAPY EQUIPMENT | ENTONOX | 2006-02-28 | 182.5
MEMO-INTERN | PMG-BCH-5-WD33-BURNS HDU-1-6 FRONT TREATMENT ROOM | 2014-05-30 | 0
MEMO-INTERN | PMG-BCH-5-WD33-BURNS HDU-1-6 BACK SINGLE ROOM | 2014-05-30 | 0
BRAUN | PRO 6000 | 2022-07-01 | 149
ARJO HUNTLEIGH | RHAPSODY | 2022-06-30 | 1500
SMIRTHWAITE | EASI-LIFT | 2022-06-28 | 3654
BRAUN | PRO 6000 | 2022-05-26 | 132
BRAUN | PRO 6000 | 2022-05-17 | 149
NICKEL ELECTRO | NE1-28/PR | 2022-04-19 | 400
BRAUN | PRO 6000 | 2022-04-05 | 149
RADIOMETER | ABL90 FLEX PLUS | 2022-02-24 | 13000
SECA | 955 | 2022-01-13 | 565
BRAUN | PRO 6000 | 2021-12-15 | 149
BRAUN | PRO 6000 | 2021-11-05 | 149
COVIDIEN UK | SCD 700 | 2021-07-12 | 0
COVIDIEN UK | SCD 700 | 2021-07-12 | 0
COVIDIEN UK | SCD 700 | 2021-07-06 | 0
COVIDIEN UK | SCD 700 | 2021-07-06 | 0
BRAUN | PRO 6000 | 2021-06-15 | 149
ACCUVEIN | AV500 | 2021-04-08 | 3854
WELCH ALLYN | DS54 | 2021-04-08 | 60
PHILIPS LTD | MX800 | 2020-12-02 | 13314.6
PHILIPS LTD | MX800 | 2020-12-02 | 13314.6
PHILIPS LTD | MX800 | 2020-12-02 | 13314.6
PHILIPS LTD | FMS-4 | 2020-12-02 | 463.4
PHILIPS LTD | FMS-4 | 2020-12-02 | 463.4
PHILIPS LTD | FMS-4 | 2020-12-02 | 463.4
PHILIPS LTD | INTELLIVUE MMX | 2020-12-02 | 1731.82
CAS CORPORATION | CAS SW | 2020-11-26 | 150
SECA | 376 | 2020-11-05 | 311.25
F & P | AIRVO 2 | 2020-05-12 | 2475
LAERDAL | LCSU4 | 2019-12-27 | 333
F & P | MR810 | 2019-10-31 | 697
F & P | MR810 | 2019-10-31 | 697
F & P | MR810 | 2019-10-31 | 697
HUNTLEIGH | D900 | 2019-08-22 | 280
PHILIPS LTD | M1029A | 2019-06-21 | 500
RESPIRONICS | V60 | 2019-03-22 | 12993.64
SECA | 416 | 2018-04-15 | 335
CELSIUS MEDICAL | CALIMA | 2017-05-04 | 2000
HUNTLEIGH | D900 | 2016-10-31 | 280
CISCO SYSTEMS | WS-C2960+24TC-S | 2016-10-31 | 1085
AMERICAN POWER CONVERSION (APC) | SMART-UPS SC450 | 2016-09-29 | 500
SECA | 704 | 2016-03-27 | 454
PHYSIO CONTROL | LIFEPAK 20E | 2015-11-24 | 4741.2
THERAPY EQUIPMENT | DIAMOND RANGE THORACIC | 2015-08-20 | 140
LAERDAL | LSU-2 | 2015-07-01 | 680
ABBOTT LABS | FREESTYLE PRECISION PRO | 2015-06-16 | 1000
SWIFTTECH | SLSC2MR | 2015-04-09 | 700
SWIFTTECH | SLSC2MR | 2015-04-09 | 700
SWIFTTECH | SLSC2MR | 2015-04-09 | 700
WELCH ALLYN | 767 DIAGNOSTIC SYSTEM | 2015-02-02 | 500
HNE | 31300E/LX | 2014-08-05 | 1200
PHILIPS LTD | PIIC IX | 2014-07-08 | 12500
ELO | 1928L | 2014-07-08 | 1500
NA | MEMO/GENERAL SUNDRIES | 2014-06-26 | 0
WELCH ALLYN | 767 DIAGNOSTIC SYSTEM | 2014-06-13 | 500
THERAPY EQUIPMENT | ENTONOX | 2014-06-06 | 182.5
MEMO-INTERN | PMG-BCH/5/BURNS | 2014-05-30 | 0
NELLCOR | OXIMAX N-560 | 2014-05-27 | 880.43
NELLCOR | OXIMAX N-560 | 2014-05-27 | 880.43
PHILIPS LTD | M8048A | 2014-05-21 | 1700
CODMAN | ICP EXPRESS | 2014-05-15 | 1500
PHILIPS LTD | MX800 | 2014-05-02 | 12000
PHILIPS LTD | MX800 | 2014-05-02 | 12000
PHILIPS LTD | MX800 | 2014-05-02 | 12000
PHILIPS LTD | M3002A-X2 | 2014-05-02 | 5000
PHILIPS LTD | M3002A-X2 | 2014-05-02 | 5000
PHILIPS LTD | M3002A-X2 | 2014-05-02 | 5000
PHILIPS LTD | M3002A-X2 | 2014-05-02 | 5000
PHILIPS LTD | M3002A-X2 | 2014-05-02 | 5000
PHILIPS LTD | M3002A-X2 | 2014-05-02 | 5000
PHILIPS LTD | M3002A-X2 | 2014-05-02 | 5000
PHILIPS LTD | M3002A-X2 | 2014-05-02 | 5000
PHILIPS LTD | M8048A | 2014-05-02 | 1700
PHILIPS LTD | M8048A | 2014-05-02 | 1700
PHILIPS LTD | M8048A | 2014-05-02 | 1700
PHILIPS LTD | M8048A | 2014-05-02 | 1700
DRAEGER | MOVITA MZ29354 | 2014-05-01 | 10000
DRAEGER | MOVITA MZ29354 | 2014-05-01 | 10000
DRAEGER | MOVITA MZ29354 | 2014-05-01 | 10000
DRAEGER | MOVITA MZ29354 | 2014-05-01 | 10000
DRAEGER | MOVITA MZ29354 | 2014-05-01 | 10000
DRAEGER | MOVITA MZ29354 | 2014-05-01 | 10000
SWIFTAIR | SWIFTAIR ST2000 | 2014-05-01 | 2500
SWIFTAIR | SWIFTAIR ST2000 | 2014-05-01 | 2500
SWIFTAIR | SWIFTAIR ST2000 | 2014-05-01 | 2500
SWIFTAIR | SWIFTAIR ST2000 | 2014-05-01 | 2500
SWIFTAIR | SWIFTAIR ST2000 | 2014-05-01 | 2500
THERAPY EQUIPMENT | DIAMOND RANGE HIGH | 2014-05-01 | 140
THERAPY EQUIPMENT | DIAMOND RANGE HIGH | 2014-05-01 | 140
THERAPY EQUIPMENT | DIAMOND RANGE HIGH | 2014-05-01 | 140
THERAPY EQUIPMENT | DIAMOND RANGE HIGH | 2014-05-01 | 140
THERAPY EQUIPMENT | DIAMOND RANGE HIGH | 2014-05-01 | 140
THERAPY EQUIPMENT | DIAMOND RANGE HIGH | 2014-05-01 | 140
THERAPY EQUIPMENT | DIAMOND RANGE HIGH | 2014-05-01 | 140
THERAPY EQUIPMENT | DIAMOND RANGE HIGH | 2014-05-01 | 140
THERAPY EQUIPMENT | DIAMOND RANGE HIGH | 2014-05-01 | 140
THERAPY EQUIPMENT | DIAMOND RANGE HIGH | 2014-05-01 | 140
THERAPY EQUIPMENT | DIAMOND RANGE HIGH | 2014-05-01 | 140
THERAPY EQUIPMENT | DIAMOND RANGE HIGH | 2014-05-01 | 140
THERAPY EQUIPMENT | DIAMOND RANGE HIGH | 2014-05-01 | 140
THERAPY EQUIPMENT | DIAMOND RANGE HIGH | 2014-05-01 | 140
F & P | MR850 | 2013-07-02 | 1000
SHIRE | SAX-6 | 2013-06-03 | 400
SHIRE | SAX-6 | 2013-06-03 | 400
PHILIPS LTD | M8023A | 2010-01-01 | 750
PHILIPS LTD | M3002A-X2 | 2010-01-01 | 5000
PHILIPS LTD | M3001A | 2010-01-01 | 3500
PHILIPS LTD | M3001A | 2010-01-01 | 3500
PHILIPS LTD | M3002A-X2 | 2010-01-01 | 5000
PHILIPS LTD | M3002A-X2 | 2010-01-01 | 5000
PHILIPS LTD | M3001A | 2010-01-01 | 3500
PHILIPS LTD | M8002A | 2010-01-01 | 6730.75
WELCH ALLYN | SPOT 420(NBP) | 2010-01-01 | 1500
WELCH ALLYN | SPOT 420(NBP) | 2010-01-01 | 1500
WELCH ALLYN | SPOT 420(NBP) | 2009-01-01 | 1500
PHILIPS LTD | M8002A | 2007-04-26 | 6730.75
HNE | 31300E/LX | 2005-01-01 | 1200
PHILIPS LTD | M8002A | 2004-11-01 | 6730.75
ARJO HUNTLEIGH | MALIBU | 2022-06-30 | 1500
BRAUN | PRO 6000 | 2022-06-15 | 149
BRAUN | PRO 6000 | 2022-05-27 | 149
BRAUN | PRO 6000 | 2022-05-26 | 149
BRAUN | PRO 6000 | 2022-05-26 | 149
BRAUN | PRO 6000 | 2022-05-25 | 149
NELLCOR | PM10N | 2022-05-20 | 875
NELLCOR | PM10N | 2022-05-20 | 875
NELLCOR | PM10N | 2022-05-20 | 875
NELLCOR | PM10N | 2022-05-20 | 875
THERAPY EQUIPMENT | DIAMOND RANGE HIGH | 2022-05-20 | 81
BRAUN | PRO 6000 | 2022-05-18 | 149
BRAUN | PRO 6000 | 2022-04-05 | 149
BRAUN | PRO 6000 | 2022-04-05 | 149
WELCH ALLYN | SURETEMP PLUS 692 | 2022-03-16 | 148.5
WELCH ALLYN | SURETEMP PLUS 692 | 2022-03-16 | 148.5
NELLCOR | PM10N | 2022-03-15 | 875
NELLCOR | PM10N | 2022-03-15 | 875
BRAUN | PRO 6000 | 2021-12-23 | 149
BRAUN | PRO 6000 | 2021-12-17 | 149
BRAUN | PRO 6000 | 2021-12-08 | 149
THERAPY EQUIPMENT | DIAMOND RANGE HIGH | 2021-12-02 | 69.5
BRAUN | PRO 6000 | 2021-11-26 | 149
BRAUN | PRO 6000 | 2021-11-15 | 149
BRAUN | PRO 6000 | 2021-10-28 | 149
LAERDAL | LSU-2 | 2021-09-30 | 773
LAERDAL | LSU-2 | 2021-09-30 | 773
LAERDAL | LSU-2 | 2021-09-30 | 773
WELCH ALLYN | DS-6501-300 | 2021-08-25 | 58
WELCH ALLYN | DS-6501-300 | 2021-08-25 | 58
BRAUN | PRO 6000 | 2021-07-16 | 149
ACCUVEIN | AV500 | 2021-04-08 | 3854
LIKO | GOLVO 9000 | 2021-04-07 | 5000
BRAUN | PRO 6000 | 2021-02-26 | 149
ELO | ET2401L | 2020-11-10 | 627
PHILIPS LTD | PIIC IX | 2020-11-10 | 12500
AMERICAN POWER CONVERSION (APC) | SMART-UPS SC450 | 2020-11-10 | 455
PHILIPS LTD | MX400 | 2020-11-02 | 2131.91
PHILIPS LTD | INTELLIVUE MMX | 2020-11-02 | 1731.82
PHILIPS LTD | MX400 | 2020-11-02 | 2131.91
PHILIPS LTD | MX400 | 2020-11-02 | 2131.91
PHILIPS LTD | MX400 | 2020-11-02 | 2131.91
PHILIPS LTD | MX400 | 2020-11-02 | 2131.91
PHILIPS LTD | INTELLIVUE MMX | 2020-11-02 | 1731.82
PHILIPS LTD | INTELLIVUE MMX | 2020-11-02 | 1731.82
PHILIPS LTD | INTELLIVUE MMX | 2020-11-02 | 1731.82
PHILIPS LTD | INTELLIVUE MMX | 2020-11-02 | 1731.82
CISCO SYSTEMS | WS-C2960+24TC-S | 2020-11-02 | 1114.4
WELCH ALLYN | GS777 | 2020-08-17 | 500
WELCH ALLYN | 75CE CONNEX | 2020-07-01 | 1794
WELCH ALLYN | 75CE CONNEX | 2020-07-01 | 1794
WELCH ALLYN | 75CE CONNEX | 2020-07-01 | 1794
WELCH ALLYN | PRO 6000 CONNEX | 2020-07-01 | 130
WELCH ALLYN | PRO 6000 CONNEX | 2020-07-01 | 130
WELCH ALLYN | PRO 6000 CONNEX | 2020-07-01 | 130
F & P | F&P 950 | 2020-06-04 | 2808
F & P | F&P 950 | 2020-06-04 | 2808
F & P | F&P 950 | 2020-06-04 | 2808
F & P | F&P 950 | 2020-06-04 | 2808
F & P | F&P 950 | 2020-06-04 | 2808
F & P | F&P 950 | 2020-06-04 | 2808
BIOMED DEVICES | 2003I | 2020-06-04 | 800
BIOMED DEVICES | 2003I | 2020-06-04 | 800
BIOMED DEVICES | 2003I | 2020-06-04 | 800
BIOMED DEVICES | 2003I | 2020-06-04 | 800
BIOMED DEVICES | 2003I | 2020-06-04 | 800
BIOMED DEVICES | 2003I | 2020-06-04 | 800
F & P | AIRVO 2 | 2020-06-02 | 2475
F & P | AIRVO 2 | 2020-06-02 | 2475
F & P | AIRVO 2 | 2020-06-02 | 2475
MASIMO UK | RAD-5 | 2020-02-26 | 0
MASIMO UK | RAD-5 | 2020-02-26 | 0
ABBOTT LABS | FREESTYLE PRECISION PRO | 2020-02-21 | 1000
HUDSON RCI | AQUATHERM III | 2019-11-04 | 294
F & P | MR810 | 2019-10-30 | 697
F & P | MR810 | 2019-10-30 | 697
F & P | MR810 | 2019-10-30 | 697
F & P | MR810 | 2019-10-30 | 697
F & P | MR810 | 2019-10-30 | 697
F & P | MR810 | 2019-10-30 | 697
THERAPY EQUIPMENT | DIAMOND RANGE HIGH | 2019-09-11 | 140
F & P | AIRVO 2 | 2019-07-08 | 2000
WELCH ALLYN | GS777 | 2019-03-18 | 500
THERAPY EQUIPMENT | DIAMOND RANGE HIGH | 2019-01-22 | 140
THERAPY EQUIPMENT | DIAMOND RANGE HIGH | 2019-01-08 | 140
MEDELA | SYMPHONY | 2018-11-06 | 1900
BPR MEDICAL | 8160001 | 2018-07-20 | 190
BPR MEDICAL | 816-0003 | 2018-03-21 | 180
F & P | AIRVO 2 | 2017-10-20 | 2000
THERAPY EQUIPMENT | DIAMOND RANGE HIGH | 2017-10-20 | 140
F & P | AIRVO 2 | 2017-09-27 | 2000
THERAPY EQUIPMENT | 7777 | 2017-09-18 | 384
THERAPY EQUIPMENT | 7777 | 2017-09-18 | 384
F & P | AIRVO 2 | 2017-02-10 | 2000
HOLTAIN LTD | HARPENDEN STADIOMETER | 2017-01-11 | 9100
CISCO SYSTEMS | WS-C2960+24TC-S | 2016-10-28 | 1085
PHILIPS LTD | PIIC IX | 2016-10-21 | 12500
ELO | E427252 | 2016-10-21 | 1500
AMERICAN POWER CONVERSION (APC) | SMART-UPS SC450 | 2016-10-21 | 500
AMERICAN POWER CONVERSION (APC) | SMART-UPS SC450 | 2016-10-21 | 500
PHILIPS LTD | 19S4Q | 2016-10-21 | 200
PHILIPS LTD | 19S4Q | 2016-10-21 | 200
PHILIPS LTD | 19S4Q | 2016-10-21 | 200
PHILIPS LTD | 19S4Q | 2016-10-21 | 200
PHILIPS LTD | 19S4Q | 2016-10-21 | 200
PHILIPS LTD | 19S4Q | 2016-10-21 | 200
PHILIPS LTD | M3001A | 2016-10-18 | 2810
PHILIPS LTD | M3001A | 2016-10-18 | 2810
PHILIPS LTD | M3001A | 2016-10-18 | 2810
PHILIPS LTD | M3001A | 2016-10-18 | 2810
PHILIPS LTD | M3001A | 2016-10-18 | 2810
PHILIPS LTD | M3001A | 2016-10-18 | 2810
ACCOSON LTD | GREENLIGHT 300 | 2016-09-16 | 200
PHYSIO CONTROL | LIFEPAK 20E | 2015-11-24 | 4741.2
PHILIPS LTD | MX450 | 2015-11-19 | 9000
PHILIPS LTD | M3001A | 2015-11-19 | 2810
PHILIPS LTD | 220S4LCB/00 | 2015-11-19 | 500
TELEDYNE | MX300-1 | 2015-11-12 | 346.75
TELEDYNE | MX300-1 | 2015-11-12 | 346.75
TELEDYNE | MX300-1 | 2015-11-12 | 346.75
TELEDYNE | MX300-1 | 2015-11-12 | 346.75
TELEDYNE | MX300-1 | 2015-11-12 | 346.75
ABBOTT LABS | FREESTYLE PRECISION PRO | 2015-06-16 | 1000
ABBOTT LABS | FREESTYLE PRECISION PRO | 2015-06-16 | 1000
ABBOTT LABS | FREESTYLE PRECISION PRO | 2015-06-16 | 1000
TELEDYNE | MX300-1 | 2015-06-04 | 346.75
TELEDYNE | MX300-1 | 2015-06-04 | 346.75
LAERDAL | LSU-2 | 2015-05-12 | 680
LAERDAL | LSU-2 | 2015-05-12 | 680
THERAPY EQUIPMENT | THORACIC | 2015-03-15 | 161
THERAPY EQUIPMENT | THORACIC | 2015-03-15 | 161
BIOMED DEVICES | 2003I | 2015-03-10 | 800
BIOMED DEVICES | 2003I | 2015-03-10 | 800
BIOMED DEVICES | 2003I | 2015-03-10 | 800
F & P | MR850 | 2015-03-10 | 1000
F & P | MR850 | 2015-03-10 | 1000
TELEDYNE | MX300-1 | 2014-11-24 | 346.75
TELEDYNE | MX300-1 | 2014-11-24 | 346.75
TELEDYNE | MX300-1 | 2014-11-24 | 346.75
NELLCOR | OXIMAX N-560 | 2014-05-27 | 880.43
HUDSON RCI | AQUATHERM III | 2013-12-10 | 294
MEDELA | SYMPHONY | 2013-09-16 | 1900
TERAOKA | DS-502 | 2013-09-07 | 189
TERAOKA | DS-502 | 2013-09-07 | 189
PHILIPS LTD | M8105A | 2012-06-25 | 8195.18
PHILIPS LTD | M8105A | 2012-06-25 | 7488.65
PHILIPS LTD | M8105A | 2012-06-25 | 7488.65
PHILIPS LTD | M3001A | 2012-05-26 | 2810
PHILIPS LTD | M3001A | 2012-05-26 | 2810
PHILIPS LTD | M3001A | 2012-05-26 | 2810
PHILIPS LTD | M3001A | 2012-05-26 | 2810
PHILIPS LTD | M3001A | 2012-05-26 | 2810
PHILIPS LTD | M8002A | 2012-03-26 | 9445.53
PHILIPS LTD | M8002A | 2012-03-26 | 9445.53
MEDELA | SYMPHONY | 2011-11-07 | 1900
MEDELA | SYMPHONY | 2011-11-07 | 1900
DRAEGER | 4000 | 2011-10-14 | 2500
MEDELA | SYMPHONY | 2011-10-12 | 1900
MEDELA | SYMPHONY | 2011-10-12 | 1900
KERN | EMB 2200-0 | 2011-08-25 | 42
PHILIPS LTD | M3001A | 2011-08-16 | 2810
PHILIPS LTD | M3001A | 2011-06-16 | 2810
PHILIPS LTD | M3001A | 2010-10-04 | 2810
EXCELL | SI-130 | 2010-06-14 | 80.75
NELLCOR | OXIMAX N-560 | 2010-05-18 | 1000
PHILIPS LTD | M8105A | 2010-05-06 | 6196.68
PHILIPS LTD | M8105A | 2010-05-06 | 6196.68
SECA | 959 | 2010-02-24 | 659
PHILIPS LTD | M3001A | 2010-01-01 | 3500
PHILIPS LTD | M8002A | 2010-01-01 | 6730.75
PHILIPS LTD | M8105A | 2009-10-29 | 7289.63
TELEDYNE | MX300-1 | 2009-09-28 | 346.75
NELLCOR | OXIMAX N-65 | 2009-07-09 | 600
NELLCOR | OXIMAX N-65 | 2009-07-09 | 600
NELLCOR | OXIMAX N-65 | 2009-07-09 | 600
PHILIPS LTD | M3001A | 2009-05-07 | 2810
ASTER BANNER | CT120/CT150 | 2008-09-04 | 8000
ASTER BANNER | CT120/CT150 | 2008-09-04 | 8000
TELEDYNE | MX300-1 | 2008-05-02 | 346.75
PHILIPS LTD | M8105A | 2008-03-19 | 5922
WELCH ALLYN | SPOT 420(NBP/SPO2) | 2007-12-20 | 2000
WELCH ALLYN | SPOT 420(NBP/SPO2) | 2007-12-20 | 2000
WELCH ALLYN | SPOT 420(NBP/SPO2) | 2007-12-20 | 2000
WELCH ALLYN | SPOT 420(NBP/SPO2) | 2007-12-20 | 2000
WELCH ALLYN | SPOT 420(NBP/SPO2) | 2007-12-20 | 2000
WELCH ALLYN | SPOT 420(NBP/SPO2) | 2007-12-20 | 2000
WELCH ALLYN | SPOT 420(NBP/SPO2) | 2007-12-20 | 2000
THERAPY EQUIPMENT | DOUBLE SUCTION | 2007-10-12 | 384
PHILIPS LTD | M3001A | 2007-08-20 | 2810
CRITIKON | PROCARE 400 | 2007-08-16 | 2400
KEELER | 1942-P-2039 | 2007-05-01 | 100
KEELER | 1952-P-1048 | 2007-05-01 | 200
KEELER | 1952-P-1048 | 2007-05-01 | 200
KEELER | 1952-P-1048 | 2007-05-01 | 200
LAERDAL | LSU-2 | 2007-05-01 | 680
NELLCOR | N-550 | 2007-04-30 | 1600
HNE | 31300E/LX | 2007-04-30 | 1175
LAERDAL | LSU-2 | 2007-04-30 | 680
HNE | 31300E/LX | 2007-04-30 | 1175
HNE | 31300E/LX | 2007-04-30 | 1175
HNE | 31300E/LX | 2007-04-30 | 1175
CRITIKON | PROCARE 400 | 2007-04-30 | 2400
HNE | 31300E/LX | 2007-04-30 | 1175
WELCH ALLYN | 767 DIAGNOSTIC SYSTEM | 2007-04-27 | 500
CRITIKON | PROCARE 300 | 2007-04-27 | 2400
PHILIPS LTD | M8002A | 2007-04-26 | 6730.75
NA | MEMO/GENERAL SUNDRIES | 2007-04-12 | 0
PARI MEDICAL | PARI BOY N085 | 2007-04-03 | 115
GULDMANN | GH2 | 2007-04-02 | 5500
LUXO UK LTD | LHH | 2007-04-02 | 300
THERAPY EQUIPMENT | DIAMOND RANGE HIGH | 2007-03-30 | 139
THERAPY EQUIPMENT | DIAMOND RANGE HIGH | 2007-03-30 | 139
THERAPY EQUIPMENT | DIAMOND RANGE HIGH | 2007-03-30 | 139
THERAPY EQUIPMENT | DIAMOND RANGE HIGH | 2007-03-30 | 139
THERAPY EQUIPMENT | DIAMOND RANGE HIGH | 2007-03-30 | 139
THERAPY EQUIPMENT | DIAMOND RANGE HIGH | 2007-03-30 | 139
THERAPY EQUIPMENT | DIAMOND RANGE HIGH | 2007-03-30 | 139
THERAPY EQUIPMENT | DIAMOND RANGE HIGH | 2007-03-30 | 139
THERAPY EQUIPMENT | DIAMOND RANGE HIGH | 2007-03-30 | 139
THERAPY EQUIPMENT | DIAMOND RANGE HIGH | 2007-03-30 | 139
THERAPY EQUIPMENT | DIAMOND RANGE HIGH | 2007-03-30 | 139
PHILIPS LTD | M8002A | 2007-03-30 | 6730.75
PHILIPS LTD | M8002A | 2007-03-30 | 6730.75
PHILIPS LTD | M8002A | 2007-03-30 | 6730.75
PHILIPS LTD | M8002A | 2007-03-30 | 6730.75
PHILIPS LTD | M8002A | 2007-03-30 | 6730.75
PHILIPS LTD | M8002A | 2007-03-30 | 6730.75
NELLCOR | OXIMAX N-560 | 2007-01-29 | 1000
SECA | 376 | 2006-12-18 | 375
WELCH ALLYN | SPOT 420(NBP/SPO2) | 2006-04-19 | 2810
WELCH ALLYN | 767 DIAGNOSTIC SYSTEM | 2006-04-19 | 455
THERAPY EQUIPMENT | DIAMOND RANGE HIGH | 2006-03-22 | 139
PHILIPS LTD | M8002A | 2006-03-21 | 6730.75
PHILIPS LTD | M8002A | 2006-03-21 | 6730.75
LAERDAL | LSU-2 | 2006-03-02 | 680
PHILIPS LTD | M8002A | 2005-10-14 | 8945.28
PHILIPS LTD | M3001A | 2005-10-11 | 2810
PHILIPS LTD | M8002A | 2005-07-15 | 6730.75
DATEX-OHMEDA | 15 | 2004-12-06 | 162.15
PHILIPS LTD | M8002A | 2004-11-01 | 6730.75
PHILIPS LTD | M8002A | 2004-11-01 | 6730.75
PHILIPS LTD | M8002A | 2004-11-01 | 6730.75
PHILIPS LTD | M8002A | 2004-11-01 | 6730.75
LAERDAL | LSU-2 | 2003-12-17 | 680
HUDSON RCI | 5800 | 2003-11-17 | 370
GULDMANN | GH2 | 2003-09-24 | 5500
GULDMANN | GH2 | 2003-09-24 | 5500
PHILIPS LTD | M3001A | 2003-01-02 | 2810
NELLCOR | NPB40 | 2001-11-27 | 1300
SHIRE | SA-6 | 2001-09-01 | 350
PLINTH 2000 | 503E | 2001-04-20 | 800
SHIRE | SDX-15 | 2001-04-20 | 1267
THERAPY EQUIPMENT | DIAMOND RANGE HIGH | 2001-04-17 | 139
THERAPY EQUIPMENT | DIAMOND RANGE HIGH | 2001-04-17 | 139
THERAPY EQUIPMENT | DIAMOND RANGE HIGH | 2001-04-17 | 139
THERAPY EQUIPMENT | DIAMOND RANGE HIGH | 2001-04-17 | 139
THERAPY EQUIPMENT | DIAMOND RANGE HIGH | 2001-04-17 | 139
THERAPY EQUIPMENT | DIAMOND RANGE HIGH | 2001-04-17 | 139
THERAPY EQUIPMENT | DIAMOND RANGE HIGH | 2001-04-17 | 139
THERAPY EQUIPMENT | DIAMOND RANGE HIGH | 2001-04-17 | 139
THERAPY EQUIPMENT | DIAMOND RANGE HIGH | 2001-04-17 | 139
THERAPY EQUIPMENT | DIAMOND RANGE HIGH | 2001-04-17 | 139
THERAPY EQUIPMENT | DIAMOND RANGE HIGH | 2001-04-17 | 139
THERAPY EQUIPMENT | DIAMOND RANGE HIGH | 2001-04-17 | 139
THERAPY EQUIPMENT | DIAMOND RANGE HIGH | 2001-04-17 | 139
THERAPY EQUIPMENT | DIAMOND RANGE HIGH | 2001-04-17 | 139
THERAPY EQUIPMENT | DIAMOND RANGE HIGH | 2001-04-17 | 139
THERAPY EQUIPMENT | DIAMOND RANGE HIGH | 2001-04-17 | 139
THERAPY EQUIPMENT | DIAMOND RANGE HIGH | 2001-04-17 | 139
THERAPY EQUIPMENT | DIAMOND RANGE HIGH | 2001-04-17 | 139
THERAPY EQUIPMENT | DIAMOND RANGE HIGH | 2001-04-17 | 139
THERAPY EQUIPMENT | DIAMOND RANGE HIGH | 2001-04-17 | 139
THERAPY EQUIPMENT | DIAMOND RANGE HIGH | 2001-04-17 | 139
THERAPY EQUIPMENT | DIAMOND RANGE HIGH | 2001-04-17 | 139
THERAPY EQUIPMENT | DIAMOND RANGE HIGH | 2001-04-17 | 139
THERAPY EQUIPMENT | DIAMOND RANGE HIGH | 2001-04-17 | 139
THERAPY EQUIPMENT | DIAMOND RANGE HIGH | 2001-04-17 | 139
THERAPY EQUIPMENT | DIAMOND RANGE HIGH | 2001-04-17 | 139
NA | MEMO/GENERAL SUNDRIES | 2001-01-01 | 0
THERAPY EQUIPMENT | DIAMOND RANGE HIGH | 1995-01-01 | 139
THERAPY EQUIPMENT | DIAMOND RANGE HIGH | 1995-01-01 | 139
CRITIKON | 8100(NBP) | 1990-03-15 | 2400
MEMO-INTERN | PMG-BCH/5/WD33 | 1984-01-01 | 0
GULDMANN | GH2 | 2005-04-26 | 5500
NA | MEMO/GENERAL SUNDRIES | 2001-01-01 | 0
MEMO-INTERN | PMG-BCH-5-SCHOOL | 2014-03-10 | 0
SHIRE | AREA ALARM | 2014-03-10 | 350
AMERICAN POWER CONVERSION (APC) | SMART-UPS SC450 | 2022-05-20 | 455
LAERDAL | LSU-2 | 2021-09-07 | 680
ABBOTT LABS | FREESTYLE PRECISION PRO | 2020-02-21 | 1000
HANDICARE | RETURN 7500 | 2019-11-11 | 400
ARJO HUNTLEIGH | MAXI SKY 2 | 2019-11-06 | 2500
ARJO HUNTLEIGH | MAXI SKY 2 | 2019-11-06 | 2500
ARJO HUNTLEIGH | MAXI SKY 2 | 2019-11-06 | 2500
ARJO HUNTLEIGH | MAXI SKY 2 | 2019-11-06 | 2500
ARJO HUNTLEIGH | MAXI SKY 2 | 2019-11-06 | 2500
ARJO HUNTLEIGH | MAXI SKY 2 | 2019-11-06 | 2500
PHILIPS LTD | MX400 | 2017-03-30 | 7000
PHILIPS LTD | M3001A | 2017-03-30 | 2810
ARJO HUNTLEIGH | BAC1111-01 | 2022-06-29 | 3995
MEDELA | SYMPHONY | 2022-06-28 | 1900
WELCH ALLYN | 7670-10 | 2022-06-17 | 180
BRAUN | PRO 6000 | 2022-06-14 | 149
THERAPOSTURE LTD | MASCOT MK2 | 2022-05-04 | 6000
BRAUN | PRO 6000 | 2022-03-09 | 149
HILL-ROM | 75CE CONNEX | 2022-01-11 | 2242
BRAUN | PRO 6000 | 2021-12-23 | 149
BRAUN | PRO 6000 | 2021-12-23 | 149
WELCH ALLYN | SURETEMP PLUS 692 | 2021-12-08 | 148.5
BRAUN | PRO 6000 | 2021-11-23 | 149
WELCH ALLYN | SURETEMP PLUS 692 | 2021-11-16 | 148.5
BRAUN | PRO 6000 | 2021-10-14 | 149
BRAUN | PRO 6000 | 2021-08-03 | 149
WELCH ALLYN | PRO 6000 CONNEX | 2021-06-16 | 179
BRAUN | PRO 6000 | 2021-05-13 | 149
BRAUN | PRO 6000 | 2021-05-13 | 149
BRAUN | PRO 6000 | 2021-03-24 | 149
SECA | 954 | 2021-02-03 | 650
MARSDEN | M-999 | 2021-01-14 | 2395
THERAPY EQUIPMENT | 6561 | 2020-10-06 | 97.5
THERAPY EQUIPMENT | 6561 | 2020-10-06 | 97.5
THERAPY EQUIPMENT | 6561 | 2020-10-06 | 97.5
THERAPY EQUIPMENT | 6561 | 2020-10-06 | 97.5
THERAPY EQUIPMENT | 6561 | 2020-10-06 | 97.5
NELLCOR | PM100N | 2020-09-22 | 705.65
NELLCOR | PM100N | 2020-09-22 | 705.65
NELLCOR | PM100N | 2020-09-22 | 705.65
ABBOTT LABS | FREESTYLE PRECISION PRO | 2020-02-21 | 1000
SECA | 959 | 2020-01-09 | 659
F & P | MR810 | 2019-11-01 | 697
F & P | MR810 | 2019-11-01 | 697
F & P | MR810 | 2019-11-01 | 697
F & P | MR810 | 2019-11-01 | 697
NELLCOR | PM100N | 2019-10-29 | 1000
NELLCOR | PM100N | 2019-10-29 | 1000
NELLCOR | PM100N | 2019-10-29 | 1000
NELLCOR | PM100N | 2019-10-29 | 1000
WELCH ALLYN | SURETEMP PLUS 692 | 2019-07-16 | 236
BRISTOL MAID (HOSP.M.CRAFT) | BA015 | 2019-07-09 | 500
SECA | 384 | 2019-07-08 | 180
ARJO HUNTLEIGH | SPL3021 | 2019-02-08 | 237.95
WELCH ALLYN | 74CE CONNEX | 2018-11-27 | 1500
WELCH ALLYN | 74CE CONNEX | 2018-11-27 | 1500
ULTRASOUND TECHNOLOGIES LTD | PD1 | 2018-10-09 | 195
THERAPY EQUIPMENT | 6561 | 2018-05-01 | 73.5
THERAPY EQUIPMENT | 6561 | 2018-05-01 | 73.5
THERAPY EQUIPMENT | 6561 | 2018-05-01 | 73.5
THERAPY EQUIPMENT | 6561 | 2018-05-01 | 73.5
SECA | 416 | 2018-04-15 | 335
SECA | 416 | 2018-04-15 | 335
JENX | NR-50 MONKEY STANDING FRAME | 2017-10-10 | 200
LECKEY | MYGO STANDER 1 | 2017-08-17 | 140
TERAOKA | DS-502 | 2017-06-08 | 189
WELCH ALLYN | DS65 | 2017-04-10 | 69
LIKO | GOLVO 8008 | 2017-04-06 | 5000
MEDELA | SYMPHONY | 2017-03-13 | 1900
BARD LTD | BARDSCAN IIS | 2016-01-22 | 6500
THERAPY EQUIPMENT | DIAMOND RANGE HIGH | 2015-07-07 | 140
ARJO HUNTLEIGH | SARA PLUS | 2015-07-02 | 3000
KOWA | NONMYD WX3D | 2015-06-30 | 27950
ABBOTT LABS | FREESTYLE PRECISION PRO | 2015-06-16 | 1000
PHILIPS LTD | MX400 | 2015-05-22 | 7000
PHILIPS LTD | M3001A | 2015-05-22 | 2810
HP | LASERJET PRO 400 | 2015-05-11 | 400
PHILIPS LTD | MX400 | 2015-05-01 | 7000
WELCH ALLYN | 7670-10 | 2015-03-02 | 181.24
LAERDAL | LSU-2 | 2015-01-15 | 680
SWIFTAIR | SWIFTAIR ST2000 | 2015-01-06 | 2500
THERAPY EQUIPMENT | DIAMOND RANGE HIGH | 2014-11-21 | 140
THERAPY EQUIPMENT | DIAMOND RANGE HIGH | 2014-11-21 | 140
THERAPY EQUIPMENT | DIAMOND RANGE HIGH | 2014-11-21 | 140
THERAPY EQUIPMENT | DIAMOND RANGE HIGH | 2014-11-21 | 140
THERAPY EQUIPMENT | DIAMOND RANGE HIGH | 2014-11-21 | 140
THERAPY EQUIPMENT | DIAMOND RANGE HIGH | 2014-11-21 | 140
THERAPY EQUIPMENT | DIAMOND RANGE HIGH | 2014-11-21 | 140
THERAPY EQUIPMENT | DIAMOND RANGE HIGH | 2014-11-21 | 140
WELCH ALLYN | 53N00 (VSM 300) | 2014-11-14 | 13000
FUJIFILM SONOSITE | 180 PLUS | 2014-10-23 | 9700
FUJIFILM SONOSITE | C11/7-4 MHZ | 2014-10-23 | 4000
WELCH ALLYN | SPOT 420(NBP/SPO2) | 2014-10-10 | 1500
WELCH ALLYN | SPOT 420(NBP/SPO2) | 2014-10-10 | 1500
THERAPY EQUIPMENT | DIAMOND RANGE HIGH | 2014-09-19 | 140
NA | MEMO/GENERAL SUNDRIES | 2014-06-26 | 0
NELLCOR | PM1000N | 2014-06-25 | 1000
NELLCOR | PM1000N | 2014-06-25 | 1000
NELLCOR | PM1000N | 2014-06-25 | 1000
NELLCOR | PM1000N | 2014-06-25 | 1000
WELCH ALLYN | SURETEMP PLUS 692 | 2014-06-25 | 236
PHILIPS LTD | M3002A-X2 | 2014-06-02 | 5000
NELLCOR | OXIMAX N-560 | 2014-05-27 | 880.43
NELLCOR | OXIMAX N-560 | 2014-05-27 | 880.43
NELLCOR | OXIMAX N-560 | 2014-05-27 | 880.43
THERAPY EQUIPMENT | DIAMOND RANGE HIGH | 2014-05-15 | 80
THERAPY EQUIPMENT | DIAMOND RANGE HIGH | 2014-05-15 | 80
PHILIPS LTD | MX450 | 2014-05-02 | 7646
PHILIPS LTD | MX450 | 2014-05-02 | 7646
PHILIPS LTD | MX450 | 2014-05-02 | 7646
PHILIPS LTD | MX450 | 2014-05-02 | 7646
PHILIPS LTD | M3002A-X2 | 2014-05-02 | 5000
PHILIPS LTD | M3002A-X2 | 2014-05-02 | 5000
THERAPY EQUIPMENT | DIAMOND RANGE HIGH | 2014-05-01 | 140
THERAPY EQUIPMENT | DIAMOND RANGE HIGH | 2014-05-01 | 140
THERAPY EQUIPMENT | DIAMOND RANGE HIGH | 2014-05-01 | 140
THERAPY EQUIPMENT | DIAMOND RANGE HIGH | 2014-05-01 | 140
THERAPY EQUIPMENT | DIAMOND RANGE HIGH | 2014-05-01 | 140
THERAPY EQUIPMENT | DIAMOND RANGE HIGH | 2014-05-01 | 140
THERAPY EQUIPMENT | DIAMOND RANGE HIGH | 2014-05-01 | 140
SWIFTAIR | SWIFTAIR ST2000 | 2013-11-07 | 2500
SWIFTAIR | SWIFTAIR ST2000 | 2013-11-04 | 2500
SWIFTAIR | SWIFTAIR ST2000 | 2013-11-04 | 2500
SWIFTAIR | SWIFTAIR ST2000 | 2013-07-11 | 2500
SWIFTAIR | SWIFTAIR ST2000 | 2013-07-11 | 2500
PHILIPS LTD | M3001A | 2012-06-13 | 2810
WELCH ALLYN | 767 DIAGNOSTIC SYSTEM | 2010-01-01 | 750
PHILIPS LTD | M3002A-X2 | 2010-01-01 | 5000
LAERDAL | LSU-2 | 2007-10-04 | 680
LAERDAL | LSU-2 | 2007-04-30 | 680
WELCH ALLYN | 767 DIAGNOSTIC SYSTEM | 2004-04-01 | 750
GULDMANN | GH2 | 2003-09-24 | 5500
MEMO-INTERN | MISSING | 2001-09-11 | 0
SHIRE | SA-6 | 2001-09-01 | 350
SHIRE | SA-6 | 2001-09-01 | 350
PLINTH 2000 | 503E | 2001-04-20 | 800
THERAPY EQUIPMENT | DIAMOND RANGE HIGH | 2001-04-17 | 139
MEMO-INTERN | PMG-BCH/5/WD38A | 1984-01-01 | 0
CRITIKON | PROCARE 100 | 2006-05-19 | 1600
NA | MEMO/GENERAL SUNDRIES | 2004-04-16 | 0
OMRON | M4 | 2004-04-05 | 69.33
CRITIKON | PROCARE 200 | 2004-03-31 | 1800
BRAUN | PRO 6000 | 2022-06-15 | 149
ULTRASOUND TECHNOLOGIES LTD | PD1 | 2022-06-09 | 500
ULTRASOUND TECHNOLOGIES LTD | PD1 | 2022-06-09 | 500
OMRON | HEM-7211-E8(V) | 2022-05-05 | 100
WELCH ALLYN | DS-6501-300 | 2022-04-12 | 58
WELCH ALLYN | DS-6501-300 | 2022-04-12 | 58
WELCH ALLYN | DS-6501-300 | 2022-04-12 | 58
WELCH ALLYN | DS-6501-300 | 2022-04-12 | 58
OMRON | M6 COMFORT (HEM-7360-E) | 2022-04-12 | 107
OMRON | M6 (HEM-7211-E8 V ) | 2022-04-12 | 180
BRAUN | PRO 6000 | 2022-03-21 | 149
WELCH ALLYN | DS 6601-300 | 2022-03-16 | 50
BRAUN | PRO 6000 | 2022-02-02 | 149
WELCH ALLYN | DS-6601-189 | 2021-12-21 | 50
WELCH ALLYN | DS-6601-189 | 2021-12-21 | 50
WELCH ALLYN | DS-6601-189 | 2021-12-21 | 50
SALTER | 1180 WHDR | 2021-12-21 | 28.93
BRAUN | PRO 6000 | 2021-12-15 | 149
BRAUN | PRO 6000 | 2021-12-15 | 149
BRAUN | PRO 6000 | 2021-12-15 | 149
BRAUN | PRO 6000 | 2021-12-15 | 149
BRAUN | PRO 6000 | 2021-12-15 | 149
BAXTER HEALTHCARE | 1510WTP-V3 | 2021-11-29 | 422
WELCH ALLYN | DS-6601-189 | 2021-11-26 | 50
WELCH ALLYN | DS-6601-189 | 2021-11-26 | 50
WELCH ALLYN | DS-6601-189 | 2021-11-26 | 50
WELCH ALLYN | DS-6601-189 | 2021-11-26 | 50
SECA | 875 | 2021-11-26 | 264
SECA | 875 | 2021-11-26 | 264
WELCH ALLYN | DS-6601-189 | 2021-10-28 | 50
WELCH ALLYN | DS-6601-189 | 2021-10-28 | 50
WELCH ALLYN | DS-6601-189 | 2021-10-28 | 50
WELCH ALLYN | DS-6601-189 | 2021-10-28 | 50
ULTRASOUND TECHNOLOGIES LTD | PD1 | 2021-10-20 | 487
ULTRASOUND TECHNOLOGIES LTD | PD1 | 2021-10-20 | 487
BRAUN | PRO 6000 | 2021-10-14 | 149
BRAUN | PRO 6000 | 2021-10-08 | 149
SECA | 875 | 2021-08-26 | 149
WELCH ALLYN | DS-6501-300 | 2021-08-25 | 58
WELCH ALLYN | DS-6501-300 | 2021-08-25 | 58
FUJIFILM SONOSITE | SII | 2021-08-23 | 13000
FUJIFILM SONOSITE | RC60XI/5-2 MHZ | 2021-08-23 | 5000
MARSDEN | M-420 | 2021-08-11 | 250
BRAUN | PRO 6000 | 2021-08-09 | 149
BRAUN | PRO 6000 | 2021-08-09 | 149
COVIDIEN UK | SCD 700 | 2021-07-12 | 0
NXSTAGE | SYSTEM ONE S | 2021-06-25 | 9785
HOLTAIN LTD | HARPENDEN STADIOMETER | 2021-06-23 | 500
ULTRASOUND TECHNOLOGIES LTD | PD1 | 2021-05-17 | 195
ULTRASOUND TECHNOLOGIES LTD | PD1 | 2021-05-17 | 195
WELCH ALLYN | DS-6501-300 | 2021-05-11 | 58
WELCH ALLYN | DS-6501-300 | 2021-05-11 | 58
ULTRASOUND TECHNOLOGIES LTD | PD1 | 2021-03-30 | 195
ULTRASOUND TECHNOLOGIES LTD | PD1 | 2021-03-30 | 195
BRAUN | PRO 6000 | 2021-03-26 | 149
BRAUN | PRO 6000 | 2021-03-19 | 149
BAXTER HEALTHCARE | AK98 | 2021-03-11 | 10000
BAXTER HEALTHCARE | AK98 | 2021-03-11 | 10000
THERAPY EQUIPMENT | DIAMOND RANGE HIGH | 2021-02-26 | 67.5
WELCH ALLYN | DS65 | 2021-02-18 | 69
WELCH ALLYN | DS65 | 2021-02-03 | 69
SECA | 875 | 2021-01-18 | 149
WELCH ALLYN | DS-6501-300 | 2021-01-05 | 58
BAXTER HEALTHCARE | 1510WTP-V3 | 2020-12-08 | 422
BAXTER HEALTHCARE | PD | 2020-10-21 | 422
SECA | 376 | 2020-08-10 | 480
SECA | 376 | 2020-08-10 | 480
WELCH ALLYN | DS65 | 2020-07-22 | 71.81
WELCH ALLYN | DS65 | 2020-07-22 | 71.81
WELCH ALLYN | DS65 | 2020-07-22 | 71.81
BAXTER HEALTHCARE | AK98 | 2020-06-25 | 10000
ULTRASOUND TECHNOLOGIES LTD | PD1 | 2020-06-22 | 195
ULTRASOUND TECHNOLOGIES LTD | PD1 | 2020-06-22 | 195
THERAPY EQUIPMENT | DIAMOND RANGE HIGH | 2020-06-01 | 67.5
LABORIE MEDICAL TECHNOLOGIES | UROSTYM PRO 180 | 2020-05-15 | 8000
F & P | MR810 | 2019-11-01 | 697
F & P | MR810 | 2019-11-01 | 697
SECA | 877 | 2019-08-28 | 200
SECA | 877 | 2019-08-28 | 200
WELCH ALLYN | DS66 | 2019-06-18 | 60
WELCH ALLYN | DS66 | 2019-06-18 | 60
SECA | 877 | 2019-02-15 | 200
SECA | 877 | 2019-02-15 | 200
ULTRASOUND TECHNOLOGIES LTD | PD1 | 2019-02-04 | 195
ULTRASOUND TECHNOLOGIES LTD | PD1 | 2019-02-04 | 195
ABBOTT LABS | I-STAT 1 | 2018-12-05 | 6234.35
GREINER | MULTILINE NEXT DC 4225100 | 2018-12-03 | 4829.16
GREINER | MULTILINE NEXT DC 4225100 | 2018-12-03 | 4829.16
GREINER | MULTILINE NEXT DC 4225100 | 2018-12-03 | 4829.16
GREINER | MULTILINE NEXT DC 4225100 | 2018-12-03 | 4829.16
SIEMENS LTD | CLINITEK STATUS+ | 2018-11-15 | 1515
ULTRASOUND TECHNOLOGIES LTD | PD1 | 2018-10-23 | 195
ULTRASOUND TECHNOLOGIES LTD | PD1 | 2018-10-23 | 195
SECA | 877 | 2018-10-10 | 200
MARSDEN | M-400 | 2018-08-20 | 300
BPR MEDICAL | 8160001 | 2018-06-19 | 180
SECA | 877 | 2018-06-15 | 200
SECA | 877 | 2018-06-15 | 200
BARD LTD | BARDSCAN IIS | 2018-05-24 | 5998.8
ULTRASOUND TECHNOLOGIES LTD | PD1 | 2018-05-01 | 195
SECA | 376 | 2018-03-22 | 239
SECA | 376 | 2018-03-22 | 480
ULTRASOUND TECHNOLOGIES LTD | PD1 | 2018-03-09 | 195
ULTRASOUND TECHNOLOGIES LTD | PD1 | 2018-03-09 | 195
ULTRASOUND TECHNOLOGIES LTD | PD1 | 2018-02-08 | 195
ULTRASOUND TECHNOLOGIES LTD | PD1 | 2017-12-11 | 195
ULTRASOUND TECHNOLOGIES LTD | PD1 | 2017-11-14 | 195
ULTRASOUND TECHNOLOGIES LTD | PD1 | 2017-11-14 | 195
BAXTER HEALTHCARE | AK98 | 2017-10-13 | 10000
BAXTER HEALTHCARE | AK98 | 2017-10-13 | 10000
BAXTER HEALTHCARE | AK98 | 2017-10-13 | 10000
BAXTER HEALTHCARE | AK98 | 2017-10-13 | 12000
OMRON | M5-I (HEM-757A-E) | 2017-08-02 | 100
WELCH ALLYN | DS65 | 2017-07-31 | 69
WELCH ALLYN | DS65 | 2017-03-29 | 69
ULTRASOUND TECHNOLOGIES LTD | PD1 | 2017-03-29 | 195
WELCH ALLYN | DS65 | 2017-03-28 | 69
ULTRASOUND TECHNOLOGIES LTD | PD1 | 2017-03-07 | 195
ULTRASOUND TECHNOLOGIES LTD | PD1 | 2017-02-03 | 195
LABORIE MEDICAL TECHNOLOGIES | AQUARIUS CTS | 2017-01-16 | 20750.4
ULTRASOUND TECHNOLOGIES LTD | PD1 | 2017-01-16 | 195
WELCH ALLYN | DS65 | 2016-11-17 | 69
NELLCOR | PM10N | 2016-09-22 | 875
ULTRASOUND TECHNOLOGIES LTD | PD1 | 2016-09-08 | 195
ULTRASOUND TECHNOLOGIES LTD | PD1 | 2016-07-08 | 195
ULTRASOUND TECHNOLOGIES LTD | PD1 | 2016-06-17 | 195
MARSDEN | M-410 | 2016-05-27 | 235
MARSDEN | M-410 | 2016-05-27 | 235
ACCOSON LTD | GREENLIGHT 300 | 2016-05-12 | 200
ACCOSON LTD | GREENLIGHT 300 | 2016-05-12 | 200
ULTRASOUND TECHNOLOGIES LTD | PD1 | 2016-05-03 | 195
ULTRASOUND TECHNOLOGIES LTD | PD1 | 2016-05-03 | 195
ULTRASOUND TECHNOLOGIES LTD | PD1 | 2015-10-06 | 195
ACCOSON LTD | GREENLIGHT 300 | 2015-08-27 | 200
ACCOSON LTD | GREENLIGHT 300 | 2015-08-27 | 200
ACCOSON LTD | GREENLIGHT 300 | 2015-08-27 | 200
ACCOSON LTD | GREENLIGHT 300 | 2015-08-27 | 200
ACCOSON LTD | GREENLIGHT 300 | 2015-08-27 | 200
ULTRASOUND TECHNOLOGIES LTD | PD1 | 2015-06-17 | 195
ABBOTT LABS | FREESTYLE PRECISION PRO | 2015-06-16 | 1000
ABBOTT LABS | PR-300 | 2015-04-22 | 344.84
LAERDAL | LSU-2 | 2015-04-17 | 680
WELCH ALLYN | DS65 | 2015-02-01 | 69
WELCH ALLYN | DS65 | 2015-01-23 | 69
OMRON | M6 (HEM-7211-E8 V ) | 2015-01-14 | 180
OMRON | M6 (HEM-7211-E8 V ) | 2015-01-14 | 180
OMRON | M6 (HEM-7211-E8 V ) | 2015-01-14 | 180
OMRON | M6 (HEM-7211-E8 V ) | 2015-01-14 | 180
OMRON | M6 (HEM-7211-E8 V ) | 2015-01-14 | 180
ULTRASOUND TECHNOLOGIES LTD | PD1 | 2014-12-12 | 195
OMRON | M6 (HEM-7211-E8 V ) | 2014-11-14 | 180
OMRON | M6 (HEM-7211-E8 V ) | 2014-11-14 | 180
OMRON | M6 (HEM-7211-E8 V ) | 2014-11-14 | 180
OMRON | M6 (HEM-7211-E8 V ) | 2014-11-14 | 180
WELCH ALLYN | DURASHOCK | 2014-11-14 | 30
ULTRASOUND TECHNOLOGIES LTD | PD1 | 2014-09-18 | 195
GE LIMITED | CARESCAPE V100 | 2014-07-08 | 1800
MARSDEN | M-300 | 2014-05-13 | 248
MARSDEN | MS-4400 | 2014-05-13 | 150
MARSDEN | M-300 | 2014-01-16 | 248
MARSDEN | DP2400 | 2012-10-22 | 65
HNE | 31300E/LX | 2012-09-06 | 1175
PHILIPS LTD | M8002A | 2012-04-03 | 8969.22
PHILIPS LTD | M8002A | 2012-04-03 | 8969.15
PHILIPS LTD | M8002A | 2012-04-03 | 8969.15
PHILIPS LTD | M8002A | 2012-04-03 | 8969.15
PHILIPS LTD | M8002A | 2012-04-03 | 8969.15
PHILIPS LTD | M3002A-X2 | 2012-04-03 | 2500
PHILIPS LTD | M3002A-X2 | 2012-04-03 | 2500
PHILIPS LTD | M3002A-X2 | 2012-04-03 | 2500
PHILIPS LTD | M3002A-X2 | 2012-04-03 | 2500
PHILIPS LTD | M3002A-X2 | 2012-04-03 | 2500
SECA | 336 | 2012-02-29 | 335
SECA | 877 | 2012-02-07 | 200
MEDELA | SYMPHONY | 2011-10-27 | 1900
HUNTLEIGH | D900 | 2011-10-26 | 280
FUJIFILM SONOSITE | S-ICU | 2011-07-13 | 16439.24
FUJIFILM SONOSITE | C60X/5-2 MHZ | 2011-07-13 | 2000
PHILIPS LTD | M3001A | 2011-07-08 | 2810
WELCH ALLYN | DISYTEST | 2011-01-13 | 47
WELCH ALLYN | DISYTEST | 2011-01-13 | 47
WELCH ALLYN | DISYTEST | 2011-01-13 | 47
BAXTER HEALTHCARE | PD | 2010-07-28 | 200
GE LIMITED | CARESCAPE V100 | 2010-05-25 | 1800
GE LIMITED | CARESCAPE V100 | 2010-05-25 | 1800
GE LIMITED | CARESCAPE V100 | 2010-05-10 | 1800
HNE | 31300E/LX | 2010-05-05 | 1175
NA | PLEASE ENTER MODEL! (276) | 2010-04-22 | 300
PHILIPS LTD | M3002A-X2 | 2010-02-22 | 2500
PHILIPS LTD | M8002A | 2010-02-22 | 6850.65
SECA | 959 | 2010-02-16 | 659
MINDRAY | VS800 | 2009-02-04 | 1500
HUNTLEIGH | D900 | 2008-09-17 | 280
ROCHE LTD | COAGUCHECK S | 2008-09-17 | 811.93
LAERDAL | LSU-2 | 2008-09-17 | 680
MARTEL | MCP9819-065 | 2007-02-21 | 366
THERAPY EQUIPMENT | DIAMOND RANGE HIGH | 2006-12-05 | 139
THERAPY EQUIPMENT | DIAMOND RANGE HIGH | 2006-12-05 | 139
PHILIPS LTD | M8001A | 2005-12-05 | 8551
SECA | 336 | 2005-08-26 | 325
THERAPY EQUIPMENT | DIAMOND RANGE HIGH | 2005-06-23 | 139
NELLCOR | NPB40 | 2004-07-20 | 1300
NELLCOR | NPB40 | 2004-07-20 | 1300
SECA | 757 | 2004-03-31 | 575
THERAPY EQUIPMENT | 5055 | 2004-03-12 | 105.5
J&J | COMPACT-T | 2004-03-08 | 4500
WELCH ALLYN | 7114 | 2003-10-08 | 300
GULDMANN | GH2 | 2003-09-24 | 5500
GULDMANN | GH2 | 2003-09-24 | 5500
NONIN | 9500 ONYX | 2003-05-27 | 350
NONIN | 9500 ONYX | 2003-05-27 | 350
ABBOTT LABS | I-STAT 1 | 2003-03-06 | 5013
MARTEL | MCP9819-065 | 2003-03-06 | 366
KEELER | CORD SET STAND | 2003-02-25 | 530
PHILIPS LTD | M1020A | 2002-05-07 | 2500
PHILIPS LTD | M1029A | 2002-05-07 | 500
PHILIPS LTD | M1020A | 2002-05-07 | 2500
NELLCOR | NPB40 | 2002-05-07 | 1300
NELLCOR | NPB40 | 2002-05-07 | 1300
CRITIKON | PRO SERIES 400 | 2001-10-02 | 2400
SHIRE | SA-6 | 2001-09-01 | 350
SHIRE | SA-6 | 2001-09-01 | 350
THERAPY EQUIPMENT | DIAMOND RANGE HIGH | 2001-04-17 | 139
NA | MEMO/GENERAL SUNDRIES | 2001-01-01 | 0
THERAPY EQUIPMENT | DIAMOND RANGE HIGH | 1995-01-01 | 139
MEMO-INTERN | PMG-BCH/4/WD37 | 1984-01-01 | 0
RADIOMETER | ABL90 FLEX PLUS | 2022-02-24 | 13000
EXERGEN CORP | TAT-5000-EC | 2021-11-23 | 375
EXERGEN CORP | TAT-5000-EC | 2021-08-31 | 375
BD | BODYGUARD 545 COLOURVISION | 2020-10-02 | 1300
BD | BODYGUARD 545 COLOURVISION | 2020-10-02 | 1300
BD | BODYGUARD 545 COLOURVISION | 2020-10-02 | 1300
BD | BODYGUARD 545 COLOURVISION | 2020-10-02 | 1300
BD | BODYGUARD 545 COLOURVISION | 2020-10-02 | 1300
CME MEDICAL | BODYGUARD 545 CHARGER | 2020-10-02 | 300
CME MEDICAL | BODYGUARD 545 CHARGER | 2020-10-02 | 300
CME MEDICAL | BODYGUARD 545 CHARGER | 2020-10-02 | 300
CME MEDICAL | BODYGUARD 545 CHARGER | 2020-10-02 | 300
CME MEDICAL | BODYGUARD 545 CHARGER | 2020-10-02 | 300
BD | BODYGUARD 545 COLOURVISION | 2020-10-01 | 1300
CME MEDICAL | BODYGUARD 545 CHARGER | 2020-10-01 | 300
BD | BODYGUARD 545 COLOURVISION | 2020-10-01 | 1300
BD | BODYGUARD 545 COLOURVISION | 2020-10-01 | 1300
BD | BODYGUARD 545 COLOURVISION | 2020-10-01 | 1300
BD | BODYGUARD 545 COLOURVISION | 2020-10-01 | 1300
CME MEDICAL | BODYGUARD 545 CHARGER | 2020-10-01 | 300
CME MEDICAL | BODYGUARD 545 CHARGER | 2020-10-01 | 300
CME MEDICAL | BODYGUARD 545 CHARGER | 2020-10-01 | 300
CME MEDICAL | BODYGUARD 545 CHARGER | 2020-10-01 | 300
BD | BODYGUARD 545 COLOURVISION | 2020-09-30 | 1300
CME MEDICAL | BODYGUARD 545 CHARGER | 2020-09-30 | 300
CME MEDICAL | BODYGUARD 545 CHARGER | 2020-09-30 | 300
BD | BODYGUARD 545 COLOURVISION | 2020-09-30 | 1300
CME MEDICAL | BODYGUARD 545 CHARGER | 2020-09-30 | 300
CME MEDICAL | BODYGUARD 545 CHARGER | 2020-09-30 | 300
CME MEDICAL | BODYGUARD 545 CHARGER | 2020-09-30 | 300
BD | BODYGUARD 545 COLOURVISION | 2020-09-30 | 1300
BD | BODYGUARD 545 COLOURVISION | 2020-09-30 | 1300
BD | BODYGUARD 545 COLOURVISION | 2020-09-30 | 1300
EXERGEN CORP | TAT-5000-EC | 2020-09-16 | 375
THERAPY EQUIPMENT | 6047 | 2019-11-04 | 232
CME MEDICAL | BODYGUARD 575 COLOURVISION | 2018-08-15 | 1000
CME MEDICAL | BODYGUARD 575 CHARGER | 2018-08-15 | 550
CME MEDICAL | BODYGUARD 575 COLOURVISION | 2018-08-15 | 1000
CME MEDICAL | BODYGUARD 575 CHARGER | 2018-08-15 | 550
CME MEDICAL | BODYGUARD 575 COLOURVISION | 2018-02-12 | 1000
CME MEDICAL | BODYGUARD 575 CHARGER | 2018-02-12 | 550
CME MEDICAL | BODYGUARD 575 COLOURVISION | 2018-02-12 | 1000
CME MEDICAL | BODYGUARD 575 CHARGER | 2018-02-12 | 550
CME MEDICAL | BODYGUARD 575 COLOURVISION | 2018-02-12 | 1000
CME MEDICAL | BODYGUARD 575 CHARGER | 2018-02-12 | 550
CME MEDICAL | BODYGUARD 575 COLOURVISION | 2018-02-12 | 1000
CME MEDICAL | BODYGUARD 575 CHARGER | 2018-02-12 | 550
CME MEDICAL | BODYGUARD 575 COLOURVISION | 2018-02-12 | 1000
CME MEDICAL | BODYGUARD 575 CHARGER | 2018-02-12 | 550
CME MEDICAL | BODYGUARD 575 COLOURVISION | 2018-02-12 | 1000
CME MEDICAL | BODYGUARD 575 CHARGER | 2018-02-12 | 550
CME MEDICAL | BODYGUARD 575 COLOURVISION | 2018-02-12 | 1000
CME MEDICAL | BODYGUARD 575 CHARGER | 2018-02-12 | 550
CME MEDICAL | BODYGUARD 575 COLOURVISION | 2018-02-12 | 1000
CME MEDICAL | BODYGUARD 575 CHARGER | 2018-02-12 | 550
CME MEDICAL | BODYGUARD 575 COLOURVISION | 2018-02-12 | 1000
CME MEDICAL | BODYGUARD 575 CHARGER | 2018-02-12 | 550
CME MEDICAL | BODYGUARD 575 COLOURVISION | 2018-02-12 | 1000
CME MEDICAL | BODYGUARD 575 CHARGER | 2018-02-12 | 550
CME MEDICAL | BODYGUARD 575 COLOURVISION | 2018-02-12 | 1000
CME MEDICAL | BODYGUARD 575 CHARGER | 2018-02-12 | 550
CME MEDICAL | BODYGUARD 575 COLOURVISION | 2018-02-12 | 1000
CME MEDICAL | BODYGUARD 575 CHARGER | 2018-02-12 | 550
CME MEDICAL | BODYGUARD 575 COLOURVISION | 2018-02-12 | 1000
CME MEDICAL | BODYGUARD 575 CHARGER | 2018-02-12 | 550
CME MEDICAL | BODYGUARD 575 COLOURVISION | 2018-01-30 | 1000
CME MEDICAL | BODYGUARD 575 CHARGER | 2018-01-30 | 550
CME MEDICAL | BODYGUARD 575 COLOURVISION | 2018-01-30 | 1000
CME MEDICAL | BODYGUARD 575 CHARGER | 2018-01-30 | 550
CME MEDICAL | BODYGUARD 575 COLOURVISION | 2018-01-30 | 1000
CME MEDICAL | BODYGUARD 575 CHARGER | 2018-01-30 | 550
CME MEDICAL | BODYGUARD 575 COLOURVISION | 2018-01-30 | 1000
CME MEDICAL | BODYGUARD 575 CHARGER | 2018-01-30 | 550
CME MEDICAL | BODYGUARD 575 COLOURVISION | 2018-01-30 | 1000
CME MEDICAL | BODYGUARD 575 CHARGER | 2018-01-30 | 550
CME MEDICAL | BODYGUARD 575 COLOURVISION | 2018-01-30 | 1000
CME MEDICAL | BODYGUARD 575 CHARGER | 2018-01-30 | 550
CME MEDICAL | BODYGUARD 575 COLOURVISION | 2018-01-30 | 1000
CME MEDICAL | BODYGUARD 575 CHARGER | 2018-01-30 | 550
CME MEDICAL | BODYGUARD 575 COLOURVISION | 2018-01-30 | 1000
CME MEDICAL | BODYGUARD 575 CHARGER | 2018-01-30 | 550
CME MEDICAL | BODYGUARD 575 COLOURVISION | 2018-01-30 | 1000
CME MEDICAL | BODYGUARD 575 CHARGER | 2018-01-30 | 550
CME MEDICAL | BODYGUARD 575 COLOURVISION | 2018-01-30 | 1000
CME MEDICAL | BODYGUARD 575 CHARGER | 2018-01-30 | 550
CME MEDICAL | BODYGUARD 575 COLOURVISION | 2018-01-30 | 1000
CME MEDICAL | BODYGUARD 575 CHARGER | 2018-01-30 | 550
CME MEDICAL | BODYGUARD 575 COLOURVISION | 2018-01-30 | 1000
CME MEDICAL | BODYGUARD 575 CHARGER | 2018-01-30 | 550
CME MEDICAL | BODYGUARD 575 COLOURVISION | 2018-01-30 | 1000
CME MEDICAL | BODYGUARD 575 CHARGER | 2018-01-30 | 550
CME MEDICAL | BODYGUARD 575 COLOURVISION | 2018-01-30 | 1000
CME MEDICAL | BODYGUARD 575 CHARGER | 2018-01-30 | 550
CME MEDICAL | BODYGUARD 575 COLOURVISION | 2018-01-30 | 1000
CME MEDICAL | BODYGUARD 575 CHARGER | 2018-01-30 | 550
HUNTLEIGH | D900 | 2016-09-28 | 280
SMITHS LTD | H-1000 | 2016-03-24 | 9000
ABBOTT LABS | FREESTYLE PRECISION PRO | 2015-06-16 | 1000
PHILIPS LTD | M8002A | 2015-05-02 | 6730.75
ANETIC AID | QA3 | 2015-03-02 | 2600
ARTHREX INC | DUALWAVE | 2015-01-22 | 8913.27
PHYSIO CONTROL | LIFEPAK 20E | 2014-09-11 | 4741.2
THERAPY EQUIPMENT | DIAMOND RANGE HIGH (REMOTE) | 2014-05-01 | 140
THERAPY EQUIPMENT | DIAMOND RANGE HIGH (REMOTE) | 2014-05-01 | 140
THERAPY EQUIPMENT | DIAMOND RANGE HIGH (REMOTE) | 2014-05-01 | 140
THERAPY EQUIPMENT | DIAMOND RANGE HIGH (REMOTE) | 2014-05-01 | 140
THERAPY EQUIPMENT | DIAMOND RANGE HIGH | 2014-05-01 | 140
THERAPY EQUIPMENT | DIAMOND RANGE HIGH | 2014-05-01 | 140
THERAPY EQUIPMENT | DIAMOND RANGE HIGH | 2014-05-01 | 140
THERAPY EQUIPMENT | DIAMOND RANGE HIGH | 2014-04-29 | 150
DATEX-OHMEDA | AESTIVA INDUCTION | 2014-04-17 | 9344.6
PHILIPS LTD | M3015A | 2014-04-16 | 3000
PHILIPS LTD | M3002A-X2 | 2014-04-16 | 5000
PHILIPS LTD | M3002A-X2 | 2014-04-16 | 5000
PHILIPS LTD | M8002A | 2014-04-16 | 8520.23
ANETIC AID | QA3 | 2013-08-29 | 2600
PHILIPS LTD | M3002A-X2 | 2013-02-08 | 2500
PHILIPS LTD | M8002A | 2013-02-08 | 5721.3
PHILIPS LTD | M8002A | 2013-02-08 | 5721.28
PHILIPS LTD | M8002A | 2013-02-08 | 5721.3
PHILIPS LTD | M8002A | 2013-02-08 | 5721.3
PHILIPS LTD | M3002A-X2 | 2013-02-08 | 2500
PHILIPS LTD | M3002A-X2 | 2013-02-08 | 2500
PHILIPS LTD | M3002A-X2 | 2013-02-08 | 2500
DATEX-OHMEDA | AESTIVA INDUCTION | 2011-07-05 | 7366.8
ANETIC AID | QA3 | 2008-03-17 | 2600
ANETIC AID | QA3 | 2008-03-17 | 2600
CME MEDICAL | BODYGUARD 545 CHARGER | 2006-11-23 | 579.5
CME MEDICAL | BODYGUARD 545 CHARGER | 2006-11-23 | 579.5
LAERDAL | LSU-2 | 2005-07-22 | 680
MEMO-INTERN | PMG-BCH/4/RECOVERY | 2001-09-11 | 0
ANETIC AID | QA3 | 2001-09-04 | 2000
ANETIC AID | QA3 | 2001-09-04 | 2000
SHIRE | SA-6 | 2001-09-01 | 350
THERAPY EQUIPMENT | DIAMOND RANGE HIGH | 2001-04-17 | 139
THERAPY EQUIPMENT | DIAMOND RANGE HIGH | 2001-04-17 | 139
THERAPY EQUIPMENT | DIAMOND RANGE HIGH | 2001-04-17 | 139
THERAPY EQUIPMENT | DIAMOND RANGE HIGH | 2001-04-17 | 139
THERAPY EQUIPMENT | DIAMOND RANGE HIGH | 2001-04-17 | 139
THERAPY EQUIPMENT | DIAMOND RANGE HIGH | 2001-04-17 | 139
PENLON | NUFFIELD 200 | 1996-06-10 | 2500
PENLON | NUFFIELD 200 | 1988-10-31 | 2500
PENLON | NUFFIELD 200 | 1986-06-01 | 2500
CROWCON | GASMASTER | 2021-09-30 | 2000
MEDRAD | SOLARIS EP | 2021-01-19 | 18000
B.BRAUN | SPACESTATION | 2014-06-17 | 2500
B.BRAUN | SPACESTATION | 2014-06-17 | 2500
MEMO-INTERN | EXTENSION HOSE O2 | 2014-06-11 | 144.05
MEMO-INTERN | EXTENSION HOSE O2 | 2014-06-10 | 120.75
INVIVO | EXPRESSION 865214 | 2014-04-29 | 25000
INVIVO | EXPRESSION 865214 | 2014-04-29 | 25000
INVIVO | 9023 | 2014-04-29 | 500
DATEX-OHMEDA | AESTIVA INDUCTION | 2014-04-17 | 9344.62
B.BRAUN | PERFUSOR SPACE | 2014-04-17 | 2200
B.BRAUN | PERFUSOR SPACE | 2014-04-17 | 2200
B.BRAUN | PERFUSOR SPACE | 2014-04-17 | 2200
B.BRAUN | PERFUSOR SPACE | 2014-04-17 | 2200
GE LIMITED | AESTIVA 7900-MRI | 2014-04-17 | 34377.62
INVIVO | EXPRESSION 453564155341 | 2014-04-16 | 21000
WARDRAY | MR5501 | 2014-04-03 | 6045
WARDRAY | MR5501 | 2014-04-03 | 6045
SIEMENS LTD | SKYRA | 2014-03-06 | 1733085
SHIRE | AREA ALARM | 2014-01-13 | 350
MEMO-INTERN | PMG-BCH-4-MRI | 2013-11-28 | 0
SHIRE | AREA ALARM | 2013-11-28 | 350
BK MEDICAL | 8862 | 2021-09-23 | 7750
B.BRAUN | PERFUSOR SPACE | 2021-05-13 | 2200
DIXI MEDICAL | BST-020 | 2019-08-13 | 19950
COSMAN MEDICAL | G4 | 2019-08-08 | 19962
NIHON KOHDEN | MEE-1000A | 2018-06-21 | 50000
QED SCIENTIFIC | FW-40 | 2016-06-01 | 2000
BRAINLAB | BUZZ | 2015-09-11 | 300000
TRUMPF LTD | TRUSYSTEM 7500 | 2015-07-10 | 15000
ABBOTT LABS | FREESTYLE PRECISION PRO | 2015-06-16 | 1000
RENISHAW | NEUROMATE | 2014-11-27 | 359400
ZEISS | OPMI PENTERO 900 | 2014-06-17 | 162797.09
B.BRAUN | SPACESTATION MRI | 2014-06-17 | 25320
MAQUET | FLOW-I | 2014-04-30 | 27901.21
KARL STORZ | 22201020 | 2014-04-22 | 12000
CODMAN | ICP EXPRESS | 2014-04-18 | 6111.6
FUJITSU | LIFEBOOK A544 | 2014-04-17 | 750
INOMED | ISIS-504180 | 2014-04-17 | 10261.84
B.BRAUN | PERFUSOR SPACE | 2014-04-17 | 2200
B.BRAUN | PERFUSOR SPACE | 2014-04-17 | 2200
B.BRAUN | PERFUSOR SPACE | 2014-04-17 | 2200
PHILIPS LTD | M8002A | 2014-04-16 | 6730.75
BK MEDICAL | FLEX FOCUS 800 | 2014-04-10 | 75000
DATEX-OHMEDA | AESTIVA INDUCTION | 2014-02-20 | 9487.64
MEMO-INTERN | PMG-BCH-4-TH7-NEURO | 2013-11-28 | 0
SHIRE | AREA ALARM | 2013-11-28 | 350
CODMAN | ICP EXPRESS | 1998-04-03 | 1500
SMITH & NEPHEW | VERSAJET II | 2021-03-10 | 2600
BLACK & BLACK SURGICAL | B89055 | 2020-11-24 | 3250
THERAPY EQUIPMENT | DIAMOND RANGE HIGH | 2019-05-15 | 140
MAQUET | FLOW-I | 2017-12-06 | 38629.26
PHILIPS LTD | MX800 | 2015-11-20 | 14700
MOOR INSTRUMENTS | MOORLDI2 | 2015-09-28 | 3500
ABBOTT LABS | FREESTYLE PRECISION PRO | 2015-06-16 | 1000
DRAEGER | MOVITA-MZ2935 | 2014-05-20 | 7000
MAQUET | 6672670 | 2014-04-30 | 3000
PHILIPS LTD | M8002A | 2014-04-16 | 6730.75
DATEX-OHMEDA | AESTIVA INDUCTION | 2014-02-20 | 9201.6
MEMO-INTERN | PMG-BCH-4-TH6-BURNS | 2013-11-28 | 0
SHIRE | AREA ALARM | 2013-11-28 | 350
GE LIMITED | IEB | 2022-05-18 | 20000
DELL COMPUTERS | MACLAB | 2022-05-18 | 35000
POWERCOM | BNT-1500AP | 2022-05-18 | 342.42
GE LIMITED | PATIENT DATA MODULE | 2022-05-18 | 4000
KENEX (ELECTRO MEDICAL) LIMITED | 310/B-3 | 2022-04-29 | 3000
KENEX (ELECTRO MEDICAL) LIMITED | 310/B-3 | 2022-04-29 | 3000
BIOSENSE WEBSTER | CARTO 3 SYSTEM | 2021-12-31 | 80000
BIOSENSE WEBSTER | CARTO 3 SYSTEM STATION PC | 2021-12-31 | 40000
RADIOMETER | ABL90 FLEX PLUS | 2021-12-13 | 13000
ABBOTT LABS | PR-500 | 2020-10-13 | 500
SAFETY MEDIC | 10 WAY | 2020-03-11 | 753
STOCKERT | SMARTABLATE | 2019-06-27 | 30000
BIOSENSE WEBSTER | COOL FLOW | 2019-06-27 | 30000
STOCKERT | SMARTABLATE (SYSTEM CONTROL) | 2019-06-27 | 30000
ABBOTT LABS | FREESTYLE PRECISION PRO | 2015-06-16 | 1000
HELENA LABORATORIES | ACTALYKE MINI II | 2015-06-01 | 1552
MEMO-INTERN | PORTABLE MONITOR STAND | 2015-03-03 | 1500
DRAEGER | HD-DRA-ST-001C | 2014-12-18 | 5000
PHYSIO CONTROL | LIFEPAK 20E PACED | 2014-09-11 | 5242.8
MAQUET | 6672672 | 2014-04-30 | 3000
MAQUET | FLOW-I | 2014-04-30 | 27901.21
MAQUET | 6672670 | 2014-04-30 | 3000
MICROPACE | STIMCOR | 2014-02-19 | 23960
MICROPACE | EPS320 | 2014-02-01 | 5000
SIEMENS LTD | ARTIS ZEE | 2013-12-02 | 550250
SIEMENS LTD | LEONARDO - SYNGO | 2013-12-02 | 22259.89
MEDRAD | MARK 7 ARTERION | 2013-12-02 | 20647.76
MEMO-INTERN | PMG-BCH-4-TH5-C.CATH.HYBRID | 2013-11-28 | 0
SHIRE | AREA ALARM | 2013-11-28 | 350
PHILIPS LTD | M8002A | 2013-10-25 | 8312.17
DATEX-OHMEDA | AESTIVA INDUCTION | 2013-10-25 | 9460.36
CRYOCATH | 10000-008-02 | 2013-07-31 | 141600
MEDTRONIC | PULSAR II PS100-102 | 2013-07-31 | 118000
NEC DISPLAY | LCD2090UXI | 2011-04-27 | 500
HP | XW8400 WORKSTATION | 2010-03-17 | 20000
LABCAIRE SYS | ENDOSCOPE STORAGE CA | 2009-09-18 | 12000
LABCAIRE SYS | ENDOSCOPE STORAGE CA | 2009-09-18 | 12000
WERFEN | GEMOPL | 2008-11-03 | 750
MALLINCKRODT | ANGIOMAT ILLUMENA | 2006-01-17 | 13000
MEMO-INTERN | PMG-BCH/5/C.CATH | 2001-09-11 | 0
SHIRE | SA-6 | 2001-09-01 | 350
STOCKERT | ST-0538 | 2001-06-13 | 15000
GE LIMITED | PRUCKA COMBOLAB 7000 | 2001-05-01 | 120000
GE LIMITED | PLEASE ENTER MODEL! (42) | 2001-05-01 | 120000
PHILIPS LTD | M1006A | 2001-02-06 | 1000
PHILIPS LTD | M1029A | 2001-02-06 | 500
APC CARDIOVASCULAR | 4570 | 2000-04-04 | 900
THERAPY EQUIPMENT | 4760 | 2020-10-16 | 166.8
CELSIUS MEDICAL | CALIMA | 2020-01-20 | 1500
MAQUET | FLOW-I | 2017-12-06 | 38629.26
THERAPY EQUIPMENT | 7763 | 2017-08-04 | 139
PHILIPS LTD | MX800 | 2015-06-09 | 17954.91
PHILIPS LTD | M8002A | 2014-10-06 | 8928.48
PENLON | NUFFIELD 200 | 2014-06-05 | 2500
DRAEGER | MOVITA-MZ2935 | 2014-05-20 | 7000
MAQUET | 6672672 | 2014-04-30 | 3000
MAQUET | 6672670 | 2014-04-30 | 3000
DATEX-OHMEDA | AESTIVA INDUCTION | 2014-04-17 | 9344.6
MAQUET (UK) | 1131.12BO BETASTAR | 2009-03-02 | 20148.71
LUXTEC | 9300XDP | 2006-08-17 | 6000
MEMO-INTERN | PMG-BCH/4/TH.4 | 2001-09-11 | 0
SHIRE | SA-6 | 2001-09-01 | 350
LEADER ENGIN | GP40W | 2001-02-15 | 993
RADIOMETER | ABL90 FLEX PLUS | 2022-02-11 | 13000
DELL COMPUTERS | MR2416B | 2021-09-28 | 3000
LAERDAL | LSU-2 | 2016-12-29 | 680
PHYSIO CONTROL | LIFEPAK 20E PACED | 2014-09-11 | 7550
PHILIPS LTD | M1019A-G5 | 2014-05-07 | 6000
MAQUET | FLOW-I | 2014-04-30 | 27901.22
DATEX-OHMEDA | AESTIVA INDUCTION | 2014-04-17 | 9344.6
PHILIPS LTD | M8002A | 2014-04-16 | 6730.75
PHILIPS LTD | P240-LAV | 2013-12-20 | 1200
ELO | 1928L | 2013-12-20 | 720
PHILIPS LTD | M3002A-X2 | 2013-12-09 | 2500
ANETIC AID | MK3 | 2011-02-11 | 2500
CINCINNATI S | BLANKETROL-II | 2007-11-15 | 9000
PHILIPS LTD | M3001A | 2006-04-25 | 2810
TRUMPF LTD | SATURN 4549326 | 2006-03-22 | 15000
PHILIPS LTD | M1029A | 2003-06-17 | 500
MEMO-INTERN | PMG-BCH/4/TH.3 | 2001-09-11 | 0
SHIRE | SA-6 | 2001-09-01 | 350
PENLON | NUFFIELD 200 | 2001-04-19 | 2500
TEAC | UR-4MD | 2021-09-16 | 8000
THERAPY EQUIPMENT | DIAMOND RANGE HIGH | 2020-09-08 | 150
THERAPY EQUIPMENT | DIAMOND RANGE HIGH | 2017-10-24 | 150
MAQUET | FLOW-I | 2016-07-04 | 33322.82
DESOUTTER MEDICAL | BC-700 | 2015-09-10 | 1000
PHILIPS LTD | M8002A | 2014-04-16 | 8520.24
DATEX-OHMEDA | AESTIVA INDUCTION | 2009-09-30 | 9460.36
PHILIPS LTD | M3015A | 2003-08-13 | 2800
MEMO-INTERN | PMG-BCH/4/TH.2 | 2001-09-11 | 0
SHIRE | SA-6 | 2001-09-01 | 350
THERAPY EQUIPMENT | 4760 | 2001-04-17 | 139
A.R.C. LASER GMBH | NUVOLAS GEN II | 2019-03-06 | 30275
AESCULAP LTD | GD670 | 2016-11-08 | 27986.48
MAQUET | FLOW-I | 2016-07-04 | 33322.82
KARL STORZ | 26430520 | 2014-06-30 | 6489.6
ZEISS | OPMI VARIO 700 | 2014-06-17 | 99297.84
AESCULAP LTD | GN090 | 2014-04-22 | 7000
PHILIPS LTD | M8002A | 2014-04-16 | 8384.29
DATEX-OHMEDA | AESTIVA INDUCTION | 2011-07-05 | 7366.8
ARISTAR | PC025-A | 2007-07-13 | 45447.83
KARL STORZ | STACK SYSTEM TROLLEY | 2005-11-30 | 2000
KARL STORZ | S3 HEAD/22220030 | 2005-11-30 | 13495
PHILIPS LTD | M8002A | 2005-03-02 | 10829.7
SHIRE | SA-6 | 2001-09-01 | 350
DESOUTTER MEDICAL | CC5 | 1997-10-13 | 1643.89
MEMO-INTERN | PMG-BCH/4/TH.1 | 1984-01-01 | 0
MEMO-INTERN | MED AIR 7 BAR HOSE | 2022-06-09 | 94.8
MASIMO UK | ROOT | 2022-06-08 | 3000
DATEX-OHMEDA | ISOTEC-5 | 2022-05-27 | 2000
DATEX-OHMEDA | ISOTEC-5 | 2022-05-27 | 2000
DATEX-OHMEDA | ISOTEC-5 | 2022-05-27 | 2000
DATEX-OHMEDA | ISOTEC-5 | 2022-05-27 | 2000
DATEX-OHMEDA | TEC7 SEVO | 2022-05-03 | 2000
MAQUET | 6682285 | 2022-01-13 | 3000
MEC CO. LTD | EXTENSION HOSE O2 - MEC | 2021-11-18 | 0
ZIEHM IMAGIN | VISION FD | 2021-11-12 | 92000
GE LIMITED | 10T-D | 2021-11-09 | 18000
DATEX-OHMEDA | TEC7 SEVO | 2021-10-22 | 2000
DATEX-OHMEDA | TEC7 SEVO | 2021-10-22 | 2000
DATEX-OHMEDA | TEC7 SEVO | 2021-10-22 | 2000
DATEX-OHMEDA | TEC7 SEVO | 2021-10-22 | 2000
DATEX-OHMEDA | TEC7 SEVO | 2021-10-06 | 2000
DATEX-OHMEDA | TEC7 SEVO | 2021-10-06 | 2000
DATEX-OHMEDA | TEC7 SEVO | 2021-10-06 | 2000
FUJIFILM | SC-WU27-G1522 | 2021-10-04 | 6048
FUJIFILM | VP-7000 | 2021-10-04 | 15600
FUJIFILM | BL-7000 | 2021-10-04 | 7799
FUJIFILM | PS2-HP | 2021-10-04 | 1800
FUJIFILM | COMPACT CART | 2021-10-04 | 2070
KARL STORZ | TH121 | 2021-09-30 | 18189.15
BFW INC | HATTERAS 1600 | 2021-09-23 | 12000
BFW INC | PHAROS 8010 | 2021-09-23 | 12000
THERAPY EQUIPMENT | 6182/P/4M | 2021-09-17 | 77
THERAPY EQUIPMENT | 6182/P/4M | 2021-09-17 | 77
KARL STORZ | UI400 | 2021-09-10 | 9654.72
KARL STORZ | TC201 | 2021-09-10 | 11038.95
KARL STORZ | TC304 | 2021-09-10 | 10035.1
KARL STORZ | TM350 | 2021-09-10 | 16066.08
KARL STORZ | VC-2010 | 2021-09-10 | 3000
SONY | UP-DR80MD | 2021-09-10 | 1294.55
KARL STORZ | WM100 | 2021-09-10 | 2278.8
KARL STORZ | WD300 | 2021-09-10 | 10340.64
KARL STORZ | TL400 | 2021-09-10 | 7645.75
MASIMO UK | ROOT | 2021-09-09 | 3000
MASIMO UK | ROOT | 2021-09-09 | 3000
MASIMO UK | ROOT | 2021-09-09 | 3000
MASIMO UK | RADICAL-7 | 2021-09-08 | 500
MASIMO UK | RADICAL-7 | 2021-09-08 | 500
MASIMO UK | RADICAL-7 | 2021-09-08 | 500
MASIMO UK | RADICAL-7 | 2021-09-08 | 500
GE LIMITED | RS-N ADAPTOR | 2021-08-26 | 1000
PHILIPS LTD | S9-2 | 2021-08-19 | 9900
PHILIPS LTD | X8-2T | 2021-08-12 | 20000
PHILIPS LTD | EPIQ CVx | 2021-08-12 | 130000
PHILIPS LTD | D2CWC | 2021-08-12 | 5000
PHILIPS LTD | S12-4 | 2021-08-12 | 5000
PHILIPS LTD | X7-2 | 2021-08-12 | 5000
PHILIPS LTD | X5-1 | 2021-08-12 | 9900
MEDTRONIC | IPC | 2021-08-03 | 10000
STRYKER | CORE 2 CONSOLE | 2021-07-16 | 11000
COVIDIEN UK | SCD 700 | 2021-07-12 | 0
COVIDIEN UK | SCD 700 | 2021-07-06 | 0
COVIDIEN UK | SCD 700 | 2021-07-06 | 0
COVIDIEN UK | SCD 700 | 2021-07-06 | 0
COVIDIEN UK | SCD 700 | 2021-07-06 | 0
COVIDIEN UK | SCD 700 | 2021-07-06 | 0
COVIDIEN UK | SCD 700 | 2021-07-06 | 0
COVIDIEN UK | SCD 700 | 2021-07-06 | 0
COVIDIEN UK | SCD 700 | 2021-07-06 | 0
COVIDIEN UK | SCD 700 | 2021-07-06 | 0
COVIDIEN UK | SCD 700 | 2021-07-06 | 0
COVIDIEN UK | SCD 700 | 2021-07-06 | 0
MEDIVATORS | EGA-500E | 2021-03-30 | 1400
MEDIVATORS | EGA-500E | 2021-03-30 | 1400
MEDIVATORS | EGA-501E | 2021-03-29 | 3500
INDITHERM | OTM1 | 2021-02-25 | 807
GE LIMITED | 6VT-D | 2020-11-20 | 18000
GE LIMITED | VIVID E95 | 2020-11-09 | 106106
GE LIMITED | 4Vc-D | 2020-11-09 | 18000
GE LIMITED | 6S-D | 2020-11-09 | 10000
GE LIMITED | 12S-D | 2020-11-09 | 10000
GE LIMITED | P2D | 2020-11-09 | 3000
FUJIFILM SONOSITE | L25X/13-6 MHZ | 2020-11-05 | 4000
EXERGEN CORP | TAT-5000 | 2020-10-28 | 375
CELSIUS MEDICAL | CALIMA | 2020-09-14 | 1700
ZEISS | TIVATO 700 | 2020-09-08 | 86761
KARL STORZ | 8403ZX | 2020-07-13 | 11909.55
STRYKER | 6700-313-500 | 2020-03-26 | 13728
STRYKER | 6700-313-600 | 2020-03-26 | 4576
FUJIFILM SONOSITE | HFL50X/15-6MHZ | 2020-03-23 | 6405
DATEX-OHMEDA | ISOTEC-5 | 2020-02-26 | 2000
FUJIFILM SONOSITE | L25X/13-6 MHZ | 2020-02-17 | 5100
DATEX-OHMEDA | ISOTEC-5 | 2020-02-12 | 2000
DATEX-OHMEDA | ISOTEC-5 | 2020-02-12 | 2000
CAREFUSION | ALARIS PK PLUS MK4 | 2020-02-10 | 2595
CAREFUSION | ALARIS PK PLUS MK4 | 2020-02-10 | 2595
CAREFUSION | ALARIS PK PLUS MK4 | 2020-02-10 | 2595
CAREFUSION | ALARIS PK PLUS MK4 | 2020-02-10 | 2595
CAREFUSION | ALARIS PK PLUS MK4 | 2020-02-10 | 2595
EXERGEN CORP | TAT-5000 | 2020-02-06 | 375
EXERGEN CORP | TAT-5000 | 2020-02-06 | 375
INDITHERM | GTM1 | 2020-02-06 | 850
SMITH & NEPHEW | DYONICS POWER 11 | 2020-01-17 | 6000
EXERGEN CORP | TAT-5000 | 2020-01-02 | 375
KARL STORZ | VC-2010MC | 2019-11-19 | 3000
PANASONIC | EJ-MDA32E-K | 2019-11-19 | 3000
KARL STORZ | TH120 | 2019-10-11 | 14112
KARL STORZ | TC304 | 2019-10-11 | 3696
NDS SURGICAL IMAGING BV | SC-WK32-G1B24 | 2019-10-10 | 2500
KARL STORZ | 200905 19 | 2019-10-10 | 2000
KARL STORZ | UI400 | 2019-10-10 | 9654.72
KARL STORZ | WD200 | 2019-10-10 | 12000
KARL STORZ | TL300 | 2019-10-10 | 3000
KARL STORZ | TC201 | 2019-10-10 | 5460
SONY | UP-DR80MD | 2019-10-10 | 2000
KARL STORZ | TC302 | 2019-10-10 | 3696
INDITHERM | OTM1 | 2019-10-07 | 450
FUJIFILM SONOSITE | L25X/13-6 MHZ | 2019-10-07 | 5100
EXERGEN CORP | TAT-5000 | 2019-09-18 | 375
INDITHERM | OTM1 | 2019-09-02 | 540
CELSIUS MEDICAL | CALIMA | 2019-08-19 | 1700
MEMO-INTERN | MED AIR 7 BAR HOSE | 2019-07-29 | 50
MEMO-INTERN | MED AIR 7 BAR HOSE | 2019-07-29 | 50
THERAPY EQUIPMENT | 7763 | 2019-05-23 | 310
MAQUET | MEERA OP TABLE | 2019-04-03 | 34787.52
MAQUET | MEERA OP TABLE | 2019-04-03 | 34787.52
FUJIFILM SONOSITE | SII | 2019-01-14 | 12000
FUJIFILM SONOSITE | SII | 2019-01-14 | 12000
FUJIFILM SONOSITE | L25X/13-6 MHZ | 2019-01-14 | 5100
INDITHERM | OTM1 | 2018-11-29 | 850
VBM | TOURNIQUET 9000 | 2018-10-30 | 2500
THERAPY EQUIPMENT | DIAMOND RANGE HIGH | 2018-10-15 | 150
LTE | LK/SWC/01/1 | 2018-10-11 | 1265
THERAPY EQUIPMENT | 7763 | 2018-09-17 | 310
INDITHERM | OTM1 | 2018-08-28 | 850
TRUMPF LTD | TRUSYSTEM 7000 2065385 | 2018-08-10 | 15000
MEC CO. LTD | 19224HA 7BAR AIR EXTENSION HOSE | 2018-07-31 | 79
HK SURGICAL | KIP-II | 2018-07-16 | 2150
STRYKER | 6700-313-500 | 2018-06-07 | 23174.4
STRYKER | 6700-313-600 | 2018-06-07 | 2000
SMITH & NEPHEW | SN-2 UK | 2018-05-30 | 1000
SMITH & NEPHEW | 660HD | 2018-05-30 | 8000
SMITH & NEPHEW | 560P | 2018-05-30 | 8000
SMITH & NEPHEW | 500XL | 2018-05-30 | 6000
SONY | UP-DR80MD | 2018-05-30 | 2000
SONY | LMD-2765MD | 2018-05-30 | 2000
SMITH & NEPHEW | WEREWOLF | 2018-05-30 | 12000
SMITH & NEPHEW | 560H | 2018-05-30 | 4000
MAQUET | 6682280 | 2018-04-23 | 3000
MAQUET | 6682280 | 2018-04-23 | 3000
CELSIUS MEDICAL | CALIMA | 2018-03-21 | 1700
PHILIPS LTD | MX800 | 2018-02-22 | 9000
PHILIPS LTD | M8048A | 2018-02-22 | 1500
PHILIPS LTD | INTELLIVUE X3 | 2018-02-22 | 4000
PHILIPS LTD | M3015B | 2018-02-22 | 3049
PHILIPS LTD | MX800 | 2018-02-22 | 9000
PHILIPS LTD | M8048A | 2018-02-22 | 1500
PHILIPS LTD | INTELLIVUE X3 | 2018-02-22 | 4000
PHILIPS LTD | M3015B | 2018-02-22 | 3049
PHILIPS LTD | INTELLIBRIDGE EC10 | 2018-02-22 | 1150
PHILIPS LTD | INTELLIBRIDGE EC10 | 2018-02-22 | 1150
MAQUET | 6682285 | 2018-01-25 | 3000
MAQUET | 6682285 | 2018-01-25 | 3000
MAQUET | 6672670 | 2017-12-06 | 3000
INDITHERM | OTM1 | 2017-09-28 | 850
THERAPY EQUIPMENT | 7763 | 2017-09-21 | 139
DATEX-OHMEDA | TEC7 SEVO | 2017-08-01 | 2000
THERAPY EQUIPMENT | 7763 | 2017-07-03 | 310
COCHLEAR | OSSCORA | 2017-05-15 | 3143
SMITH & NEPHEW | COBLATOR II | 2017-05-11 | 8000
ZEISS | S-88 | 2017-04-07 | 63598.45
CELSIUS MEDICAL | CALIMA | 2017-03-03 | 1700
CELSIUS MEDICAL | CALIMA | 2017-03-03 | 1700
INDITHERM | OTM1 | 2017-02-22 | 850
INDITHERM | OTM1 | 2017-02-21 | 850
THERAPY EQUIPMENT | 4457 | 2017-02-15 | 145
THERAPY EQUIPMENT | 4457 | 2017-02-15 | 145
KLS MARTIN | SONICWELD RX | 2017-01-17 | 10000
KLS MARTIN | XCELSIOR | 2017-01-17 | 1000
CELSIUS MEDICAL | CALIMA | 2017-01-13 | 1700
CELSIUS MEDICAL | CALIMA | 2017-01-13 | 1700
KARL STORZ | H3-Z 22220055 | 2017-01-05 | 14000
VBM | TOURNIQUET 9000 | 2016-11-15 | 2500
CELSIUS MEDICAL | CALIMA | 2016-10-20 | 1700
ECOLAB | INTRA TEMP ITW6L | 2016-10-14 | 3500
ECOLAB | INTRA TEMP ITW6L | 2016-10-14 | 3500
MAQUET | 6672675 | 2016-09-15 | 3000
PHILIPS LTD | INTELLIBRIDGE EC10 | 2016-09-01 | 500
PHILIPS LTD | INTELLIBRIDGE EC10 | 2016-09-01 | 500
PHILIPS LTD | INTELLIBRIDGE EC10 | 2016-09-01 | 500
CONMED | SYSTEM 5000 | 2016-08-10 | 7554
LEVEL 1 TECH | HL90 | 2016-07-19 | 3500
LEVEL 1 TECH | HL90 | 2016-07-19 | 3500
LEVEL 1 TECH | HL90 | 2016-07-19 | 3500
FUJIFILM SONOSITE | L25X/13-6 MHZ | 2016-07-14 | 4760
NEUROSOFT LTD | NS047201.005 | 2016-07-05 | 2575
MAQUET | FLOW-I | 2016-07-04 | 33322.82
MAQUET | 6672672 | 2016-07-04 | 3000
MAQUET | 6672672 | 2016-07-04 | 3000
MAQUET | 6672672 | 2016-07-04 | 3000
DIGITIMER | DS7A PSARP | 2016-06-01 | 1000
DIGITIMER | DS7A PSARP | 2016-06-01 | 1000
MAQUET | 6672670 | 2016-05-11 | 3000
MAQUET | 6672675 | 2016-05-11 | 3000
MAQUET | 6672675 | 2016-05-11 | 3000
MAQUET | 6672675 | 2016-05-11 | 3000
MAQUET | 6672670 | 2016-05-11 | 3000
THERAPY EQUIPMENT | DIAMOND RANGE HIGH | 2016-04-26 | 140
THERAPY EQUIPMENT | DIAMOND RANGE HIGH | 2016-04-26 | 140
DATEX-OHMEDA | TEC7 SEVO | 2016-04-26 | 2000
THERAPY EQUIPMENT | 7763 | 2016-04-05 | 310
SAFETY MEDIC | 10 WAY | 2016-03-04 | 600
GYRUS MEDICA | G400 WORKSTATION | 2016-02-29 | 15000
THERAPY EQUIPMENT | 6112 | 2015-12-07 | 85
THERAPY EQUIPMENT | 4457 | 2015-11-24 | 145
THERAPY EQUIPMENT | 4457 | 2015-11-24 | 145
THERAPY EQUIPMENT | 4457 | 2015-11-24 | 145
THERAPY EQUIPMENT | 4457 | 2015-11-24 | 145
THERAPY EQUIPMENT | 4457 | 2015-11-24 | 145
THERAPY EQUIPMENT | 4457 | 2015-11-24 | 145
THERAPY EQUIPMENT | 4457 | 2015-11-24 | 145
THERAPY EQUIPMENT | 4457 | 2015-11-24 | 145
THERAPY EQUIPMENT | 4457 | 2015-11-24 | 145
THERAPY EQUIPMENT | 4457 | 2015-11-24 | 145
THERAPY EQUIPMENT | 4457 | 2015-11-24 | 145
THERAPY EQUIPMENT | 4457 | 2015-11-24 | 145
THERAPY EQUIPMENT | 4457 | 2015-11-24 | 145
THERAPY EQUIPMENT | 4457 | 2015-11-24 | 145
THERAPY EQUIPMENT | 4457 | 2015-11-24 | 145
THERAPY EQUIPMENT | 4457 | 2015-11-24 | 145
THERAPY EQUIPMENT | 4457 | 2015-11-24 | 145
THERAPY EQUIPMENT | 4457 | 2015-11-24 | 145
THERAPY EQUIPMENT | 4457 | 2015-11-24 | 145
THERAPY EQUIPMENT | 4457 | 2015-11-24 | 145
THERAPY EQUIPMENT | 4457 | 2015-11-24 | 145
THERAPY EQUIPMENT | 4457 | 2015-11-24 | 145
PHILIPS LTD | M1019A-G5 | 2015-11-20 | 10113
PHILIPS LTD | M1019A-G5 | 2015-11-20 | 10113
PHILIPS LTD | M1019A-G5 | 2015-11-20 | 10113
NDS SURGICAL IMAGING BV | WT-P13-13 | 2015-11-19 | 1800
KARL STORZ | WR-P13-11 | 2015-11-19 | 1800
KARL STORZ | SC-WU26-A1511 | 2015-11-19 | 5315
FUJINON | XL-4450 | 2015-11-18 | 5000
FUJINON | UP-4450HD | 2015-11-18 | 15000
MEDICART | FF-1 | 2015-11-18 | 1725
MEDICART | FF-3 | 2015-11-18 | 1025
MAQUET | 6672675 | 2015-10-05 | 3000
G.RUTTER LTD | RS7 | 2015-06-30 | 300
G.RUTTER LTD | RS7 | 2015-06-30 | 300
G.RUTTER LTD | RS7 | 2015-06-30 | 300
MAQUET | 6672675 | 2015-05-07 | 3000
THERAPY EQUIPMENT | 6112 | 2015-04-27 | 85
THERAPY EQUIPMENT | 6112 | 2015-04-27 | 85
KARL STORZ | SC-WU26-A1511 | 2015-04-22 | 2500
CODMAN | ICP EXPRESS | 2015-04-18 | 6111.6
KARL STORZ | 403341 20 | 2015-03-06 | 10000
KARL STORZ | 8403ZX | 2015-01-30 | 10000
SAFETY MEDIC | 10 WAY | 2015-01-28 | 600
SAFETY MEDIC | 10 WAY | 2015-01-28 | 600
SAFETY MEDIC | 10 WAY | 2015-01-21 | 600
SAFETY MEDIC | 10 WAY | 2015-01-21 | 600
SAFETY MEDIC | 10 WAY | 2015-01-21 | 600
SAFETY MEDIC | 10 WAY | 2015-01-21 | 600
SAFETY MEDIC | 10 WAY | 2015-01-21 | 600
SAFETY MEDIC | 10 WAY | 2015-01-21 | 600
SAFETY MEDIC | 10 WAY | 2015-01-21 | 600
MEDIPREMA | ISIS OPERATING TABLE | 2015-01-13 | 11089.07
VERATHON MEDICAL INC | GLIDESCOPE | 2014-12-12 | 5000
HK SURGICAL | KIP-II | 2014-12-08 | 2150
ANETIC AID | QA3 | 2014-11-12 | 2600
ANETIC AID | QA3 | 2014-11-11 | 2600
DENTSPLY LTD | PRISMETICS-LITEII | 2014-10-31 | 400
LEVEL 1 TECH | HL90 | 2014-09-25 | 3500
LEVEL 1 TECH | HL90 | 2014-08-11 | 3500
FUJIFILM SONOSITE | M-TURBO | 2014-08-08 | 20399.98
FUJIFILM SONOSITE | HFL38X/13-6 MHZ | 2014-08-08 | 2952.61
KARL STORZ | VC-2010 | 2014-07-31 | 67848
INDITHERM | MECU1 | 2014-06-25 | 2500
F & P | IW920AEK | 2014-06-20 | 2850
LAERDAL | LSU-2 | 2014-06-11 | 680
PHILIPS LTD | M8002A | 2014-06-11 | 6730.75
PHILIPS LTD | M1019A-G5 | 2014-06-05 | 6000
PENLON | IDP | 2014-06-05 | 900
SECA | 877 | 2014-05-29 | 200
DATEX-OHMEDA | TEC7 SEVO | 2014-05-29 | 2000
F & P | IW920AEK | 2014-05-28 | 2850
PHILIPS LTD | M1019A-G5 | 2014-05-23 | 8384.29
PHILIPS LTD | M3002A-X2 | 2014-05-20 | 5000
PHILIPS LTD | M3002A-X2 | 2014-05-20 | 5000
PHILIPS LTD | M3002A-X2 | 2014-05-20 | 5000
PHILIPS LTD | M3002A-X2 | 2014-05-20 | 5000
MEDTRONIC | IPC | 2014-05-15 | 8000
MEDTRONIC | IPC | 2014-05-15 | 8000
PHILIPS LTD | M3002A-X2 | 2014-05-02 | 2500
PHILIPS LTD | M3002A-X2 | 2014-05-02 | 2500
VALLEYLAB | CUSA EXCEL | 2014-05-01 | 49995
VALLEYLAB | CUSA EXCEL | 2014-05-01 | 49995
CAREFUSION | ALARIS PK | 2014-04-30 | 3000
CAREFUSION | ALARIS PK | 2014-04-30 | 3000
CAREFUSION | ALARIS PK | 2014-04-30 | 3000
MAQUET | 6672672 | 2014-04-30 | 3000
MAQUET | 6672672 | 2014-04-30 | 3000
PHILIPS LTD | M8048A | 2014-04-30 | 1500
PHILIPS LTD | MX800 | 2014-04-30 | 17954.91
PHILIPS LTD | MX800 | 2014-04-30 | 17954.91
PHILIPS LTD | MX800 | 2014-04-30 | 17954.91
PHILIPS LTD | M8048A | 2014-04-30 | 1500
PHILIPS LTD | M8048A | 2014-04-30 | 1500
PHILIPS LTD | M8048A | 2014-04-30 | 1500
MAQUET | 6672670 | 2014-04-30 | 3000
LEVEL 1 TECH | HL90 | 2014-04-29 | 3500
LEVEL 1 TECH | HL90 | 2014-04-29 | 3500
LEVEL 1 TECH | HL90 | 2014-04-29 | 3500
PHILIPS LTD | M1019A-G5 | 2014-04-29 | 6000
PHILIPS LTD | M1019A-G5 | 2014-04-29 | 6000
CONMED | AER DEFENSE | 2014-04-29 | 1800
CONMED | AER DEFENSE | 2014-04-29 | 1800
B.BRAUN | STIMUPLEX HNS12 | 2014-04-29 | 750
B.BRAUN | STIMUPLEX HNS12 | 2014-04-29 | 750
B.BRAUN | STIMUPLEX HNS12 | 2014-04-29 | 750
B.BRAUN | STIMUPLEX HNS12 | 2014-04-29 | 750
DATEX-OHMEDA | TEC7 ISO | 2014-04-22 | 2500
DATEX-OHMEDA | TEC7 ISO | 2014-04-22 | 2500
DATEX-OHMEDA | TEC7 ISO | 2014-04-22 | 2500
AESCULAP LTD | GN090 | 2014-04-22 | 7000
AESCULAP LTD | GN160 | 2014-04-22 | 12510.06
HEMOCUE | HB201+ | 2014-04-22 | 500
HEMOCUE | HB201+ | 2014-04-22 | 500
CONMED | SYSTEM 5000 | 2014-04-22 | 7000
CONMED | SYSTEM 5000 | 2014-04-22 | 7000
KARL STORZ | VC-2010 | 2014-04-22 | 3000
KARL STORZ | 20046120 | 2014-04-22 | 11200
KARL STORZ | 20133120 | 2014-04-22 | 6750
SONY | UP-DR80MD | 2014-04-22 | 2000
KARL STORZ | 200905 19 | 2014-04-22 | 2000
MEDTRONIC | STEALTH STATION S7 | 2014-04-22 | 169264.8
FRESENIUS KABI | 9005401 / C.A.T.S PLUS | 2014-04-22 | 12600
VALLEYLAB | FORCE FX-8 | 2014-04-22 | 8400
CODMAN | ICP EXPRESS | 2014-04-18 | 6111.6
CODMAN | ICP EXPRESS | 2014-04-18 | 6111.6
PENLON | IDP | 2014-04-17 | 900
PENLON | NUFFIELD 200 | 2014-04-17 | 2500
PENLON | IDP | 2014-04-17 | 900
PENLON | IDP | 2014-04-17 | 900
PENLON | NUFFIELD 200 | 2014-04-17 | 2500
PENLON | NUFFIELD 200 | 2014-04-17 | 2500
PENLON | IDP | 2014-04-17 | 900
PHILIPS LTD | M3002A-X2 | 2014-04-16 | 5000
PHILIPS LTD | M3002A-X2 | 2014-04-16 | 5000
PHILIPS LTD | M3002A-X2 | 2014-04-16 | 5000
PHILIPS LTD | M8002A | 2014-04-16 | 6730.75
PHILIPS LTD | M3002A-X2 | 2014-04-16 | 5000
PHILIPS LTD | M3002A-X2 | 2014-04-16 | 5000
INDITHERM | MECU1 | 2014-04-14 | 2500
INDITHERM | MECU1 | 2014-04-14 | 2500
TERAOKA | DS-673SS-6KG | 2014-04-11 | 265
TERAOKA | DS-673SS-6KG | 2014-04-11 | 265
MAQUET (UK) | 1132.21B2 ALPHASTAR PRO | 2014-04-01 | 37207.45
MEC CO. LTD | W40201 | 2014-03-24 | 0
STUART SCIENTIFIC | SBH130D | 2014-03-21 | 2500
SIEMENS LTD | ARCADIS VARIC | 2014-02-26 | 81933.34
SIEMENS LTD | ARCADIS VARIC | 2014-02-26 | 81933.34
SIEMENS LTD | ARCADIS VARIC | 2014-02-26 | 81933.33
THERAPY EQUIPMENT | 7763 | 2014-02-20 | 310
DATEX-OHMEDA | TEC7 ISO | 2014-02-20 | 2000
F & P | IW920AEK | 2014-02-14 | 2850
VERATHON MEDICAL INC | GLIDESCOPE COBALT AVL | 2013-12-31 | 5176.2
PHILIPS LTD | MX800 | 2013-12-09 | 14975.98
SUNOPTICS | TITAN 5400T | 2013-12-03 | 7994.44
MEC CO. LTD | W40201 | 2013-11-12 | 0
PENLON | IDP | 2013-10-31 | 794
PENLON | NUFFIELD 200 | 2013-10-31 | 2500
PHILIPS LTD | M3002A-X2 | 2013-10-25 | 2500
DATEX-OHMEDA | TEC7 ISO | 2013-10-25 | 2000
INDITHERM | MECU1 | 2013-10-22 | 2500
INDITHERM | MECU1 | 2013-10-22 | 2500
INDITHERM | OTM1 | 2013-10-22 | 850
CONMED | AER DEFENSE | 2012-12-28 | 1800
CONMED | SYSTEM 5000 | 2012-12-28 | 8998.8
OLYMPUS | ESG-100 | 2012-07-23 | 9078.44
TERAOKA | DS-673SS-6KG | 2012-06-06 | 265
TERAOKA | DS-673SS-6KG | 2012-06-06 | 265
TERAOKA | DS-673SS-6KG | 2012-06-06 | 265
TERAOKA | DS-673SS-6KG | 2012-06-06 | 265
KARL STORZ | SC-SX19-A15H | 2012-05-08 | 3084
KARL STORZ | 8402ZX | 2012-04-24 | 10000
FULBOURN MED | SLIMLED 5000 | 2012-03-21 | 7440
INDITHERM | OTM1 | 2012-03-21 | 850
LEVEL 1 TECH | HL90 | 2012-03-15 | 3500
LEVEL 1 TECH | HL90 | 2012-03-15 | 3500
LEVEL 1 TECH | HL90 | 2012-03-15 | 3500
DATEX-OHMEDA | TEC7 ISO | 2012-03-12 | 1936
J&J | GEN 11 | 2012-02-14 | 5600
CAREFUSION | ALARIS PK | 2011-08-10 | 3000
IMOTEK | C02 EFFICIENT | 2011-04-04 | 6500
FUJIFILM SONOSITE | S-ICU | 2010-11-04 | 16797.8
KARL STORZ | 200903-31 | 2010-07-26 | 2000
KARL STORZ | 20096020 | 2010-07-26 | 23494.13
KARL STORZ | S3 HEAD/22220030 | 2010-07-19 | 13495
DESOUTTER MEDICAL | BC-610 | 2010-06-22 | 2009
THERAPY EQUIPMENT | 6112 | 2010-05-14 | 85
THERAPY EQUIPMENT | 4725 | 2009-12-04 | 176
THERAPY EQUIPMENT | 4760 | 2009-11-19 | 545
HP | DESKJET D2560 | 2009-10-29 | 150
THERAPY EQUIPMENT | DIAMOND RANGE HIGH | 2009-10-12 | 139
GE LIMITED | F-CM1 | 2009-10-08 | 5000
GE LIMITED | E-NSATX-00 | 2009-09-30 | 2000
GE LIMITED | E-NSATX-00 | 2009-09-30 | 2000
CAREFUSION | ALARIS PK | 2009-09-16 | 3000
FUJIFILM SONOSITE | S-NERVE | 2009-08-17 | 19891
SUNOPTICS | TITAN SDS | 2009-06-25 | 10000
SUNOPTICS | TITAN 300HP | 2009-06-05 | 4000
LIFETECH MED | LIFE-TECH MSIVA | 2009-04-22 | 1000
KARL STORZ | 20133120 | 2008-09-25 | 3000
VALLEYLAB | FORCE FX-8 | 2008-04-01 | 7837.41
F & P | IW920AEK | 2008-03-20 | 2850
HEMOCUE | HB201+ | 2008-02-27 | 500
SOMANETICS | INVOS | 2007-10-18 | 10000
OKI | N22106B | 2007-09-21 | 1200
3D | TRLCDO5 | 2007-06-08 | 1000
MEDTRONIC | ENDO-SCRUB 2 | 2007-04-02 | 2000
DESOUTTER MEDICAL | CC5 | 2007-03-06 | 1644
CME MEDICAL | BODYGUARD 545 CHARGER | 2006-11-23 | 579.5
CME MEDICAL | BODYGUARD 545 CHARGER | 2006-11-23 | 579.5
CME MEDICAL | BODYGUARD 545 | 2006-11-22 | 1000
CME MEDICAL | BODYGUARD 545 | 2006-11-22 | 1000
FUJINON | XL-4400 | 2006-09-29 | 1300
FUJINON | VP4400 | 2006-09-29 | 17625
PHILIPS LTD | M1006B | 2006-01-11 | 505
KARL STORZ | IMAGE 1/22200020 | 2005-11-30 | 7500
BIEN-AIR UK | OSSEODOC | 2005-10-26 | 2279
BIEN-AIR UK | BASCH | 2005-10-26 | 1406
BIEN-AIR UK | BASCH | 2005-10-26 | 1406
BIEN-AIR UK | BASCH | 2005-10-26 | 1406
BIEN-AIR UK | BASCH | 2005-10-26 | 1406
GE LIMITED | E-CAIO | 2005-10-12 | 7356
GE LIMITED | E-PSMP-00 | 2005-10-10 | 2000
GE LIMITED | E-PRESTN | 2005-09-26 | 4000
DATEX-OHMEDA | 15 | 2005-01-28 | 162.15
MEDTRONIC | XPS 3000 | 2003-01-17 | 8000
PENLON | IDP | 2002-11-13 | 794
PENLON | IDP | 2002-11-13 | 794
F & P | NS252D | 2002-10-30 | 455
W&H UK LTD | LT25 | 2001-11-08 | 445
W&H UK LTD | WA56LT SYNEA | 2001-11-08 | 400
W&H UK LTD | WA56LT SYNEA | 2001-11-08 | 400
ADEC DENTAL | 4400IC | 2001-05-20 | 2800
F & P | IW920AEK | 2001-05-15 | 2850
LEADER ENGIN | GP40W | 2001-04-04 | 993
NA | MEMO/GENERAL SUNDRIES | 2001-01-01 | 0
NA | MEMO/GENERAL SUNDRIES | 2001-01-01 | 0
CONMED | EXCALIBUR PLUS PC | 2000-07-31 | 2500
STUART SCIEN | STR9 | 1998-05-14 | 485
STIMUPLEX | DIG | 1993-07-19 | 50
INOTHERAPEUTICS | INOMAX DSIR | 2022-06-13 | 850
PHILIPS LTD | 867041 B06 | 2022-04-26 | 2518
MASIMO UK | ROOT | 2022-04-06 | 3000
MASIMO UK | ROOT | 2022-04-06 | 3000
MASIMO UK | ROOT | 2022-04-06 | 3000
MAQUET | 6693752 | 2022-03-29 | 883
MAQUET | 6693752 | 2022-03-29 | 883
MAQUET | 6693752 | 2022-03-29 | 883
MAQUET | 6693752 | 2022-03-29 | 883
MAQUET | 6693752 | 2022-03-29 | 883
MAQUET | 6693752 | 2022-03-29 | 883
MAQUET | 6693752 | 2022-03-29 | 883
MAQUET | 6693752 | 2022-03-29 | 883
MAQUET | SERVO U | 2022-03-29 | 27028.4
MAQUET | SERVO U | 2022-03-29 | 27028.4
MAQUET | SERVO U | 2022-03-29 | 27580
MAQUET | SERVO U | 2022-03-29 | 27028.4
PHILIPS LTD | M3015A | 2022-02-21 | 2800
PHILIPS LTD | M3015A | 2022-02-21 | 2800
RADIOMETER | ABL90 FLEX PLUS | 2022-02-11 | 13000
INOTHERAPEUTICS | INOMAX DSIR | 2022-02-09 | 850
RADIOMETER | ABL90 FLEX PLUS | 2022-02-01 | 13000
BRAUN | PRO 6000 | 2022-01-05 | 149
PHILIPS LTD | 867041 B06 | 2021-12-30 | 1984.62
INOTHERAPEUTICS | INOMAX DSIR | 2021-12-29 | 850
WELCH ALLYN | SURETEMP PLUS 692 | 2021-12-01 | 148.5
WELCH ALLYN | SURETEMP PLUS 692 | 2021-12-01 | 148.5
WELCH ALLYN | SURETEMP PLUS 692 | 2021-12-01 | 148.5
WELCH ALLYN | SURETEMP PLUS 692 | 2021-12-01 | 148.5
CELSIUS MEDICAL | CALIMA | 2021-10-25 | 1500
COVIDIEN UK | SCD 700 | 2021-07-12 | 0
COVIDIEN UK | SCD 700 | 2021-07-12 | 0
COVIDIEN UK | SCD 700 | 2021-07-12 | 0
COVIDIEN UK | SCD 700 | 2021-07-06 | 0
KARL STORZ | 8402 X | 2021-07-05 | 10000
ALLMED MEDICAL | NIDUS | 2021-05-17 | 10000
SUNMED | SUNSTIM PRO | 2021-04-13 | 425
NATUS LTD | XLTEK | 2021-04-13 | 35000
OXFORD HOIST | PRESENCE | 2021-04-12 | 1443
THERAPY EQUIPMENT | THORACIC | 2021-03-10 | 196
RESPIRONICS | V60 | 2021-03-05 | 13250
RESPIRONICS | V60 | 2021-03-05 | 13250
F & P | MR850 | 2021-03-05 | 1000
F & P | MR850 | 2021-03-05 | 1000
BRAUN | PRO 6000 | 2021-03-02 | 149
BRAUN | PRO 6000 | 2021-03-02 | 149
BRAUN | PRO 6000 | 2021-02-26 | 149
BRAUN | PRO 6000 | 2021-02-26 | 149
PHILIPS LTD | M1020B | 2021-02-17 | 1621.9
PHILIPS LTD | MX450 | 2021-02-09 | 3173.28
PHILIPS LTD | MX450 | 2021-02-09 | 3173.28
PHILIPS LTD | MX450 | 2021-02-09 | 3173.28
PHILIPS LTD | INTELLIVUE X3 | 2021-02-09 | 2496.78
PHILIPS LTD | INTELLIVUE X3 | 2021-02-09 | 2496.78
PHILIPS LTD | INTELLIVUE X3 | 2021-02-09 | 2496.78
PHILIPS LTD | MX750 | 2021-02-09 | 5831.1
PHILIPS LTD | INTELLIVUE X3 | 2021-02-09 | 2496.78
PHILIPS LTD | FMX-4 | 2021-02-09 | 175.56
MAQUET | SERVO U | 2021-02-03 | 31000
MAQUET | SERVO U | 2021-02-03 | 31000
MAQUET | SERVO U | 2021-02-03 | 31000
MAQUET | 6693752 | 2021-02-03 | 883
MAQUET | 6693752 | 2021-02-03 | 883
MAQUET | 6693752 | 2021-02-03 | 883
MAQUET | 6693752 | 2021-02-03 | 883
F & P | AIRVO 2 | 2021-01-20 | 2475
STIHLER ELECTRONIC | DIA120 | 2021-01-18 | 450
KARL STORZ | 8403XSP | 2020-12-30 | 2754
STIHLER ELECTRONIC | DIA120 | 2020-12-07 | 450
KARL STORZ | 8403ZX | 2020-11-26 | 31050
F & P | HC150 | 2020-07-13 | 125
KARL STORZ | 8403ZX | 2020-06-19 | 11360
KARL STORZ | 8403XSPK | 2020-06-19 | 3399
KARL STORZ | 8403XSI | 2020-06-19 | 2272.66
TELEDYNE | MX300-1 | 2020-06-15 | 346.75
F & P | F&P 950 | 2020-06-04 | 2808
F & P | F&P 950 | 2020-06-04 | 2808
F & P | F&P 950 | 2020-06-04 | 2808
F & P | F&P 950 | 2020-06-04 | 2808
F & P | F&P 950 | 2020-06-04 | 2808
F & P | F&P 950 | 2020-06-04 | 2808
BIOMED DEVICES | 2003I | 2020-06-04 | 800
BIOMED DEVICES | 2003I | 2020-06-04 | 800
BIOMED DEVICES | 2003I | 2020-06-04 | 800
BIOMED DEVICES | 2003I | 2020-06-04 | 800
BIOMED DEVICES | 2003I | 2020-06-04 | 800
BIOMED DEVICES | 2003I | 2020-06-04 | 800
MAQUET | 6693752 | 2020-05-15 | 883
MAQUET | 6693752 | 2020-05-15 | 883
MAQUET | 6696947 | 2020-05-14 | 990
MAQUET | 6696947 | 2020-05-14 | 990
MAQUET | 6696947 | 2020-05-14 | 990
MAQUET | 6696947 | 2020-05-14 | 990
MAQUET | 6696947 | 2020-05-14 | 990
F & P | AIRVO 2 | 2020-05-12 | 2475
F & P | AIRVO 2 | 2020-05-12 | 2475
MAQUET | 6696947 | 2020-04-20 | 990
HAMILTON MEDICAL | MR1 | 2020-01-13 | 31062.72
MAQUET | 6693752 | 2020-01-10 | 856
MAQUET | 6693752 | 2020-01-10 | 856
MARSDEN | M-999 | 2019-12-02 | 2395
ALLMED MEDICAL | NIDUS | 2019-11-15 | 10000
ALLMED MEDICAL | NIDUS | 2019-11-15 | 10000
MEDELA | SWING | 2019-08-22 | 100
THERAPY EQUIPMENT | DIAMOND RANGE HIGH | 2019-05-09 | 153.6
CAREFUSION | 3100A | 2019-05-01 | 23000
THERAPY EQUIPMENT | 5270 | 2019-02-04 | 123.25
LAERDAL | LSU-2 | 2019-01-04 | 680
SPACELABS | CardioExpress SL18A | 2018-12-27 | 5994
MAQUET | 6696947 | 2018-12-27 | 651
MAQUET | 6696947 | 2018-12-27 | 651
MEMO-INTERN | MEMO-MI SUNDRIES | 2018-11-07 | 0
THERAPY EQUIPMENT | DIAMOND RANGE HIGH | 2018-10-30 | 140
MEDTRONIC | 5392 | 2018-10-10 | 1350
METTLER | MS16001L/01 | 2018-10-04 | 500
MEDTRONIC | 5392 | 2018-08-15 | 1350
F & P | AIRVO 2 | 2018-07-13 | 2000
THERAPY EQUIPMENT | DIAMOND RANGE THORACIC | 2018-06-25 | 140
MINDRAY | P12-4S | 2018-05-21 | 1920
MINDRAY | L7-3S | 2018-05-21 | 1920
MINDRAY | TE7 | 2018-04-24 | 15000
MINDRAY | L20-5S | 2018-04-24 | 1170
MINDRAY | L14-6NS | 2018-04-24 | 1170
MINDRAY | C11-3S | 2018-04-24 | 1920
MINDRAY | TE7 | 2018-04-24 | 15000
MINDRAY | P7-3S | 2018-04-24 | 1920
MINDRAY | P10-4S | 2018-04-24 | 1920
MINDRAY | L12-4S | 2018-04-24 | 1920
SECA | 416 | 2018-04-15 | 335
MEDELA | SYMPHONY | 2018-03-22 | 1900
MAQUET | 6693752 | 2018-03-22 | 651
MAQUET | SERVO U | 2018-03-14 | 25000
MAQUET | SERVO U | 2018-03-14 | 25000
MAQUET | SERVO U | 2018-03-14 | 25000
MAQUET | 6693752 | 2018-03-14 | 651
MAQUET | 6693752 | 2018-03-14 | 651
THERAPY EQUIPMENT | DIAMOND RANGE THORACIC | 2018-03-09 | 140
F & P | MR850 | 2018-03-07 | 1000
F & P | AIRVO 2 | 2017-12-19 | 2000
NELLCOR | PM10N | 2017-11-22 | 875
F & P | AIRVO 2 | 2017-11-09 | 2500
ACCRIVA DIAGNOSTICS INC | HEMOCHRON SIGNATURE ELITE | 2017-10-25 | 5400
CELSIUS MEDICAL | CALIMA | 2017-09-27 | 1700
F & P | MR850 | 2017-09-22 | 1000
F & P | MR850 | 2017-09-22 | 1000
AEROGEN | AERONEB PRO | 2017-08-10 | 200
RESPIRONICS | V60 | 2017-06-27 | 12993.64
CELSIUS MEDICAL | CALIMA | 2017-05-03 | 1700
CELSIUS MEDICAL | CALIMA | 2017-05-03 | 1700
THERAPY EQUIPMENT | DIAMOND RANGE THORACIC | 2017-05-02 | 140
THERAPY EQUIPMENT | DIAMOND RANGE THORACIC | 2017-05-02 | 140
BIOTRONIK | REOCOR/D | 2017-03-15 | 1000
BIOTRONIK | REOCOR/D | 2017-03-15 | 1000
BIOTRONIK | REOCOR/D | 2017-03-15 | 1000
BIOTRONIK | REOCOR/D | 2017-03-15 | 1000
MAQUET | 6696947 | 2017-02-27 | 651
MAQUET | 6696947 | 2017-02-27 | 651
F & P | MR850 | 2017-02-15 | 1000
BIOMED DEVICES | 2003I | 2017-02-15 | 800
BIOMED DEVICES | 2003I | 2017-02-15 | 800
F & P | MR850 | 2017-02-15 | 1000
BIOMED DEVICES | 2003I | 2017-02-15 | 800
MAQUET | 6696947 | 2017-01-18 | 651
RESPIRONICS | V60 | 2017-01-05 | 12993.64
PHILIPS LTD | M3012A | 2016-11-21 | 2750
FRESENIUS KABI | LINK 6 + AGILIA | 2016-11-18 | 999
FRESENIUS KABI | LINK 6 + AGILIA | 2016-11-18 | 999
FRESENIUS KABI | LINK 6 + AGILIA | 2016-11-18 | 999
FRESENIUS KABI | LINK 6 + AGILIA | 2016-11-18 | 999
FRESENIUS KABI | LINK 6 + AGILIA | 2016-11-18 | 999
FRESENIUS KABI | LINK 6 + AGILIA | 2016-11-18 | 999
FRESENIUS KABI | LINK 6 + AGILIA | 2016-11-18 | 999
FRESENIUS KABI | LINK 6 + AGILIA | 2016-11-18 | 999
FRESENIUS KABI | LINK 6 + AGILIA | 2016-11-18 | 999
FRESENIUS KABI | LINK 6 + AGILIA | 2016-11-18 | 999
FRESENIUS KABI | LINK 6 + AGILIA | 2016-11-18 | 999
FRESENIUS KABI | LINK 6 + AGILIA | 2016-11-18 | 999
FRESENIUS KABI | LINK 6 + AGILIA | 2016-11-18 | 999
FRESENIUS KABI | LINK 6 + AGILIA | 2016-11-18 | 999
FRESENIUS KABI | LINK 6 + AGILIA | 2016-11-18 | 999
FRESENIUS KABI | LINK 6 + AGILIA | 2016-11-18 | 999
FRESENIUS KABI | LINK 6 + AGILIA | 2016-11-18 | 999
FRESENIUS KABI | LINK 6 + AGILIA | 2016-11-18 | 999
FRESENIUS KABI | LINK 4 + AGILIA | 2016-11-18 | 830
FRESENIUS KABI | LINK 4 + AGILIA | 2016-11-18 | 830
FRESENIUS KABI | LINK 4 + AGILIA | 2016-11-18 | 830
FRESENIUS KABI | LINK 4 + AGILIA | 2016-11-18 | 830
FRESENIUS KABI | LINK 4 + AGILIA | 2016-11-18 | 830
FRESENIUS KABI | LINK 4 + AGILIA | 2016-11-18 | 830
FRESENIUS KABI | LINK 4 + AGILIA | 2016-11-18 | 830
FRESENIUS KABI | LINK 4 + AGILIA | 2016-11-18 | 830
FRESENIUS KABI | LINK 4 + AGILIA | 2016-11-18 | 830
FRESENIUS KABI | LINK 4 + AGILIA | 2016-11-18 | 830
FRESENIUS KABI | LINK 4 + AGILIA | 2016-11-18 | 830
FRESENIUS KABI | LINK 4 + AGILIA | 2016-11-18 | 830
FRESENIUS KABI | LINK 4 + AGILIA | 2016-11-18 | 830
FRESENIUS KABI | LINK 4 + AGILIA | 2016-11-18 | 830
FRESENIUS KABI | LINK 4 + AGILIA | 2016-11-18 | 830
FRESENIUS KABI | LINK 4 + AGILIA | 2016-11-18 | 830
FRESENIUS KABI | LINK 4 + AGILIA | 2016-11-18 | 830
FRESENIUS KABI | LINK 4 + AGILIA | 2016-11-18 | 830
MAQUET | 6696947 | 2016-10-10 | 651
MAQUET | 6696947 | 2016-10-10 | 651
MAQUET | 6696947 | 2016-10-10 | 651
NATUS LTD | XLTEK | 2016-06-29 | 24206
BIOMED DEVICES | 2003I | 2016-03-31 | 800
MAQUET | 6696947 | 2016-03-31 | 651
SHIMADZU | MUX-200-12-XC | 2016-03-30 | 26220
F & P | MR850 | 2016-03-14 | 1000
F & P | HC150 | 2016-02-12 | 125
MAQUET | SERVO U | 2015-12-21 | 25000
PHYSIO CONTROL | LIFEPAK 20E | 2015-11-24 | 4741.2
PHYSIO CONTROL | LIFEPAK 20E PACED | 2015-11-18 | 7550
TELEDYNE | MX300-1 | 2015-11-12 | 346.75
TELEDYNE | MX300-1 | 2015-11-12 | 346.75
TELEDYNE | MX300-1 | 2015-11-12 | 346.75
TELEDYNE | MX300-1 | 2015-11-12 | 346.75
AEROGEN | AERONEB PRO | 2015-10-06 | 200
AEROGEN | AERONEB PRO | 2015-10-06 | 200
AEROGEN | AERONEB PRO | 2015-10-06 | 200
AEROGEN | AERONEB PRO | 2015-10-06 | 200
AEROGEN | AERONEB PRO | 2015-10-06 | 200
CAPSULE | DATACAPTOR 800 SERIES | 2015-08-27 | 2150
CAPSULE | DATACAPTOR 800 SERIES | 2015-08-27 | 2150
CAPSULE | DATACAPTOR 800 SERIES | 2015-08-27 | 2150
CAPSULE | DATACAPTOR 800 SERIES | 2015-08-27 | 2150
CAPSULE | DATACAPTOR 800 SERIES | 2015-08-27 | 2150
CAPSULE | DATACAPTOR 800 SERIES | 2015-08-27 | 2150
CAPSULE | DATACAPTOR 800 SERIES | 2015-08-27 | 2150
CAPSULE | DATACAPTOR 800 SERIES | 2015-08-27 | 2150
CAPSULE | DATACAPTOR 800 SERIES | 2015-08-27 | 2150
CAPSULE | DATACAPTOR 800 SERIES | 2015-08-27 | 2150
CAPSULE | DATACAPTOR 800 SERIES | 2015-08-27 | 2150
CAPSULE | DATACAPTOR 800 SERIES | 2015-08-27 | 2150
CAPSULE | DATACAPTOR 800 SERIES | 2015-08-27 | 2150
CAPSULE | DATACAPTOR 800 SERIES | 2015-08-27 | 2150
CAPSULE | DATACAPTOR 800 SERIES | 2015-08-27 | 2150
CAPSULE | DATACAPTOR 800 SERIES | 2015-08-27 | 2150
CAPSULE | DATACAPTOR 800 SERIES | 2015-08-27 | 2150
CAPSULE | DATACAPTOR 800 SERIES | 2015-08-27 | 2150
PHILIPS LTD | PIIC IX | 2015-08-25 | 12500
F & P | MR850 | 2015-06-25 | 1000
ABBOTT LABS | FREESTYLE PRECISION PRO | 2015-06-16 | 1000
ABBOTT LABS | FREESTYLE PRECISION PRO | 2015-06-16 | 1000
ABBOTT LABS | FREESTYLE PRECISION PRO | 2015-06-16 | 1000
ABBOTT LABS | FREESTYLE PRECISION PRO | 2015-06-16 | 1000
SOMANETICS | INVOS | 2015-05-21 | 10000
SOMANETICS | INVOS | 2015-05-21 | 10000
CINCINNATI S | BLANKETROL III | 2015-05-14 | 9000
BIOMED DEVICES | 2003I | 2015-03-10 | 800
F & P | MR850 | 2015-03-10 | 1000
F & P | MR850 | 2015-03-10 | 1000
MAQUET | 6696947 | 2015-01-22 | 651
MAQUET | 6693752 | 2015-01-22 | 651
TELEDYNE | MX300-1 | 2014-11-24 | 346.75
TELEDYNE | MX300-1 | 2014-11-24 | 346.75
TELEDYNE | MX300-1 | 2014-11-24 | 346.75
MAQUET | SERVO U | 2014-09-17 | 29400
FAVERO HEALTH PROJECTS SPA | HORIZON 400 | 2014-06-17 | 8319.17
PHILIPS LTD | M1020B | 2014-05-23 | 1621.9
MASIMO UK | EMMA 605100 | 2014-04-15 | 2000
CINCINNATI S | BLANKETROL III | 2014-03-12 | 11768.88
HUNTLEIGH | D900 | 2014-02-18 | 280
KARL STORZ | 8402ZX | 2014-01-31 | 10000
PHILIPS LTD | M3015A | 2014-01-16 | 2800
PHILIPS LTD | TC20 | 2013-09-16 | 3577
BIRD | 10011A | 2013-08-20 | 900
PHILIPS LTD | M3015A | 2013-07-23 | 2800
F & P | MR850 | 2013-06-25 | 1200
TRANSLITE | VEINLITE EMS | 2013-03-19 | 200
RESPIRONICS | WEE SIGHT | 2013-03-14 | 100
RESPIRONICS | WEE SIGHT | 2013-03-14 | 100
F & P | MR850 | 2012-10-03 | 1200
F & P | MR850 | 2012-10-03 | 1200
F & P | MR850 | 2012-10-03 | 1200
F & P | MR850 | 2012-10-03 | 1200
F & P | MR850 | 2012-10-03 | 1200
F & P | MR850 | 2012-10-03 | 1200
F & P | MR850 | 2012-10-03 | 1200
F & P | MR850 | 2012-10-03 | 1200
F & P | MR850 | 2012-10-03 | 1200
BIOTRONIK | REOCOR/D | 2012-07-12 | 1000
BIOTRONIK | REOCOR/D | 2012-07-12 | 1000
BIOTRONIK | REOCOR/D | 2012-07-12 | 1000
BIOTRONIK | REOCOR/D | 2012-07-12 | 1000
BIOTRONIK | REOCOR/D | 2012-07-12 | 1000
BIOTRONIK | REOCOR/D | 2012-07-12 | 1000
BIOTRONIK | REOCOR/D | 2012-07-12 | 1000
FRESENIUS | PILOTE ENTERAL | 2012-04-27 | 2500
PHILIPS LTD | M1027A | 2012-04-26 | 5000
PHILIPS LTD | M3002A-X2 | 2012-04-17 | 2500
TRIPP-LITE | SMX500RT1U | 2012-03-30 | 700
PHILIPS LTD | M3002A-X2 | 2012-03-23 | 3000
PHILIPS LTD | M3002A-X2 | 2012-03-23 | 3000
PHILIPS LTD | M3002A-X2 | 2012-03-23 | 3000
PHILIPS LTD | M3002A-X2 | 2012-03-23 | 3000
PHILIPS LTD | M3002A-X2 | 2012-03-23 | 3000
PHILIPS LTD | M3002A-X2 | 2012-03-23 | 3000
PHILIPS LTD | M3002A-X2 | 2012-03-23 | 3000
PHILIPS LTD | M3002A-X2 | 2012-03-23 | 3000
PHILIPS LTD | M3002A-X2 | 2012-03-23 | 3000
PHILIPS LTD | M8048A | 2012-03-23 | 1000
PHILIPS LTD | MX800 | 2012-03-23 | 13992.68
PHILIPS LTD | M3002A-X2 | 2012-03-23 | 3000
PHILIPS LTD | M3015A | 2012-03-23 | 2800
PHILIPS LTD | M8048A | 2012-03-23 | 1000
PHILIPS LTD | MX800 | 2012-03-23 | 13992.68
PHILIPS LTD | M3002A-X2 | 2012-03-23 | 3000
PHILIPS LTD | M3015A | 2012-03-23 | 2800
PHILIPS LTD | M8048A | 2012-03-23 | 1000
PHILIPS LTD | MX800 | 2012-03-23 | 13992.68
PHILIPS LTD | M3002A-X2 | 2012-03-23 | 3000
PHILIPS LTD | M3002A-X2 | 2012-03-23 | 3000
PHILIPS LTD | M3015A | 2012-03-23 | 2800
PHILIPS LTD | M3002A-X2 | 2012-03-23 | 3000
PHILIPS LTD | M1020B | 2012-03-23 | 1621.9
PHILIPS LTD | M1020B | 2012-03-23 | 1621.9
PHILIPS LTD | MX800 | 2012-03-23 | 13992.75
PHILIPS LTD | M8048A | 2012-03-23 | 1000
PHILIPS LTD | MX800 | 2012-03-23 | 13992.68
PHILIPS LTD | M8048A | 2012-03-23 | 1000
PHILIPS LTD | MX800 | 2012-03-23 | 13992.68
PHILIPS LTD | M8048A | 2012-03-23 | 1000
PHILIPS LTD | MX800 | 2012-03-23 | 13992.68
PHILIPS LTD | MX800 | 2012-03-23 | 13992.68
PHILIPS LTD | M8048A | 2012-03-23 | 1000
PHILIPS LTD | M3002A-X2 | 2012-03-23 | 3000
PHILIPS LTD | MX800 | 2012-03-23 | 13992.68
PHILIPS LTD | M8048A | 2012-03-23 | 1000
PHILIPS LTD | M3015A | 2012-03-23 | 2800
PHILIPS LTD | MX800 | 2012-03-23 | 13992.68
PHILIPS LTD | M8048A | 2012-03-23 | 1000
PHILIPS LTD | MX800 | 2012-03-23 | 13992.68
PHILIPS LTD | M8048A | 2012-03-23 | 1000
PHILIPS LTD | MX800 | 2012-03-23 | 13992.68
PHILIPS LTD | M8048A | 2012-03-23 | 1000
PHILIPS LTD | M3015A | 2012-03-23 | 2800
PHILIPS LTD | M3002A-X2 | 2012-03-23 | 3000
PHILIPS LTD | M3002A-X2 | 2012-03-23 | 3000
PHILIPS LTD | MX800 | 2012-03-23 | 13992.68
PHILIPS LTD | M8048A | 2012-03-23 | 1000
PHILIPS LTD | M3015A | 2012-03-23 | 2800
PHILIPS LTD | M8002A | 2012-03-23 | 6730.75
PHILIPS LTD | MX800 | 2012-03-23 | 13992.68
PHILIPS LTD | M8048A | 2012-03-23 | 1000
PHILIPS LTD | M3015A | 2012-03-23 | 2800
PHILIPS LTD | MX800 | 2012-03-23 | 13992.68
PHILIPS LTD | M8048A | 2012-03-23 | 1000
PHILIPS LTD | M3015A | 2012-03-23 | 2800
PHILIPS LTD | MX800 | 2012-03-23 | 13992.68
PHILIPS LTD | M8048A | 2012-03-23 | 1000
PHILIPS LTD | MX800 | 2012-03-23 | 13992.68
PHILIPS LTD | M8048A | 2012-03-23 | 1000
PHILIPS LTD | M3015A | 2012-03-23 | 2800
PHILIPS LTD | MX800 | 2012-03-23 | 13992.68
PHILIPS LTD | M8048A | 2012-03-23 | 1000
PHILIPS LTD | M3002A-X2 | 2012-03-23 | 3000
PHILIPS LTD | M3002A-X2 | 2012-03-23 | 3000
ELO | 1928L | 2012-03-23 | 1500
ELO | 1928L | 2012-03-23 | 1500
HP | LASERJET P2055DN | 2012-03-23 | 250
PHILIPS LTD | M3015A | 2012-03-23 | 2800
TERAOKA | DS-502 | 2012-01-20 | 189
TERAOKA | DS-502 | 2012-01-20 | 189
TERAOKA | DS-502 | 2012-01-20 | 189
TERAOKA | DS-502 | 2012-01-20 | 189
TERAOKA | DS-502 | 2012-01-20 | 189
TERAOKA | DS-502 | 2012-01-20 | 189
TERAOKA | DS-502 | 2012-01-20 | 189
TERAOKA | DS-502 | 2012-01-20 | 189
TERAOKA | DS-502 | 2012-01-20 | 189
PHILIPS LTD | M1029A | 2012-01-16 | 500
FUJIFILM SONOSITE | P10X/8-4 MHZ | 2011-11-18 | 4000
MEDELA | SYMPHONY | 2011-10-27 | 1900
MEDELA | SYMPHONY | 2011-10-27 | 1900
F & P | MR850 | 2011-09-21 | 1000
LAERDAL | LSU-2 | 2011-09-07 | 680
PHILIPS LTD | M3015A | 2011-08-15 | 2800
GAMBRO LTD | PRISMAFLEX | 2011-06-30 | 18000
PHILIPS LTD | M1029A | 2011-06-16 | 500
MAQUET | 6696947 | 2011-06-13 | 651
THERAPY EQUIPMENT | 6561 | 2011-03-23 | 73.5
SIEMENS LTD | SERVO I | 2010-12-29 | 12000
SIEMENS LTD | SERVO I | 2010-12-29 | 12000
FUJIFILM SONOSITE | L25X/13-6 MHZ | 2010-11-22 | 4000
BARKEY GMBH | AUTOCONTROL 3XPT | 2010-09-15 | 1000
PHILIPS LTD | M1029A | 2010-07-26 | 500
DRAEGER | BABYTHERM 8000 | 2010-02-26 | 9000
PHILIPS LTD | M3015A | 2010-01-15 | 2800
SIEMENS LTD | SERVO I | 2009-11-16 | 24149.99
SIEMENS LTD | SERVO I | 2009-11-16 | 24149.99
SIEMENS LTD | SERVO I | 2009-11-16 | 12000
SIEMENS LTD | SERVO I | 2009-11-16 | 24149.99
SIEMENS LTD | SERVO I | 2009-11-16 | 24149.99
MAQUET | 6696947 | 2009-11-16 | 651
MAQUET | 6696947 | 2009-11-16 | 651
AEROGEN | AERONEB PRO | 2009-11-12 | 200
THERAPY EQUIPMENT | 4725 | 2009-10-29 | 176
PHILIPS LTD | M8002A | 2009-10-29 | 7289.64
PHILIPS LTD | M3015A | 2009-10-29 | 2800
PHILIPS LTD | M3002A-X2 | 2009-10-29 | 2500
F & P | MR850 | 2009-10-29 | 1500
F & P | MR850 | 2009-10-29 | 1500
VIASYS HEALT | 3100B | 2009-10-29 | 23000
VIASYS HEALT | 3100B | 2009-10-29 | 23000
VIASYS HEALT | 3100B | 2009-10-29 | 23000
BIRD | 10011A | 2009-10-22 | 900
BIRD | 10011A | 2009-10-22 | 900
BIRD | 10011A | 2009-10-22 | 900
BIRD | 10011A | 2009-10-22 | 900
CINCINNATI S | BLANKETROL III | 2009-10-20 | 9000
TELEDYNE | MX300-1 | 2009-09-28 | 346.75
TELEDYNE | MX300-1 | 2009-09-28 | 346.75
TELEDYNE | MX300-1 | 2009-09-28 | 346.75
TELEDYNE | MX300-1 | 2009-09-28 | 346.75
TELEDYNE | MX300-1 | 2009-09-28 | 346.75
TELEDYNE | MX300-1 | 2009-09-28 | 346.75
TELEDYNE | MX300-1 | 2009-09-28 | 346.75
TELEDYNE | MX300-1 | 2009-09-28 | 346.75
TELEDYNE | MX300-1 | 2009-09-28 | 346.75
GAMBRO LTD | PRISMAFLEX | 2009-09-15 | 18000
BARKEY GMBH | AUTOCONTROL 3XPT | 2009-09-15 | 1000
F & P | MR850 | 2009-02-02 | 1000
PHILIPS LTD | M1029A | 2009-02-02 | 500
TELEDYNE | MX300-1 | 2008-12-22 | 346.75
TELEDYNE | MX300-1 | 2008-12-22 | 346.75
TELEDYNE | MX300-1 | 2008-12-22 | 346.75
TELEDYNE | MX300-1 | 2008-12-22 | 346.75
TELEDYNE | MX300-1 | 2008-12-22 | 346.75
TELEDYNE | MX300-1 | 2008-12-22 | 346.75
AEROGEN | AERONEB PRO | 2008-06-24 | 200
SEIKO INSTRU | SLP-440 | 2008-02-19 | 80
SIEMENS LTD | SERVO I | 2007-12-19 | 12000
MAQUET | 6696947 | 2007-12-14 | 651
GULDMANN | GH2 | 2007-09-26 | 5500
HELENA LABORATORIES | ACTALYKE MINI | 2007-09-26 | 500
BARKEY GMBH | AUTOCONTROL 3XPT | 2007-07-19 | 1000
GAMBRO LTD | PRISMAFLEX | 2007-06-25 | 18000
GAMBRO LTD | PRISMAFLEX | 2007-06-25 | 18000
BARKEY GMBH | AUTOCONTROL 3XPT | 2007-06-25 | 1000
PHILIPS LTD | M1006B | 2007-06-18 | 505
F & P | MR410 | 2007-03-30 | 600
F & P | MR410 | 2007-03-30 | 600
PHILIPS LTD | M3015A | 2006-11-27 | 2800
PHILIPS LTD | M1006A | 2006-08-23 | 1000
PHILIPS LTD | M1006B | 2006-03-14 | 505
PHILIPS LTD | M1006B | 2006-01-11 | 505
PHILIPS LTD | M8048A | 2005-12-15 | 1000
PHILIPS LTD | M1029A | 2005-10-05 | 500
DELTEX | CARDIO Q | 2005-08-31 | 5875
PHILIPS LTD | M1029A | 2005-06-20 | 500
PHILIPS LTD | M1006B | 2005-06-16 | 505
PHILIPS LTD | M1006B | 2005-05-27 | 505
THERAPY EQUIPMENT | 4770 | 2005-05-03 | 330
THERAPY EQUIPMENT | 4770 | 2005-05-03 | 330
THERAPY EQUIPMENT | 4770 | 2005-05-03 | 330
F & P | MR850 | 2004-09-16 | 1000
EAST HEALTH | TWIN SUCTION | 2004-05-06 | 400
CODMAN | ICP EXPRESS | 2004-02-23 | 1500
PHILIPS LTD | M1029A | 2004-02-16 | 500
PHILIPS LTD | M1006B | 2004-02-16 | 505
PHILIPS LTD | M1006B | 2004-02-16 | 505
PHILIPS LTD | M1029A | 2004-01-26 | 500
PHILIPS LTD | M1029A | 2004-01-15 | 500
PHILIPS LTD | M1006B | 2004-01-13 | 505
WALTER GRAPH | NERVUS MONITOR | 2003-10-16 | 15000
MEMO-INTERN | MEMO-MI SUNDRIES | 2003-05-29 | 0
F & P | MR850 | 2003-02-05 | 1000
F & P | MR850 | 2003-02-05 | 1000
BIOTRONIK | EDP30S | 2003-02-03 | 2800
PHILIPS LTD | M1006B | 2002-03-19 | 505
PHILIPS LTD | M1006B | 2002-02-13 | 505
SECA | 727 | 2002-01-31 | 535
PHILIPS LTD | M1029A | 2001-12-07 | 500
PHILIPS LTD | M1041A | 2001-12-03 | 1000
PHILIPS LTD | M1041A | 2001-12-03 | 1000
PHILIPS LTD | M1006A | 2001-11-27 | 1000
SHIRE | SA-6 | 2001-09-01 | 350
SHIRE | SA-6 | 2001-09-01 | 350
SHIRE | SA-6 | 2001-09-01 | 350
THERAPY EQUIPMENT | DIAMOND RANGE HIGH | 2001-08-28 | 139
THERAPY EQUIPMENT | DIAMOND RANGE HIGH | 2001-08-28 | 139
THERAPY EQUIPMENT | DIAMOND RANGE HIGH | 2001-08-28 | 139
THERAPY EQUIPMENT | DIAMOND RANGE HIGH | 2001-08-28 | 139
THERAPY EQUIPMENT | DIAMOND RANGE HIGH | 2001-08-28 | 139
THERAPY EQUIPMENT | DIAMOND RANGE HIGH | 2001-08-28 | 139
THERAPY EQUIPMENT | DIAMOND RANGE HIGH | 2001-08-28 | 139
THERAPY EQUIPMENT | DIAMOND RANGE HIGH | 2001-08-28 | 139
THERAPY EQUIPMENT | DIAMOND RANGE HIGH | 2001-08-28 | 139
THERAPY EQUIPMENT | DIAMOND RANGE HIGH | 2001-08-28 | 139
THERAPY EQUIPMENT | THORACIC | 2001-08-21 | 161
THERAPY EQUIPMENT | THORACIC | 2001-08-21 | 161
THERAPY EQUIPMENT | THORACIC | 2001-08-21 | 161
THERAPY EQUIPMENT | THORACIC | 2001-08-21 | 161
THERAPY EQUIPMENT | THORACIC | 2001-08-21 | 161
THERAPY EQUIPMENT | THORACIC | 2001-08-21 | 161
THERAPY EQUIPMENT | THORACIC | 2001-08-21 | 161
PHILIPS LTD | M1006B | 2001-06-18 | 505
PHILIPS LTD | M1006B | 2001-05-15 | 1000
PHILIPS LTD | M1029A | 2001-05-11 | 500
WELCH ALLYN | 71616 | 2001-05-11 | 275
DRAEGER | BABYTHERM 8004/8010 | 2001-04-20 | 5000
DRAEGER | BABYTHERM 8004/8010 | 2001-04-20 | 5000
DRAEGER | BABYTHERM 8004/8010 | 2001-04-20 | 5000
THERAPY EQUIPMENT | THORACIC | 2001-04-17 | 161
THERAPY EQUIPMENT | THORACIC | 2001-04-17 | 161
THERAPY EQUIPMENT | THORACIC | 2001-04-17 | 161
PHILIPS LTD | M1029A | 2001-04-11 | 500
PHILIPS LTD | M1029A | 2001-04-11 | 500
PHILIPS LTD | M1029A | 2001-04-11 | 500
PHILIPS LTD | M1029A | 2001-04-11 | 500
PHILIPS LTD | M1029A | 2001-04-11 | 500
PHILIPS LTD | M1029A | 2001-04-11 | 500
PHILIPS LTD | M1029A | 2001-04-11 | 500
PHILIPS LTD | M1006B | 2001-04-11 | 505
PHILIPS LTD | M1006B | 2001-04-11 | 505
PHILIPS LTD | M1006B | 2001-04-11 | 505
PHILIPS LTD | M1006B | 2001-04-11 | 505
PHILIPS LTD | M1006B | 2001-04-11 | 505
PHILIPS LTD | M1006B | 2001-04-11 | 505
PHILIPS LTD | M1006B | 2001-04-11 | 505
PHILIPS LTD | M1006B | 2001-04-11 | 505
PHILIPS LTD | M1041A | 2001-04-11 | 1000
DRAEGER | MOVITA 6002 | 2001-04-10 | 13333
DRAEGER | MOVITA 6002 | 2001-04-10 | 13333
DRAEGER | MOVITA 6002 | 2001-04-10 | 13333
DRAEGER | MOVITA 6002 | 2001-04-10 | 13333
DRAEGER | MOVITA 6002 | 2001-04-10 | 13333
DRAEGER | MOVITA 6002 | 2001-04-10 | 13333
DRAEGER | MOVITA 6002 | 2001-04-10 | 13333
DRAEGER | MOVITA 6002 | 2001-04-10 | 13333
DRAEGER | MOVITA 6002 | 2001-04-10 | 13333
DRAEGER | MOVITA 6002 | 2001-04-10 | 13333
DRAEGER | MOVITA 6002 | 2001-04-10 | 13333
DRAEGER | MOVITA 6002 | 2001-04-10 | 13333
DRAEGER | MOVITA 6002 | 2001-04-10 | 13333
DRAEGER | MOVITA 6002 | 2001-04-10 | 13333
DRAEGER | MOVITA 6002 | 2001-04-10 | 13333
DRAEGER | MOVITA 6002 | 2001-04-10 | 13333
DRAEGER | MOVITA 6002 | 2001-04-10 | 13333
DRAEGER | MOVITA 6002 | 2001-04-10 | 13333
DRAEGER | 4000 | 2001-02-15 | 1700
PHILIPS LTD | M1006B | 2001-01-01 | 505
NA | MEMO/GENERAL SUNDRIES | 2001-01-01 | 0
PHILIPS LTD | M1006B | 2000-10-20 | 505
PHILIPS LTD | M1006B | 2000-08-02 | 505
PHILIPS LTD | M1006A | 2000-06-29 | 1000
PHILIPS LTD | M1006B | 2000-04-13 | 505
PHILIPS LTD | M1029A | 2000-01-12 | 500
BIOTRONIK | EDP30S | 1999-07-22 | 2300
WELCH ALLYN | 71116 | 1999-06-04 | 308
BIRD | 3800 | 1998-03-25 | 900
BIRD | 3800 | 1998-03-25 | 900
BIRD | 3800 | 1998-03-25 | 900
NELLCOR | NPB40 | 1998-01-01 | 1300
MEDTRONIC | 5346DDD | 1997-03-06 | 600
DRAEGER | BABYTHERM 8000 | 1996-12-30 | 9000
DRAEGER | BABYTHERM 8000 | 1996-12-30 | 9000
PHILIPS LTD | M1029A | 1995-06-23 | 500
MEMO-INTERN | PMG-BCH/4/PICU | 1984-01-01 | 0
AEROGEN | AG-PX-1050-IN |  | 200
MINDRAY | L20-5S |  | 0
RADIOMETER | ABL90 FLEX PLUS | 2022-02-01 | 13000
ABBOTT LABS | ID NOW | 2021-09-24 | 3000
WELCH ALLYN | 74CE CONNEX | 2019-10-28 | 1500
PHILIPS LTD | M3015A | 2018-07-31 | 2800
PHILIPS LTD | M3015A | 2018-07-31 | 2800
PHILIPS LTD | M3015A | 2018-07-31 | 2800
PHILIPS LTD | MX450 | 2018-07-27 | 7646
PHILIPS LTD | MX450 | 2018-07-27 | 7646
PHILIPS LTD | MX450 | 2018-07-27 | 7646
PHILIPS LTD | M3015A | 2017-11-02 | 2800
PHILIPS LTD | M3015A | 2017-11-02 | 2800
PHILIPS LTD | MX450 | 2017-11-02 | 11284.5
PHILIPS LTD | M3002A-X2 | 2017-11-02 | 2500
PHILIPS LTD | MX450 | 2017-11-02 | 11284.51
PHILIPS LTD | M3002A-X2 | 2017-11-02 | 2500
MEMO-INTERN | PMG-BCH-3-A&E-RESUS | 2017-09-10 | 0
SHIRE | SA-6 | 2017-09-10 | 350
SHIRE | SA-6 | 2017-09-10 | 350
SHIRE | SA-6 | 2017-09-10 | 350
SHIRE | SA-6 | 2017-09-10 | 350
MEMO-INTERN | PMG-BCH-3-A&E-EXAM | 2017-09-10 | 0
SHIRE | SA-6 | 2017-09-10 | 350
BRAUN | PRO 6000 | 2021-04-13 | 149
BRAUN | PRO 6000 | 2021-03-25 | 149
SECA | 416 | 2018-04-15 | 335
MEMO-INTERN | PMG-BCH/3/WD39 | 2001-09-11 | 0
SHIRE | SA-6 | 2001-09-01 | 350
NA | MEMO/GENERAL SUNDRIES | 1998-12-07 | 0
NA | MEMO/GENERAL SUNDRIES | 2001-01-01 | 0
SECA | 384 | 2022-06-20 | 180
SECA | 875 | 2022-06-20 | 149
HOLTAIN LTD | HARPENDEN STADIOMETER | 2022-06-17 | 910
VERATHON MEDICAL INC | 0400-0130 | 2022-05-31 | 250
WELCH ALLYN | DS65 | 2022-05-24 | 71.81
WELCH ALLYN | DS65 | 2022-05-24 | 71.81
DESOUTTER MEDICAL | CC7 | 2022-04-21 | 2638
BRAUN | PRO 6000 | 2022-04-08 | 149
BRAUN | PRO 6000 | 2022-04-08 | 149
BRAUN | PRO 6000 | 2022-04-05 | 149
WELCH ALLYN | 7114 | 2022-04-04 | 538
WELCH ALLYN | PRO 6000 CONNEX | 2022-04-04 | 205
WELCH ALLYN | 7114 | 2022-04-04 | 538
WELCH ALLYN | 7114 | 2022-04-04 | 538
WELCH ALLYN | 7114 | 2022-04-04 | 538
WELCH ALLYN | 7114 | 2022-04-04 | 538
MEDI-PLINTH | BA02E | 2022-02-17 | 911.4
DESOUTTER MEDICAL | CC7 | 2022-02-10 | 2638.8
MARSDEN | M-420 | 2022-02-10 | 250
DIGITERM LTD | COMFORT 4 | 2022-01-24 | 2000
BRAUN | PRO 6000 | 2022-01-13 | 149
SECA | 216 | 2021-12-02 | 69
BRAUN | PRO 6000 | 2021-10-21 | 149
SECA | 875 | 2021-09-30 | 132
ULTRASOUND TECHNOLOGIES LTD | PD1 | 2021-09-07 | 584.4
BRAUN | PRO 6000 | 2021-08-12 | 149
BRAUN | PRO 6000 | 2021-08-12 | 149
SECA | 216 | 2021-08-03 | 69
SECA | 416 | 2021-08-03 | 335
BRAUN | PRO 6000 | 2021-07-12 | 149
BRAUN | PRO 6000 | 2021-07-12 | 149
XION MEDICAL | MATRIX E SPECTAR | 2021-07-07 | 43441.15
XION MEDICAL | XN P | 2021-07-07 | 18000
THERAPY EQUIPMENT | DIAMOND RANGE HIGH | 2021-07-01 | 69
THERAPY EQUIPMENT | DIAMOND RANGE HIGH | 2021-07-01 | 69
THERAPY EQUIPMENT | DIAMOND RANGE HIGH | 2021-07-01 | 69
PLINTH 2000 | 503E | 2021-06-25 | 800
BRAUN | PRO 6000 | 2021-04-30 | 149
BRAUN | PRO 6000 | 2021-04-30 | 149
OXFORD HOIST | PRESENCE | 2021-04-12 | 1443
TANITA | MC-780MA | 2021-03-05 | 3999
WELCH ALLYN | DS65 | 2021-02-03 | 71.81
WELCH ALLYN | DS66 | 2021-02-03 | 60
NELLCOR | PM10N | 2020-11-27 | 150
MEDI-PLINTH | CA5100 | 2020-11-27 | 850
WELCH ALLYN | 71WE CONNEX | 2020-11-25 | 1382
ULTRASOUND TECHNOLOGIES LTD | PD1 | 2020-11-16 | 487
ABBOTT LABS | FREESTYLE PRECISION PRO | 2020-10-21 | 275
OPTICLAR | E-LITHIUM | 2020-10-06 | 1396
OPTICLAR | E-LITHIUM | 2020-10-06 | 1396
OPTICLAR | E-LITHIUM | 2020-10-06 | 1396
OPTICLAR | E-LITHIUM | 2020-10-06 | 1396
OPTICLAR | E-LITHIUM | 2020-10-06 | 1396
OPTICLAR | E-LITHIUM | 2020-10-06 | 1396
SECA | 376 | 2020-10-05 | 311.25
OPTICLAR | E-LITHIUM | 2020-09-29 | 1396
OPTICLAR | E-LITHIUM | 2020-09-29 | 1396
OPTICLAR | E-LITHIUM | 2020-09-29 | 1396
OPTICLAR | E-LITHIUM | 2020-09-29 | 1396
THERAPY EQUIPMENT | DIAMOND RANGE HIGH | 2020-06-22 | 123.5
VERATHON MEDICAL INC | PRIME PLUS | 2020-05-07 | 6247
VERATHON MEDICAL INC | 0570-0395 | 2020-05-07 | 1000
VERATHON MEDICAL INC | 0400-0130 | 2020-05-07 | 250
HEINE | DELTA 20 | 2019-10-14 | 655
SECA | 376 | 2019-09-27 | 311.25
SECA | 216 | 2019-08-01 | 69
HOLTAIN LTD | HARPENDEN STADIOMETER | 2019-05-15 | 910
HOLTAIN LTD | HARPENDEN STADIOMETER | 2018-07-30 | 910
SECA | 416 | 2018-04-15 | 335
SECA | 416 | 2018-04-15 | 335
ALERE LTD | BTP-L560 | 2018-03-08 | 500
AEROCRINE | NIOX VERO | 2018-01-19 | 5000
CIRCASSIA | NIOX VERO | 2017-10-18 | 1500
WELCH ALLYN | SPOT 420(NBP/SPO2) | 2017-04-19 | 2000
SECA | 216 | 2016-07-05 | 69
WELCH ALLYN | DS54 | 2015-04-08 | 45
DESOUTTER MEDICAL | CSB-100 | 2014-12-17 | 1000
OLYMPUS | OTV-SC | 2014-08-20 | 2000
OLYMPUS | CLH-SC | 2014-08-20 | 2000
SONY | PVM-14L2MD | 2014-08-20 | 2000
PLINTH 2000 | 503E | 2014-08-20 | 800
PLINTH 2000 | 503E | 2014-08-20 | 800
WELCH ALLYN | 71116 | 2014-08-15 | 308
WELCH ALLYN | 71116 | 2014-08-15 | 308
BRISTOL MAID (HOSP.M.CRAFT) | ECO35 | 2014-06-23 | 1000
BRISTOL MAID (HOSP.M.CRAFT) | ECO35 | 2014-06-23 | 1000
HARL | ROLLAMETER | 2014-05-01 | 70
HARL | ROLLAMETER | 2014-05-01 | 70
NELLCOR | OXIMAX N-65 | 2014-01-29 | 600
NELLCOR | OXIMAX N-65 | 2014-01-29 | 600
SHIRE | AREA ALARM | 2013-12-10 | 350
GE LIMITED | CARESCAPE V100 | 2012-12-11 | 1800
PHILIPS LTD | M8105A | 2012-06-25 | 8195.18
AKRON | A2282 | 2012-05-11 | 1000
THERAPY EQUIPMENT | DIAMOND RANGE HIGH | 2012-04-02 | 80
THERAPY EQUIPMENT | DIAMOND RANGE HIGH | 2012-04-02 | 80
THERAPY EQUIPMENT | DIAMOND RANGE HIGH | 2012-04-02 | 80
THERAPY EQUIPMENT | DIAMOND RANGE HIGH | 2012-04-02 | 80
THERAPY EQUIPMENT | DIAMOND RANGE HIGH | 2012-04-02 | 80
THERAPY EQUIPMENT | DIAMOND RANGE HIGH | 2012-04-02 | 80
THERAPY EQUIPMENT | DIAMOND RANGE HIGH | 2012-04-02 | 80
THERAPY EQUIPMENT | DIAMOND RANGE HIGH | 2012-04-02 | 80
THERAPY EQUIPMENT | DIAMOND RANGE HIGH | 2012-04-02 | 80
THERAPY EQUIPMENT | DIAMOND RANGE HIGH | 2012-04-02 | 80
SECA | 336 | 2012-02-29 | 335
SECA | 336 | 2012-02-29 | 335
NELLCOR | OXIMAX N-65 | 2011-11-11 | 600
LAERDAL | LSU-2 | 2011-04-01 | 680
GUARDIAN | PRO | 2011-02-22 | 50
GUARDIAN | PRO | 2011-02-22 | 50
GUARDIAN | PRO | 2011-02-22 | 50
GUARDIAN | PRO | 2011-02-22 | 50
GUARDIAN | PRO | 2011-02-22 | 50
GUARDIAN | PRO | 2011-02-22 | 50
GUARDIAN | PRO | 2011-02-22 | 50
GUARDIAN | PRO | 2011-02-22 | 50
GUARDIAN | PRO | 2011-02-22 | 50
GUARDIAN | PRO | 2011-02-22 | 50
GUARDIAN | PRO | 2011-02-22 | 50
GUARDIAN | PRO | 2011-02-22 | 50
OLYMPUS | MU-1 | 2010-11-11 | 200
MASIMO UK | RADICAL | 2009-01-14 | 500
HOLTAIN LTD | HARPENDEN STADIOMETER | 2008-09-01 | 910
MEDIX LTD | AC4000 | 2008-07-02 | 90
DP MEDICAL | KAPS SOM52 | 2008-06-24 | 6500
SECA | 225 | 2007-10-12 | 200
SECA | 225 | 2007-10-12 | 200
SECA | 861 | 2007-10-12 | 200
SECA | 861 | 2007-10-12 | 200
SECA | 954 | 2007-04-30 | 750
PLINTH 2000 | 503E | 2006-10-20 | 800
SECA | 665 | 2006-05-09 | 1100
MCUBE TECHNO | BIOCON-500 | 2006-03-06 | 5026.25
SIEMENS LTD | CLINITEK STATUS | 2004-05-11 | 1500
TANITA | BC-418MA(BCA) | 2003-11-28 | 2400
MEDIX LTD | AC4000 | 2003-10-30 | 89
MEDIX LTD | AC4000 | 2003-10-30 | 89
GULDMANN | GH2 | 2003-09-24 | 5500
PLINTH 2000 | 503E | 2002-04-20 | 800
SHIRE | SA-6 | 2001-09-01 | 350
SHIRE | SA-6 | 2001-09-01 | 350
WELCH ALLYN | 71116 | 2001-06-12 | 308
WELCH ALLYN | 71116 | 2001-06-12 | 308
WELCH ALLYN | 71116 | 2001-06-12 | 308
WELCH ALLYN | 71116 | 2001-06-12 | 308
WELCH ALLYN | 71116 | 2001-06-12 | 308
WELCH ALLYN | 71116 | 2001-06-12 | 308
WELCH ALLYN | 71116 | 2001-06-12 | 308
WELCH ALLYN | 71116 | 2001-06-12 | 308
WELCH ALLYN | 71116 | 2001-06-12 | 308
WELCH ALLYN | 71116 | 2001-06-12 | 308
WELCH ALLYN | 71116 | 2001-06-12 | 308
WELCH ALLYN | 71116 | 2001-06-12 | 308
ENTERMED UK | HL 150 MINI | 2001-05-22 | 936
ENTERMED UK | SON 22 | 2001-05-21 | 5931
ENTERMED UK | ERGOMED 60 | 2001-05-21 | 28279
PLINTH 2000 | 503E | 2001-04-20 | 800
PLINTH 2000 | 503E | 2001-04-20 | 800
PLINTH 2000 | 503E | 2001-04-20 | 800
PLINTH 2000 | 503E | 2001-04-20 | 800
PLINTH 2000 | 503E | 2001-04-20 | 800
PLINTH 2000 | 503E | 2001-04-20 | 800
PLINTH 2000 | 503E | 2001-04-20 | 800
PLINTH 2000 | 503E | 2001-04-20 | 800
PLINTH 2000 | 503E | 2001-04-20 | 800
NA | MEMO/GENERAL SUNDRIES | 2001-01-01 | 0
WELCH ALLYN | 71156 | 2000-01-01 | 200
AKRON | 9622 | 1999-05-19 | 1500
CONMED | 7-900-230 | 1998-11-19 | 2791.76
MEMO-INTERN | PMG-BCH/3/OPD | 1984-01-01 | 0
MEC CO. LTD | EXTENSION HOSE O2 - MEC | 2022-05-16 | 147
CROWCON | GASMASTER | 2021-09-30 | 2000
MEDRAD | SOLARIS EP | 2021-02-03 | 18000
THERAPY EQUIPMENT | DIAMOND RANGE HIGH | 2020-10-12 | 150
WARDRAY | MR5501 | 2020-05-21 | 6045
PHILIPS LTD | EXPRESSION MR SPO2 | 2019-11-29 | 1550
IMAGING SYST | MR3T | 2018-03-13 | 67800
WOLVERSON | 2205/SSNM | 2017-02-23 | 2000
SIEMENS LTD | AERA | 2016-12-04 | 917926.05
PHILIPS LTD | EXPRESSION MR400 | 2016-09-09 | 38600
PHILIPS LTD | EXPRESSION MR ECG | 2016-09-09 | 1600
INVIVO | 9023 | 2016-09-09 | 1600
PHILIPS LTD | EXPRESSION IP5 | 2016-09-09 | 20000
PENLON | PRIMA 451 | 2016-09-01 | 22177.2
PENLON | NUFFIELD 200 | 2016-09-01 | 2500
PENLON | SC760 | 2016-09-01 | 47
PNEUPAC LTD | ALARM PAC | 2016-09-01 | 900
SHIRE | SAX-6 | 2015-11-10 | 350
SHIRE | SAX-6 | 2015-11-10 | 350
PHILIPS LTD | M1019A-G5 | 2014-07-02 | 8440.16
B.BRAUN | SPACESTATION MRI | 2014-06-17 | 25320
PENLON | NUFFIELD 200 | 2014-06-05 | 2500
PHILIPS LTD | M1019A-G5 | 2014-04-30 | 6000
PHILIPS LTD | M1019A-G5 | 2013-10-25 | 9620.46
PENLON | NUFFIELD 200 | 2011-06-28 | 2500
PENLON | IDP | 1985-12-27 | 1000
ST JUDE MEDICAL | NT2000iX | 2022-02-09 | 8000
ULRICH MEDICAL | CT MOTION XD 8000 | 2020-06-18 | 4150
THERAPY EQUIPMENT | DIAMOND RANGE HIGH | 2020-06-01 | 67.5
THERAPY EQUIPMENT | DIAMOND RANGE HIGH | 2020-06-01 | 67.5
ANETIC AID | QA3 | 2014-11-20 | 2600
ANETIC AID | QA3 | 2014-11-20 | 2600
ANETIC AID | QA3 | 2014-11-20 | 2600
PHILIPS LTD | M3002A-X2 | 2014-10-06 | 2500
PHILIPS LTD | M3002A-X2 | 2014-10-06 | 2500
PHILIPS LTD | M8002A | 2014-10-06 | 8928.48
PHYSIO CONTROL | LIFEPAK 20E | 2014-09-11 | 4741.2
TORE PICENARDI (CR) ITALY | PANACEA 2431/V | 2014-08-08 | 1500
PENLON | IDP | 2014-06-05 | 900
LAERDAL | LSU-2 | 2014-05-02 | 680
DATEX-OHMEDA | TEC7 SEVO | 2014-04-14 | 2000
ULRICH MEDICAL | CT MOTION XD 8000 | 2014-04-03 | 27398.4
TOSHIBA MED | TSX 301C/3C | 2014-02-24 | 986399.99
NA | REPEATER | 2014-01-10 | 350
DATEX-OHMEDA | TEC7 SEVO | 2013-12-03 | 2000
DATEX-OHMEDA | TEC7 ISO | 2011-07-07 | 1936
DATEX-OHMEDA | AESTIVA INDUCTION | 2011-07-05 | 9460.36
ST JUDE MEDICAL | NT2000iX |  | 0
PHYSIO CONTROL | LIFEPAK 1000 | 2015-12-22 | 1388.96
LAERDAL | LSU-2 | 2015-12-18 | 680
LAERDAL | LSU-2 | 2015-02-17 | 680
SHIRE | SDX-15 | 2001-04-20 | 1267
SHIRE | SDX-15 | 2001-04-20 | 1267
NA | MEMO/GENERAL SUNDRIES | 2001-01-01 | 0
ALERE LTD | AFINION 2 | 2021-07-21 | 2941
ALERE LTD | AFINION 2 | 2021-04-09 | 2400
ALERE LTD | AFINION 2 | 2019-12-31 | 10000
ALERE LTD | AFINION 2 | 2019-12-17 | 10000
NA | MEMO/GENERAL SUNDRIES | 2018-06-06 | 0
ALERE LTD | AFINION 2 | 2018-06-01 | 10000
ALERE LTD | AFINION 2 | 2018-04-19 | 10000
ALERE LTD | BTP-L560 | 2018-03-12 | 500
PARI MEDICAL | PARI BOY CLASSIC | 2022-05-11 | 342
PARI MEDICAL | PARI BOY CLASSIC | 2022-05-11 | 342
PARI MEDICAL | PARI BOY CLASSIC | 2022-05-11 | 342
PARI MEDICAL | PARI BOY CLASSIC | 2022-05-11 | 342
PARI MEDICAL | PARI BOY CLASSIC | 2022-05-11 | 342
PARI MEDICAL | PARI BOY CLASSIC | 2022-05-11 | 342
BREAS MEDICAL | NIPPY CLEARWAY 2 | 2022-01-27 | 4500
PARI MEDICAL | PARI BOY CLASSIC | 2021-09-22 | 342
PARI MEDICAL | PARI BOY CLASSIC | 2021-09-22 | 342
PARI MEDICAL | PARI BOY CLASSIC | 2021-09-22 | 342
PARI MEDICAL | PARI BOY CLASSIC | 2021-09-22 | 342
PARI MEDICAL | PARI BOY CLASSIC | 2021-03-12 | 342
PARI MEDICAL | PARI BOY CLASSIC | 2021-03-12 | 342
PARI MEDICAL | PARI BOY CLASSIC | 2021-03-12 | 342
PARI MEDICAL | PARI BOY CLASSIC | 2021-03-12 | 342
PARI MEDICAL | PARI BOY CLASSIC | 2021-03-12 | 342
PARI MEDICAL | EFLOW RAPID | 2021-03-10 | 425
PARI MEDICAL | EFLOW RAPID | 2021-03-10 | 425
PARI MEDICAL | EFLOW RAPID | 2021-03-10 | 425
SECA | 876 | 2021-02-09 | 179
PARI MEDICAL | EFLOW RAPID | 2020-09-14 | 581
PARI MEDICAL | EFLOW RAPID | 2020-09-14 | 581
PARI MEDICAL | TURBO BOY SX | 2020-01-17 | 86
PARI MEDICAL | TURBO BOY SX | 2020-01-17 | 86
PARI MEDICAL | TURBO BOY SX | 2020-01-17 | 86
PARI MEDICAL | TURBO BOY SX | 2020-01-17 | 86
PARI MEDICAL | TURBO BOY SX | 2020-01-17 | 86
PARI MEDICAL | TURBO BOY SX | 2020-01-17 | 86
PARI MEDICAL | EFLOW RAPID | 2020-01-16 | 425
PARI MEDICAL | EFLOW RAPID | 2020-01-16 | 425
PARI MEDICAL | EFLOW RAPID | 2019-12-05 | 425
PARI MEDICAL | EFLOW RAPID | 2019-12-05 | 425
PARI MEDICAL | EFLOW RAPID | 2019-12-05 | 425
PARI MEDICAL | PARI BOY SX | 2019-08-19 | 150
PARI MEDICAL | PARI BOY SX | 2019-08-19 | 150
PARI MEDICAL | PARI BOY SX | 2019-08-19 | 150
PARI MEDICAL | PARI BOY SX | 2019-08-19 | 150
PARI MEDICAL | PARI BOY SX | 2019-08-19 | 150
PARI MEDICAL | PARI BOY SX | 2019-08-19 | 150
PARI MEDICAL | PARI BOY SX | 2019-08-19 | 150
PARI MEDICAL | PARI BOY SX | 2019-08-19 | 150
PARI MEDICAL | PARI BOY SX | 2019-08-19 | 150
PARI MEDICAL | PARI BOY SX | 2019-08-19 | 150
PARI MEDICAL | EFLOW RAPID | 2019-04-15 | 425
PARI MEDICAL | EFLOW RAPID | 2019-04-15 | 425
PARI MEDICAL | EFLOW RAPID | 2019-03-18 | 425
PARI MEDICAL | EFLOW RAPID | 2019-03-18 | 425
PARI MEDICAL | EFLOW RAPID | 2019-03-18 | 425
PARI MEDICAL | EFLOW RAPID | 2019-03-18 | 425
PARI MEDICAL | TURBO BOY SX | 2019-03-04 | 425
PARI MEDICAL | TURBO BOY SX | 2019-03-04 | 425
PARI MEDICAL | TURBO BOY SX | 2019-03-04 | 425
PARI MEDICAL | TURBO BOY SX | 2019-03-04 | 425
PARI MEDICAL | TURBO BOY SX | 2019-03-04 | 425
PARI MEDICAL | TURBO BOY SX | 2019-03-04 | 425
PARI MEDICAL | TURBO BOY SX | 2019-02-11 | 425
PARI MEDICAL | TURBO BOY SX | 2019-02-11 | 425
PARI MEDICAL | TURBO BOY SX | 2019-02-11 | 425
PARI MEDICAL | TURBO BOY SX | 2019-02-11 | 425
PARI MEDICAL | TURBO BOY SX | 2019-02-11 | 425
PARI MEDICAL | TURBO BOY SX | 2019-02-11 | 425
PARI MEDICAL | TURBO BOY SX | 2018-12-11 | 425
PARI MEDICAL | TURBO BOY SX | 2018-12-11 | 425
PARI MEDICAL | TURBO BOY SX | 2018-12-11 | 425
PARI MEDICAL | TURBO BOY SX | 2018-12-11 | 425
PARI MEDICAL | TURBO BOY SX | 2018-12-11 | 425
PARI MEDICAL | TURBO BOY SX | 2018-12-11 | 425
PARI MEDICAL | EFLOW RAPID | 2018-12-10 | 425
PARI MEDICAL | EFLOW RAPID | 2018-12-10 | 425
PARI MEDICAL | EFLOW RAPID | 2018-12-10 | 425
CAREFUSION | MICROLAB ML3500 MK8 | 2018-08-21 | 1700
CAREFUSION | MICROLAB ML3500 MK8 | 2018-08-21 | 1700
SECA | 385 | 2018-06-19 | 239
PARI MEDICAL | TURBO BOY SX | 2018-06-11 | 200
PARI MEDICAL | TURBO BOY SX | 2018-06-11 | 200
PARI MEDICAL | TURBO BOY SX | 2018-06-11 | 200
PARI MEDICAL | TURBO BOY SX | 2018-06-11 | 200
PARI MEDICAL | TURBO BOY SX | 2018-06-11 | 200
PARI MEDICAL | TURBO BOY SX | 2018-06-11 | 200
PARI MEDICAL | EFLOW RAPID | 2018-03-29 | 425
PARI MEDICAL | TURBO BOY SX | 2018-03-29 | 160
PARI MEDICAL | TURBO BOY SX | 2018-03-29 | 160
PARI MEDICAL | EFLOW RAPID | 2018-03-29 | 425
PARI MEDICAL | EFLOW RAPID | 2017-11-14 | 425
PARI MEDICAL | EFLOW RAPID | 2017-08-08 | 425
PARI MEDICAL | EFLOW RAPID | 2017-08-08 | 425
PARI MEDICAL | EFLOW RAPID | 2017-08-08 | 425
PARI MEDICAL | EFLOW RAPID | 2017-08-08 | 425
PARI MEDICAL | EFLOW RAPID | 2017-08-08 | 425
PARI MEDICAL | EFLOW RAPID | 2017-08-08 | 425
PARI MEDICAL | EFLOW RAPID | 2017-08-08 | 425
PARI MEDICAL | EFLOW RAPID | 2017-08-08 | 425
PARI MEDICAL | EFLOW RAPID | 2017-08-08 | 425
PARI MEDICAL | EFLOW RAPID | 2017-08-08 | 425
PARI MEDICAL | TURBO BOY SX | 2017-08-08 | 160
PARI MEDICAL | TURBO BOY SX | 2017-08-08 | 160
PARI MEDICAL | TURBO BOY SX | 2017-08-08 | 160
PARI MEDICAL | TURBO BOY SX | 2017-06-01 | 425
PARI MEDICAL | TURBO BOY SX | 2017-06-01 | 425
PARI MEDICAL | TURBO BOY SX | 2017-06-01 | 425
PARI MEDICAL | TURBO BOY SX | 2017-06-01 | 425
PARI MEDICAL | EFLOW RAPID | 2017-06-01 | 425
PARI MEDICAL | EFLOW RAPID | 2017-06-01 | 425
PARI MEDICAL | EFLOW RAPID | 2017-06-01 | 425
PAUL RITZAU | PARI SINUS | 2016-12-06 | 100
CME MEDICAL | T60 | 2016-10-04 | 1200
CME MEDICAL | T60 | 2016-10-04 | 1200
CME MEDICAL | T60 | 2016-10-04 | 1200
CME MEDICAL | T60 | 2016-10-04 | 1200
CME MEDICAL | T60 | 2016-10-04 | 1200
CME MEDICAL | T60 | 2016-10-04 | 1200
PARI MEDICAL | TURBO BOY SX | 2016-08-01 | 200
PARI MEDICAL | TURBO BOY SX | 2016-08-01 | 200
PARI MEDICAL | TURBO BOY SX | 2016-08-01 | 200
PARI MEDICAL | TURBO BOY SX | 2016-08-01 | 200
PARI MEDICAL | TURBO BOY SX | 2016-08-01 | 200
PARI MEDICAL | TURBO BOY SX | 2016-08-01 | 200
PARI MEDICAL | TURBO BOY SX | 2016-08-01 | 200
PARI MEDICAL | TURBO BOY SX | 2016-08-01 | 200
PARI MEDICAL | TURBO BOY SX | 2016-08-01 | 200
PARI MEDICAL | TURBO BOY SX | 2016-08-01 | 200
SECA | 385 | 2016-07-14 | 239
MARSDEN | DP3810 | 2016-01-22 | 100
PARI MEDICAL | EFLOW RAPID | 2014-10-28 | 425
PARI MEDICAL | EFLOW RAPID | 2014-10-28 | 425
PARI MEDICAL | EFLOW RAPID | 2014-10-28 | 425
PARI MEDICAL | EFLOW RAPID | 2013-06-07 | 425
PARI MEDICAL | EFLOW RAPID | 2013-06-07 | 425
PARI MEDICAL | EFLOW RAPID | 2013-06-07 | 425
PARI MEDICAL | EFLOW RAPID | 2013-06-07 | 425
PARI MEDICAL | EFLOW RAPID | 2012-08-15 | 425
PARI MEDICAL | EFLOW RAPID | 2012-08-15 | 425
PARI MEDICAL | EFLOW RAPID | 2012-08-15 | 425
PARI MEDICAL | EFLOW RAPID | 2012-08-15 | 425
OMRON | NE-U17 | 2012-07-18 | 760
PARI MEDICAL | EFLOW RAPID | 2011-11-08 | 425
PARI MEDICAL | PARI UNI-LIGHT | 2005-06-23 | 400
MEMO-INTERN | PMG-BCH-4-CSP | 2013-11-28 | 0
SHIRE | AREA ALARM | 2013-11-28 | 350
NELLCOR | PM100N | 2022-06-22 | 1000
BRAUN | PRO 6000 | 2022-06-15 | 149
BRAUN | PRO 6000 | 2022-06-15 | 149
NELLCOR | PM100N | 2022-06-10 | 1000
NELLCOR | PM100N | 2022-06-10 | 1000
NELLCOR | PM100N | 2022-06-10 | 1000
PHILIPS LTD | INNOSPIRE ESSENCE | 2022-05-24 | 42
RESMED LTD | AIRSENSE 10 AUTOSET | 2021-12-30 | 3000
NELLCOR | PM1000N | 2021-12-30 | 705.65
BD | BODYGUARD T | 2021-12-08 | 1200
BD | BODYGUARD T | 2021-12-08 | 1200
LAERDAL | LSU-2 | 2021-08-24 | 680
BRAUN | PRO 6000 | 2021-05-24 | 149
BRAUN | PRO 6000 | 2021-05-24 | 149
BRAUN | PRO 6000 | 2021-05-24 | 149
LAERDAL | LCSU4 | 2021-05-10 | 333
LAERDAL | LCSU4 | 2021-05-10 | 333
NELLCOR | PM100N | 2021-05-07 | 1000
NELLCOR | PM100N | 2021-05-07 | 1000
PHILIPS LTD | DREAMSTATION | 2021-02-22 | 449
PHILIPS LTD | DREAMSTATION | 2021-02-22 | 449
LAERDAL | LSU-2 | 2021-01-12 | 680
NELLCOR | PM100N | 2021-01-12 | 1000
NELLCOR | PM100N | 2021-01-08 | 1000
LAERDAL | LSU-2 | 2020-11-30 | 680
NELLCOR | PM100N | 2020-11-23 | 1000
NELLCOR | PM100N | 2020-11-02 | 1000
NELLCOR | PM100N | 2020-09-25 | 1000
NELLCOR | PM100N | 2020-09-25 | 1000
LAERDAL | LSU-2 | 2020-09-23 | 680
LAERDAL | LSU-2 | 2020-09-23 | 680
NELLCOR | PM100N | 2020-08-19 | 1000
RESMED LTD | AIRSENSE 10 ELITE | 2020-06-05 | 3000
RESMED LTD | AIRSENSE 10 ELITE | 2020-03-02 | 3000
RESMED LTD | AIRSENSE 10 ELITE | 2020-03-02 | 3000
RESMED LTD | AIRSENSE 10 ELITE | 2020-03-02 | 3000
RESMED LTD | AIRSENSE 10 ELITE | 2020-03-02 | 3000
NELLCOR | PM100N | 2020-01-17 | 1000
NELLCOR | PM100N | 2020-01-09 | 1000
LAERDAL | LSU-2 | 2020-01-08 | 680
LAERDAL | LSU-2 | 2019-11-14 | 680
RESMED LTD | AIRSENSE 10 ELITE | 2019-10-11 | 3000
RESMED LTD | STELLAR 100 | 2019-10-10 | 3000
BEIJING CHOICE ELECTRONIC TECHNOLOGY CO., LTD. | MD300C52 | 2019-10-07 | 150
BEIJING CHOICE ELECTRONIC TECHNOLOGY CO., LTD. | MD300CB3 | 2019-10-07 | 65
BEIJING CHOICE ELECTRONIC TECHNOLOGY CO., LTD. | MD300CB3 | 2019-10-07 | 65
BEIJING CHOICE ELECTRONIC TECHNOLOGY CO., LTD. | MD300CB3 | 2019-10-07 | 65
BEIJING CHOICE ELECTRONIC TECHNOLOGY CO., LTD. | MD300CB3 | 2019-10-07 | 65
BEIJING CHOICE ELECTRONIC TECHNOLOGY CO., LTD. | MD300CB3 | 2019-10-07 | 65
BEIJING CHOICE ELECTRONIC TECHNOLOGY CO., LTD. | MD300CB3 | 2019-10-07 | 65
NELLCOR | PM10N | 2019-10-01 | 875
NELLCOR | PM100N | 2019-10-01 | 1000
NELLCOR | PM100N | 2019-10-01 | 1000
NELLCOR | PM100N | 2019-10-01 | 1000
NELLCOR | PM100N | 2019-09-30 | 1000
NELLCOR | PM100N | 2019-09-27 | 1000
NELLCOR | PM100N | 2019-09-17 | 1000
NELLCOR | PM100N | 2019-07-04 | 1000
NELLCOR | PM100N | 2019-02-25 | 1000
SECA | 385 | 2019-01-24 | 239
NELLCOR | PM10N | 2018-12-20 | 875
NELLCOR | PM100N | 2018-10-23 | 1000
NELLCOR | PM100N | 2018-07-25 | 1000
SECA | 385 | 2018-06-19 | 239
NELLCOR | PM100N | 2017-11-28 | 1000
LAERDAL | LSU-2 | 2017-10-02 | 680
NELLCOR | PM100N | 2017-10-02 | 1000
NELLCOR | PM100N | 2017-09-20 | 1000
NELLCOR | PM100N | 2017-09-20 | 1000
NELLCOR | PM100N | 2017-09-20 | 1000
NELLCOR | PM100N | 2017-09-20 | 1000
LAERDAL | LSU-2 | 2017-09-12 | 680
LAERDAL | LSU-2 | 2017-09-12 | 680
MARSDEN | M-410 | 2017-07-24 | 235
NELLCOR | PM100N | 2017-06-22 | 1000
NELLCOR | PM100N | 2017-06-22 | 1000
LAERDAL | LSU-2 | 2017-05-04 | 680
LAERDAL | LSU-2 | 2017-02-01 | 680
NA | MEMO/GENERAL SUNDRIES | 2016-07-15 | 0
NELLCOR | PM100N | 2016-04-19 | 1000
NELLCOR | PM10N | 2016-04-18 | 875
LAERDAL | LSU-2 | 2016-04-13 | 680
NELLCOR | PM100N | 2016-03-17 | 1000
NELLCOR | PM10N | 2016-03-17 | 875
NELLCOR | PM10N | 2016-02-25 | 875
NELLCOR | PM100N | 2016-02-25 | 1000
CME MEDICAL | T60 | 2015-11-23 | 1200
CME MEDICAL | T60 | 2015-11-23 | 1200
NELLCOR | PM100N | 2015-09-11 | 1000
NELLCOR | OXIMAX N-560 | 2014-08-26 | 1000
MARSDEN | M-300 | 2013-12-31 | 250
NELLCOR | OXIMAX N-560 | 2012-02-02 | 1000
NELLCOR | OXIMAX N-560 | 2010-02-09 | 1000
SECA | 834 | 2010-02-09 | 149
PHILIPS LTD | M8102A-MP2 | 2008-04-04 | 2500
PHILIPS LTD | M8023A | 2008-04-04 | 500
PHILIPS LTD | M8102A-MP2 | 2008-04-04 | 2500
PHILIPS LTD | M8023A | 2008-04-04 | 500
CLEM CLARKE | ACTINEB | 2007-04-03 | 75
NELLCOR | N-550 | 2007-04-03 | 1600
LAERDAL | LSU-2 | 2007-04-03 | 680
LAERDAL | LSU-2 | 2007-04-03 | 680
NELLCOR | NPB40 | 2003-01-01 | 1300
MEMO-INTERN | MEMO-MI SUPPORT | 2003-01-16 | 0
PHILIPS LTD | S9-2 | 2022-06-23 | 9900
SPACELABS | LIFECARD CF | 2022-06-10 | 1794
SPACELABS | 90227 | 2022-06-10 | 1500
SPACELABS | 90227 | 2022-06-10 | 1500
ERGOLINE GMBH | ERGOSELECT 12 | 2022-06-09 | 11805
THERAPY EQUIPMENT | DIAMOND RANGE HIGH | 2021-09-17 | 69
PLINTH 2000 | 503E | 2021-07-28 | 2132.5
PLINTH 2000 | 50CT | 2021-07-28 | 2135
MEDI-PLINTH | BA03E | 2021-04-05 | 744
HOLTAIN LTD | HARPENDEN STADIOMETER | 2020-11-13 | 910
PARKER | THERMASONIC | 2020-08-21 | 118
PARKER | THERMASONIC | 2020-08-20 | 118
PARKER | THERMASONIC | 2020-08-20 | 118
PARKER | THERMASONIC | 2020-08-20 | 118
PARKER | THERMASONIC | 2020-08-20 | 118
SPACELABS | LIFECARD CF | 2020-07-03 | 1794
SPACELABS | LIFECARD CF | 2020-07-03 | 1794
SPACELABS | LIFECARD CF | 2020-07-03 | 1794
MEDTRONIC | 2090 | 2020-06-10 | 12000
FUJIFILM SONOSITE | SII | 2020-03-27 | 15323
FUJIFILM SONOSITE | L25X/13-6 MHZ | 2020-03-27 | 4000
ERGOLINE GMBH | ERGOSELECT 150 | 2020-03-06 | 4295
SPACELABS | LIFECARD CF | 2019-02-01 | 1794
SPACELABS | LIFECARD CF | 2019-02-01 | 1794
SPACELABS | LIFECARD CF | 2019-02-01 | 1794
SPACELABS | LIFECARD CF | 2019-01-25 | 1794
SPACELABS | LIFECARD CF | 2019-01-25 | 1794
SPACELABS | LIFECARD CF | 2019-01-25 | 1794
SPACELABS | 90227 | 2019-01-24 | 1500
SPACELABS | CardioExpress SL18A | 2019-01-23 | 5994
SPACELABS | CardioExpress SL18A | 2018-12-19 | 5994
SPACELABS | CardioExpress SL18A | 2018-12-11 | 5994
SPACELABS | LIFECARD CF | 2018-11-14 | 1794
SPACELABS | LIFECARD CF | 2018-11-14 | 1794
SPACELABS | LIFECARD CF | 2018-11-14 | 1794
SPACELABS | LIFECARD CF | 2018-08-23 | 1794
SPACELABS | LIFECARD CF | 2018-08-23 | 1794
GE LIMITED | VIVID IQ | 2018-06-12 | 50000
GE LIMITED | 12S-RS | 2018-06-12 | 5000
GE LIMITED | 6S-RS | 2018-06-12 | 5000
GE LIMITED | M5SC-RS | 2018-06-12 | 5000
GE LIMITED | SG CART | 2018-06-12 | 5000
SECA | 416 | 2018-04-15 | 335
BIOTRONIK | RENAMIC | 2018-02-07 | 3000
SPACELABS | PATHFINDER S2 | 2017-12-06 | 36000
SPACELABS | 90217A | 2017-11-15 | 1900
SPACELABS | 90217A | 2017-11-15 | 1900
GE LIMITED | 9T-RS | 2017-07-14 | 15000
PARKER | THERMASONIC | 2017-04-11 | 120
MEDTRONIC | 2090 | 2016-12-16 | 12000
BIOTRONIK | REOCOR/S | 2016-12-06 | 1600
GE LIMITED | 2417094 | 2016-09-30 | 250
GE LIMITED | 9T-RS | 2016-09-30 | 16574.76
PHYSIO CONTROL | LIFEPAK 20E | 2015-11-24 | 4741.2
PHYSIO CONTROL | LIFEPAK 20E PACED | 2015-11-24 | 7550
SPACELABS | LIFECARD CF | 2015-01-30 | 1794
SPACELABS | LIFECARD CF | 2014-12-31 | 1794
SORIN BIOMED | ORCHESTRA PLUS | 2014-07-18 | 12000
BOSTON SCIENTIFIC | 3200 | 2014-07-18 | 5000
SUNTECH | TANGO | 2014-07-18 | 2610
SPACELABS | LIFECARD CF | 2014-07-17 | 1794
SPACELABS | LIFECARD CF | 2014-07-17 | 1794
SPACELABS | LIFECARD CF | 2014-07-17 | 1794
ST JUDE MEDICAL | 3650 | 2014-03-11 | 13800
SPACELABS | LIFECARD CF | 2013-11-13 | 1794
SPACELABS | LIFECARD CF | 2013-11-13 | 1794
SPACELABS | LIFECARD CF | 2013-11-13 | 1794
SPACELABS | LIFECARD CF | 2013-11-13 | 1794
SPACELABS | LIFECARD CF | 2013-11-13 | 1794
GE LIMITED | MAC5500 | 2013-09-30 | 11732.36
OMRON | HCG-801 | 2013-04-29 | 500
THERAPY EQUIPMENT | DIAMOND RANGE HIGH | 2013-02-20 | 100
SPACELABS | 90217A | 2012-12-03 | 1500
SPACELABS | 90217A | 2012-12-03 | 1500
OMRON | HCG-801 | 2012-10-12 | 250
FUJIFILM SONOSITE | M-TURBO | 2012-03-05 | 29500
FUJIFILM SONOSITE | SLAX/13-6 MHZ | 2012-03-05 | 2000
OMRON | HCG-801 | 2012-02-21 | 450
OMRON | HCG-801 | 2012-02-21 | 450
CAMERON HEAL | Q-TECH | 2012-01-26 | 1000
GUIDANT | 3120 | 2012-01-19 | 2000
MEDGRAPHICS | CARDIO2 | 2011-12-13 | 32000
ST JUDE MEDICAL | 3650 | 2011-12-08 | 10000
ST JUDE MEDICAL | 3650 | 2011-06-07 | 10000
ST JUDE MEDICAL | 3650 | 2011-02-22 | 10000
POWERVAR | .75 | 2010-03-26 | 300
SPACELABS | LIFECARD CF | 2010-03-25 | 1794
SPACELABS | LIFECARD CF | 2010-03-25 | 1794
SPACELABS | LIFECARD CF | 2010-03-25 | 1794
SPACELABS | LIFECARD CF | 2010-03-25 | 1794
CAMERON HEAL | Q-TECH | 2009-10-02 | 1000
SPACELABS | TRACKER NIBP 2 | 2008-07-31 | 1500
SPACELABS | TRACKER NIBP 2 | 2008-07-31 | 1500
SPACELABS | LIFECARD CF | 2008-03-04 | 2000
SECA | 888 | 2007-06-25 | 259
SPACELABS | LIFECARD CF | 2007-05-11 | 1831
SPACELABS | LIFECARD CF | 2007-03-27 | 1831
SPACELABS | LIFECARD CF | 2007-03-27 | 1831
SPACELABS | LIFECARD CF | 2007-03-27 | 1831
SPACELABS | LIFECARD CF | 2006-08-17 | 1831
SPACELABS | LIFECARD CF | 2006-08-17 | 1831
SPACELABS | LIFECARD CF | 2006-08-02 | 1831
PACESETTER | 3076 | 2006-07-07 | 500
ST JUDE MEDICAL | 3510 | 2006-05-19 | 1000
SORIN BIOMED | ORCHESTRA | 2006-05-19 | 2000
SPACELABS | LIFECARD CF | 2004-02-11 | 1831
FIAB | 2007 | 2003-09-12 | 1400
SPACELABS | LIFECARD CF | 2003-03-17 | 1794
SPACELABS | LIFECARD CF | 2003-03-17 | 1794
SPACELABS | LIFECARD CF | 2003-03-17 | 1794
SPACELABS | LIFECARD CF | 2003-03-17 | 1794
SPACELABS | LIFECARD CF | 2002-10-21 | 1794
PLINTH 2000 | 503E | 2001-04-20 | 800
NA | MEMO/GENERAL SUNDRIES | 2001-01-01 | 0
TERUMO | CDI550 | 2021-12-10 | 26400
TERUMO | CDI550 | 2021-12-10 | 26400
MEC CO. LTD | HA50 | 2021-06-14 | 39.75
MEC CO. LTD | EXTENSION HOSE O2 - MEC | 2021-06-11 | 39.75
SORIN BIOMED | SORIN XTRA | 2020-06-26 | 3500
SORIN BIOMED | SORIN XTRA | 2020-06-26 | 3500
THORATEC | CENTRIMAG MAG MONITOR | 2020-04-03 | 45000
THERAPY EQUIPMENT | 5270 | 2020-03-20 | 123.25
THERAPY EQUIPMENT | 5270 | 2020-03-20 | 123.25
THORATEC | CENTRIMAG 201-30300 | 2020-01-08 | 23000
THORATEC | CENTRIMAG 201-30300 | 2020-01-08 | 23000
CHALICE MEDICAL | PARATHERM | 2020-01-08 | 3500
CHALICE MEDICAL | PARATHERM | 2019-09-25 | 3500
THERAPY EQUIPMENT | 5080 | 2019-09-02 | 155
TRIPP-LITE | SMX700HG | 2016-01-15 | 700
HIRTZ & CO. | HICO-VARIOTHERM 550 | 2013-07-08 | 2000
THORATEC | CENTRIMAG 201-30300 | 2013-06-14 | 5000
THORATEC | CENTRIMAG 201-30300 | 2013-06-14 | 5000
STOCKERT | 55 CON 4 | 2013-01-04 | 6000
HELENA LABORATORIES | ACTALYKE MINI | 2009-02-19 | 500
HELENA LABORATORIES | ACTALYKE MINI II | 2007-08-09 | 1552
LEVITRONIX | CENTRIMAG | 2007-06-06 | 5000
LEVITRONIX | CENTRIMAG | 2007-06-06 | 21717.5
SECHRIST | 3500/3500HL | 2006-07-18 | 3000
LUCAS DAWE U | 1405D | 1997-06-05 | 321
ADAM EQUIPMENT | HCB 602H | 2015-10-16 | 250
MORTARA INST | ELI 150C | 2015-10-16 | 3000
EDAN INSTRUMENTS | IM8 | 2015-10-16 | 2000
EVERYWAY MED | TPN-EX | 2012-12-06 | 50
EVERYWAY MED | TPN-EX | 2012-12-06 | 50
EVERYWAY MED | TPN-EX | 2012-12-06 | 50
EVERYWAY MED | TPN-EX | 2012-12-06 | 50
EVERYWAY MED | TPN-EX | 2012-12-06 | 50
EVERYWAY MED | TPN-EX | 2012-12-06 | 50
EVERYWAY MED | TPN-EX | 2012-12-06 | 50
EVERYWAY MED | TPN-EX | 2012-12-06 | 50
EVERYWAY MED | TPN-EX | 2012-12-06 | 50
EVERYWAY MED | TPN-EX | 2012-12-06 | 50
CEFAR | PRIMO | 2009-02-16 | 69.5
CEFAR | PRIMO | 2009-01-28 | 110
CEFAR | PRIMO | 2009-01-28 | 110
CEFAR | PRIMO | 2009-01-28 | 110
CEFAR | PRIMO | 2009-01-28 | 110
CEFAR | PRIMO | 2009-01-28 | 110
CEFAR | PRIMO | 2008-03-26 | 70
CEFAR | PRIMO | 2008-03-26 | 70
CEFAR | PRIMO | 2008-03-26 | 70
CEFAR | PRIMO | 2008-03-26 | 70
CEFAR | PRIMO | 2007-04-26 | 110
CEFAR | PRIMO | 2007-03-22 | 70
CEFAR | PRIMO | 2007-03-22 | 70
CEFAR | PRIMO | 2007-03-22 | 70
CEFAR | PRIMO | 2007-03-22 | 70
CEFAR | PRIMO | 2007-03-22 | 70
CEFAR | PRIMO | 2007-03-22 | 70
CEFAR | PRIMO | 2007-03-22 | 70
CEFAR | PRIMO | 2005-01-04 | 69.5
CEFAR | PRIMO | 2004-12-01 | 69.5
CEFAR | PRIMO | 2004-12-01 | 69.5
CEFAR | PRIMO | 2004-12-01 | 69.5
CEFAR | PRIMO | 2004-12-01 | 69.5
CEFAR | PRIMO | 2004-12-01 | 69.5
CEFAR | PRIMO | 2004-12-01 | 69.5
CEFAR | PRIMO | 2004-12-01 | 69.5
CEFAR | PRIMO | 2004-12-01 | 69.5
CEFAR | PRIMO | 2004-12-01 | 69.5
CEFAR | PRIMO | 2004-12-01 | 69.5
CEFAR | PRIMO | 2004-06-30 | 69.5
CEFAR | PRIMO | 2004-06-15 | 69.5
CEFAR | PRIMO | 2004-06-15 | 69.5
CEFAR | PRIMO | 2004-06-15 | 69.5
CEFAR | PRIMO | 2003-06-11 | 69.5
CEFAR | PRIMO | 2003-06-11 | 69.5
CEFAR | PRIMO | 2003-06-11 | 69.5
CEFAR | PRIMO | 2003-06-11 | 69.5
CEFAR | PRIMO | 2003-06-11 | 69.5
CEFAR | PRIMO | 2003-06-11 | 69.5
CEFAR | PRIMO | 2003-06-11 | 69.5
CEFAR | PRIMO | 2003-06-11 | 69.5
CEFAR | PRIMO | 2003-06-11 | 69.5
NA | MEMO/GENERAL SUNDRIES | 2001-01-01 | 0
BRAUN | PRO 6000 | 2022-07-06 | 149
BRAUN | PRO 6000 | 2022-07-06 | 149
BRAUN | PRO 6000 | 2022-07-06 | 149
BRAUN | PRO 6000 | 2022-07-01 | 149
BRAUN | PRO 6000 | 2022-07-01 | 149
PHILIPS LTD | INTELLIVUE DOCK | 2022-06-22 | 367
PHILIPS LTD | INTELLIVUE DOCK | 2022-06-22 | 367
PHILIPS LTD | INTELLIVUE DOCK | 2022-06-22 | 367
PHILIPS LTD | INTELLIVUE DOCK | 2022-06-22 | 367
PHILIPS LTD | INTELLIVUE DOCK | 2022-06-22 | 367
PHILIPS LTD | INTELLIVUE DOCK | 2022-06-22 | 367
PHILIPS LTD | INTELLIVUE X3 | 2022-06-22 | 3163.78
PHILIPS LTD | INTELLIVUE X3 | 2022-06-22 | 3163.78
PHILIPS LTD | INTELLIVUE X3 | 2022-06-22 | 3163.78
PHILIPS LTD | INTELLIVUE X3 | 2022-06-22 | 3163.78
PHILIPS LTD | INTELLIVUE X3 | 2022-06-22 | 3163.78
PHILIPS LTD | INTELLIVUE X3 | 2022-06-22 | 3163.78
KARL STORZ | 8403XSI | 2022-06-01 | 3164
BRAUN | PRO 6000 | 2022-05-11 | 149
BRAUN | PRO 6000 | 2022-05-10 | 149
BRAUN | PRO 6000 | 2022-04-05 | 149
BRAUN | PRO 6000 | 2022-04-05 | 149
BRAUN | PRO 6000 | 2022-03-25 | 149
BRAUN | PRO 6000 | 2022-02-10 | 149
BRAUN | PRO 6000 | 2022-02-10 | 149
NELLCOR | PM10N | 2022-01-19 | 150
NELLCOR | PM10N | 2022-01-19 | 150
F & P | AIRVO 2 | 2022-01-12 | 2475
F & P | AIRVO 2 | 2022-01-12 | 2475
HILL-ROM | 75CE CONNEX | 2022-01-11 | 2242
WELCH ALLYN | PRO 6000 CONNEX | 2022-01-11 | 179
LAERDAL | LSU-2 | 2022-01-10 | 773
BRAUN | PRO 6000 | 2022-01-05 | 149
BRAUN | PRO 6000 | 2022-01-05 | 149
BRAUN | PRO 6000 | 2022-01-05 | 149
BRAUN | PRO 6000 | 2021-12-15 | 149
BRAUN | PRO 6000 | 2021-12-08 | 149
BRAUN | PRO 6000 | 2021-12-08 | 149
BRAUN | PRO 6000 | 2021-11-01 | 149
BRAUN | PRO 6000 | 2021-10-26 | 149
WELCH ALLYN | SURETEMP PLUS 692 | 2021-08-26 | 148.5
WELCH ALLYN | SURETEMP PLUS 692 | 2021-08-26 | 148.5
WELCH ALLYN | SURETEMP PLUS 692 | 2021-08-26 | 148.5
WELCH ALLYN | SURETEMP PLUS 692 | 2021-08-26 | 148.5
WELCH ALLYN | SURETEMP PLUS 692 | 2021-08-26 | 148.5
WELCH ALLYN | SURETEMP PLUS 692 | 2021-08-26 | 148.5
BRAUN | PRO 6000 | 2021-08-18 | 149
BRAUN | PRO 6000 | 2021-08-03 | 149
BRAUN | PRO 6000 | 2021-07-29 | 149
BRAUN | PRO 6000 | 2021-07-29 | 149
BRAUN | PRO 6000 | 2021-07-29 | 149
BRAUN | PRO 6000 | 2021-07-29 | 149
BRAUN | PRO 6000 | 2021-07-29 | 149
BRAUN | PRO 6000 | 2021-07-29 | 149
BRAUN | PRO 6000 | 2021-07-29 | 149
BRAUN | PRO 6000 | 2021-07-29 | 149
BRAUN | PRO 6000 | 2021-07-29 | 149
BRAUN | PRO 6000 | 2021-07-29 | 149
BRAUN | PRO 6000 | 2021-07-29 | 149
BRAUN | PRO 6000 | 2021-07-29 | 149
BRAUN | PRO 6000 | 2021-07-29 | 149
BRAUN | PRO 6000 | 2021-07-16 | 149
PHILIPS LTD | INTELLIVUE X3 | 2021-05-19 | 3163.78
PHILIPS LTD | INTELLIVUE X3 | 2021-05-19 | 3163.78
PHILIPS LTD | INTELLIVUE DOCK | 2021-05-19 | 525
PHILIPS LTD | INTELLIVUE DOCK | 2021-05-19 | 525
WELCH ALLYN | PRO 6000 CONNEX | 2021-03-03 | 179
BRAUN | PRO 6000 | 2021-02-26 | 149
PHILIPS LTD | MX450 | 2021-02-04 | 3114.3
PHILIPS LTD | MX450 | 2021-02-04 | 3114.3
PHILIPS LTD | MX450 | 2021-02-04 | 3114.3
PHILIPS LTD | INTELLIVUE X3 | 2021-02-04 | 3163.78
PHILIPS LTD | INTELLIVUE X3 | 2021-02-04 | 3163.78
PHILIPS LTD | MX450 | 2021-02-04 | 3114.3
PHILIPS LTD | INTELLIVUE X3 | 2021-02-04 | 3163.78
PHILIPS LTD | INTELLIVUE MMX | 2021-02-04 | 1731.82
PHILIPS LTD | 867041 B06 | 2021-02-04 | 2948
ANETIC AID | QA3 | 2020-12-07 | 2600
ANETIC AID | QA3 | 2020-12-07 | 2600
ANETIC AID | QA3 | 2020-12-07 | 2600
ANETIC AID | QA3 | 2020-12-07 | 2600
ANETIC AID | QA3 | 2020-12-07 | 2600
ANETIC AID | QA3 | 2020-12-07 | 2600
THERAPY EQUIPMENT | DIAMOND RANGE HIGH | 2020-11-11 | 67.5
THERAPY EQUIPMENT | DIAMOND RANGE HIGH | 2020-11-11 | 67.5
THERAPY EQUIPMENT | DIAMOND RANGE HIGH | 2020-11-11 | 67.5
CELSIUS MEDICAL | CALIMA | 2020-11-03 | 1700
WELCH ALLYN | GS777 | 2020-11-03 | 500
SECA | 877 | 2020-11-03 | 200
SECA | 376 | 2020-11-03 | 320
SECA | 959 | 2020-11-03 | 525
WELCH ALLYN | 74CE CONNEX | 2020-11-03 | 1500
WELCH ALLYN | 74CE CONNEX | 2020-11-03 | 1500
HAMILTON MEDICAL | T1 | 2020-09-15 | 17000
HAMILTON MEDICAL | T1 | 2020-09-15 | 17000
KARL STORZ | 8403ZX | 2020-07-13 | 11909.55
EDAN INSTRUMENTS | SONOTRAX VASCULAR | 2020-06-22 | 200
MARSDEN | M-200 | 2020-05-11 | 500
MARSDEN | M-999 | 2020-05-11 | 2395
SECA | 336 | 2020-04-23 | 335
FUJIFILM SONOSITE | SII | 2020-03-20 | 13000
FUJIFILM SONOSITE | SII | 2020-03-20 | 13000
FUJIFILM SONOSITE | L25X/13-6 MHZ | 2020-03-20 | 4000
FUJIFILM SONOSITE | L25X/13-6 MHZ | 2020-03-20 | 4000
FUJIFILM SONOSITE | P10X/8-4 MHZ | 2020-03-20 | 4000
FUJIFILM SONOSITE | P10X/8-4 MHZ | 2020-03-20 | 4000
WELCH ALLYN | 74CE CONNEX | 2019-11-14 | 1500
F & P | MR810 | 2019-11-01 | 697
F & P | MR810 | 2019-11-01 | 697
THERAPY EQUIPMENT | DIAMOND RANGE HIGH | 2019-10-14 | 0
WELCH ALLYN | 74CE CONNEX | 2019-10-11 | 1500
SECA | 877 | 2019-04-16 | 200
THERAPY EQUIPMENT | DIAMOND RANGE HIGH | 2018-12-14 | 80
SECA | 959 | 2018-10-18 | 565
F & P | AIRVO 2 | 2018-09-13 | 2000
F & P | AIRVO 2 | 2018-08-28 | 2000
DRAEGER | BABYTHERM 8004/8010 | 2018-07-13 | 9000
SECA | 416 | 2018-04-15 | 335
THERAPY EQUIPMENT | DIAMOND RANGE HIGH | 2017-11-16 | 80
ANETIC AID | QA3 | 2017-11-02 | 2600
DRAEGER | BABYTHERM 8004/8010 | 2017-10-18 | 10446.14
THERAPY EQUIPMENT | DIAMOND RANGE HIGH | 2017-10-05 | 80
THERAPY EQUIPMENT | DIAMOND RANGE HIGH | 2017-10-05 | 80
THERAPY EQUIPMENT | DIAMOND RANGE HIGH | 2017-10-05 | 80
THERAPY EQUIPMENT | DIAMOND RANGE HIGH | 2017-10-05 | 80
THERAPY EQUIPMENT | DIAMOND RANGE HIGH | 2017-10-05 | 80
WELCH ALLYN | GS777 | 2017-10-02 | 500
WELCH ALLYN | GS777 | 2017-10-02 | 500
WELCH ALLYN | GS777 | 2017-10-02 | 500
WELCH ALLYN | GS777 | 2017-10-02 | 500
WELCH ALLYN | GS777 | 2017-10-02 | 500
WELCH ALLYN | GS777 | 2017-10-02 | 500
WELCH ALLYN | GS777 | 2017-10-02 | 500
WELCH ALLYN | GS777 | 2017-10-02 | 500
WELCH ALLYN | GS777 | 2017-10-02 | 500
TANITA | WB-100MA | 2017-09-28 | 600
FRESENIUS KABI | LINK 4 + AGILIA | 2017-09-28 | 830
FRESENIUS KABI | LINK 4 + AGILIA | 2017-09-28 | 830
FRESENIUS KABI | LINK 4 + AGILIA | 2017-09-28 | 830
FRESENIUS KABI | LINK 4 + AGILIA | 2017-09-28 | 830
FRESENIUS KABI | LINK 4 + AGILIA | 2017-09-28 | 830
FRESENIUS KABI | LINK 4 + AGILIA | 2017-09-28 | 830
WELCH ALLYN | SURETEMP PLUS 692 | 2017-08-18 | 173
WELCH ALLYN | SURETEMP PLUS 692 | 2017-08-18 | 173
WELCH ALLYN | SURETEMP PLUS 692 | 2017-08-18 | 173
WELCH ALLYN | SURETEMP PLUS 692 | 2017-08-18 | 173
WELCH ALLYN | SURETEMP PLUS 692 | 2017-06-19 | 173
WELCH ALLYN | SURETEMP PLUS 692 | 2017-06-19 | 173
WELCH ALLYN | SURETEMP PLUS 692 | 2017-06-19 | 173
WELCH ALLYN | SURETEMP PLUS 692 | 2017-06-19 | 173
WELCH ALLYN | SURETEMP PLUS 692 | 2017-06-19 | 173
WELCH ALLYN | SURETEMP PLUS 692 | 2017-06-19 | 173
WELCH ALLYN | SURETEMP PLUS 692 | 2017-06-19 | 173
WELCH ALLYN | SURETEMP PLUS 692 | 2017-06-19 | 173
WELCH ALLYN | SURETEMP PLUS 692 | 2017-06-19 | 173
WELCH ALLYN | SURETEMP PLUS 692 | 2017-06-19 | 173
WELCH ALLYN | SURETEMP PLUS 692 | 2017-06-19 | 173
WELCH ALLYN | SURETEMP PLUS 692 | 2017-06-19 | 173
WELCH ALLYN | SURETEMP PLUS 692 | 2017-06-19 | 173
THERAPY EQUIPMENT | DIAMOND RANGE HIGH | 2017-02-24 | 80
F & P | MR850 | 2017-02-15 | 1000
BIOMED DEVICES | 2003I | 2017-02-15 | 800
DRAEGER | JM-105 | 2017-01-03 | 3500
WELCH ALLYN | SURETEMP PLUS 692 | 2016-09-21 | 173
WELCH ALLYN | SURETEMP PLUS 692 | 2016-09-21 | 173
WELCH ALLYN | SURETEMP PLUS 692 | 2016-09-21 | 173
WELCH ALLYN | SURETEMP PLUS 692 | 2016-09-21 | 173
SECA | 877 | 2016-04-21 | 200
DRAEGER | OXYLOG AC/DC | 2016-04-15 | 300
SHIRE | SDX-15 | 2016-02-08 | 1267
PHYSIO CONTROL | LIFEPAK 20E PACED | 2015-11-18 | 7550
GE LIMITED | MAC3500 | 2015-09-22 | 6057.04
PHILIPS LTD | M8105A | 2015-09-21 | 7333.2
ABBOTT LABS | FREESTYLE PRECISION PRO | 2015-06-16 | 1000
ABBOTT LABS | FREESTYLE PRECISION PRO | 2015-06-16 | 1000
ABBOTT LABS | FREESTYLE PRECISION PRO | 2015-06-16 | 1000
ABBOTT LABS | FREESTYLE PRECISION PRO | 2015-06-16 | 1000
ABBOTT LABS | FREESTYLE PRECISION PRO | 2015-06-16 | 1000
ABBOTT LABS | FREESTYLE PRECISION PRO | 2015-06-16 | 1000
ANETIC AID | QA3 | 2015-06-02 | 2600
PHILIPS LTD | M3002A-X2 | 2015-04-09 | 1927.85
PHILIPS LTD | M3002A-X2 | 2015-04-09 | 1927.85
PHILIPS LTD | M8105A | 2015-01-29 | 5367.36
PHILIPS LTD | M8105A | 2015-01-29 | 5367.36
PHILIPS LTD | M3002A-X2 | 2015-01-29 | 2500
PHILIPS LTD | M8023A | 2015-01-29 | 750
THERAPY EQUIPMENT | DIAMOND RANGE HIGH | 2014-11-21 | 140
ANETIC AID | QA3 | 2014-11-12 | 2600
ANETIC AID | QA3 | 2014-11-04 | 2600
ANETIC AID | QA3 | 2014-11-04 | 2600
ANETIC AID | QA3 | 2014-11-04 | 2600
BELMONT | FMS 2000 | 2014-05-15 | 15235.2
LAERDAL | LSU-2 | 2014-05-01 | 680
ANETIC AID | QA3 | 2014-04-04 | 2757
ANETIC AID | QA3 | 2013-09-10 | 2600
ANETIC AID | QA3 | 2013-09-10 | 2600
ANETIC AID | QA3 | 2013-09-10 | 2600
ANETIC AID | QA3 | 2013-09-10 | 2600
ANETIC AID | QA3 | 2013-09-10 | 2600
LAERDAL | LSU-2 | 2013-05-15 | 680
LAERDAL | LSU-2 | 2013-05-15 | 680
MATRX MEDICA | QUANTIFLEX MDM | 2013-03-12 | 2000
WELCH ALLYN | 767 DIAGNOSTIC SYSTEM | 2012-08-30 | 500
WELCH ALLYN | 767 DIAGNOSTIC SYSTEM | 2012-08-30 | 500
WELCH ALLYN | 767 DIAGNOSTIC SYSTEM | 2012-08-30 | 500
WELCH ALLYN | 767 DIAGNOSTIC SYSTEM | 2012-08-30 | 500
THERAPY EQUIPMENT | DIAMOND RANGE HIGH | 2012-08-07 | 80
THERAPY EQUIPMENT | DIAMOND RANGE HIGH | 2012-08-07 | 80
THERAPY EQUIPMENT | DIAMOND RANGE HIGH | 2012-08-07 | 80
THERAPY EQUIPMENT | DIAMOND RANGE HIGH | 2012-08-07 | 80
THERAPY EQUIPMENT | DIAMOND RANGE HIGH | 2012-08-07 | 80
THERAPY EQUIPMENT | DIAMOND RANGE HIGH | 2012-08-07 | 80
THERAPY EQUIPMENT | DIAMOND RANGE HIGH | 2012-08-07 | 80
PHILIPS LTD | M8105A | 2012-06-25 | 8195.18
PHILIPS LTD | M8105A | 2012-06-25 | 8195.18
PHILIPS LTD | M8105A | 2012-06-25 | 8195.24
PHILIPS LTD | M8105A | 2012-06-25 | 8195.18
PHILIPS LTD | M8105A | 2012-06-25 | 8195.18
PHILIPS LTD | M8105A | 2012-06-25 | 8195.18
PHILIPS LTD | M8105A | 2012-06-25 | 8195.18
PHILIPS LTD | M3002A-X2 | 2012-06-25 | 2500
PHILIPS LTD | M8105A | 2012-06-25 | 8195.18
PHILIPS LTD | M8105A | 2012-06-25 | 6196.68
PHILIPS LTD | M8105A | 2012-06-25 | 8195.18
PHILIPS LTD | M3002A-X2 | 2012-06-25 | 2500
PHILIPS LTD | M3015A | 2012-05-21 | 2800
PHILIPS LTD | M3002A-X2 | 2012-05-21 | 2500
TERAOKA | DS-502 | 2012-03-16 | 189
DRAEGER | BABYTHERM 8004/8010 | 2011-12-13 | 9000
MEDELA | SYMPHONY | 2011-10-27 | 1900
WELCH ALLYN | 767 DIAGNOSTIC SYSTEM | 2010-09-10 | 500
WELCH ALLYN | DURASHOCK | 2010-07-27 | 30
SECA | 336 | 2009-10-02 | 335
TELEDYNE | MX300-1 | 2009-09-28 | 346.75
TELEDYNE | MX300-1 | 2009-09-28 | 346.75
WELCH ALLYN | 767 DIAGNOSTIC SYSTEM | 2009-03-02 | 500
WELCH ALLYN | 767 DIAGNOSTIC SYSTEM | 2009-01-21 | 500
WELCH ALLYN | 767 DIAGNOSTIC SYSTEM | 2009-01-21 | 500
WELCH ALLYN | 767 DIAGNOSTIC SYSTEM | 2008-05-08 | 500
WELCH ALLYN | 767 DIAGNOSTIC SYSTEM | 2008-05-08 | 500
WELCH ALLYN | 767 DIAGNOSTIC SYSTEM | 2008-05-08 | 500
WELCH ALLYN | 767 DIAGNOSTIC SYSTEM | 2008-02-25 | 500
WELCH ALLYN | 767 DIAGNOSTIC SYSTEM | 2008-02-25 | 500
WELCH ALLYN | 767 DIAGNOSTIC SYSTEM | 2008-02-25 | 500
WELCH ALLYN | SPOT 420(NBP/SPO2) | 2007-12-20 | 2000
WELCH ALLYN | 71116 | 2007-12-13 | 308
PHILIPS LTD | VM4 | 2007-04-26 | 3000
DATEX-OHMEDA | 15 | 2006-08-03 | 162.15
BRANDON MEDICAL | OPTICA 388 | 2006-02-21 | 150
EVANS LTD | 100 | 2005-12-28 | 400
NELLCOR | NPB40 | 2005-06-28 | 1300
CRITIKON | PROCARE 400 | 2003-08-06 | 2400
THERAPY EQUIPMENT | ENTONOX | 2002-10-21 | 182.5
THERAPY EQUIPMENT | ENTONOX | 2001-10-22 | 182.5
THERAPY EQUIPMENT | ZZ | 2001-09-06 | 262
SHIRE | SA-6 | 2001-09-01 | 350
SHIRE | SA-6 | 2001-09-01 | 350
THORNE ELECT | MEDIHEAT 1200 | 2001-08-30 | 375
THERAPY EQUIPMENT | ZZ | 2001-08-30 | 262
THERAPY EQUIPMENT | ZZ | 2001-08-30 | 262
THERAPY EQUIPMENT | ZZ | 2001-08-30 | 262
THERAPY EQUIPMENT | ZZ | 2001-08-30 | 262
THERAPY EQUIPMENT | ZZ | 2001-08-30 | 262
THERAPY EQUIPMENT | ZZ | 2001-08-30 | 262
DESOUTTER MEDICAL | CC5 | 2001-05-15 | 1644
NA | MEMO/GENERAL SUNDRIES | 2001-04-26 | 0
DATEX-OHMEDA | 15 | 2001-04-24 | 77.43
PLINTH 2000 | 503E | 2001-04-20 | 800
TELEDYNE | TED-191 | 2000-05-24 | 270
WELCH ALLYN | 71156 | 2000-01-01 | 200
TANITA | TLD-622 | 1990-10-01 | 200
MEMO-INTERN | PMG-BCH/3/A&E | 1987-01-01 | 0
DRAEGER | AIR PLANT | 2022-04-26 | 1100
DRAEGER | AIR PLANT | 2001-09-01 | 1100
SMITH & NEPHEW | COBLATOR II | 2020-09-01 | 8000
XENOSYS CO LTD | L2S14C | 2017-07-03 | 300
CYNOSURE | CRYO 6 | 2016-12-09 | 10000
CYNOSURE | CYNERGY | 2016-12-09 | 43000
QED SCIENTIFIC | FW-40 | 2016-09-23 | 2000
PHILIPS LTD | M3002A-X2 | 2015-11-23 | 4513
PHILIPS LTD | MX400 | 2015-11-23 | 14700
PHILIPS LTD | M3002A-X2 | 2015-11-23 | 4513
PHILIPS LTD | MX800 | 2015-11-20 | 14700
MEDTRONIC | NIM RESPONSE 3 | 2015-01-20 | 8000
TERAOKA | DS-673SS-6KG | 2014-07-04 | 265
DATEX-OHMEDA | TEC7 ISO | 2014-04-22 | 2500
DATEX-OHMEDA | TEC7 SEVO | 2014-02-17 | 2000
WELCH ALLYN | SOLARC | 2004-10-01 | 2900
SONY | UP-21MD | 2004-09-30 | 1750
PENLON | IDP | 2002-11-13 | 794
MEMO-INTERN | MEMO-MI SUNDRIES | 2021-09-13 | 0
NA | CAPITAL SUNDRY NUMBER | 2020-07-16 | 0
MEMO-INTERN | MEMO-MI SUNDRIES | 2019-09-17 | 0
NA | CAPITAL SUNDRY NUMBER | 2019-08-20 | 0
NA | CAPITAL SUNDRY NUMBER | 2019-08-20 | 0
NA | CAPITAL SUNDRY NUMBER | 2019-08-20 | 0
NA | CAPITAL SUNDRY NUMBER | 2019-08-20 | 0
NA | CAPITAL SUNDRY NUMBER | 2019-06-17 | 0
NA | CAPITAL SUNDRY NUMBER | 2019-06-17 | 0
NA | CAPITAL SUNDRY NUMBER | 2019-06-17 | 0
NA | CAPITAL SUNDRY NUMBER | 2019-06-17 | 0
NA | CAPITAL SUNDRY NUMBER | 2019-06-17 | 0
NA | CAPITAL SUNDRY NUMBER | 2019-06-17 | 0
NA | CAPITAL SUNDRY NUMBER | 2019-06-17 | 0
NA | CAPITAL SUNDRY NUMBER | 2019-06-17 | 0
NA | CAPITAL SUNDRY NUMBER | 2019-06-17 | 0
NA | CAPITAL SUNDRY NUMBER | 2019-06-17 | 0
NA | CAPITAL SUNDRY NUMBER | 2019-06-17 | 0
NA | CAPITAL SUNDRY NUMBER | 2019-06-17 | 0