## Sheet 1
Device type | Model Description | Manufacturer | Model | Acceptance Date | Purchase Price Inc. VAT(typed) | Latest PM | Next PM
VAN - DIESEL | VAN - VAUXHALL VIVARO | VAUXHALL | VIVARO | 2021-04-07 | 0
ULTRASOUND SCANNER | TABLET ULTRASOUND SYSTEM | BALLATER MEDICAL LTD | UPROBE-L6C | 2023-01-13 | 1800
COMPUTER - TABLET/NETBOOK | 180221-013 | APPLE | iPad 7th GEN. (MW742B/A) | 2021-04-20 | 636 | 2024-08-06 | 2025-07-14
ULTRASOUND PROBE | CURVILINEAR PROBE | PHILIPS LTD | C5-2 | 2021-11-04 | 5400 | 2024-08-06 | 2025-07-14
ULTRASOUND PROBE | BROADBAND SECTOR ARRAY PROBE | PHILIPS LTD | S4-1 | 2021-11-04 | 5400 | 2024-08-06 | 2025-07-14
ULTRASOUND PROBE | LINEAR ARRAY PROBE | PHILIPS LTD | L12-4 | 2021-11-04 | 5400 | 2024-08-06 | 2025-07-14
ULTRASOUND SCANNER | LUMIFY ULTRASOUND SYSTEM | PHILIPS LTD | LUMIFY (989605449841) | 2021-11-04 | 0 | 2024-08-06 | 2025-07-14
COMPUTER - TABLET/NETBOOK | 180221-013 | APPLE | iPad 7th GEN. (MW742B/A) | 2021-04-20 | 636 | 2024-08-06 | 2025-07-14
ULTRASOUND PROBE | CURVILINEAR PROBE | PHILIPS LTD | C5-2 | 2021-11-04 | 5400 | 2024-08-06 | 2025-07-14
ULTRASOUND PROBE | BROADBAND SECTOR ARRAY PROBE | PHILIPS LTD | S4-1 | 2021-11-04 | 5400 | 2024-08-06 | 2025-07-14
ULTRASOUND PROBE | LINEAR ARRAY PROBE | PHILIPS LTD | L12-4 | 2021-11-04 | 5400 | 2024-08-06 | 2025-07-14
ULTRASOUND SCANNER | LUMIFY ULTRASOUND SYSTEM | PHILIPS LTD | LUMIFY (989605449841) | 2021-11-04 | 0 | 2024-08-06 | 2025-07-14
PRINTER | PRINTER - LASER MONO | BROTHER | HL5350 | 2012-05-31 | 288
CYSTOSCOPE | CYSTOSCOPE | OLYMPUS | CYF-VH | 2023-05-23 | 18000
CYSTOSCOPE | CYSTOSCOPE | OLYMPUS | CYF-VH | 2023-05-23 | 18000
CYSTOSCOPE | CYSTOSCOPE | OLYMPUS | CYF-VH | 2023-05-23 | 18000
CYSTOSCOPE | CYSTOSCOPE | OLYMPUS | CYF-VH | 2023-05-23 | 18000
CYSTOSCOPE | CYSTOSCOPE | OLYMPUS | CYF-VH | 2023-05-23 | 18000
CYSTOSCOPE | CYSTOSCOPE | OLYMPUS | CYF-VH | 2023-05-23 | 18000
CYSTOSCOPE | CYSTOSCOPE | OLYMPUS | CYF-VH | 2023-05-23 | 18000
CYSTOSCOPE | CYSTOSCOPE | OLYMPUS | CYF-VH | 2023-05-23 | 18000
FLOWMETER | O2 DIAMOND FLOWMETER | THERAPY EQUIPMENT | 9505 | 2024-08-28 | 0 |  | 2031-08-28
FLOWMETER | O2 DIAMOND FLOWMETER | THERAPY EQUIPMENT | 9505 | 2024-08-28 | 0 |  | 2031-08-28
FLOWMETER | O2 DIAMOND FLOWMETER | THERAPY EQUIPMENT | 9505 | 2024-08-28 | 0 |  | 2031-08-28
FLOWMETER | O2 DIAMOND FLOWMETER | THERAPY EQUIPMENT | 9505 | 2024-08-28 | 0 |  | 2031-08-28
FLOWMETER | O2 DIAMOND FLOWMETER | THERAPY EQUIPMENT | 9505 | 2024-08-28 | 0 |  | 2031-08-28
FLOWMETER | O2 DIAMOND FLOWMETER | THERAPY EQUIPMENT | 9505 | 2024-08-28 | 0 |  | 2031-08-28
FLOWMETER | O2 DIAMOND FLOWMETER | THERAPY EQUIPMENT | 9505 | 2024-08-28 | 0 |  | 2031-08-28
FLOWMETER | O2 DIAMOND FLOWMETER | THERAPY EQUIPMENT | 9505 | 2024-08-28 | 0 |  | 2031-08-28
FLOWMETER | O2 DIAMOND FLOWMETER | THERAPY EQUIPMENT | 9505 | 2024-08-28 | 0 |  | 2031-08-28
FLOWMETER | O2 DIAMOND FLOWMETER | THERAPY EQUIPMENT | 9505 | 2024-08-28 | 0 |  | 2031-08-28
FLOWMETER | O2 DIAMOND FLOWMETER | THERAPY EQUIPMENT | 9505 | 2024-08-28 | 0 |  | 2031-08-28
FLOWMETER | O2 DIAMOND FLOWMETER | THERAPY EQUIPMENT | 9505 | 2024-08-28 | 0 |  | 2031-08-28
FLOWMETER | O2 DIAMOND FLOWMETER | THERAPY EQUIPMENT | 9505 | 2024-08-28 | 0 |  | 2031-08-28
FLOWMETER | O2 DIAMOND FLOWMETER | THERAPY EQUIPMENT | 9505 | 2024-08-28 | 0 |  | 2031-08-28
FLOWMETER | O2 DIAMOND FLOWMETER | THERAPY EQUIPMENT | 9505 | 2024-08-28 | 0 |  | 2031-08-28
FLOWMETER | O2 DIAMOND FLOWMETER | THERAPY EQUIPMENT | 9505 | 2024-08-28 | 0 |  | 2031-08-28
FLOWMETER | O2 DIAMOND FLOWMETER | THERAPY EQUIPMENT | 9505 | 2024-08-28 | 0 |  | 2031-08-28
FLOWMETER | O2 DIAMOND FLOWMETER | THERAPY EQUIPMENT | 9505 | 2024-08-28 | 0 |  | 2031-08-28
FLOWMETER | O2 DIAMOND FLOWMETER | THERAPY EQUIPMENT | 9505 | 2024-08-28 | 0 |  | 2031-08-28
FLOWMETER | O2 DIAMOND FLOWMETER | THERAPY EQUIPMENT | 9505 | 2024-08-28 | 0 |  | 2031-08-28
FLOWMETER | O2 DIAMOND FLOWMETER | THERAPY EQUIPMENT | 9505 | 2024-08-28 | 0 |  | 2031-08-28
FLOWMETER | O2 DIAMOND FLOWMETER | THERAPY EQUIPMENT | 9505 | 2024-08-28 | 0 |  | 2031-08-28
FLOWMETER | O2 DIAMOND FLOWMETER | THERAPY EQUIPMENT | 9505 | 2024-08-28 | 0 |  | 2031-08-28
FLOWMETER | O2 DIAMOND FLOWMETER | THERAPY EQUIPMENT | 9505 | 2024-08-28 | 0 |  | 2031-08-28
FLOWMETER | O2 DIAMOND FLOWMETER | THERAPY EQUIPMENT | 9505 | 2024-08-28 | 0 |  | 2031-08-28
FLOWMETER | O2 DIAMOND FLOWMETER | THERAPY EQUIPMENT | 9505 | 2024-08-28 | 0 |  | 2031-08-28
FLOWMETER | O2 DIAMOND FLOWMETER | THERAPY EQUIPMENT | 9505 | 2024-08-28 | 0 |  | 2031-08-28
FLOWMETER | O2 DIAMOND FLOWMETER | THERAPY EQUIPMENT | 9505 | 2024-08-28 | 0 |  | 2031-08-28
FLOWMETER | O2 DIAMOND FLOWMETER | THERAPY EQUIPMENT | 9505 | 2024-08-28 | 0 |  | 2031-08-28
FLOWMETER | O2 DIAMOND FLOWMETER | THERAPY EQUIPMENT | 9505 | 2024-08-28 | 0 |  | 2031-08-28
FLOWMETER | O2 DIAMOND FLOWMETER | THERAPY EQUIPMENT | 9505 | 2024-08-28 | 0 |  | 2031-08-28
FLOWMETER | O2 DIAMOND FLOWMETER | THERAPY EQUIPMENT | 9505 | 2024-08-28 | 0 |  | 2031-08-28
FLOWMETER | O2 DIAMOND FLOWMETER | THERAPY EQUIPMENT | 9505 | 2024-08-28 | 0 |  | 2031-08-28
FLOWMETER | O2 DIAMOND FLOWMETER | THERAPY EQUIPMENT | 9505 | 2024-08-28 | 0 |  | 2031-08-28
FLOWMETER | O2 DIAMOND FLOWMETER | THERAPY EQUIPMENT | 9505 | 2024-08-28 | 0 |  | 2031-08-28
FLOWMETER | O2 DIAMOND FLOWMETER | THERAPY EQUIPMENT | 9505 | 2024-08-28 | 0 |  | 2031-08-28
FLOWMETER | O2 DIAMOND FLOWMETER | THERAPY EQUIPMENT | 9505 | 2024-08-28 | 0 |  | 2031-08-28
FLOWMETER | O2 DIAMOND FLOWMETER | THERAPY EQUIPMENT | 9505 | 2024-08-28 | 0 |  | 2031-08-28
FLOWMETER | O2 DIAMOND FLOWMETER | THERAPY EQUIPMENT | 9505 | 2024-08-28 | 0 |  | 2031-08-28
FLOWMETER | O2 DIAMOND FLOWMETER | THERAPY EQUIPMENT | 9505 | 2024-08-28 | 0 |  | 2031-08-28
FLOWMETER | O2 DIAMOND FLOWMETER | THERAPY EQUIPMENT | 9505 | 2024-08-28 | 0 |  | 2031-08-28
FLOWMETER | O2 DIAMOND FLOWMETER | THERAPY EQUIPMENT | 9505 | 2024-08-28 | 0 |  | 2031-08-28
FLOWMETER | O2 DIAMOND FLOWMETER | THERAPY EQUIPMENT | 9505 | 2024-08-28 | 0 |  | 2031-08-28
FLOWMETER | O2 DIAMOND FLOWMETER | THERAPY EQUIPMENT | 9505 | 2024-08-28 | 0 |  | 2031-08-28
FLOWMETER | O2 DIAMOND FLOWMETER | THERAPY EQUIPMENT | 9505 | 2024-08-28 | 0 |  | 2031-08-28
FLOWMETER | O2 DIAMOND FLOWMETER | THERAPY EQUIPMENT | 9505 | 2024-08-28 | 0 |  | 2031-08-28
FLOWMETER | O2 DIAMOND FLOWMETER | THERAPY EQUIPMENT | 9505 | 2024-08-28 | 0 |  | 2031-08-28
FLOWMETER | O2 DIAMOND FLOWMETER | THERAPY EQUIPMENT | 9505 | 2024-08-28 | 0 |  | 2031-08-28
FLOWMETER | O2 DIAMOND FLOWMETER | THERAPY EQUIPMENT | 9505 | 2024-08-28 | 0 |  | 2031-08-28
FLOWMETER | O2 DIAMOND FLOWMETER | THERAPY EQUIPMENT | 9505 | 2024-08-28 | 0 |  | 2031-08-28
FLOWMETER | O2 DIAMOND FLOWMETER | THERAPY EQUIPMENT | 9505 | 2024-08-28 | 0 |  | 2031-08-28
FLOWMETER | O2 DIAMOND FLOWMETER | THERAPY EQUIPMENT | 9505 | 2024-08-28 | 0 |  | 2031-08-28
FLOWMETER | O2 DIAMOND FLOWMETER | THERAPY EQUIPMENT | 9505 | 2024-08-28 | 0 |  | 2031-08-28
FLOWMETER | O2 DIAMOND FLOWMETER | THERAPY EQUIPMENT | 9505 | 2024-08-28 | 0 |  | 2031-08-28
FLOWMETER | O2 DIAMOND FLOWMETER | THERAPY EQUIPMENT | 9505 | 2024-08-28 | 0 |  | 2031-08-28
FLOWMETER | O2 DIAMOND FLOWMETER | THERAPY EQUIPMENT | 9505 | 2024-08-28 | 0 |  | 2031-08-28
FLOWMETER | O2 DIAMOND FLOWMETER | THERAPY EQUIPMENT | 9505 | 2024-08-28 | 0 |  | 2031-08-28
FLOWMETER | O2 DIAMOND FLOWMETER | THERAPY EQUIPMENT | 9505 | 2024-08-28 | 0 |  | 2031-08-28
FLOWMETER | O2 DIAMOND FLOWMETER | THERAPY EQUIPMENT | 9505 | 2024-08-28 | 0 |  | 2031-08-28
FLOWMETER | O2 DIAMOND FLOWMETER | THERAPY EQUIPMENT | 9505 | 2024-08-28 | 0 |  | 2031-08-28
FLOWMETER | O2 DIAMOND FLOWMETER | THERAPY EQUIPMENT | 9505 | 2024-08-28 | 0 |  | 2031-08-28
FLOWMETER | O2 DIAMOND FLOWMETER | THERAPY EQUIPMENT | 9505 | 2024-08-28 | 0 |  | 2031-08-28
FLOWMETER | O2 DIAMOND FLOWMETER | THERAPY EQUIPMENT | 9505 | 2024-08-28 | 0 |  | 2031-08-28
FLOWMETER | O2 DIAMOND FLOWMETER | THERAPY EQUIPMENT | 9505 | 2024-08-28 | 0 |  | 2031-08-28
FLOWMETER | O2 DIAMOND FLOWMETER | THERAPY EQUIPMENT | 9505 | 2024-08-28 | 0 |  | 2031-08-28
CARDIOGRAPH | CARDIOGRAPH | GE LIMITED | MAC2000 | 2024-08-15 | 1860 |  | 2025-08-15
ABLATION MACHINE | PLASMA BLADE GENERATOR | MEDTRONIC | 40-405-1 | 2024-10-21 | 0
PACEMAKER PROGRAMMER | PACEMAKER PROGRAMMER | BIOTRONIK | RENAMIC | 2024-08-20 | 3600 |  | 2027-08-20
ULTRASONIC UNIT | ULTRASONIC GENERATOR | LOTUS ULTRASONIC | LOTUS LG4 | 2024-06-21 | 12000 |  | 2024-10-15
GAS ANALYSER | ANAESTHETIC GAS MODULE | SEDANA MEDICAL AB | AMG-06 | 2024-04-25 | 4320 |  | 2025-03-27
GAS ANALYSER | ANAESTHETIC GAS MODULE | SEDANA MEDICAL AB | AMG-06 | 2024-04-25 | 4320 |  | 2025-03-27
THERMOMETER CALIBRATOR | SURETEMP/THERMOSCAN CALIBRATOR | WELCH ALLYN | 9600 PLUS CALIBRATION TESTER | 2023-11-29 | 1070.4 |  | 2024-11-20
CARDIOGRAPH | CARDIOGRAPH | MORTARA INST | ELI 150C | 2024-07-03 | 600 |  | 2025-07-03
COMPUTER - TABLET/NETBOOK | IPAD PRO 12.9 INCH SCREEN | APPLE | IPAD PRO | 2024-07-03 | 1650 |  | 2027-07-12
PATIENT MONITOR | DIGITAL ENDPOINT PLATFORM FOR MOBILITY ASSESSMENT | SYSNAV | SV95C - SYDE | 2024-07-04 | 1200
PATIENT MONITOR | DIGITAL ENDPOINT PLATFORM FOR MOBILITY ASSESSMENT | SYSNAV | SV95C - SYDE | 2024-07-04 | 1200
LASER | LASER - PASCAL PATTERN SCAN | OPTIMA LTD | PASCAL | 2024-06-17 | 0 |  | 2024-06-03
SPIROMETER | DIGITAL SPIROMETER | CLARIO | ERT SPIROSPHERE | 2024-06-14 | 1200 |  | 2025-06-14
POWERED TABLE | OPHTHALMIC ELECTRIC TABLE | MDT | MD-1 | 2024-02-27 | 3600
VIS/FIELD ANALYSER | VISUAL FIELD FOR CENTRAL MACULAR | CENTERVUE | MAIA | 2024-02-27 | 36000
CENTRIFUGE | DIGITAL VORTEX METER | THERMO SCIENTIFIC | 88882010 | 2024-02-05 | 3600 |  | 2025-02-05
PATIENT TEMPERATURE MANAGEMENT SYSTEM | PATIENT TEMPERATURE MANAGEMENT SYSTEM | MEDIVANCE IN | ARCTIC SUN 5000 | 2024-03-22 | 24000 |  | 2024-06-26
DYNAMOMETER | HAND DYNAMOMETER | KERN & SOHN | MAP 80K1 | 2024-02-27 | 324 |  | 2027-02-26
ULTRASOUND SCANNER | LIVER SCANNER | ECHOSENS | FIBROSCAN 430 MINI | 2024-01-30 | 48441.6 | 2024-03-08 | 2025-03-08
DEFIBRILLATOR | DEFIBRILLATOR | MINDRAY | BENEHEART D30 | 2024-01-04 | 6345.3 |  | 2024-04-08
CARDIOGRAPH | CARDIOGRAPH | MORTARA INST | ELI 150C | 2023-10-18 | 600 |  | 2024-10-18
BLOOD PUMP | AUTOMATED IMPELLA CONTROLLER | ABIOMED | AUTOMATED IMPELLA CONTROLLER | 2023-10-11 | 0 |  | 2024-01-11
PATIENT TEMPERATURE MANAGEMENT SYSTEM | CRITICOOL MINI | BELMONT | 100-00024 | 2024-10-15 | 0 |  | 2025-10-15
NASENDOSCOPE VIDEO SYSTEM | ENDOSCOPE - VIDEO NASOPHARYNGOSCOPE | XION MEDICAL | OR-PC (ENDOFLEX) | 2024-09-05 | 0 |  | 2025-09-05
DRILL | DRILL POWER SYSTEM | MEDTRONIC | IPC | 2024-02-20 | 0 |  | 2024-05-20
PUMP DOCKING STATION | PUMP DOCKING STATION | B.BRAUN | SPACESTATION | 2024-01-03 | 720 |  | 2026-01-03
COMPUTER - LAPTOP/NOTEBOOK | LAPTOP - ERT MASTERSCOPE CT / ECG LAPTOP/NOTEBOOK COMPUTER | FUJITSU | 5E15A2 | 2023-11-23 | 2400
LASER - CLASS 4 | PHACO VITRECTOMY SYSTEM | DORC | EVA NEXUS 9000.COM03 | 2023-11-02 | 100390.8 |  | 2024-11-01
LASER - CLASS 4 | PHACO VITRECTOMY SYSTEM | DORC | EVA NEXUS 9000.COM03 | 2023-11-01 | 100390.8 |  | 2024-11-01
LASER - CLASS 4 | PHACO VITRECTOMY SYSTEM | DORC | EVA NEXUS 9000.COM03 | 2023-11-01 | 100390.8 |  | 2024-11-01
CARDIOGRAPH | CARDIOGRAPH | GE LIMITED | MAC2000 | 2023-10-13 | 6187.2 |  | 2024-10-13
DIATHERMY MACHINE | RF GENERATOR | STRYKER | MULTIGEN 2 | 2023-09-04 | 56400
LASER - CLASS 4 | CYCLODIODE LASER FOR GLAUCOMA TREATMENT | QUANTEL MEDICAL | VITRA 810 | 2023-08-22 | 27600 |  | 2024-08-22
VITAL SIGNS MONITOR | VITAL SIGNS MONITOR: NBP | OMRON | M7 INTELLI IT HEM-736IT-EBK | 2023-08-10 | 120
SCALES | SCALES - FLUID | KERN | KB 650-2N | 2023-08-10 | 396
DIATHERMY MACHINE | RF GENERATOR | STRYKER | MULTIGEN 2 | 2023-08-08 | 56400
DIATHERMY MACHINE | RF GENERATOR | STRYKER | MULTIGEN 2 | 2023-06-26 | 56400
ULTRASOUND SCANNER | ULTRASOUND SCANNER | PHILIPS LTD | EPIQ CVx | 2023-07-10 | 156000
KERATOME | MICROKERATOME FOR CORNEAL SURGERY | J.MORITA MFG | MORIA EVOLUTION 3E CONSOLE | 2023-06-02 | 28800 |  | 2023-06-30
OPHTHALMOSCOPE-INDIRECT | VANTAGE PLUS LED/BULB | KEELER | 1205-P-1020 | 2023-06-02 | 3594 |  | 2023-03-08
LASER - CLASS 4 | CYCLODIODE LASER FOR GLAUCOMA TREATMENT | QUANTEL MEDICAL | VITRA 810 | 2023-06-02 | 27600 |  | 2024-06-02
OPHTHALMOSCOPE-INDIRECT | VANTAGE PLUS LED/BULB | KEELER | 1205-P-1020 | 2023-06-02 | 3594 |  | 2023-03-08
LASER - CLASS 4 | CYCLODIODE LASER FOR GLAUCOMA TREATMENT | QUANTEL MEDICAL | VITRA 810 | 2023-06-02 | 27600 |  | 2024-06-02
ELECTRIC BED | BARIATRIC EXPANDABLE BED | HAELVOET | OLYMPIA | 2023-06-01 | 7200
HEADLIGHT SYSTEM | FLYTE SURGICAL HELMET | STRYKER | FLYTE | 2024-08-01 | 600 |  | 2027-08-01
CARDIOGRAPH | CARDIOGRAPH | MINDRAY | BENEHEART R3 | 2024-07-26 | 1440
CO-OXIMETER | PULSE CO-OXIMETER | MASIMO UK | RAD-67 | 2024-06-18 | 1014 | 2024-10-07 | 2025-09-30
BLOOD PUMP | BLOOD PUMP | THORATEC | CENTRIMAG 201-30300 | 2023-06-16 | 6000 |  | 2024-11-30
BLOOD PUMP | BLOOD PUMP | THORATEC | CENTRIMAG 201-30300 | 2023-06-16 | 6000 |  | 2024-11-30
BLOOD PUMP | BLOOD PUMP | THORATEC | CENTRIMAG 201-30300 | 2023-06-16 | 6000 |  | 2024-11-30
PATIENT MONITOR | PATIENT MONITOR CONNECTIVITY PLATFORM | MASIMO UK | ROOT | 2023-06-01 | 3600 |  | 2026-06-01
PATIENT MONITOR | PATIENT MONITOR CONNECTIVITY PLATFORM | MASIMO UK | ROOT | 2023-06-01 | 3600 |  | 2026-06-01
GAS ANALYSER | ANAESTHETIC GAS MODULE | SEDANA MEDICAL AB | AMG-06 | 2023-04-11 | 4320 |  | 2025-03-27
GAS ANALYSER | ANAESTHETIC GAS MODULE | SEDANA MEDICAL AB | AMG-06 | 2023-04-11 | 4320 |  | 2025-03-27
GAS ANALYSER | ANAESTHETIC GAS MODULE | SEDANA MEDICAL AB | AMG-06 | 2023-04-11 | 4320 |  | 2025-03-27
INTRACRANIAL PRESSURE MONITOR | INTRACRANIAL PRESSURE MONITOR | CHRISTOPH MIETHKE GMBH & CO. KG | SENSOR RESERVOIR READER UNIT | 2023-03-22 | 1800
COMPUTER - LAPTOP/NOTEBOOK | COMPUTER - LAPTOP | LENOVO | THINKPAD L15 GEN 4 | 2024-07-25 | 1137.6
COMPUTER - LAPTOP/NOTEBOOK | COMPUTER - LAPTOP | LENOVO | THINKPAD L15 GEN 4 | 2024-07-23 | 1137.6
COMPUTER - LAPTOP/NOTEBOOK | COMPUTER - LAPTOP | LENOVO | THINKPAD L15 GEN 4 | 2024-05-29 | 1224
COMPUTER - LAPTOP/NOTEBOOK | COMPUTER - LAPTOP | LENOVO | THINKPAD L15 GEN 4 | 2024-07-23 | 1137.6
COMPUTER - LAPTOP/NOTEBOOK | COMPUTER - LAPTOP | LENOVO | THINKPAD L15 GEN 4 | 2024-05-14 | 1224
COMPUTER - LAPTOP/NOTEBOOK | COMPUTER - LAPTOP | LENOVO | THINKPAD L15 GEN 4 | 2024-07-23 | 1137.6
COMPUTER - LAPTOP/NOTEBOOK | COMPUTER - LAPTOP | LENOVO | THINKPAD L15 GEN 4 | 2024-07-23 | 1137.6
COMPUTER - LAPTOP/NOTEBOOK | COMPUTER - LAPTOP | LENOVO | THINKPAD L15 GEN 4 | 2024-01-08 | 1224
COMPUTER - LAPTOP/NOTEBOOK | COMPUTER - LAPTOP | LENOVO | THINKPAD L15 GEN 4 | 2023-10-26 | 1224
COMPUTER - LAPTOP/NOTEBOOK | COMPUTER - LAPTOP | LENOVO | THINKPAD L15 GEN 4 | 2023-10-26 | 1224
COMPUTER - LAPTOP/NOTEBOOK | COMPUTER - LAPTOP | LENOVO | THINKPAD L15 GEN 4 | 2023-10-26 | 1224
COMPUTER - TABLET/NETBOOK | IPAD PRO 12.9 INCH SCREEN | APPLE | IPAD PRO | 2023-08-10 | 2058
COMPUTER - LAPTOP/NOTEBOOK | COMPUTER - LAPTOP | LENOVO | THINKPAD L14 | 2022-11-29 | 1200
COMPUTER - LAPTOP/NOTEBOOK | COMPUTER - LAPTOP | LENOVO | THINKPAD L14 | 2022-12-01 | 1200
COMPUTER - LAPTOP/NOTEBOOK | LAPTOP COMPUTER | DELL COMPUTERS | LATITUDE 5520 | 2022-02-21 | 1206
COMPUTER - LAPTOP/NOTEBOOK | LAPTOP COMPUTER | DELL COMPUTERS | LATITUDE 5520 | 2022-02-21 | 1206
COMPUTER - LAPTOP/NOTEBOOK | LAPTOP COMPUTER | DELL COMPUTERS | LATITUDE 5410 | 2021-03-03 | 1200
COMPUTER - LAPTOP/NOTEBOOK | LAPTOP COMPUTER | DELL COMPUTERS | LATITUDE 5310 | 2021-01-11 | 1221.6
COMPUTER - LAPTOP/NOTEBOOK | LAPTOP COMPUTER | DELL COMPUTERS | LATITUDE 5310 | 2021-01-11 | 1221.6
COMPUTER - LAPTOP/NOTEBOOK | LAPTOP COMPUTER | DELL COMPUTERS | LATITUDE 5310 | 2021-01-11 | 1221.6
COMPUTER - LAPTOP/NOTEBOOK | LAPTOP COMPUTER | DELL COMPUTERS | LATITUDE 5510 | 2020-12-21 | 1050
COMPUTER - LAPTOP/NOTEBOOK | LAPTOP COMPUTER | DELL COMPUTERS | LATITUDE 5310 | 2020-09-15 | 1656
COMPUTER - LAPTOP/NOTEBOOK | LAPTOP COMPUTER | DELL COMPUTERS | 5300 | 2020-04-07 | 819.6
COMPUTER - LAPTOP/NOTEBOOK | LAPTOP COMPUTER | DELL COMPUTERS | 5300 | 2019-12-18 | 819.6
COMPUTER - LAPTOP/NOTEBOOK | LAPTOP COMPUTER | DELL COMPUTERS | 5300 | 2019-12-18 | 819.6
COMPUTER - LAPTOP/NOTEBOOK | LAPTOP COMPUTER | DELL COMPUTERS | 5300 | 2019-12-19 | 819.6
COMPUTER - LAPTOP/NOTEBOOK | LAPTOP COMPUTER | DELL COMPUTERS | 5300 | 2019-12-19 | 819.6
COMPUTER - LAPTOP/NOTEBOOK | LAPTOP COMPUTER | DELL COMPUTERS | LATITUDE 7390 | 2019-06-20 | 1656
COMPUTER - LAPTOP/NOTEBOOK | LAPTOP COMPUTER | DELL COMPUTERS | LATITUDE 7390 | 2019-06-07 | 1656
COMPUTER - LAPTOP/NOTEBOOK | LAPTOP COMPUTER | DELL COMPUTERS | LATITUDE 7390 | 2019-04-08 | 1656
COMPUTER - LAPTOP/NOTEBOOK | LAPTOP COMPUTER | DELL COMPUTERS | LATITUDE 7390 | 2019-04-08 | 1656
COMPUTER - LAPTOP/NOTEBOOK | LAPTOP COMPUTER | DELL COMPUTERS | LATITUDE 7390 | 2019-04-08 | 1656
COMPUTER - LAPTOP/NOTEBOOK | LAPTOP COMPUTER | DELL COMPUTERS | LATITUDE 7390 | 2019-04-08 | 1656
COMPUTER - LAPTOP/NOTEBOOK | LAPTOP COMPUTER | DELL COMPUTERS | LATITUDE 7390 | 2019-04-08 | 1656
COMPUTER - LAPTOP/NOTEBOOK | LAPTOP COMPUTER | DELL COMPUTERS | LATITUDE 7390 | 2019-04-08 | 1656
COMPUTER - LAPTOP/NOTEBOOK | LAPTOP COMPUTER | DELL COMPUTERS | LATITUDE 7390 | 2019-04-08 | 1656
COMPUTER - LAPTOP/NOTEBOOK | LAPTOP COMPUTER | DELL COMPUTERS | LATITUDE 7390 | 2019-04-08 | 1656
COMPUTER - LAPTOP/NOTEBOOK | LAPTOP COMPUTER | DELL COMPUTERS | LATITUDE 7390 | 2019-04-08 | 1656
COMPUTER - LAPTOP/NOTEBOOK | LAPTOP COMPUTER | DELL COMPUTERS | LATITUDE 7390 | 2019-04-08 | 1656
COMPUTER - LAPTOP/NOTEBOOK | LAPTOP COMPUTER | DELL COMPUTERS | LATITUDE 7390 | 2019-02-01 | 1656
COMPUTER - LAPTOP/NOTEBOOK | LAPTOP COMPUTER | DELL COMPUTERS | LATITUDE 7390 | 2019-02-01 | 1656
COMPUTER - LAPTOP/NOTEBOOK | LAPTOP COMPUTER | DELL COMPUTERS | LATITUDE 7390 | 2019-02-01 | 1656
COMPUTER - LAPTOP/NOTEBOOK | LAPTOP COMPUTER | DELL COMPUTERS | LATITUDE 7390 | 2019-02-01 | 1656
COMPUTER - LAPTOP/NOTEBOOK | LAPTOP COMPUTER | DELL COMPUTERS | LATITUDE 7390 | 2019-02-01 | 1656
COMPUTER - LAPTOP/NOTEBOOK | LAPTOP COMPUTER | DELL COMPUTERS | LATITUDE 7390 | 2019-02-01 | 1656
COMPUTER - LAPTOP/NOTEBOOK | LAPTOP COMPUTER | DELL COMPUTERS | LATITUDE 7390 | 2019-02-01 | 1656
COMPUTER - LAPTOP/NOTEBOOK | LAPTOP COMPUTER | DELL COMPUTERS | LATITUDE 7390 | 2019-02-01 | 1656
COMPUTER - LAPTOP/NOTEBOOK | LAPTOP COMPUTER | DELL COMPUTERS | LATITUDE 7390 | 2019-02-01 | 1656
COMPUTER - LAPTOP/NOTEBOOK | LAPTOP COMPUTER | DELL COMPUTERS | LATITUDE 7390 | 2019-02-01 | 1656
COMPUTER - LAPTOP/NOTEBOOK | LAPTOP COMPUTER | DELL COMPUTERS | LATITUDE 7390 | 2019-02-01 | 1656
COMPUTER - LAPTOP/NOTEBOOK | LAPTOP COMPUTER | DELL COMPUTERS | LATITUDE 7390 | 2019-02-01 | 1656
COMPUTER - LAPTOP/NOTEBOOK | LAPTOP COMPUTER | DELL COMPUTERS | LATITUDE 7390 | 2019-02-01 | 1656
COMPUTER - TABLET/NETBOOK | IPAD PRO 12.9 INCH SCREEN | APPLE | IPAD PRO | 2020-01-23 | 1734
COMPUTER - LAPTOP/NOTEBOOK | LAPTOP COMPUTER | DELL COMPUTERS | LATITUDE 7390 | 2019-02-01 | 1656
COMPUTER - DESKTOP | PERSONAL COMPUTER | DELL COMPUTERS | OPTIPLEX 5050 | 2018-05-21 | 600
COMPUTER - LAPTOP/NOTEBOOK | LAPTOP COMPUTER | DELL COMPUTERS | LATITUDE E5470 | 2016-12-14 | 600
COMPUTER - LAPTOP/NOTEBOOK | LAPTOP COMPUTER | DELL COMPUTERS | LATITUDE E5470 | 2016-12-14 | 600
VAN - DIESEL | NISSAN NV200 VAN VEHICLE | NISSAN | NV200 | 2020-12-28 | 0 | 2022-08-17
VAN - DIESEL | CAR - KIA CEED | KIA | CEED | 2021-01-29 | 0
VAN - DIESEL | NISSAN NV200 VAN VEHICLE | NISSAN | NV200 | 2022-12-07 | 0
BATTERY CHARGER | 3 STEP LEAD ACID BATTERY CHARGER | MASCOT ELECT | 9740 | 2011-04-26 | 122.4
PROJECTS | PROJECT | MEMO-INTERNAL | MEMO-PROJECTS | 2018-07-23 | 0
PROJECTS | PROJECT | MEMO-INTERNAL | MEMO-PROJECTS | 2017-01-18 | 0
PROJECTS | PROJECT | MEMO-INTERNAL | MEMO-PROJECTS | 2006-07-11 | 0
PROJECTS | PROJECT | MEMO-INTERNAL | MEMO-PROJECTS | 2006-07-11 | 0
PROJECTS | PROJECT | MEMO-INTERNAL | MEMO-PROJECTS | 1994-11-01 | 0
PROJECTS | PROJECT | MEMO-INTERNAL | MEMO-PROJECTS | 1994-04-01 | 0
PROJECTS | PROJECT | MEMO-INTERNAL | MEMO-PROJECTS | 1994-04-01 | 0
MEDICAL ILLUSTRATION SUPPORT | MEDICAL ILLUSTRATION SUPPORT | MEMO-INTERNAL | MEMO-MI SUPPORT | 2021-06-25 | 0
MEDICAL ILLUSTRATION SUPPORT | MEDICAL ILLUSTRATION SUPPORT | MEMO-INTERNAL | MEMO-MI SUPPORT | 2021-06-25 | 0
MEDICAL ILLUSTRATION SUPPORT | MEDICAL ILLUSTRATION SUPPORT | MEMO-INTERNAL | MEMO-MI SUPPORT | 2015-09-15 | 0
MEDICAL ILLUSTRATION SUPPORT | MEDICAL ILLUSTRATION SUPPORT | MEMO-INTERNAL | MEMO-MI SUPPORT | 2003-01-16 | 0
MEDICAL ILLUSTRATION SUPPORT | MEDICAL ILLUSTRATION SUPPORT | MEMO-INTERNAL | MEMO-MI SUPPORT | 2021-06-25 | 0
MEDICAL ILLUSTRATION SUPPORT | MEDICAL ILLUSTRATION SUPPORT | MEMO-INTERNAL | MEMO-MI SUPPORT | 2003-01-16 | 0
MEDICAL ILLUSTRATION SUPPORT | MEDICAL ILLUSTRATION SUPPORT | MEMO-INTERNAL | MEMO-MI SUPPORT | 2003-01-16 | 0
MEDICAL ILLUSTRATION SUPPORT | MEDICAL ILLUSTRATION SUPPORT | MEMO-INTERNAL | MEMO-MI SUPPORT | 2003-01-16 | 0
MEDICAL ILLUSTRATION SUPPORT | MEDICAL ILLUSTRATION SUPPORT | MEMO-INTERNAL | MEMO-MI SUPPORT | 2021-06-25 | 0
MEDICAL ILLUSTRATION SUPPORT | MEDICAL ILLUSTRATION SUPPORT | MEMO-INTERNAL | MEMO-MI SUPPORT | 2021-11-01 | 0
MEDICAL ILLUSTRATION SUPPORT | MEDICAL ILLUSTRATION SUPPORT | MEMO-INTERNAL | MEMO-MI SUPPORT | 2003-01-16 | 0
MEDICAL ILLUSTRATION SUPPORT | MEDICAL ILLUSTRATION SUPPORT | MEMO-INTERNAL | MEMO-MI SUPPORT | 2024-06-19 | 0
MEDICAL ILLUSTRATION SUPPORT | MEDICAL ILLUSTRATION BANK WORK | MEMO-INTERNAL | BANK WORK | 2022-12-05 | 0
MEDICAL ILLUSTRATION SUPPORT | MEDICAL ILLUSTRATION SUPPORT | MEMO-INTERNAL | MEMO-MI SUPPORT | 2022-02-01 | 0
MEDICAL ILLUSTRATION SUPPORT | MEDICAL ILLUSTRATION SUPPORT | MEMO-INTERNAL | MEMO-MI SUPPORT | 2016-02-24 | 0
MEDICAL ILLUSTRATION SUPPORT | MEDICAL ILLUSTRATION SUPPORT | MEMO-INTERNAL | MEMO-MI SUPPORT | 2003-01-16 | 0
MEDICAL ILLUSTRATION SUPPORT | MEDICAL ILLUSTRATION SUPPORT | MEMO-INTERNAL | MEMO-MI SUPPORT | 2003-01-16 | 0
MEDICAL ILLUSTRATION SUPPORT | MEDICAL ILLUSTRATION SUPPORT | MEMO-INTERNAL | MEMO-MI SUPPORT | 2003-01-16 | 0 | 2024-03-22
FIRST LINE | FIRST LINE | NA | VARIOUS | 2007-09-11 | 0
FIRST LINE | FIRST LINE | NA | VARIOUS | 2001-01-01 | 0
MEDICAL ILLUSTRATION SUPPORT | MEDICAL ILLUSTRATION SUPPORT | MEMO-INTERNAL | MEMO-MI SUPPORT | 2021-06-25 | 0
MEDICAL ILLUSTRATION SUPPORT | MEDICAL ILLUSTRATION SUPPORT | MEMO-INTERNAL | MEMO-MI SUPPORT | 2021-06-25 | 0
WORKSHOP SUPPORT | ITEMS MANUFACTURED BY MEMO MS - ENGINEERING | MEMO-INTERNAL | MSE-MANUFD | 2001-01-01 | 0
HANDPIECE MICROMOTOR | HANDPIECE MICROMOTOR | KAVO | K9 TYPE 950 | 1985-07-01 | 456
HANDPIECE MICROMOTOR | HANDPIECE MICROMOTOR | KAVO | K9 TYPE 950 | 1985-07-01 | 456
MEDICAL ILLUSTRATION SUPPORT | TELEDERMATOLOGY | MEMO-INTERNAL | TELEDERMATOLOGY | 2021-06-25 | 0
MEDICAL ILLUSTRATION SUPPORT | TELEDERMATOLOGY | MEMO-INTERNAL | TELEDERMATOLOGY | 2021-06-25 | 0
MEDICAL ILLUSTRATION SUPPORT | TELEDERMATOLOGY | MEMO-INTERNAL | TELEDERMATOLOGY | 2021-06-25 | 0
HANDPIECE MICROMOTOR | HANDPIECE MICROMOTOR | KAVO | K9 TYPE 950 | 1983-12-21 | 420
SUCTION CONTROLLER | HIGH SUCTION CONTROLLER | THERAPY EQUIPMENT | DIAMOND RANGE HIGH | 2024-10-24 | 156
MEGGER | MEGGER | MEGGER | MIT220 | 2024-10-21 | 358.8 |  | 2025-10-14
VITAL SIGNS MONITOR | VITAL SIGNS MONITOR: NBP, SPO2 | MINDRAY | VS9 | 2024-10-24 | 1462.25 |  | 2026-10-24
VITAL SIGNS MONITOR | VITAL SIGNS MONITOR: NBP, SPO2 | MINDRAY | VS9 | 2024-10-24 | 1754.7 |  | 2026-10-24
MEDICAL GAS HOSE | EXTENSION HOSE - O2- 5M 4BAR | MEC MEDICAL LTD | 19221HAX5 | 2024-10-24 | 93 |  | 2028-10-01
MEDICAL GAS HOSE | EXTENSION HOSE - O2- 5M 4BAR | MEC MEDICAL LTD | 19221HAX5 | 2024-10-24 | 93 |  | 2028-10-01
MEDICAL GAS HOSE | EXTENSION HOSE - O2- 5M 4BAR | MEC MEDICAL LTD | 19221HAX5 | 2024-10-24 | 93 |  | 2028-10-01
MEDICAL GAS HOSE | EXTENSION HOSE - O2- 5M 4BAR | MEC MEDICAL LTD | 19221HAX5 | 2024-10-24 | 111.6 |  | 2028-10-01
DEFIBRILLATOR - AED BIPHASIC | DEFIBRILLATOR - AED BIPHASIC | MINDRAY | BENEHEART D1 PRO | 2024-10-28 | 1826.868 |  | 2026-10-28
MEDICAL GAS HOSE | EXTENSION HOSE - O2- 3M 4BAR MRI | MEDITECH | 131-0471-00 | 2024-10-24 | 75.6 |  | 2028-10-01
BIPAP VENTILATORY SUPPORT SYSTEM | TRILOGY EVO VENTILATOR - BIPAP VENTILATORY SUPPORT SYSTEM | RESPIRONICS | TRILOGY EVO | 2024-10-22 | 5265 |  | 2026-02-01
VIRTUAL OSCILLOSCOPE | VIRTUAL OSCILLOSCOPE - 100HZ 2 CHANNEL | PICO TECHNOLOGY | 2208B | 2024-10-21 | 853.452 |  | 2025-10-10
BIPAP VENTILATORY SUPPORT SYSTEM | TRILOGY EVO VENTILATOR - BIPAP VENTILATORY SUPPORT SYSTEM | RESPIRONICS | TRILOGY EVO | 2024-10-18 | 5265 |  | 2026-12-01
BIPAP VENTILATORY SUPPORT SYSTEM | TRILOGY EVO VENTILATOR - BIPAP VENTILATORY SUPPORT SYSTEM | RESPIRONICS | TRILOGY EVO | 2024-10-18 | 5265 |  | 2026-02-01
BIPAP VENTILATORY SUPPORT SYSTEM | TRILOGY EVO VENTILATOR - BIPAP VENTILATORY SUPPORT SYSTEM | RESPIRONICS | TRILOGY EVO | 2024-10-18 | 5265 |  | 2026-12-01
BIPAP VENTILATORY SUPPORT SYSTEM | TRILOGY EVO VENTILATOR - BIPAP VENTILATORY SUPPORT SYSTEM | RESPIRONICS | TRILOGY EVO | 2024-10-18 | 5265 |  | 2026-08-01
BIPAP VENTILATORY SUPPORT SYSTEM | TRILOGY EVO VENTILATOR - BIPAP VENTILATORY SUPPORT SYSTEM | RESPIRONICS | TRILOGY EVO | 2024-10-18 | 5265 | 2024-10-22 | 2030-07-01
BIPAP VENTILATORY SUPPORT SYSTEM | TRILOGY EVO VENTILATOR - BIPAP VENTILATORY SUPPORT SYSTEM | RESPIRONICS | TRILOGY EVO | 2024-10-18 | 5265 |  | 2026-07-01
FLAT SCREEN DISPLAY | FLAT SCREEN DISPLAY - 4K 32 INCH WITH DECODER | BARCO LTD | MDSC-8232 PLUS DECODER | 2024-10-17 | 10106.4
PHOTOTHERAPY UNIT | BiliCocoon Light Box | NeoMedLight | BCC010 | 2024-10-01 | 5400 |  | 2025-10-01
SUCTION CONTROLLER | HIGH FLOW SUCTION CONTROLLER - MEDI RAIL 1.5M HOSE | THERAPY EQUIPMENT | 7705/1.5M | 2024-09-18 | 247.26
BLENDER | QUANTUM VENTILATION SYSTEM | SPECTRUM | QVM4-N-HM | 2024-10-07 | 55500
BLENDER | QUANTUM VENTILATION SYSTEM | SPECTRUM | QVM4-N-HM | 2024-10-07 | 55500
BLENDER | QUANTUM VENTILATION SYSTEM | SPECTRUM | QVM4-N-HM | 2024-10-07 | 55500
WORKSTATION | QUANTUM 12 INCH WORKSTATION ELITE | SPECTRUM | QWS12E | 2024-10-07 | 114240
WORKSTATION | QUANTUM 12 INCH WORKSTATION ELITE | SPECTRUM | QWS12E | 2024-10-07 | 114240
WORKSTATION | QUANTUM 12 INCH WORKSTATION ELITE | SPECTRUM | QWS12E | 2024-10-07 | 114240
BIPAP VENTILATORY SUPPORT SYSTEM | TRILOGY EVO VENTILATOR - BIPAP VENTILATORY SUPPORT SYSTEM | RESPIRONICS | TRILOGY EVO | 2024-10-25 | 4387.5 |  | 2026-07-01
BIPAP VENTILATORY SUPPORT SYSTEM | TRILOGY EVO VENTILATOR - BIPAP VENTILATORY SUPPORT SYSTEM | RESPIRONICS | TRILOGY EVO | 2024-10-25 | 4387.5 |  | 2026-07-01
TCPCO2 MONITOR | TCPCO2 MONITOR - SENTEC DIGITAL MONITORING SYSTEM | SENTEC MEDICAL LTD | SDMS | 2024-10-24 | 9600 |  | 2025-10-24
TCPCO2 MONITOR | TCPCO2 MONITOR - SENTEC DIGITAL MONITORING SYSTEM | SENTEC MEDICAL LTD | SDMS | 2024-10-24 | 9600 |  | 2025-10-24
SUCTION CONTROLLER | HIGH SUCTION CONTROLLER | THERAPY EQUIPMENT | DIAMOND RANGE HIGH | 2024-10-24 | 156
TYMPANIC THERMOMETER | TYMPANIC THERMOMETER | BRAUN | PRO 6000 | 2024-10-24 | 178.8
TYMPANIC THERMOMETER | TYMPANIC THERMOMETER | BRAUN | PRO 6000 | 2024-10-24 | 178.8
TYMPANIC THERMOMETER | TYMPANIC THERMOMETER | BRAUN | PRO 6000 | 2024-10-24 | 178.8
TYMPANIC THERMOMETER | TYMPANIC THERMOMETER | BRAUN | PRO 6000 | 2024-10-24 | 178.8
TYMPANIC THERMOMETER | TYMPANIC THERMOMETER | BRAUN | PRO 6000 | 2024-10-24 | 178.8
TYMPANIC THERMOMETER | TYMPANIC THERMOMETER CONNEX MONITOR | WELCH ALLYN | PRO 6000 CONNEX | 2024-10-23 | 256.8
VENTILATOR | VENTILATOR | BREAS MEDICAL | NIPPY 4 | 2024-10-23 | 2880 | 2024-10-24 | 2026-10-23
HEADLIGHT SYSTEM | PORTABLE LED HEADLAMP | XENOSYS CO LTD | L2SX5 | 2024-10-21 | 1800
HEADLIGHT SYSTEM | PORTABLE LED HEADLAMP | XENOSYS CO LTD | L2SX5 | 2024-10-23 | 1800
VENTILATOR | VENTILATOR | BREAS MEDICAL | NIPPY 4+ | 2024-10-23 | 3800 |  | 2026-10-23
VENTILATOR | VENTILATOR | BREAS MEDICAL | NIPPY 4+ | 2024-10-23 | 3800 |  | 2026-10-23
VENTILATOR | VENTILATOR | BREAS MEDICAL | NIPPY 4+ | 2024-10-23 | 3800 |  | 2026-10-23
VENTILATOR | VENTILATOR | BREAS MEDICAL | NIPPY 4+ | 2024-10-23 | 3800 |  | 2026-10-23
VENTILATOR | VENTILATOR | BREAS MEDICAL | NIPPY 4+ | 2024-10-23 | 3800 |  | 2026-10-23
VENTILATOR | VENTILATOR | BREAS MEDICAL | NIPPY 4+ | 2024-10-23 | 4560 |  | 2026-10-23
TYMPANIC THERMOMETER | TYMPANIC THERMOMETER | BRAUN | PRO 6000 | 2024-10-22 | 178.8
TYMPANIC THERMOMETER | TYMPANIC THERMOMETER CONNEX MONITOR | WELCH ALLYN | PRO 6000 CONNEX | 2024-10-21 | 256.8
SUCTION CONTROLLER | HIGH SUCTION CONTROLLER | THERAPY EQUIPMENT | DIAMOND RANGE HIGH | 2022-12-29 | 156
TYMPANIC THERMOMETER | TYMPANIC THERMOMETER | BRAUN | PRO 6000 | 2024-10-21 | 178.8
SYRINGE DRIVER | SYRINGE DRIVER PCA | ARCOMED | SYRAMED µSP6000 CHROMA | 2024-10-18 | 1674 |  | 2026-08-01
TYMPANIC THERMOMETER | TYMPANIC THERMOMETER CONNEX MONITOR | WELCH ALLYN | PRO 6000 CONNEX | 2024-10-17 | 256.8
TYMPANIC THERMOMETER | TYMPANIC THERMOMETER CONNEX MONITOR | WELCH ALLYN | PRO 6000 CONNEX | 2024-10-17 | 256.8
TYMPANIC THERMOMETER | TYMPANIC THERMOMETER | BRAUN | PRO 6000 | 2024-10-17 | 178.8
TYMPANIC THERMOMETER | TYMPANIC THERMOMETER | BRAUN | PRO 6000 | 2024-10-17 | 178.8
TYMPANIC THERMOMETER | TYMPANIC THERMOMETER | BRAUN | PRO 6000 | 2024-10-17 | 178.8
MULTI FLUID WARMER | RAPID INFUSER | BELMONT | RI-2 | 2024-10-17 | 27198 |  | 2025-10-17
NEBULIZER | NEBULIZER | PARI MEDICAL | PARI BOY CLASSIC | 2024-10-16 | 83.748
NEBULIZER | NEBULIZER | PARI MEDICAL | PARI BOY CLASSIC | 2024-10-16 | 83.748
NEBULIZER | NEBULIZER | PARI MEDICAL | PARI BOY CLASSIC | 2024-10-16 | 83.748
NEBULIZER | NEBULIZER | PARI MEDICAL | PARI BOY CLASSIC | 2024-10-16 | 83.748
NEBULIZER | NEBULIZER | PARI MEDICAL | PARI BOY CLASSIC | 2024-10-16 | 83.748
NEBULIZER | NEBULIZER | PARI MEDICAL | PARI BOY CLASSIC | 2024-10-16 | 83.748
NEBULIZER | NEBULIZER | PARI MEDICAL | PARI BOY CLASSIC | 2024-10-16 | 83.748
NEBULIZER | NEBULIZER | PARI MEDICAL | PARI BOY CLASSIC | 2024-10-16 | 83.748
GAS ANALYSER | INTELLIVUE G7m ANAESTHETIC GAS MODULE | PHILIPS LTD | INTELLIVUE G7m | 2024-10-16 | 6552.48 |  | 2025-10-16
NITRIC OXIDE | NITRIC DELIVERY SYSTEM | INOTHERAPEUTICS | INOMAX DSIR | 2024-10-16 | 1020 | 2024-10-16 | 2024-11-16
SUCTION CONTROLLER | HIGH SUCTION CONTROLLER | THERAPY EQUIPMENT | DIAMOND RANGE HIGH | 2024-10-15 | 156
PATIENT WARMING SYSTEM | IOB WARMING UNIT | GBUK Group Ltd | IOB | 2024-10-14 | 636 |  | 2025-10-14
EEG MODULE | BIS LOC 2 CHANNEL MODULE CABLE | COVIDIEN UK | M1034-60021 | 2024-10-14 | 2267.724
PATIENT WARMING SYSTEM | IOB WARMING UNIT | GBUK Group Ltd | IOB | 2024-10-14 | 636 |  | 2025-10-14
PATIENT WARMING SYSTEM | IOB WARMING UNIT | GBUK Group Ltd | IOB | 2024-10-14 | 636 |  | 2025-10-14
AUDIO DOPPLER | VASCULAR DOPPLER | ULTRASOUND TECHNOLOGIES LTD | PD1v | 2024-10-11 | 600
SUCTION CONTROLLER | CARDIOTHORACIC DRAINAGE | MEDELA | THOPAZ PLUS | 2024-10-11 | 4540.8
GAS REGULATOR & FLOWMETER | OXYGEN DIAL FLOWMETER | MEC CO. LTD | 496127 | 2024-10-11 | 130.8 |  | 2028-10-11
GAS REGULATOR & FLOWMETER | OXYGEN DIAL FLOWMETER | MEC CO. LTD | 496127 | 2024-10-11 | 130.8 |  | 2028-10-11
GAS REGULATOR & FLOWMETER | OXYGEN DIAL FLOWMETER | MEC CO. LTD | 496127 | 2024-10-11 | 130.8 |  | 2028-10-11
TYMPANIC THERMOMETER | TYMPANIC THERMOMETER | BRAUN | PRO 6000 | 2024-10-10 | 178.8
VENTILATOR | VENTILATOR | RESMED LTD | AIRSENSE 10 AUTOSET | 2024-10-10 | 396
VENTILATOR | VENTILATOR | RESMED LTD | AIRSENSE 10 AUTOSET | 2024-10-10 | 396
VENTILATOR | VENTILATOR | RESMED LTD | AIRSENSE 10 AUTOSET | 2024-10-10 | 396
VENTILATOR | VENTILATOR | RESMED LTD | AIRSENSE 10 AUTOSET | 2024-10-10 | 396
TYMPANIC THERMOMETER | TYMPANIC THERMOMETER CONNEX MONITOR | WELCH ALLYN | PRO 6000 CONNEX | 2024-10-10 | 256.8
TYMPANIC THERMOMETER | TYMPANIC THERMOMETER CONNEX MONITOR | WELCH ALLYN | PRO 6000 CONNEX | 2024-10-10 | 256.8
TYMPANIC THERMOMETER | TYMPANIC THERMOMETER | BRAUN | PRO 6000 | 2024-10-08 | 178.8
BATTERY THERMOMETER | BATTERY THERMOMETER | WELCH ALLYN | SURETEMP PLUS 692 | 2024-10-07 | 132
AMBULATORY 24 HR NIBP MONITOR | AMBULATORY NIBP MONITOR ON TRAK | SPACELABS | 90227 | 2024-10-04 | 1800 |  | 2027-10-04
AMBULATORY 24 HR NIBP MONITOR | AMBULATORY NIBP MONITOR ON TRAK | SPACELABS | 90227 | 2024-10-04 | 1800 |  | 2027-10-04
AMBULATORY 24 HR NIBP MONITOR | AMBULATORY NIBP MONITOR ON TRAK | SPACELABS | 90227 | 2024-10-04 | 1800 |  | 2027-10-04
AMBULATORY 24 HR NIBP MONITOR | AMBULATORY NIBP MONITOR ON TRAK | SPACELABS | 90227 | 2024-10-04 | 1800 |  | 2027-10-04
AMBULATORY 24 HR NIBP MONITOR | AMBULATORY NIBP MONITOR ON TRAK | SPACELABS | 90227 | 2024-10-04 | 1800 |  | 2027-10-04
DIGITAL HAND HELD | DIGITAL HAND HELD MULTIMETER | FLUKE | 115 | 2024-10-03 | 211.2
TYMPANIC THERMOMETER | TYMPANIC THERMOMETER | BRAUN | PRO 6000 | 2024-10-03 | 256.8
TYMPANIC THERMOMETER | TYMPANIC THERMOMETER CONNEX MONITOR | WELCH ALLYN | PRO 6000 CONNEX | 2024-10-03 | 256.8
TYMPANIC THERMOMETER | TYMPANIC THERMOMETER CONNEX MONITOR | WELCH ALLYN | PRO 6000 CONNEX | 2024-10-03 | 256.8
DIGITAL HAND HELD | DIGITAL HAND HELD MULTIMETER | FLUKE | 115 | 2024-10-03 | 211.2
TYMPANIC THERMOMETER | TYMPANIC THERMOMETER CONNEX MONITOR | WELCH ALLYN | PRO 6000 CONNEX | 2024-10-03 | 256.8
TYMPANIC THERMOMETER | TYMPANIC THERMOMETER CONNEX MONITOR | WELCH ALLYN | PRO 6000 CONNEX | 2024-10-03 | 256.8
TYMPANIC THERMOMETER | TYMPANIC THERMOMETER | BRAUN | PRO 6000 | 2024-10-03 | 256.8
APPLANATION TONOM | TONOMETER | HAAG STREIT | AT900 | 2024-10-25 | 1980
SLIT LAMP | SLIT LAMP | HAAG STREIT | BQ900 | 2024-10-25 | 23494.8 |  | 2025-10-25
SLIT LAMP TABLE | SLIT LAMP TABLE | HAAG STREIT | HSM 600 | 2024-10-25 | 3000 |  | 2025-10-24
HANDPIECE MICROMOTOR | HANDPIECE MICROMOTOR | BIEN-AIR UK | BASCH | 2024-10-24 | 321.45
TYMPANIC THERMOMETER | TYMPANIC THERMOMETER | BRAUN | PRO 6000 | 2024-10-17 | 178.8
SUCTION CONTROLLER | HIGH SUCTION CONTROLLER | THERAPY EQUIPMENT | DIAMOND RANGE HIGH | 2024-10-16 | 156
SKIN ANALYSIS | MULTI PARAMETER MAIN UNIT, FOR IN-DEPTH SKIN ANALYSIS, SCAR ASSESSMENT | CORTEX TECHNOLOGY APS | DERMALAB COMBO-4 | 2024-10-15 | 17282.4
VITAL SIGNS MONITOR | VITAL SIGNS MONITOR: NBP, SPO2 | MINDRAY | VS9 | 2024-10-14 | 1754.7 |  | 2026-10-14
VIS/ACUITY APPARATUS | ELECTRONIC VISUAL ACUITY | CHILLBLAST | WAP PRO | 2024-10-11 | 540 |  | 2025-10-11
SUCTION - DENTAL | SUCTION UNIT - DENTAL | DURR DENTAL PRODUCTS UK LTD | VS 300 S | 2024-10-04 | 1860 |  | 2025-10-03
DIATHERMY MACHINE | DIATHERMY - BIPOLAR | AESCULAP LTD | GN160 | 2024-09-30 | 16602
DIATHERMY MACHINE | DIATHERMY - BIPOLAR | AESCULAP LTD | GN160 | 2024-09-30 | 16602
TISSUE CONTOURING | ELECTROSURGERY UNIT | SATELEC | Servotome Gamme II | 2024-09-30 | 1717.2 |  | 2025-08-18
SUCTION CONTROLLER | HIGH SUCTION CONTROLLER | THERAPY EQUIPMENT | DIAMOND RANGE HIGH | 2024-10-21 | 156
AMBULATORY ARRHYTHMIA MONITOR | AMBULATORY ECG RECORDER | NOVACOR UK | R.TEST 4 EVOLUTION | 2024-10-18 | 0
INFLATION/PUMP UNIT | COMPRESSION SYSTEM | COVIDIEN UK | SCD 700 | 2024-10-17 | 1402.884
CALIBRATION SYRINGE | CALIBRATION SYRINGE - 3 LITRE | VITALOGRAPH | 2040 | 2024-10-11 | 120 |  | 2025-10-11
CO2 MODULE | MODULE CO2 MICROSTREAM | PHILIPS LTD | M3015B | 2024-10-07 | 2731.152 |  | 2026-10-07
CO2 MODULE | MODULE CO2 MICROSTREAM | PHILIPS LTD | M3015B | 2024-10-07 | 2731.152 |  | 2026-10-07
HUMIDIFIER | HUMIDIFIER AND FLOW GENERATOR | F & P | AIRVO 2 | 2024-10-03 | 2970 |  | 2025-10-03
HUMIDIFIER | HUMIDIFIER AND FLOW GENERATOR | F & P | AIRVO 2 | 2024-10-03 | 2970 |  | 2025-10-03
HUMIDIFIER | HUMIDIFIER AND FLOW GENERATOR | F & P | AIRVO 2 | 2024-10-03 | 2970 |  | 2025-10-03
INFLATION/PUMP UNIT | COMPRESSION SYSTEM | COVIDIEN UK | SCD 700 | 2024-10-03 | 1402.884
COUCH | DAY SURGERY TROLLEY | ANETIC AID | QA3 TREATMENT | 2024-10-03 | 15714
COUCH | DAY SURGERY TROLLEY | ANETIC AID | QA3 TREATMENT | 2024-10-03 | 15714
COUCH | DAY SURGERY TROLLEY | ANETIC AID | QA3 TREATMENT | 2024-10-03 | 15714
PULMONARY ASSESSMENT SYSTEM | PULMONARY FUNCTION SYSTEM | MGC DIAGNOSTICS | ULTIMA PF | 2024-10-03 | 38400
NEBULIZER | NEBULIZER | SCIAN | NB-210C | 2024-09-30 | 45 |  | 2026-09-30
NEBULIZER | NEBULIZER | SCIAN | NB-210C | 2024-09-30 | 45 |  | 2026-09-30
NEBULIZER | NEBULIZER | SCIAN | NB-210C | 2024-09-30 | 45 |  | 2026-09-30
NEBULIZER | NEBULIZER | SCIAN | NB-210C | 2024-09-30 | 45 |  | 2026-09-30
NEBULIZER | NEBULIZER | SCIAN | NB-210C | 2024-09-30 | 45 |  | 2026-09-30
NEBULIZER | NEBULIZER | SCIAN | NB-210C | 2024-09-30 | 45 |  | 2026-09-30
NEBULIZER | NEBULIZER | SCIAN | NB-210C | 2024-09-30 | 45 |  | 2026-09-30
NEBULIZER | NEBULIZER | SCIAN | NB-210C | 2024-09-30 | 45 |  | 2026-09-30
NEBULIZER | NEBULIZER | SCIAN | NB-210C | 2024-09-30 | 45 |  | 2026-09-30
ELECTRIC BED | SMART ACUTE CARE ELECTRIC BED | LINET UK | ELEGANZA 2 | 2024-09-26 | 1980 |  | 2025-09-05
ELECTRIC BED | SMART ACUTE CARE ELECTRIC BED | LINET UK | ELEGANZA 2 | 2024-09-26 | 1980 |  | 2025-09-05
ELECTRIC BED | SMART ACUTE CARE ELECTRIC BED | LINET UK | ELEGANZA 2 | 2024-09-26 | 1980 |  | 2025-09-05
ELECTRIC BED | SMART ACUTE CARE ELECTRIC BED | LINET UK | ELEGANZA 2 | 2024-09-26 | 1980 |  | 2025-09-05
ELECTRIC BED | SMART ACUTE CARE ELECTRIC BED | LINET UK | ELEGANZA 2 | 2024-09-26 | 1980 |  | 2025-09-05
ELECTRIC BED | SMART ACUTE CARE ELECTRIC BED | LINET UK | ELEGANZA 2 | 2024-09-26 | 1980 |  | 2025-09-05
ELECTRIC BED | SMART ACUTE CARE ELECTRIC BED | LINET UK | ELEGANZA 2 | 2024-09-26 | 1980 |  | 2025-09-05
ELECTRIC BED | SMART ACUTE CARE ELECTRIC BED | LINET UK | ELEGANZA 2 | 2024-09-26 | 1980 |  | 2025-09-05
ELECTRIC BED | SMART ACUTE CARE ELECTRIC BED | LINET UK | ELEGANZA 2 | 2024-09-26 | 1980 |  | 2025-09-05
ELECTRIC BED | SMART ACUTE CARE ELECTRIC BED | LINET UK | ELEGANZA 2 | 2024-09-26 | 1980 |  | 2025-09-05
ELECTRIC BED | SMART ACUTE CARE ELECTRIC BED | LINET UK | ELEGANZA 2 | 2024-09-26 | 1980 |  | 2025-09-05
ELECTRIC BED | SMART ACUTE CARE ELECTRIC BED | LINET UK | ELEGANZA 2 | 2024-09-26 | 1980 |  | 2025-09-05
ELECTRIC BED | SMART ACUTE CARE ELECTRIC BED | LINET UK | ELEGANZA 2 | 2024-09-26 | 1980 |  | 2025-09-05
ELECTRIC BED | SMART ACUTE CARE ELECTRIC BED | LINET UK | ELEGANZA 2 | 2024-09-26 | 1980 |  | 2025-09-05
NEBULIZER | NEBULIZER | SCIAN | NB-210C | 2024-09-24 | 45 |  | 2026-09-24
NEBULIZER | NEBULIZER | SCIAN | NB-210C | 2024-09-24 | 45 |  | 2026-09-24
NEBULIZER | NEBULIZER | SCIAN | NB-210C | 2024-09-24 | 45 |  | 2026-09-24
NEBULIZER | NEBULIZER | SCIAN | NB-210C | 2024-09-24 | 45 |  | 2026-09-24
NEBULIZER | NEBULIZER | SCIAN | NB-210C | 2024-09-24 | 45 |  | 2026-09-24
NEBULIZER | NEBULIZER | SCIAN | NB-210C | 2024-09-24 | 45 |  | 2026-09-24
NEBULIZER | NEBULIZER | SCIAN | NB-210C | 2024-09-24 | 45 |  | 2026-09-24
NEBULIZER | NEBULIZER | SCIAN | NB-210C | 2024-09-24 | 45 |  | 2026-09-24
NEBULIZER | NEBULIZER | SCIAN | NB-210C | 2024-09-24 | 45 |  | 2026-09-24
NEBULIZER | NEBULIZER | SCIAN | NB-210C | 2024-09-24 | 45 |  | 2026-09-24
NEBULIZER | NEBULIZER | SCIAN | NB-210C | 2024-09-24 | 45 |  | 2026-09-24
NEBULIZER | NEBULIZER | SCIAN | NB-210C | 2024-09-24 | 45 |  | 2026-09-24
ENTONOX DEMAND SYSTEM | ENTONOX DEMAND VALVE | BNOS MEDITECH LTD | 900-0031-00 | 2024-09-23 | 213.6 |  | 2029-09-23
COUCH | BARIATRIC COUCH | KNIGHT IMAGING | ST3573 | 2024-09-23 | 2260.8
ARTHROSCOPY SURGICAL SHAVER | FLUID MANAGEMENT AND TISSUE DEBRIDEMENT | SHENZHEN CREATIVE INDUSTRY | FMS VUE II | 2024-09-20 | 9000
CENTRIFUGE | CENTRIFUGE | HETTICH | EBA 200 | 2024-09-23 | 0 |  | 2025-09-23
ENTONOX DEMAND SYSTEM | ENTONOX DEMAND VALVE | BNOS MEDITECH LTD | 900-0031-00 | 2024-09-19 | 213.6 |  | 2029-09-19
ENTONOX DEMAND SYSTEM | ENTONOX DEMAND VALVE | BNOS MEDITECH LTD | 900-0031-00 | 2024-09-19 | 213.6 |  | 2029-09-19
ENTONOX DEMAND SYSTEM | ENTONOX DEMAND VALVE | BNOS MEDITECH LTD | 900-0031-00 | 2024-09-19 | 213.6 |  | 2029-09-19
SUCTION CONTROLLER | HIGH SUCTION CONTROLLER | THERAPY EQUIPMENT | DIAMOND RANGE HIGH | 2024-10-24 | 156
SCALES | SCALES - BABY | SECA | 384 | 2024-10-01 | 310.788 |  | 2025-10-15
SCALES | SCALES - BABY | SECA | 384 | 2024-10-01 | 310.788 |  | 2025-10-15
INFLATION/PUMP UNIT | COMPRESSION SYSTEM | COVIDIEN UK | SCD 700 | 2024-10-01 | 1402.884
INFLATION/PUMP UNIT | COMPRESSION SYSTEM | COVIDIEN UK | SCD 700 | 2024-10-01 | 1402.884
CO2 MODULE | CO2 MODULE | PHILIPS LTD | 867041 | 2024-10-01 | 2867.808 |  | 2025-10-15
SCALES | SCALES - STAND ON | SECA | 875 | 2024-09-30 | 216 |  | 2025-09-30
HUMALACTOR | HUMALACTOR | MEDELA | SYMPHONY | 2024-09-24 | 2280 |  | 2026-09-24
HUMALACTOR | HUMALACTOR | MEDELA | SYMPHONY | 2024-09-24 | 2280 |  | 2026-09-24
HUMALACTOR | HUMALACTOR | MEDELA | SYMPHONY | 2024-09-24 | 2280 |  | 2026-09-24
NITRIC OXIDE | NITRIC DELIVERY SYSTEM | INOTHERAPEUTICS | INOMAX DSIR | 2024-09-13 | 1020 | 2024-10-22 | 2024-11-13
SUCTION UNIT | VAC18 | OTOPRONT | 458750 | 2024-09-10 | 750 |  | 2025-09-10
SUCTION UNIT | VAC18 | OTOPRONT | 458750 | 2024-09-10 | 750 |  | 2025-09-10
TRANSDUCER | TOCO+ MP | PHILIPS LTD | 867245 | 2024-09-09 | 1128
OXIMETER | PULSE OXIMETER | MASIMO UK | RAD-97 | 2024-09-09 | 900 |  | 2027-09-09
CARDIOTOCOGRAPH | SONICAID TEAM3 | HUNTLEIGH | TEAM3I | 2024-09-05 | 7501.2
CARDIOTOCOGRAPH | SONICAID TEAM3 | HUNTLEIGH | TEAM3I | 2024-09-05 | 7501.2
SUCTION CONTROLLER | HIGH SUCTION CONTROLLER | THERAPY EQUIPMENT | DIAMOND RANGE HIGH | 2024-09-03 | 156
TROLLEY | TROLLEY | FERNO | FALCON SIX | 2024-08-29 | 18000
SCALES | SCALES - FLUID | TERAOKA | DS-502 | 2024-08-23 | 238.8 |  | 2024-11-15
SUCTION UNIT | MOBILE THEATRE SUCTION | THERAPY EQUIPMENT | 7763/SERRES | 2024-08-22 | 576.564
FLAT SCREEN DISPLAY | DISPLAY VN800 | DRAEGER | 8422340 | 2024-09-04 | 0
BATTERY THERMOMETER | BATTERY THERMOMETER | WELCH ALLYN | SURETEMP PLUS 692 | 2024-08-20 | 158.4
BATTERY THERMOMETER | BATTERY THERMOMETER | WELCH ALLYN | SURETEMP PLUS 692 | 2024-08-20 | 158.4
BATTERY THERMOMETER | BATTERY THERMOMETER | WELCH ALLYN | SURETEMP PLUS 692 | 2024-08-20 | 158.4
BATTERY THERMOMETER | BATTERY THERMOMETER | WELCH ALLYN | SURETEMP PLUS 692 | 2024-08-20 | 178.2
PATIENT TRANSFER SYSTEM | PATIENT TRANSFER SYSTEM - PATIENT LIFT | HOVERTECH | HTAIR2300-A | 2024-08-08 | 2400 |  | 2025-08-08
INFLATION/PUMP UNIT | COMPRESSION SYSTEM | COVIDIEN UK | SCD 700 | 2024-08-07 | 1402.884 |  | 2025-08-08
LEAD SCREEN | MOBILE LEAD SCREEN | ROTHBAND | MOBILE 'L' 2 PANEL LEAD SCREEN | 2024-09-06 | 810 |  | 2025-09-06
LEAD SCREEN | MOBILE LEAD SCREEN | ROTHBAND | MOBILE 'L' 2 PANEL LEAD SCREEN | 2024-09-06 | 810 |  | 2025-09-06
DENTAL X-RAY UNIT | INTRA-ORAL X-RAY MACHINE | SIRONA LTD | HELIODENT PLUS | 2024-09-25 | 4117.596 |  | 2025-09-10
ULTRASOUND PROBE | HOCKEY STICK | GE LIMITED | L8-18i-D | 2024-09-30 | 7200
ULTRASOUND PROBE | ULTRASOUND PROBE | GE LIMITED | ML6-15-D | 2024-09-30 | 6000
ULTRASOUND PROBE | ULTRASOUND PROBE | GE LIMITED | 9L-D | 2024-09-30 | 6000
ULTRASOUND PROBE | ULTRASOUND PROBE | GE LIMITED | 4Vc-D | 2024-09-30 | 21600
ULTRASOUND-CARDIO | ULTRASOUND SCANNER | GE LIMITED | VIVID E95 | 2024-09-30 | 72000
ULTRASOUND PROBE | ULTRASOUND PROBE - TOE | GE LIMITED | 6VT-D | 2024-09-30 | 21600
UNINTERRUPTIBLE POWER SUPPLY | 30kVA 3 PHASE | BORRI | 30kVA INGENIO | 2024-08-13 | 12000
UNINTERRUPTIBLE POWER SUPPLY | 30kVA 3 PHASE | BORRI | 30kVA INGENIO | 2024-08-13 | 12000
ULTRASOUND PROBE | CURVILINEAR ULTRASOUND PROBE | GE LIMITED | C2-9-RS | 2024-08-14 | 6000
ULTRASOUND PROBE | CURVILINEAR ULTRASOUND PROBE | GE LIMITED | C1-5-RS | 2024-08-14 | 7200
ULTRASOUND PROBE | ULTRASOUND PROBE | GE LIMITED | RIC5-9A-RS | 2024-08-14 | 7200
ULTRASOUND PROBE | ULTRASOUND PROBE | GE LIMITED | IC9-RS | 2024-08-14 | 4776
ULTRASOUND SCANNER | ULTRASOUND SCANNER | GE LIMITED | VOLUSON S8 | 2024-08-13 | 60000
LEAD SCREEN | BED MOUNTED LEAD PROTECTION FOR PATIENTS | ADEPT MEDICAL | STAR SYSTEM | 2024-08-13 | 10689.6
LEAD SCREEN | BED MOUNTED LEAD PROTECTION FOR PATIENTS | ADEPT MEDICAL | STAR SYSTEM | 2024-08-13 | 10689.6
LEAD SCREEN | BED MOUNTED LEAD PROTECTION FOR PATIENTS | ADEPT MEDICAL | STAR SYSTEM | 2024-08-13 | 10689.6
UNINTERRUPTIBLE POWER SUPPLY | 30kVA 3 PHASE | BORRI | 30kVA INGENIO | 2024-08-13 | 12000
OPTICAL IMAGING SYSTEM | INTEGRATED OCT | ABBOTT LABS | OPTIS INTEGRATED NEXT | 2024-02-01 | 72000
OPTICAL IMAGING SYSTEM | INTEGRATED OCT | ABBOTT LABS | OPTIS INTEGRATED NEXT | 2022-10-01 | 72000
ATTENUATOR RF | DIFFERENTIAL PROBE | PICO TECHNOLOGY | TA044 | 2024-10-08 | 898.8
SUCTION CONTROLLER | CARDIOTHORACIC DRAINAGE | MEDELA | THOPAZ PLUS | 2024-08-27 | 4540.8
SUCTION CONTROLLER | CARDIOTHORACIC DRAINAGE | MEDELA | THOPAZ PLUS | 2024-08-27 | 4540.8
SUCTION CONTROLLER | CARDIOTHORACIC DRAINAGE | MEDELA | THOPAZ PLUS | 2024-08-27 | 4540.8
TYMPANIC THERMOMETER | TYMPANIC THERMOMETER CONNEX MONITOR | WELCH ALLYN | PRO 6000 CONNEX | 2024-08-28 | 256.8
BLOOD GAS ANALYSER | WHOLE BLOOD OXIMETER | ACCRIVA DIAGNOSTICS INC | AVOXIMETER 1000E | 2024-08-28 | 9540 |  | 2025-08-28
MODULE HOLDER | MODULE HOLDER | PHILIPS LTD | FMX-4 | 2024-08-28 | 319.2
CALIBRATION SYRINGE | CALIBRATION SYRINGE - 3 LITRE | CAREFUSION | 36-SM2125 | 2024-10-09 | 720 |  | 2025-10-09
CALIBRATION SYRINGE | CALIBRATION SYRINGE - 3 LITRE | HANS RUDOLPH | 5530 | 2024-10-09 | 0 |  | 2024-10-09
VENTILATOR | VENTILATOR | RESMED LTD | AIRSENSE 10 AUTOSET | 2024-09-11 | 396
VENTILATOR | VENTILATOR | RESMED LTD | AIRSENSE 10 AUTOSET | 2024-09-11 | 396
VENTILATOR | VENTILATOR | BREAS MEDICAL | NIPPY 4 | 2024-09-11 | 2880 |  | 2026-09-11
VENTILATOR | VENTILATOR | BREAS MEDICAL | NIPPY 4 | 2024-09-11 | 2880 |  | 2026-09-11
SUCTION CONTROLLER | CARDIOTHORACIC DRAINAGE | MEDELA | THOPAZ PLUS | 2024-09-10 | 4540.8
SUCTION CONTROLLER | CARDIOTHORACIC DRAINAGE | MEDELA | THOPAZ PLUS | 2024-09-10 | 4540.8
SUCTION UNIT | SUCTION - LAERDAL - BATTERY | LAERDAL | LSU-2 | 2024-09-04 | 816 |  | 2027-09-15
VENTILATOR | TRILOGY EV300 VENTILATOR | RESPIRONICS | EV300 | 2024-08-30 | 8336.4 |  | 2025-08-01
VENTILATOR | TRILOGY EV300 VENTILATOR | RESPIRONICS | EV300 | 2024-08-30 | 8336.4 |  | 2025-08-01
VENTILATOR | TRILOGY EV300 VENTILATOR | RESPIRONICS | EV300 | 2024-08-30 | 8336.4 |  | 2025-08-01
VENTILATOR | TRILOGY EV300 VENTILATOR | RESPIRONICS | EV300 | 2024-08-30 | 8336.4 |  | 2025-08-01
VENTILATOR | TRILOGY EV300 VENTILATOR | RESPIRONICS | EV300 | 2024-08-30 | 8336.4 |  | 2025-08-01
VENTILATOR | TRILOGY EV300 VENTILATOR | RESPIRONICS | EV300 | 2024-08-30 | 8336.4 |  | 2025-08-01
VENTILATOR | TRILOGY EV300 VENTILATOR | RESPIRONICS | EV300 | 2024-08-30 | 8336.4 |  | 2025-08-01
VENTILATOR | TRILOGY EV300 VENTILATOR | RESPIRONICS | EV300 | 2024-08-30 | 8336.4 |  | 2025-08-01
VENTILATOR | TRILOGY EV300 VENTILATOR | RESPIRONICS | EV300 | 2024-08-30 | 8336.4 |  | 2025-08-01
VENTILATOR | TRILOGY EV300 VENTILATOR | RESPIRONICS | EV300 | 2024-08-30 | 8336.4 |  | 2025-08-01
COAGULATION TIMER | HEMOSTASIS SYSTEM | HAEMONETICS | TEG 6S | 2024-10-09 | 23400
VITAL SIGNS MONITOR | VITAL SIGNS MONITOR: NBP, SPO2 | MINDRAY | VS9 | 2024-10-10 | 1754.7 |  | 2026-10-10
VITAL SIGNS MONITOR | VITAL SIGNS MONITOR: NBP, SPO2 | MINDRAY | VS9 | 2024-10-10 | 1754.7 |  | 2026-10-10
VITAL SIGNS MONITOR | VITAL SIGNS MONITOR: NBP, SPO2 | MINDRAY | VS9 | 2024-10-10 | 1754.7 |  | 2026-10-10
PATIENT TRANSFER SYSTEM | PATIENT TRANSFER SYSTEM - PATIENT LIFT | HOVERTECH | HTAIR2300-A | 2024-10-08 | 1320
EEG MODULE | Bispectral Index Module (BIS) Depth of Anaesthesia | PHILIPS LTD | M1034B | 2024-10-08 | 2160 |  | 2026-10-08
VENTILATOR | VENTILATOR EXPIRATORY CASSETTE - SERVO U | MAQUET | 6693752 | 2024-10-08 | 1200
VENTILATOR | VENTILATOR EXPIRATORY CASSETTE - SERVO U | MAQUET | 6693752 | 2024-10-08 | 1200
VENTILATOR | VENTILATOR EXPIRATORY CASSETTE - SERVO U | MAQUET | 6693752 | 2024-10-08 | 1200
VENTILATOR | VENTILATOR EXPIRATORY CASSETTE - SERVO U | MAQUET | 6693752 | 2024-10-08 | 1200
VENTILATOR | VENTILATOR EXPIRATORY CASSETTE - SERVO U | MAQUET | 6693752 | 2024-10-08 | 1200
VENTILATOR | VENTILATOR | MAQUET | SERVO U | 2024-10-08 | 38909.832 |  | 2025-10-08
VENTILATOR | VENTILATOR | MAQUET | SERVO U | 2024-10-08 | 38909.832 |  | 2025-10-08
VENTILATOR | VENTILATOR | MAQUET | SERVO U | 2024-10-08 | 38909.832 |  | 2025-10-08
VENTILATOR | VENTILATOR | MAQUET | SERVO U | 2024-10-08 | 38909.832 |  | 2025-10-08
VENTILATOR | VENTILATOR | MAQUET | SERVO U | 2024-10-08 | 38909.832 |  | 2025-10-08
CO2 MODULE | CO2 MODULE + PRESS & TEMP | PHILIPS LTD | 867041 B06 | 2024-10-04 | 2867.808 |  | 2025-10-04
VIDEOSCOPE | AMBU AVIEW 2 MONITOR | AMBU LTD | AVIEW 2 | 2024-10-03 | 4980
MEDICAL GAS HOSE | EXTENSION HOSE - O2- 3M 4BAR MRI | MEC MEDICAL LTD | HA68161 | 2024-09-30 | 146.4 |  | 2028-09-30
OXIMETER | PULSE OXIMETER | NELLCOR | PM100N | 2024-09-30 | 1200 |  | 2027-09-30
BIPAP VENTILATORY SUPPORT SYSTEM | TRILOGY EVO VENTILATOR - BIPAP VENTILATORY SUPPORT SYSTEM | RESPIRONICS | TRILOGY EVO | 2024-09-27 | 5265 |  | 2026-08-01
VENTILATOR | VENTILATOR | BREAS MEDICAL | NIPPY 4+ | 2024-09-27 | 4560 | 2024-09-27 | 2026-10-01
VIDEOSCOPE | AMBU AVIEW 2 MONITOR | AMBU LTD | AVIEW 2 | 2024-09-26 | 4980
ELECTRIC BED | SMART ACUTE CARE ELECTRIC BED | LINET UK | ELEGANZA 2 | 2024-09-26 | 1980 |  | 2025-09-26
ELECTRIC BED | SMART ACUTE CARE ELECTRIC BED | LINET UK | ELEGANZA 2 | 2024-09-26 | 1980 |  | 2025-09-26
ELECTRIC BED | SMART ACUTE CARE ELECTRIC BED | LINET UK | ELEGANZA 2 | 2024-09-26 | 1980 |  | 2025-09-26
ELECTRIC BED | SMART ACUTE CARE ELECTRIC BED | LINET UK | ELEGANZA 2 | 2024-09-26 | 1980 |  | 2025-09-26
ELECTRIC BED | SMART ACUTE CARE ELECTRIC BED | LINET UK | ELEGANZA 2 | 2024-09-26 | 1980 |  | 2025-09-26
ELECTRIC BED | SMART ACUTE CARE ELECTRIC BED | LINET UK | ELEGANZA 2 | 2024-09-26 | 1980 |  | 2025-09-26
ELECTRIC BED | SMART ACUTE CARE ELECTRIC BED | LINET UK | ELEGANZA 2 | 2024-09-26 | 1980 |  | 2025-09-26
ELECTRIC BED | SMART ACUTE CARE ELECTRIC BED | LINET UK | ELEGANZA 2 | 2024-09-26 | 1980 |  | 2025-09-26
ELECTRIC BED | SMART ACUTE CARE ELECTRIC BED | LINET UK | ELEGANZA 2 | 2024-09-26 | 1980 |  | 2025-09-26
ELECTRIC BED | SMART ACUTE CARE ELECTRIC BED | LINET UK | ELEGANZA 2 | 2024-09-26 | 1980 |  | 2025-09-26
SUCTION CONTROLLER | CARDIOTHORACIC DRAINAGE | MEDELA | THOPAZ PLUS | 2024-09-26 | 4540.8
TYMPANIC THERMOMETER | TYMPANIC THERMOMETER CONNEX MONITOR | WELCH ALLYN | PRO 6000 CONNEX | 2024-09-27 | 278.4
TYMPANIC THERMOMETER | TYMPANIC THERMOMETER | BRAUN | PRO 6000 | 2024-09-27 | 178.8
TYMPANIC THERMOMETER | TYMPANIC THERMOMETER | BRAUN | PRO 6000 | 2024-09-27 | 178.8
TYMPANIC THERMOMETER | TYMPANIC THERMOMETER | BRAUN | PRO 6000 | 2024-09-27 | 178.8
TYMPANIC THERMOMETER | TYMPANIC THERMOMETER | BRAUN | PRO 6000 | 2024-09-27 | 178.8
TYMPANIC THERMOMETER | TYMPANIC THERMOMETER | BRAUN | PRO 6000 | 2024-09-27 | 178.8
TYMPANIC THERMOMETER | TYMPANIC THERMOMETER CONNEX MONITOR | WELCH ALLYN | PRO 6000 CONNEX | 2024-09-27 | 278.4
TYMPANIC THERMOMETER | TYMPANIC THERMOMETER CONNEX MONITOR | WELCH ALLYN | PRO 6000 CONNEX | 2024-09-27 | 278.4
VENTILATOR | VENTILATOR | BREAS MEDICAL | NIPPY 4 | 2024-09-24 | 2880 |  | 2026-09-24
VENTILATOR | VENTILATOR | BREAS MEDICAL | NIPPY 4 | 2024-09-24 | 2880 |  | 2026-09-24
VENTILATOR | VENTILATOR | RESMED LTD | AIRSENSE 10 AUTOSET | 2024-09-24 | 396
VENTILATOR | VENTILATOR | RESMED LTD | AIRSENSE 10 AUTOSET | 2024-09-24 | 396
VAPORIZERS | VAPORIZER - SEVOFLURANE | DRAEGER | VAPOR 3000 SEVO | 2024-09-17 | 3000 |  | 2026-09-01
VAPORIZERS | VAPORIZER - SEVOFLURANE | DRAEGER | VAPOR 3000 SEVO | 2024-09-17 | 3000 |  | 2026-09-01
SCALES | SCALES - STAND ON | SECA | 877 | 2024-09-13 | 300 |  | 2025-09-13
SCALES | SCALES - BABY | SECA | 384 | 2024-10-15 | 216 |  | 2025-10-15
VENTILATOR | TRILOGY EV300 VENTILATOR | RESPIRONICS | EV300 | 2024-07-31 | 8336.4 |  | 2025-08-01
VENTILATOR | TRILOGY EV300 VENTILATOR | RESPIRONICS | EV300 | 2024-07-31 | 8336.4 |  | 2025-08-01
VENTILATOR | TRILOGY EV300 VENTILATOR | RESPIRONICS | EV300 | 2024-07-31 | 8336.4 |  | 2025-08-01
VENTILATOR | TRILOGY EV300 VENTILATOR | RESPIRONICS | EV300 | 2024-07-31 | 8336.4 |  | 2025-08-01
VENTILATOR | TRILOGY EV300 VENTILATOR | RESPIRONICS | EV300 | 2024-07-31 | 8336.4 |  | 2025-08-01
VENTILATOR | TRILOGY EV300 VENTILATOR | RESPIRONICS | EV300 | 2024-07-31 | 8336.4 |  | 2025-08-01
VENTILATOR | TRILOGY EV300 VENTILATOR | RESPIRONICS | EV300 | 2024-07-31 | 8336.4 |  | 2025-08-01
VENTILATOR | TRILOGY EV300 VENTILATOR | RESPIRONICS | EV300 | 2024-07-31 | 8336.4 |  | 2025-08-01
VENTILATOR | TRILOGY EV300 VENTILATOR | RESPIRONICS | EV300 | 2024-07-31 | 8336.4 |  | 2025-08-01
CO2 MODULE | CO2 MODULE + PRESS & TEMP | PHILIPS LTD | 867041 B06 | 2024-10-14 | 2867.808 |  | 2025-10-14
OXIMETER | PULSE OXIMETER | NELLCOR | PM100N | 2024-10-01 | 846.78 |  | 2027-10-14
GAS ANALYSER | INTELLIVUE G7m ANAESTHETIC GAS MODULE | PHILIPS LTD | INTELLIVUE G7m | 2024-10-16 | 6552.48 |  | 2025-10-16
TYMPANIC THERMOMETER | TYMPANIC THERMOMETER | BRAUN | PRO 6000 | 2024-08-13 | 178.8
TYMPANIC THERMOMETER | TYMPANIC THERMOMETER | BRAUN | PRO 6000 | 2024-08-13 | 178.8
TYMPANIC THERMOMETER | TYMPANIC THERMOMETER | BRAUN | PRO 6000 | 2024-08-13 | 178.8
TYMPANIC THERMOMETER | TYMPANIC THERMOMETER | BRAUN | PRO 6000 | 2024-08-14 | 178.8
TYMPANIC THERMOMETER | TYMPANIC THERMOMETER | BRAUN | PRO 6000 | 2024-08-14 | 178.8
TYMPANIC THERMOMETER | TYMPANIC THERMOMETER | BRAUN | PRO 6000 | 2024-08-14 | 178.8
VENTILATOR | VENTILATOR | RESMED LTD | AIRSENSE 10 AUTOSET | 2024-08-15 | 396
VENTILATOR | VENTILATOR | RESMED LTD | AIRSENSE 10 AUTOSET | 2024-08-15 | 396
VENTILATOR | VENTILATOR | BREAS MEDICAL | NIPPY 4+ | 2024-08-15 | 4560 |  | 2026-08-15
VENTILATOR | VENTILATOR | BREAS MEDICAL | NIPPY 4+ | 2024-08-15 | 4560 |  | 2026-08-15
SUCTION CONTROLLER | DOUBLE SUCTION HIGH/THORAIC | THERAPY EQUIPMENT | DOUBLE SUCTION | 2024-08-19 | 536.4
VACUUM SPLITTER | VACUUM TWIN SCHRADER SPLITTER | MEC MEDICAL LTD | 201906P | 2024-08-19 | 144.9
VACUUM SPLITTER | VACUUM TWIN SCHRADER SPLITTER | MEC MEDICAL LTD | 201906P | 2024-08-19 | 144.9
VACUUM SPLITTER | VACUUM TWIN SCHRADER SPLITTER | MEC MEDICAL LTD | 201906P | 2024-08-19 | 144.9
VACUUM SPLITTER | VACUUM TWIN SCHRADER SPLITTER | MEC MEDICAL LTD | 201906P | 2024-08-19 | 144.9
VACUUM SPLITTER | VACUUM TWIN SCHRADER SPLITTER | MEC MEDICAL LTD | 201906P | 2024-08-19 | 144.9
VACUUM SPLITTER | VACUUM TWIN SCHRADER SPLITTER | MEC MEDICAL LTD | 201906P | 2024-08-19 | 144.9
VACUUM SPLITTER | VACUUM TWIN SCHRADER SPLITTER | MEC MEDICAL LTD | 201906P | 2024-08-19 | 144.9
VENTILATOR | VENTILATOR | BREAS MEDICAL | NIPPY 4 | 2024-08-19 | 2880 | 2024-08-19 | 2026-08-19
VENTILATOR | VENTILATOR | BREAS MEDICAL | NIPPY 4 | 2024-08-19 | 2880 | 2024-08-19 | 2026-08-19
VENTILATOR | VENTILATOR | BREAS MEDICAL | NIPPY 4 | 2024-08-19 | 2880 | 2024-08-19 | 2026-08-19
VENTILATOR | VENTILATOR | BREAS MEDICAL | NIPPY 4+ | 2024-08-20 | 4560 |  | 2026-08-20
VENTILATOR | VENTILATOR | BREAS MEDICAL | NIPPY 4+ | 2024-08-20 | 4560 |  | 2026-08-20
VENTILATOR | VENTILATOR | BREAS MEDICAL | NIPPY 4+ | 2024-08-20 | 4560 |  | 2026-08-20
VENTILATOR | VENTILATOR | BREAS MEDICAL | NIPPY 4+ | 2024-08-20 | 4560 |  | 2026-08-20
VENTILATOR | VENTILATOR | BREAS MEDICAL | NIPPY 4+ | 2024-08-20 | 4560 |  | 2026-08-20
VENTILATOR | VENTILATOR | BREAS MEDICAL | NIPPY 4+ | 2024-08-20 | 4560 |  | 2026-08-20
REGULATOR | REGULATOR - OXYGEN - PIN INDEX | BPR MEDICAL | 819-0010 | 2024-08-21 | 128.304 |  | 2028-08-21
REGULATOR | REGULATOR - OXYGEN - PIN INDEX | BPR MEDICAL | 819-0010 | 2024-08-21 | 128.304 |  | 2028-08-21
VENTILATOR | VENTILATOR | BREAS MEDICAL | NIPPY 4 | 2024-08-22 | 2880 | 2024-08-22 | 2026-08-22
VENTILATOR | VENTILATOR | RESMED LTD | AIRSENSE 10 AUTOSET | 2024-08-22 | 396
VENTILATOR | VENTILATOR | RESMED LTD | AIRSENSE 10 AUTOSET | 2024-08-22 | 396
HUMIDIFIER | HUMIDIFIER | F & P | MR850 | 2024-08-22 | 1320 |  | 2025-08-22
HUMIDIFIER | HUMIDIFIER | F & P | MR850 | 2024-08-22 | 1320 |  | 2025-08-22
TYMPANIC THERMOMETER | TYMPANIC THERMOMETER | BRAUN | PRO 6000 | 2024-08-27 | 256.8
TYMPANIC THERMOMETER | TYMPANIC THERMOMETER | BRAUN | PRO 6000 | 2024-08-27 | 41.472
SPHYGMOMANOMETER | SPHYGMOMANOMETER - MANOMETER SINGLE TUBE | WELCH ALLYN | DS-5401-189 | 2024-08-28 | 34.8
GASTROSCOPE | GASTROSCOPE - TRANSNASAL | FUJIFILM | EG-530NW | 2024-08-28 | 12000
GASTROSCOPE | GASTROSCOPE - STANDARD | FUJIFILM | EG-530FP | 2024-08-28 | 12000
GASTROSCOPE | GASTROSCOPE - STANDARD | FUJIFILM | EG-530FP | 2024-08-28 | 12000
GASTROSCOPE | GASTROSCOPE - STANDARD | FUJIFILM | EG-530FP | 2024-08-28 | 12000
GASTROSCOPE | GASTROSCOPE - STANDARD | FUJIFILM | EG-530FP | 2024-08-28 | 12000
GASTROSCOPE | GASTROSCOPE - STANDARD | FUJIFILM | EG-530FP | 2024-08-28 | 12000
GASTROSCOPE | GASTROSCOPE - STANDARD | FUJIFILM | EG-530FP | 2024-08-28 | 12000
GASTROSCOPE | GASTROSCOPE - DUAL CHANNEL | FUJIFILM | EG-530D | 2024-08-28 | 12000
COLONOSCOPE | COLONOSCOPE - STANDARD | FUJIFILM | EC-600WL | 2024-08-28 | 12000
COLONOSCOPE | COLONOSCOPE - PAEDIATRIC | FUJIFILM | EC-580RD/L | 2024-08-28 | 12000
COLONOSCOPE | COLONOSCOPE - PAEDIATRIC | FUJIFILM | EC-580RD/L | 2024-08-28 | 12000
COLONOSCOPE | COLONOSCOPE - PAEDIATRIC | FUJIFILM | EC-530LP | 2024-08-28 | 12000
COLONOSCOPE | COLONOSCOPE - STANDARD | FUJIFILM | EC-530FL | 2024-08-28 | 12000
BRONCHOSCOPE | BRONCHOSCOPE - STANDARD | FUJIFILM | EB-530S | 2024-08-28 | 12000
BRONCHOSCOPE | BRONCHOSCOPE - PAEDIATRIC | FUJIFILM | EB-530P | 2024-08-28 | 12000
BRONCHOSCOPE | BRONCHOSCOPE - PAEDIATRIC | FUJIFILM | EB-530P | 2024-08-28 | 12000
BRONCHOSCOPE | BRONCHOSCOPE - PAEDIATRIC | FUJIFILM | EB-530P | 2024-08-28 | 12000
TYMPANIC THERMOMETER | TYMPANIC THERMOMETER CONNEX MONITOR | WELCH ALLYN | PRO 6000 CONNEX | 2024-08-28 | 256.8
TYMPANIC THERMOMETER | TYMPANIC THERMOMETER CONNEX MONITOR | WELCH ALLYN | PRO 6000 CONNEX | 2024-08-29 | 256.8
TYMPANIC THERMOMETER | TYMPANIC THERMOMETER | BRAUN | PRO 6000 | 2024-08-29 | 178.8
LIGHT SOURCE | BATTERY POWERED LED LIGHT SOURCE | KARL STORZ | 11301D4 | 2024-08-30 | 528
SPO2 SENSOR TESTER | SPO2 SENSOR TESTER | FLUKE | PROSIM 8 SP02 TEST MODULE | 2024-09-13 | 4416 |  | 2025-02-27
TYMPANIC THERMOMETER | TYMPANIC THERMOMETER | BRAUN | PRO 6000 | 2024-08-30 | 178.8
TYMPANIC THERMOMETER | TYMPANIC THERMOMETER | BRAUN | PRO 6000 | 2024-08-30 | 178.8
TYMPANIC THERMOMETER | TYMPANIC THERMOMETER CONNEX MONITOR | WELCH ALLYN | PRO 6000 CONNEX | 2024-09-02 | 256.8
TYMPANIC THERMOMETER | TYMPANIC THERMOMETER CONNEX MONITOR | WELCH ALLYN | PRO 6000 CONNEX | 2024-09-02 | 256.8
AMBULATORY ARRHYTHMIA MONITOR | AMBULATORY ECG RECORDER | SPACELABS | ECLIPSE PRO | 2024-09-03 | 1872.048
AMBULATORY ARRHYTHMIA MONITOR | AMBULATORY ECG RECORDER | SPACELABS | ECLIPSE PRO | 2024-09-03 | 1872.048
AMBULATORY ARRHYTHMIA MONITOR | AMBULATORY ECG RECORDER | SPACELABS | ECLIPSE PRO | 2024-09-03 | 1872.048
AMBULATORY ARRHYTHMIA MONITOR | AMBULATORY ECG RECORDER | SPACELABS | ECLIPSE PRO | 2024-09-03 | 1872.048
AMBULATORY ARRHYTHMIA MONITOR | AMBULATORY ECG RECORDER | SPACELABS | ECLIPSE PRO | 2024-09-03 | 1872.048
AMBULATORY ARRHYTHMIA MONITOR | AMBULATORY ECG RECORDER | SPACELABS | ECLIPSE PRO | 2024-09-03 | 1872.048
TYMPANIC THERMOMETER | TYMPANIC THERMOMETER CONNEX MONITOR | WELCH ALLYN | PRO 6000 CONNEX | 2024-09-05 | 256.8
SPHYGMOMANOMETER | SPHYGMOMANOMETER - HANDHELD | WELCH ALLYN | DS-5401-300 | 2024-09-05 | 34.8 |  | 2025-09-05
TYMPANIC THERMOMETER | TYMPANIC THERMOMETER | BRAUN | PRO 6000 | 2024-09-06 | 178.8
DERMATOSCOPE | DERMATOSCOPE | HEINE | DELTA 20T | 2024-09-06 | 786
TYMPANIC THERMOMETER | TYMPANIC THERMOMETER | BRAUN | PRO 6000 | 2024-09-12 | 178.8
TYMPANIC THERMOMETER | TYMPANIC THERMOMETER | BRAUN | PRO 6000 | 2024-09-13 | 178.8
TYMPANIC THERMOMETER | TYMPANIC THERMOMETER | BRAUN | PRO 6000 | 2024-09-13 | 178.8
TYMPANIC THERMOMETER | TYMPANIC THERMOMETER | BRAUN | PRO 6000 | 2024-09-13 | 178.8
REGULATOR | REGULATOR - OXYGEN - PIN INDEX | BPR MEDICAL | 819-0010 | 2024-09-13 | 128.304 |  | 2028-09-13
REGULATOR | REGULATOR - OXYGEN - PIN INDEX | BPR MEDICAL | 819-0010 | 2024-09-13 | 128.304 |  | 2028-09-13
TYMPANIC THERMOMETER | TYMPANIC THERMOMETER CONNEX MONITOR | WELCH ALLYN | PRO 6000 CONNEX | 2024-09-17 | 256.8
SUCTION CONTROLLER | HIGH SUCTION CONTROLLER | THERAPY EQUIPMENT | DIAMOND RANGE HIGH | 2024-09-19 | 156
TYMPANIC THERMOMETER | TYMPANIC THERMOMETER | BRAUN | PRO 6000 | 2024-09-26 | 178.8
TYMPANIC THERMOMETER | TYMPANIC THERMOMETER | BRAUN | PRO 6000 | 2024-09-26 | 178.8
TYMPANIC THERMOMETER | TYMPANIC THERMOMETER | BRAUN | PRO 6000 | 2024-09-26 | 178.8
TYMPANIC THERMOMETER | TYMPANIC THERMOMETER | BRAUN | PRO 6000 | 2024-09-26 | 178.8
TYMPANIC THERMOMETER | TYMPANIC THERMOMETER | BRAUN | PRO 6000 | 2024-09-26 | 178.8
TYMPANIC THERMOMETER | TYMPANIC THERMOMETER | BRAUN | PRO 6000 | 2024-10-01 | 178.8
TYMPANIC THERMOMETER | TYMPANIC THERMOMETER | BRAUN | PRO 6000 | 2024-09-26 | 178.8
TYMPANIC THERMOMETER | TYMPANIC THERMOMETER CONNEX MONITOR | WELCH ALLYN | PRO 6000 CONNEX | 2024-09-25 | 256.8
TEST WEIGHT | OMIL F1 20G INDIVIDUAL CALIBRATION WEIGHT | ADAM EQUIPMENT | F1 20G CALIBRATION WEIGHT | 2024-09-24 | 73.2 |  | 2027-07-25
TEST WEIGHT | OMIL F1 10G INDIVIDUAL CALIBRATION WEIGHT | ADAM EQUIPMENT | F1 10G CALIBRATION WEIGHT | 2024-09-27 | 70.8 |  | 2027-09-19
TEST WEIGHT | OMIL F1 20G INDIVIDUAL CALIBRATION WEIGHT | ADAM EQUIPMENT | F1 20G CALIBRATION WEIGHT | 2024-09-24 | 73.2 |  | 2027-07-25
TEST WEIGHT | OMIL F1 10G INDIVIDUAL CALIBRATION WEIGHT | ADAM EQUIPMENT | F1 10G CALIBRATION WEIGHT | 2024-09-27 | 70.8 |  | 2027-09-19
TEST WEIGHT | OMIL F1 20G INDIVIDUAL CALIBRATION WEIGHT | ADAM EQUIPMENT | F1 20G CALIBRATION WEIGHT | 2024-09-24 | 73.2 |  | 2027-07-25
TEST WEIGHT | OMIL F1 10G INDIVIDUAL CALIBRATION WEIGHT | ADAM EQUIPMENT | F1 10G CALIBRATION WEIGHT | 2024-09-27 | 70.8 |  | 2027-09-19
TEST WEIGHT | OMIL F1 20G INDIVIDUAL CALIBRATION WEIGHT | ADAM EQUIPMENT | F1 20G CALIBRATION WEIGHT | 2024-09-24 | 73.2 |  | 2027-07-25
TEST WEIGHT | OMIL F1 10G INDIVIDUAL CALIBRATION WEIGHT | ADAM EQUIPMENT | F1 10G CALIBRATION WEIGHT | 2024-09-27 | 70.8 |  | 2027-09-19
SPO2 SENSOR TESTER | SPO2 SENSOR TESTER | FLUKE | PROSIM SPOT LIGHT | 2024-09-05 | 3196.5 |  | 2025-08-09
CO2 MODULE | CO2 MODULE + PRESS & TEMP | PHILIPS LTD | 867041 B06 | 2024-07-30 | 3000 |  | 2025-07-30
VIDEOSCOPE | AMBU AVIEW 2 MONITOR | AMBU LTD | AVIEW 2 | 2024-08-05 | 4980
NEBULIZER | NEBULIZER | PARI MEDICAL | PARI BOY CLASSIC | 2024-08-07 | 83.748
NEBULIZER | NEBULIZER | PARI MEDICAL | PARI BOY CLASSIC | 2024-08-07 | 83.748
NEBULIZER | NEBULIZER | PARI MEDICAL | PARI BOY CLASSIC | 2024-08-07 | 83.748
NEBULIZER | NEBULIZER | PARI MEDICAL | PARI BOY CLASSIC | 2024-08-07 | 83.748
NEBULIZER | NEBULIZER | PARI MEDICAL | PARI BOY CLASSIC | 2024-08-07 | 83.748
NEBULIZER | NEBULIZER | PARI MEDICAL | PARI BOY CLASSIC | 2024-08-07 | 83.748
NEBULIZER | NEBULIZER | PARI MEDICAL | PARI BOY CLASSIC | 2024-08-07 | 83.748
NEBULIZER | NEBULIZER | PARI MEDICAL | PARI BOY CLASSIC | 2024-08-07 | 83.748
NEBULIZER | NEBULIZER | PARI MEDICAL | PARI BOY CLASSIC | 2024-08-07 | 83.748
NEBULIZER | NEBULIZER | PARI MEDICAL | PARI BOY CLASSIC | 2024-08-07 | 83.748
NEBULIZER | NEBULIZER | PARI MEDICAL | PARI BOY CLASSIC | 2024-08-07 | 83.748
NEBULIZER | NEBULIZER | PARI MEDICAL | PARI BOY CLASSIC | 2024-08-07 | 83.748
NEBULIZER | NEBULIZER | PARI MEDICAL | PARI BOY CLASSIC | 2024-08-07 | 83.748
NEBULIZER | NEBULIZER | PARI MEDICAL | PARI BOY CLASSIC | 2024-08-06 | 83.748
NEBULIZER | NEBULIZER | PARI MEDICAL | PARI BOY CLASSIC | 2024-08-06 | 83.748
NEBULIZER | NEBULIZER | PARI MEDICAL | PARI BOY CLASSIC | 2024-08-06 | 83.748
VIDEOSCOPE | AMBU AVIEW 2 MONITOR | AMBU LTD | AVIEW 2 | 2024-08-06 | 4980
VIDEOSCOPE | AMBU AVIEW 2 MONITOR | AMBU LTD | AVIEW 2 | 2024-08-06 | 4980
DEFIBRILLATOR | DEFIBRILLATOR - PACED/SPO2/NIBP/CO2/IBP/TEMP | ZOLL MEDICAL | X SERIES | 2024-08-07 | 17276.4 |  | 2025-08-07
COUCH | COUCH - OPERATING | ANETIC AID | QA3 EMERGENCY | 2024-08-09 | 3594 |  | 2027-08-09
SCALES | SCALES - BABY | SECA | 384 | 2024-10-15 | 216 |  | 2025-10-15
BIPAP VENTILATORY SUPPORT SYSTEM | TRILOGY EVO VENTILATOR - BIPAP VENTILATORY SUPPORT SYSTEM | RESPIRONICS | TRILOGY EVO | 2024-08-20 | 5265 |  | 2027-01-20
BIPAP VENTILATORY SUPPORT SYSTEM | TRILOGY EVO VENTILATOR - BIPAP VENTILATORY SUPPORT SYSTEM | RESPIRONICS | TRILOGY EVO | 2024-08-21 | 5265 |  | 2026-02-01
HUMIDIFIER | HUMIDIFIER AND FLOW GENERATOR | F & P | AIRVO 2 | 2024-08-14 | 2970 |  | 2025-08-14
VENTILATOR | TRILOGY EV300 VENTILATOR | RESPIRONICS | EV300 | 2024-08-23 | 8336.4 |  | 2025-08-01
VENTILATOR | TRILOGY EV300 VENTILATOR | RESPIRONICS | EV300 | 2024-08-23 | 8336.4 |  | 2025-08-01
VENTILATOR | TRILOGY EV300 VENTILATOR | RESPIRONICS | EV300 | 2024-08-23 | 8336.4 |  | 2025-08-01
VENTILATOR | TRILOGY EV300 VENTILATOR | RESPIRONICS | EV300 | 2024-08-23 | 8336.4 |  | 2025-08-01
VENTILATOR | TRILOGY EV300 VENTILATOR | RESPIRONICS | EV300 | 2024-08-23 | 8336.4 |  | 2025-08-01
VENTILATOR | TRILOGY EV300 VENTILATOR | RESPIRONICS | EV300 | 2024-08-14 | 8336.4 |  | 2025-08-14
VENTILATOR | TRILOGY EV300 VENTILATOR | RESPIRONICS | EV300 | 2024-08-14 | 8336.4 |  | 2025-08-14
VENTILATOR | TRILOGY EV300 VENTILATOR | RESPIRONICS | EV300 | 2024-08-14 | 8336.4 |  | 2025-08-14
VENTILATOR | TRILOGY EV300 VENTILATOR | RESPIRONICS | EV300 | 2024-08-14 | 8336.4 |  | 2025-08-14
VENTILATOR | TRILOGY EV300 VENTILATOR | RESPIRONICS | EV300 | 2024-08-14 | 8336.4 |  | 2025-08-14
MODULE HOLDER | MODULE HOLDER | PHILIPS LTD | FMX-4 | 2024-08-21 | 319.2
DEFIBRILLATOR | DEFIBRILLATOR - PACED/SPO2/NIBP/CO2/IBP/TEMP | ZOLL MEDICAL | X SERIES | 2024-07-30 | 23730.24 |  | 2025-07-30
INSUFFLATOR CO2 | ENDOFLATOR - TOUCH SCREEN | KARL STORZ | UI400 | 2024-09-12 | 11585.664 |  | 2025-09-01
SCALES | SCALES - STAND ON | SECA | 875 | 2024-10-15 | 216 |  | 2025-10-15
SCALES | SCALES - STAND ON | SECA | 875 | 2024-10-15 | 216 |  | 2025-10-15
HUMALACTOR | HUMALACTOR | ARDO | CALYPSO PRO | 2024-09-19 | 142.8 |  | 2025-09-19
VIDEOSCOPE | AMBU AVIEW 2 MONITOR | AMBU LTD | AVIEW 2 | 2024-09-12 | 4980
BIPAP VENTILATORY SUPPORT SYSTEM | TRILOGY EVO VENTILATOR - BIPAP VENTILATORY SUPPORT SYSTEM | RESPIRONICS | TRILOGY EVO | 2024-09-10 | 5265 |  | 2026-07-01
BIPAP VENTILATORY SUPPORT SYSTEM | TRILOGY EVO VENTILATOR - BIPAP VENTILATORY SUPPORT SYSTEM | RESPIRONICS | TRILOGY EVO | 2024-09-10 | 5265 |  | 2026-07-01
BIPAP VENTILATORY SUPPORT SYSTEM | TRILOGY EVO VENTILATOR - BIPAP VENTILATORY SUPPORT SYSTEM | RESPIRONICS | TRILOGY EVO | 2024-09-10 | 5265 |  | 2026-07-01
BIPAP VENTILATORY SUPPORT SYSTEM | TRILOGY EVO VENTILATOR - BIPAP VENTILATORY SUPPORT SYSTEM | RESPIRONICS | TRILOGY EVO | 2024-08-09 | 5265 |  | 2028-08-09
BIPAP VENTILATORY SUPPORT SYSTEM | TRILOGY EVO VENTILATOR - BIPAP VENTILATORY SUPPORT SYSTEM | RESPIRONICS | TRILOGY EVO | 2024-08-09 | 5265 | 2024-08-14 | 2028-08-09
BIPAP VENTILATORY SUPPORT SYSTEM | TRILOGY EVO VENTILATOR - BIPAP VENTILATORY SUPPORT SYSTEM | RESPIRONICS | TRILOGY EVO | 2024-08-08 | 5265 |  | 2027-01-20
BIPAP VENTILATORY SUPPORT SYSTEM | TRILOGY EVO VENTILATOR - BIPAP VENTILATORY SUPPORT SYSTEM | RESPIRONICS | TRILOGY EVO | 2024-07-29 | 5265 | 2024-08-14 | 2028-08-01
BIPAP VENTILATORY SUPPORT SYSTEM | TRILOGY EVO VENTILATOR - BIPAP VENTILATORY SUPPORT SYSTEM | RESPIRONICS | TRILOGY EVO | 2024-07-29 | 5265 |  | 2026-12-01
BIPAP VENTILATORY SUPPORT SYSTEM | TRILOGY EVO VENTILATOR - BIPAP VENTILATORY SUPPORT SYSTEM | RESPIRONICS | TRILOGY EVO | 2024-07-26 | 5265 |  | 2026-07-01
BIPAP VENTILATORY SUPPORT SYSTEM | TRILOGY EVO VENTILATOR - BIPAP VENTILATORY SUPPORT SYSTEM | RESPIRONICS | TRILOGY EVO | 2024-07-26 | 5265 |  | 2026-07-01
BIPAP VENTILATORY SUPPORT SYSTEM | TRILOGY EVO VENTILATOR - BIPAP VENTILATORY SUPPORT SYSTEM | RESPIRONICS | TRILOGY EVO | 2024-07-26 | 5265 |  | 2026-02-01
BIPAP VENTILATORY SUPPORT SYSTEM | TRILOGY EVO VENTILATOR - BIPAP VENTILATORY SUPPORT SYSTEM | RESPIRONICS | TRILOGY EVO | 2024-07-26 | 5265 |  | 2026-02-01
BIPAP VENTILATORY SUPPORT SYSTEM | TRILOGY EVO VENTILATOR - BIPAP VENTILATORY SUPPORT SYSTEM | RESPIRONICS | TRILOGY EVO | 2024-07-26 | 5265 |  | 2026-02-01
BIPAP VENTILATORY SUPPORT SYSTEM | TRILOGY EVO VENTILATOR - BIPAP VENTILATORY SUPPORT SYSTEM | RESPIRONICS | TRILOGY EVO | 2024-07-26 | 5265 |  | 2026-02-01
BIPAP VENTILATORY SUPPORT SYSTEM | TRILOGY EVO VENTILATOR - BIPAP VENTILATORY SUPPORT SYSTEM | RESPIRONICS | TRILOGY EVO | 2024-07-26 | 5265 |  | 2026-02-01
BIPAP VENTILATORY SUPPORT SYSTEM | TRILOGY EVO VENTILATOR - BIPAP VENTILATORY SUPPORT SYSTEM | RESPIRONICS | TRILOGY EVO | 2024-07-26 | 5265 |  | 2026-02-01
BIPAP VENTILATORY SUPPORT SYSTEM | TRILOGY EVO VENTILATOR - BIPAP VENTILATORY SUPPORT SYSTEM | RESPIRONICS | TRILOGY EVO | 2024-07-26 | 5265 |  | 2026-02-01
BIPAP VENTILATORY SUPPORT SYSTEM | TRILOGY EVO VENTILATOR - BIPAP VENTILATORY SUPPORT SYSTEM | RESPIRONICS | TRILOGY EVO | 2024-07-26 | 5265 |  | 2026-02-01
BIPAP VENTILATORY SUPPORT SYSTEM | TRILOGY EVO VENTILATOR - BIPAP VENTILATORY SUPPORT SYSTEM | RESPIRONICS | TRILOGY EVO | 2024-07-26 | 5265 |  | 2026-02-01
BIPAP VENTILATORY SUPPORT SYSTEM | TRILOGY EVO VENTILATOR - BIPAP VENTILATORY SUPPORT SYSTEM | RESPIRONICS | TRILOGY EVO | 2024-07-26 | 5265 |  | 2026-02-01
BIPAP VENTILATORY SUPPORT SYSTEM | TRILOGY EVO VENTILATOR - BIPAP VENTILATORY SUPPORT SYSTEM | RESPIRONICS | TRILOGY EVO | 2024-07-26 | 5265 |  | 2026-02-01
BIPAP VENTILATORY SUPPORT SYSTEM | TRILOGY EVO VENTILATOR - BIPAP VENTILATORY SUPPORT SYSTEM | RESPIRONICS | TRILOGY EVO | 2024-07-26 | 5265 |  | 2026-02-01
BIPAP VENTILATORY SUPPORT SYSTEM | TRILOGY EVO VENTILATOR - BIPAP VENTILATORY SUPPORT SYSTEM | RESPIRONICS | TRILOGY EVO | 2024-07-26 | 5265 |  | 2026-02-01
BIPAP VENTILATORY SUPPORT SYSTEM | TRILOGY EVO VENTILATOR - BIPAP VENTILATORY SUPPORT SYSTEM | RESPIRONICS | TRILOGY EVO | 2024-07-26 | 5265 |  | 2026-02-01
BIPAP VENTILATORY SUPPORT SYSTEM | TRILOGY EVO VENTILATOR - BIPAP VENTILATORY SUPPORT SYSTEM | RESPIRONICS | TRILOGY EVO | 2024-07-26 | 5265 |  | 2026-02-01
BIPAP VENTILATORY SUPPORT SYSTEM | TRILOGY EVO VENTILATOR - BIPAP VENTILATORY SUPPORT SYSTEM | RESPIRONICS | TRILOGY EVO | 2024-07-26 | 5265 |  | 2026-12-01
BIPAP VENTILATORY SUPPORT SYSTEM | TRILOGY EVO VENTILATOR - BIPAP VENTILATORY SUPPORT SYSTEM | RESPIRONICS | TRILOGY EVO | 2024-07-26 | 5265 |  | 2026-12-01
BIPAP VENTILATORY SUPPORT SYSTEM | TRILOGY EVO VENTILATOR - BIPAP VENTILATORY SUPPORT SYSTEM | RESPIRONICS | TRILOGY EVO | 2024-07-26 | 5265 |  | 2026-12-01
BIPAP VENTILATORY SUPPORT SYSTEM | TRILOGY EVO VENTILATOR - BIPAP VENTILATORY SUPPORT SYSTEM | RESPIRONICS | TRILOGY EVO | 2024-07-26 | 5265 |  | 2026-12-01
BIPAP VENTILATORY SUPPORT SYSTEM | TRILOGY EVO VENTILATOR - BIPAP VENTILATORY SUPPORT SYSTEM | RESPIRONICS | TRILOGY EVO | 2024-07-26 | 5265 |  | 2026-08-01
BIPAP VENTILATORY SUPPORT SYSTEM | TRILOGY EVO VENTILATOR - BIPAP VENTILATORY SUPPORT SYSTEM | RESPIRONICS | TRILOGY EVO | 2024-07-26 | 5265 |  | 2026-08-19
BIPAP VENTILATORY SUPPORT SYSTEM | TRILOGY EVO VENTILATOR - BIPAP VENTILATORY SUPPORT SYSTEM | RESPIRONICS | TRILOGY EVO | 2024-07-26 | 5265 |  | 2026-12-01
BIPAP VENTILATORY SUPPORT SYSTEM | TRILOGY EVO VENTILATOR - BIPAP VENTILATORY SUPPORT SYSTEM | RESPIRONICS | TRILOGY EVO | 2024-07-26 | 5265 |  | 2026-12-01
BIPAP VENTILATORY SUPPORT SYSTEM | TRILOGY EVO VENTILATOR - BIPAP VENTILATORY SUPPORT SYSTEM | RESPIRONICS | TRILOGY EVO | 2024-07-26 | 5265 |  | 2026-07-01
BIPAP VENTILATORY SUPPORT SYSTEM | TRILOGY EVO VENTILATOR - BIPAP VENTILATORY SUPPORT SYSTEM | RESPIRONICS | TRILOGY EVO | 2024-07-26 | 5265 |  | 2026-07-01
BIPAP VENTILATORY SUPPORT SYSTEM | TRILOGY EVO VENTILATOR - BIPAP VENTILATORY SUPPORT SYSTEM | RESPIRONICS | TRILOGY EVO | 2024-07-26 | 5265 |  | 2026-07-01
BIPAP VENTILATORY SUPPORT SYSTEM | TRILOGY EVO VENTILATOR - BIPAP VENTILATORY SUPPORT SYSTEM | RESPIRONICS | TRILOGY EVO | 2024-07-26 | 5265 |  | 2026-07-01
BIPAP VENTILATORY SUPPORT SYSTEM | TRILOGY EVO VENTILATOR - BIPAP VENTILATORY SUPPORT SYSTEM | RESPIRONICS | TRILOGY EVO | 2024-08-01 | 5265 |  | 2026-07-01
BIPAP VENTILATORY SUPPORT SYSTEM | TRILOGY EVO VENTILATOR - BIPAP VENTILATORY SUPPORT SYSTEM | RESPIRONICS | TRILOGY EVO | 2024-08-01 | 5265 |  | 2026-03-01
HUMIDIFIER | HUMIDIFIER AND FLOW GENERATOR | F & P | AIRVO 3 | 2024-08-05 | 8400 | 2024-09-27 | 2026-08-05
HUMIDIFIER | HUMIDIFIER AND FLOW GENERATOR | F & P | AIRVO 3 | 2024-08-05 | 8400 | 2024-09-27 | 2026-08-05
HUMIDIFIER | HUMIDIFIER AND FLOW GENERATOR | F & P | AIRVO 3 | 2024-07-25 | 8400 | 2024-09-27 | 2026-07-25
HUMIDIFIER | HUMIDIFIER AND FLOW GENERATOR | F & P | AIRVO 3 | 2024-07-25 | 8400 | 2024-09-27 | 2026-07-25
HUMIDIFIER | HUMIDIFIER AND FLOW GENERATOR | F & P | AIRVO 3 | 2024-07-25 | 8400 | 2024-09-27 | 2026-07-25
VENTILATOR | VENTILATOR EXPIRATORY CASSETTE - SERVO U | MAQUET | 6693752 | 2024-07-25 | 1059.6
VENTILATOR | VENTILATOR EXPIRATORY CASSETTE - SERVO U | MAQUET | 6693752 | 2024-07-25 | 1059.6
VENTILATOR | VENTILATOR EXPIRATORY CASSETTE - SERVO U | MAQUET | 6693752 | 2024-07-25 | 1059.6
VENTILATOR | VENTILATOR | BREAS MEDICAL | NIPPY 4 | 2024-07-25 | 2880 |  | 2026-07-25
VENTILATOR | VENTILATOR | BREAS MEDICAL | NIPPY 4 | 2024-07-25 | 2880 |  | 2026-07-25
VENTILATOR | VENTILATOR | BREAS MEDICAL | NIPPY 4 | 2024-07-25 | 2880 |  | 2026-07-25
VENTILATOR | VENTILATOR | BREAS MEDICAL | NIPPY 4 | 2024-07-25 | 2880 |  | 2026-07-25
ENTONOX DEMAND SYSTEM | ENTONOX DEMAND VALVE | BNOS MEDITECH LTD | 900-0031-00 | 2024-09-18 | 213.6 |  | 2029-09-18
ENTONOX DEMAND SYSTEM | ENTONOX DEMAND VALVE | BNOS MEDITECH LTD | 900-0031-00 | 2024-09-18 | 213.6 |  | 2029-09-18
ENTONOX DEMAND SYSTEM | ENTONOX DEMAND VALVE | BNOS MEDITECH LTD | 900-0031-00 | 2024-09-18 | 213.6 |  | 2029-09-18
ENTONOX DEMAND SYSTEM | ENTONOX DEMAND VALVE | BNOS MEDITECH LTD | 900-0031-00 | 2024-09-18 | 213.6 |  | 2029-09-18
ENTONOX DEMAND SYSTEM | ENTONOX DEMAND VALVE | BNOS MEDITECH LTD | 900-0031-00 | 2024-09-18 | 213.6 |  | 2029-09-18
TYMPANIC THERMOMETER | TYMPANIC THERMOMETER | COVIDIEN UK | GENIUS 3B | 2024-09-12 | 0 |  | 2025-09-12
ELECTRIC BED | SMART ACUTE CARE ELECTRIC BED | LINET UK | ELEGANZA 2 | 2024-09-11 | 1980 |  | 2025-09-05
ELECTRIC BED | SMART ACUTE CARE ELECTRIC BED | LINET UK | ELEGANZA 2 | 2024-09-11 | 1980 |  | 2025-09-05
ELECTRIC BED | SMART ACUTE CARE ELECTRIC BED | LINET UK | ELEGANZA 2 | 2024-09-11 | 1980 |  | 2025-09-05
ELECTRIC BED | SMART ACUTE CARE ELECTRIC BED | LINET UK | ELEGANZA 2 | 2024-09-11 | 1980 |  | 2025-09-05
ELECTRIC BED | SMART ACUTE CARE ELECTRIC BED | LINET UK | ELEGANZA 2 | 2024-09-11 | 1980 |  | 2025-09-05
ELECTRIC BED | SMART ACUTE CARE ELECTRIC BED | LINET UK | ELEGANZA 2 | 2024-09-11 | 1980 |  | 2025-09-05
ELECTRIC BED | SMART ACUTE CARE ELECTRIC BED | LINET UK | ELEGANZA 2 | 2024-09-11 | 1980 |  | 2025-09-05
ELECTRIC BED | SMART ACUTE CARE ELECTRIC BED | LINET UK | ELEGANZA 2 | 2024-09-11 | 1980 |  | 2025-09-05
ELECTRIC BED | SMART ACUTE CARE ELECTRIC BED | LINET UK | ELEGANZA 2 | 2024-09-11 | 1980 |  | 2025-09-05
ELECTRIC BED | SMART ACUTE CARE ELECTRIC BED | LINET UK | ELEGANZA 2 | 2024-09-11 | 1980 |  | 2025-09-05
ELECTRIC BED | SMART ACUTE CARE ELECTRIC BED | LINET UK | ELEGANZA 2 | 2024-09-11 | 1980 |  | 2025-09-05
ELECTRIC BED | SMART ACUTE CARE ELECTRIC BED | LINET UK | ELEGANZA 2 | 2024-09-11 | 1980 |  | 2025-09-05
ELECTRIC BED | SMART ACUTE CARE ELECTRIC BED | LINET UK | ELEGANZA 2 | 2024-09-11 | 1980 |  | 2025-09-05
ELECTRIC BED | SMART ACUTE CARE ELECTRIC BED | LINET UK | ELEGANZA 2 | 2024-09-11 | 1980 |  | 2025-09-05
PATIENT HOIST | PATIENT HOIST - MOBILE | JOERNS HEALTHCARE | OXFORD PRESENCE | 2024-09-09 | 2789.28 |  | 2025-03-09
ENTONOX DEMAND SYSTEM | ENTONOX DEMAND VALVE | BNOS MEDITECH LTD | 900-0031-00 | 2024-09-05 | 213.6 |  | 2029-09-05
ELECTRIC BED | SMART ACUTE CARE ELECTRIC BED | LINET UK | ELEGANZA 2 | 2024-09-05 | 1980 |  | 2025-09-05
ELECTRIC BED | SMART ACUTE CARE ELECTRIC BED | LINET UK | ELEGANZA 2 | 2024-09-05 | 1980 |  | 2025-09-05
ELECTRIC BED | SMART ACUTE CARE ELECTRIC BED | LINET UK | ELEGANZA 2 | 2024-09-05 | 1980 |  | 2025-09-05
ELECTRIC BED | SMART ACUTE CARE ELECTRIC BED | LINET UK | ELEGANZA 2 | 2024-09-05 | 1980 |  | 2025-09-05
ELECTRIC BED | SMART ACUTE CARE ELECTRIC BED | LINET UK | ELEGANZA 2 | 2024-09-05 | 1980 |  | 2025-09-05
ELECTRIC BED | SMART ACUTE CARE ELECTRIC BED | LINET UK | ELEGANZA 2 | 2024-09-05 | 1980 |  | 2025-09-05
ELECTRIC BED | SMART ACUTE CARE ELECTRIC BED | LINET UK | ELEGANZA 2 | 2024-09-05 | 1980 |  | 2025-09-05
ELECTRIC BED | SMART ACUTE CARE ELECTRIC BED | LINET UK | ELEGANZA 2 | 2024-09-05 | 1980 |  | 2025-09-05
ELECTRIC BED | SMART ACUTE CARE ELECTRIC BED | LINET UK | ELEGANZA 2 | 2024-09-05 | 1980 |  | 2025-09-05
ELECTRIC BED | SMART ACUTE CARE ELECTRIC BED | LINET UK | ELEGANZA 2 | 2024-09-05 | 1980 |  | 2025-09-05
ELECTRIC BED | SMART ACUTE CARE ELECTRIC BED | LINET UK | ELEGANZA 2 | 2024-09-05 | 1980 |  | 2025-09-05
ELECTRIC BED | SMART ACUTE CARE ELECTRIC BED | LINET UK | ELEGANZA 2 | 2024-09-05 | 1980 |  | 2025-09-05
TROLLEY | MEDICAL SCALES TROLLEY | SECA | 402 | 2024-09-04 | 455.988
SCALES | SCALES - BABY | SECA | 376 | 2024-09-04 | 373.5 |  | 2024-11-15
SUCTION CONTROLLER | HIGH SUCTION CONTROLLER | THERAPY EQUIPMENT | DIAMOND RANGE HIGH | 2024-08-27 | 72
SUCTION CONTROLLER | HIGH SUCTION CONTROLLER | THERAPY EQUIPMENT | DIAMOND RANGE HIGH | 2024-08-21 | 156
TYMPANIC THERMOMETER | TYMPANIC THERMOMETER | COVIDIEN UK | GENIUS 3B | 2024-08-16 | 0 |  | 2025-07-30
VITAL SIGNS MONITOR | VITAL SIGNS MONITOR: NBP, SPO2 | MINDRAY | VS9 | 2024-08-15 | 1602.18 |  | 2027-01-01
VITAL SIGNS MONITOR | VITAL SIGNS MONITOR: NBP, SPO2 | MINDRAY | VS9 | 2024-08-15 | 1602.18 |  | 2027-01-01
VITAL SIGNS MONITOR | VITAL SIGNS MONITOR: NBP, SPO2 | MINDRAY | VS9 | 2024-08-15 | 1602.18 |  | 2027-01-01
SUCTION CONTROLLER | HIGH SUCTION CONTROLLER | THERAPY EQUIPMENT | DIAMOND RANGE HIGH | 2024-08-14 | 113.4
NEBULIZER | NEBULIZER | SCIAN | NB-210C | 2024-08-07 | 45
NEBULIZER | NEBULIZER | SCIAN | NB-210C | 2024-08-07 | 45
NEBULIZER | NEBULIZER | SCIAN | NB-210C | 2024-08-07 | 45
NEBULIZER | NEBULIZER | SCIAN | NB-210C | 2024-08-07 | 45
NEBULIZER | NEBULIZER | SCIAN | NB-210C | 2024-08-07 | 45
NEBULIZER | NEBULIZER | SCIAN | NB-210C | 2024-08-07 | 45
TYMPANIC THERMOMETER | TYMPANIC THERMOMETER | COVIDIEN UK | GENIUS 3B | 2024-07-31 | 0 |  | 2025-07-30
TYMPANIC THERMOMETER | TYMPANIC THERMOMETER | COVIDIEN UK | GENIUS 3B | 2024-07-31 | 0 |  | 2025-07-30
TYMPANIC THERMOMETER | TYMPANIC THERMOMETER | COVIDIEN UK | GENIUS 3B | 2024-07-31 | 0 |  | 2025-07-30
TYMPANIC THERMOMETER | TYMPANIC THERMOMETER | COVIDIEN UK | GENIUS 3B | 2024-07-31 | 0 |  | 2025-07-30
TYMPANIC THERMOMETER | TYMPANIC THERMOMETER | COVIDIEN UK | GENIUS 3B | 2024-07-31 | 0 |  | 2025-07-30
TYMPANIC THERMOMETER | TYMPANIC THERMOMETER | COVIDIEN UK | GENIUS 3B | 2024-07-31 | 0 |  | 2025-07-30
TYMPANIC THERMOMETER | TYMPANIC THERMOMETER | COVIDIEN UK | GENIUS 3B | 2024-07-31 | 0 |  | 2025-07-30
TYMPANIC THERMOMETER | TYMPANIC THERMOMETER | COVIDIEN UK | GENIUS 3B | 2024-07-31 | 0 | 2024-08-22 | 2025-08-22
TYMPANIC THERMOMETER | TYMPANIC THERMOMETER | COVIDIEN UK | GENIUS 3B | 2024-07-31 | 0 |  | 2025-07-30
TYMPANIC THERMOMETER | TYMPANIC THERMOMETER | COVIDIEN UK | GENIUS 3B | 2024-07-31 | 0 |  | 2025-07-30
TYMPANIC THERMOMETER | TYMPANIC THERMOMETER | COVIDIEN UK | GENIUS 3B | 2024-07-31 | 0 |  | 2025-07-30
TYMPANIC THERMOMETER | TYMPANIC THERMOMETER | COVIDIEN UK | GENIUS 3B | 2024-07-31 | 0 |  | 2025-07-30
TYMPANIC THERMOMETER | TYMPANIC THERMOMETER | COVIDIEN UK | GENIUS 3B | 2024-07-31 | 0 |  | 2025-07-30
TYMPANIC THERMOMETER | TYMPANIC THERMOMETER | COVIDIEN UK | GENIUS 3B | 2024-07-31 | 0 |  | 2025-07-30
TYMPANIC THERMOMETER | TYMPANIC THERMOMETER | COVIDIEN UK | GENIUS 3B | 2024-07-31 | 0 |  | 2025-07-30
TYMPANIC THERMOMETER | TYMPANIC THERMOMETER | COVIDIEN UK | GENIUS 3B | 2024-07-31 | 0 |  | 2025-07-30
TYMPANIC THERMOMETER | TYMPANIC THERMOMETER | COVIDIEN UK | GENIUS 3B | 2024-07-31 | 0 |  | 2025-07-30
TYMPANIC THERMOMETER | TYMPANIC THERMOMETER | COVIDIEN UK | GENIUS 3B | 2024-07-31 | 0 |  | 2025-07-30
TYMPANIC THERMOMETER | TYMPANIC THERMOMETER | COVIDIEN UK | GENIUS 3B | 2024-07-31 | 0 |  | 2025-07-30
TYMPANIC THERMOMETER | TYMPANIC THERMOMETER | COVIDIEN UK | GENIUS 3B | 2024-07-31 | 0 |  | 2025-07-30
TYMPANIC THERMOMETER | TYMPANIC THERMOMETER | COVIDIEN UK | GENIUS 3B | 2024-07-31 | 0 |  | 2025-07-30
TYMPANIC THERMOMETER | TYMPANIC THERMOMETER | COVIDIEN UK | GENIUS 3B | 2024-07-31 | 0 |  | 2025-07-30
TYMPANIC THERMOMETER | TYMPANIC THERMOMETER | COVIDIEN UK | GENIUS 3B | 2024-07-31 | 0 |  | 2025-07-30
TYMPANIC THERMOMETER | TYMPANIC THERMOMETER | COVIDIEN UK | GENIUS 3B | 2024-07-31 | 0 |  | 2025-07-30
TYMPANIC THERMOMETER | TYMPANIC THERMOMETER | COVIDIEN UK | GENIUS 3B | 2024-07-31 | 0 |  | 2025-07-30
TYMPANIC THERMOMETER | TYMPANIC THERMOMETER | COVIDIEN UK | GENIUS 3B | 2024-07-31 | 0 |  | 2025-07-30
TYMPANIC THERMOMETER | TYMPANIC THERMOMETER | COVIDIEN UK | GENIUS 3B | 2024-07-31 | 0 |  | 2025-07-30
TYMPANIC THERMOMETER | TYMPANIC THERMOMETER | COVIDIEN UK | GENIUS 3B | 2024-07-31 | 0 |  | 2025-07-30
TYMPANIC THERMOMETER | TYMPANIC THERMOMETER | COVIDIEN UK | GENIUS 3B | 2024-07-31 | 0 |  | 2025-07-30
TYMPANIC THERMOMETER | TYMPANIC THERMOMETER | COVIDIEN UK | GENIUS 3B | 2024-07-30 | 0 |  | 2025-07-30
TYMPANIC THERMOMETER | TYMPANIC THERMOMETER | COVIDIEN UK | GENIUS 3B | 2024-07-30 | 0 |  | 2025-07-30
TYMPANIC THERMOMETER | TYMPANIC THERMOMETER | COVIDIEN UK | GENIUS 3B | 2024-07-30 | 0 |  | 2025-07-30
SUCTION - DENTAL | SUCTION - DENTAL | CATTANI ESAM | TURBO SMART | 2024-07-29 | 6276 |  | 2025-07-18
NEBULIZER | NEBULIZER | PARI MEDICAL | PARI BOY CLASSIC | 2024-07-22 | 83.748
NEBULIZER | NEBULIZER | PARI MEDICAL | PARI BOY CLASSIC | 2024-07-22 | 83.748
NEBULIZER | NEBULIZER | PARI MEDICAL | PARI BOY CLASSIC | 2024-07-22 | 83.748
NEBULIZER | NEBULIZER | PARI MEDICAL | PARI BOY CLASSIC | 2024-07-22 | 83.748
PATIENT HOIST | PATIENT HOIST - OVERHEAD | GULDMANN | GH3 | 2024-09-20 | 6600 |  | 2025-03-11
PATIENT HOIST | PATIENT HOIST - OVERHEAD | GULDMANN | GH3 | 2024-09-23 | 6600 |  | 2025-03-11
GAS REGULATOR & FLOWMETER | REGULATOR - TWO STAGE | MEC CO. LTD | TWO STAGE | 2024-09-19 | 517.2 |  | 2028-06-21
SUCTION CONTROLLER | 3M DIAMOND HIGH SUCTION RAIL MOUNT | THERAPY EQUIPMENT | 7705/3M | 2024-09-09 | 290.832
OPHTHALMOSCOPE-INDIRECT | VANTAGE PLUS LED/BULB | KEELER | 1205-P-1020 | 2024-08-28 | 3758.4 |  | 2026-08-30
SUCTION CONTROLLER | HIGH SUCTION CONTROLLER | THERAPY EQUIPMENT | DIAMOND RANGE HIGH | 2024-08-22 | 163.2
SUCTION UNIT | PORTABLE SUCTION UNIT | RA MEDICAL | MINI SCAV | 2024-08-23 | 1560 |  | 2025-08-04
MICROMOTOR UNIT | BA PORTABLE MICROMOTOR UNIT | BA INTERNATIONAL | BASE050 | 2024-08-22 | 357.6 |  | 2025-04-04
SLIT LAMP | TYPE 5X SLIT LAMP | CSO | SL 980 | 2024-08-19 | 9000
SLIT LAMP TABLE | SLIT LAMP TABLE | SCHUMO AG | TA0413 | 2024-08-19 | 3600
TYMPANIC THERMOMETER | TYMPANIC THERMOMETER | BRAUN | PRO 6000 | 2024-08-12 | 178.8
HANDPIECE | SURGICAL HANDPIECE | W&H UK LTD | S11L | 2024-08-09 | 1063.2
TISSUE CONTOURING | ELECTROSURGERY UNIT | SATELEC | Servotome Gamme II | 2024-08-12 | 1717.2 |  | 2025-08-18
TONOMETER | AUTO TONOMETER + CORNEAL HYSTERESIS | REICHERT | OCULAR RESPONSE ANALYSER G3 | 2024-08-08 | 14994 |  | 2025-08-08
TYMPANIC THERMOMETER | TYMPANIC THERMOMETER | BRAUN | PRO 6000 | 2024-08-07 | 178.8
TISSUE CONTOURING | ELECTROSURGERY UNIT | SATELEC | Servotome Gamme II | 2024-07-30 | 2060.64 |  | 2025-07-30
BLOOD GLUCOSE METER (GLUCOMETER) | BLOOD GLUCOSE METER (GLUCOMETER) | ABBOTT LABS | FREESTYLE PRECISION PRO | 2024-07-26 | 1200
VISION TESTER | ILLUMINATED CABINET | GOOD-LITE | ESV1200 | 2024-07-23 | 405.6
OPHTHALMOSCOPE-INDIRECT | LASER INDIRECT OPTHALMOSCOPE | IRIDEX | LIO Plus | 2024-07-12 | 18076.8 |  | 2025-07-11
OPHTHALMOSCOPE-INDIRECT | LASER INDIRECT OPTHALMOSCOPE | IRIDEX | LIO Plus | 2024-07-12 | 18076.8 |  | 2025-07-11
OPHTHALMOSCOPE-INDIRECT | LASER INDIRECT OPTHALMOSCOPE | IRIDEX | LIO Plus | 2024-07-12 | 18076.8 |  | 2025-07-11
PATIENT SIMULATOR | PATIENT SIMULATOR | FLUKE | PROSIM 4 | 2024-07-01 | 5752.8 |  | 2025-05-10
TRANSDUCER | TOCO+ MP | PHILIPS LTD | 867245 | 2024-10-01 | 838.8
TYMPANIC THERMOMETER | TYMPANIC THERMOMETER | BRAUN | PRO 6000 | 2024-10-10 | 178.8
BATTERY THERMOMETER | BATTERY THERMOMETER | WELCH ALLYN | SURETEMP PLUS 692 | 2024-10-07 | 158.4
SUCTION CONTROLLER | HIGH SUCTION CONTROLLER | THERAPY EQUIPMENT | DIAMOND RANGE HIGH | 2024-10-07 | 156
AUDIO DOPPLER | SONICAID D920 | HUNTLEIGH | D920 MKIII | 2024-10-01 | 496.8
TYMPANIC THERMOMETER | TYMPANIC THERMOMETER | BRAUN | PRO 6000 | 2024-09-26 | 178.8
AUDIO DOPPLER | SONICAID D920 | HUNTLEIGH | D920 MKIII | 2024-09-24 | 395.76
AUDIO DOPPLER | SONICAID D920 | HUNTLEIGH | D920 MKIII | 2024-09-23 | 395.76
GAS REGULATOR & FLOWMETER | MICRO FLOWMETER | BPR MEDICAL | 816-0003 | 2024-09-20 | 245.472 |  | 2026-09-20
TYMPANIC THERMOMETER | TYMPANIC THERMOMETER | BRAUN | PRO 6000 | 2024-09-10 | 178.8
TYMPANIC THERMOMETER | TYMPANIC THERMOMETER | BRAUN | PRO 6000 | 2024-09-05 | 178.8
FLOWMETER | O2 DIAMOND FLOWMETER | THERAPY EQUIPMENT | 9501/8501 | 2024-08-30 | 70.524 | 2024-09-30 | 2028-01-01
FLOWMETER | O2 DIAMOND FLOWMETER | THERAPY EQUIPMENT | 9501/8501 | 2024-08-30 | 70.524 | 2024-09-30 | 2031-08-30
FLOWMETER | O2 DIAMOND FLOWMETER | THERAPY EQUIPMENT | 9501/8501 | 2024-08-30 | 70.524 |  | 2031-08-30
FLOWMETER | O2 DIAMOND FLOWMETER | THERAPY EQUIPMENT | 9501/8501 | 2024-08-30 | 70.524 |  | 2031-08-30
FLOWMETER | O2 DIAMOND FLOWMETER | THERAPY EQUIPMENT | 9501/8501 | 2024-08-30 | 70.524 |  | 2031-08-30
FLOWMETER | O2 DIAMOND FLOWMETER | THERAPY EQUIPMENT | 9501/8501 | 2024-08-30 | 70.524 |  | 2031-08-30
FLOWMETER | O2 DIAMOND FLOWMETER | THERAPY EQUIPMENT | 9501/8501 | 2024-08-30 | 70.524 |  | 2031-08-30
FLOWMETER | O2 DIAMOND FLOWMETER | THERAPY EQUIPMENT | 9501/8501 | 2024-08-30 | 70.524 |  | 2031-08-30
FLOWMETER | O2 DIAMOND FLOWMETER | THERAPY EQUIPMENT | 9501/8501 | 2024-08-28 | 70.524 | 2024-09-30 | 2031-08-28
SPEECH AID | ELECTRONIC LARYNX | LABEX | INSPIRATION ELECTROLARYNX | 2024-08-22 | 692.4
TYMPANIC THERMOMETER | TYMPANIC THERMOMETER | BRAUN | PRO 6000 | 2024-08-19 | 178.8
TYMPANIC THERMOMETER | TYMPANIC THERMOMETER | BRAUN | PRO 6000 | 2024-08-19 | 178.8
TRANSDUCER | TOCO+ | PHILIPS LTD | 867249 | 2024-08-15 | 1918.8
TYMPANIC THERMOMETER | TYMPANIC THERMOMETER | BRAUN | PRO 6000 | 2024-08-14 | 178.8
LARYNGOSCOPE | C-MAC LARYNGOSCOPE BLADE | KARL STORZ | 8404BXC | 2024-08-05 | 4740
DIAGNOSTIC SET | DIAGNOSTIC SET | TIMESCO | ORION | 2024-08-05 | 46.8
PATIENT SIMULATOR | I-STAT ALINITY | ABBOTT LABS | I-STAT ALINITY ES-500 | 2024-07-26 | 458.304
TRANSDUCER | US TRANSDUCER | PHILIPS LTD | M2736A | 2024-07-09 | 807.648
ENTONOX DEMAND SYSTEM | ENTONOX DEMAND VALVE | BNOS MEDITECH LTD | 900-0031-00 | 2024-07-09 | 213.6 |  | 2029-07-09
OAE SCREENER | MADSEN ACCUSCREEN | OTOMETRICS | 8-04-13924 | 2024-07-04 | 8508.408
OAE SCREENER | MADSEN ACCUSCREEN | OTOMETRICS | 8-04-13924 | 2024-07-04 | 8508.408
AUDIO DOPPLER | SONICAID D920 | HUNTLEIGH | D920 MKIII | 2024-07-03 | 395.76
AUDIO DOPPLER | SONICAID D920 | HUNTLEIGH | D920 MKIII | 2024-07-03 | 395.76
AUDIO DOPPLER | SONICAID D920 | HUNTLEIGH | D920 MKIII | 2024-07-01 | 395.76
AUDIO DOPPLER | AUDIO DOPPLER | HUNTLEIGH | D920 | 2024-06-28 | 373.968
AUDIO DOPPLER | VASCULAR DOPPLER | BISTOS | BT-200 | 2024-06-27 | 900
SUCTION CONTROLLER | HIGH SUCTION CONTROLLER | THERAPY EQUIPMENT | DIAMOND RANGE HIGH | 2024-06-20 | 156
SPEECH AID | ELECTRONIC LARYNX | ROMET | R120 | 2024-06-19 | 369.6
SPEECH AID | ELECTRONIC LARYNX | ROMET | R120 | 2024-06-19 | 369.6
SPEECH AID | ELECTRONIC LARYNX | ROMET | R120 | 2024-06-19 | 369.6
TYMPANIC THERMOMETER | TYMPANIC THERMOMETER CONNEX MONITOR | WELCH ALLYN | PRO 6000 CONNEX | 2024-06-18 | 256.8
TILT CHAIR | TILT CHAIR MECHANICAL | OCURA HEALTHCARE FURNITURE LIMITED | MAURO | 2024-07-30 | 3000
TYMPANIC THERMOMETER | TYMPANIC THERMOMETER | BRAUN | PRO 6000 | 2024-07-31 | 178.8
TYMPANIC THERMOMETER | TYMPANIC THERMOMETER | BRAUN | PRO 6000 | 2024-07-31 | 178.8
TYMPANIC THERMOMETER | TYMPANIC THERMOMETER | BRAUN | PRO 6000 | 2024-07-31 | 178.8
SUCTION CONTROLLER | HIGH FLOW SUCTION CONTROLLER - MEDI RAIL 5M HOSE | GASARC | 7705/5M | 2024-08-01 | 226.8
ENTONOX DEMAND SYSTEM | ENTONOX DEMAND VALVE | BNOS MEDITECH LTD | 900-0031-00 | 2024-08-06 | 213.6 |  | 2029-08-06
REGULATOR | REGULATOR - CO2 - PIN INDEX | OXYLITRE | R1600-C125 | 2024-08-07 | 292.8 |  | 2031-08-07
TYMPANIC THERMOMETER | TYMPANIC THERMOMETER | BRAUN | PRO 6000 | 2024-08-07 | 178.8
OXIMETER MODULE | MRI SPO2 PATIENT MODULE | PHILIPS LTD | EXPRESSION MR SPO2 | 2024-08-07 | 2350.428
TYMPANIC THERMOMETER | TYMPANIC THERMOMETER | BRAUN | PRO 6000 | 2024-08-08 | 178.8
TYMPANIC THERMOMETER | TYMPANIC THERMOMETER | BRAUN | PRO 6000 | 2024-09-20 | 178.8
TYMPANIC THERMOMETER | TYMPANIC THERMOMETER | BRAUN | PRO 6000 | 2024-09-20 | 178.8
TYMPANIC THERMOMETER | TYMPANIC THERMOMETER | BRAUN | PRO 6000 | 2024-08-09 | 178.8
TYMPANIC THERMOMETER | TYMPANIC THERMOMETER | BRAUN | PRO 6000 | 2024-08-12 | 178.8
TYMPANIC THERMOMETER | TYMPANIC THERMOMETER | BRAUN | PRO 6000 | 2024-08-12 | 178.8
TYMPANIC THERMOMETER | TYMPANIC THERMOMETER | BRAUN | PRO 6000 | 2024-08-12 | 178.8
TYMPANIC THERMOMETER | TYMPANIC THERMOMETER | BRAUN | PRO 6000 | 2024-08-12 | 178.8
TYMPANIC THERMOMETER | TYMPANIC THERMOMETER | BRAUN | PRO 6000 | 2024-08-12 | 178.8
TYMPANIC THERMOMETER | TYMPANIC THERMOMETER | BRAUN | PRO 6000 | 2024-08-12 | 178.8
TYMPANIC THERMOMETER | TYMPANIC THERMOMETER | BRAUN | PRO 6000 | 2024-08-12 | 178.8
TYMPANIC THERMOMETER | TYMPANIC THERMOMETER CONNEX MONITOR | WELCH ALLYN | PRO 6000 CONNEX | 2024-10-01 | 256.8
TYMPANIC THERMOMETER | TYMPANIC THERMOMETER | BRAUN | PRO 6000 | 2024-07-29 | 178.8
TYMPANIC THERMOMETER | TYMPANIC THERMOMETER CONNEX MONITOR | WELCH ALLYN | PRO 6000 CONNEX | 2024-07-29 | 256.8
TYMPANIC THERMOMETER | TYMPANIC THERMOMETER | BRAUN | PRO 6000 | 2024-07-29 | 178.8
ENTONOX DEMAND SYSTEM | ENTONOX DEMAND VALVE | BNOS MEDITECH LTD | 900-0031-00 | 2024-07-26 | 213.6 |  | 2029-07-26
REGULATOR | REGULATOR - NITROUS OXIDE - PIN INDEX WITH SCHRADER | OXYLITRE | R16015N | 2024-07-25 | 253.2 |  | 2031-07-25
REGULATOR | REGULATOR - NITROUS OXIDE - PIN INDEX WITH SCHRADER | OXYLITRE | R16015N | 2024-07-25 | 253.2 |  | 2031-07-25
GAS ANALYSER | INTELLIVUE G7m ANAESTHETIC GAS MODULE | PHILIPS LTD | INTELLIVUE G7m | 2024-07-25 | 5000.688 |  | 2025-07-25
TYMPANIC THERMOMETER | TYMPANIC THERMOMETER | BRAUN | PRO 6000 | 2024-07-25 | 178.8
SUCTION CONTROLLER | CARDIOTHORACIC DRAINAGE | MEDELA | THOPAZ PLUS | 2024-07-25 | 4540.8
SUCTION CONTROLLER | CARDIOTHORACIC DRAINAGE | MEDELA | THOPAZ PLUS | 2024-07-25 | 4540.8
HUMIDIFIER | HUMIDIFIER AND FLOW GENERATOR | F & P | AIRVO 3 | 2024-07-24 | 8400 | 2024-09-27 | 2026-07-24
HUMIDIFIER | HUMIDIFIER AND FLOW GENERATOR | F & P | AIRVO 3 | 2024-07-25 | 8400 | 2024-09-27 | 2026-07-25
HUMIDIFIER | HUMIDIFIER AND FLOW GENERATOR | F & P | AIRVO 3 | 2024-07-25 | 8400 | 2024-09-27 | 2026-07-25
HUMIDIFIER | HUMIDIFIER AND FLOW GENERATOR | F & P | AIRVO 3 | 2024-07-25 | 8400 | 2024-09-27 | 2026-07-25
TYMPANIC THERMOMETER | TYMPANIC THERMOMETER | BRAUN | PRO 6000 | 2024-07-24 | 178.8
TYMPANIC THERMOMETER | TYMPANIC THERMOMETER | BRAUN | PRO 6000 | 2024-07-24 | 178.8
TYMPANIC THERMOMETER | TYMPANIC THERMOMETER | BRAUN | PRO 6000 | 2024-07-24 | 178.8
TYMPANIC THERMOMETER | TYMPANIC THERMOMETER | BRAUN | PRO 6000 | 2024-07-24 | 178.8
TYMPANIC THERMOMETER | TYMPANIC THERMOMETER | BRAUN | PRO 6000 | 2024-07-24 | 178.8
TYMPANIC THERMOMETER | TYMPANIC THERMOMETER | BRAUN | PRO 6000 | 2024-07-23 | 178.8
VENTILATOR | VENTILATOR | BREAS MEDICAL | NIPPY 4 | 2024-07-22 | 2880 | 2024-07-22 | 2026-07-22
VENTILATOR | VENTILATOR | BREAS MEDICAL | NIPPY 4+ | 2024-07-22 | 2880 | 2024-07-22 | 2026-07-22
VENTILATOR | VENTILATOR | BREAS MEDICAL | NIPPY 4+ | 2024-07-22 | 4560 |  | 2026-07-22
VENTILATOR | VENTILATOR | BREAS MEDICAL | NIPPY 4+ | 2024-07-22 | 4560 |  | 2026-07-22
TYMPANIC THERMOMETER | TYMPANIC THERMOMETER | BRAUN | PRO 6000 | 2024-07-19 | 178.8
TYMPANIC THERMOMETER | TYMPANIC THERMOMETER | BRAUN | PRO 6000 | 2024-07-19 | 178.8
TYMPANIC THERMOMETER | TYMPANIC THERMOMETER | BRAUN | PRO 6000 | 2024-07-19 | 178.8
TYMPANIC THERMOMETER | TYMPANIC THERMOMETER | BRAUN | PRO 6000 | 2024-07-19 | 178.8
TYMPANIC THERMOMETER | TYMPANIC THERMOMETER CONNEX MONITOR | WELCH ALLYN | PRO 6000 CONNEX | 2024-07-19 | 256.8
TYMPANIC THERMOMETER | TYMPANIC THERMOMETER CONNEX MONITOR | WELCH ALLYN | PRO 6000 CONNEX | 2024-07-19 | 190.08
TYMPANIC THERMOMETER | TYMPANIC THERMOMETER CONNEX MONITOR | WELCH ALLYN | PRO 6000 CONNEX | 2024-07-22 | 256.8
TYMPANIC THERMOMETER | TYMPANIC THERMOMETER | BRAUN | PRO 6000 | 2024-07-12 | 178.8
TYMPANIC THERMOMETER | TYMPANIC THERMOMETER | BRAUN | PRO 6000 | 2024-07-12 | 158.4
TYMPANIC THERMOMETER | TYMPANIC THERMOMETER | BRAUN | PRO 6000 | 2024-07-12 | 178.8
PATIENT TROLLEY | CRITICAL CARE TROLLEY | FERNO | CCT-PX | 2024-07-11 | 24360 |  | 2025-07-11
PATIENT TROLLEY | CRITICAL CARE TROLLEY | FERNO | CCT-PX | 2024-07-11 | 24360 |  | 2025-07-11
PATIENT TROLLEY | CRITICAL CARE TROLLEY | FERNO | CCT-PX | 2024-07-11 | 24360 |  | 2025-07-11
PATIENT TROLLEY | CRITICAL CARE TROLLEY | FERNO | CCT-PX | 2024-07-11 | 24360 |  | 2025-07-11
TYMPANIC THERMOMETER | TYMPANIC THERMOMETER | BRAUN | PRO 6000 | 2024-08-08 | 178.8
TYMPANIC THERMOMETER | TYMPANIC THERMOMETER CONNEX MONITOR | WELCH ALLYN | PRO 6000 CONNEX | 2024-09-20 | 369.792
VENTILATOR | VENTILATOR | BREAS MEDICAL | NIPPY 4 | 2024-07-04 | 2880 | 2024-07-04
SUCTION CONTROLLER | HIGH SUCTION CONTROLLER | THERAPY EQUIPMENT | DIAMOND RANGE HIGH | 2024-07-03 | 156
SUCTION CONTROLLER | HIGH SUCTION CONTROLLER | THERAPY EQUIPMENT | DIAMOND RANGE HIGH | 2024-07-03 | 156
TYMPANIC THERMOMETER | TYMPANIC THERMOMETER | BRAUN | PRO 6000 | 2024-07-03 | 178.8
TYMPANIC THERMOMETER | TYMPANIC THERMOMETER | BRAUN | PRO 6000 | 2024-07-03 | 178.8
TYMPANIC THERMOMETER | TYMPANIC THERMOMETER CONNEX MONITOR | WELCH ALLYN | PRO 6000 CONNEX | 2024-07-01 | 256.8
VENTILATOR | VENTILATOR | BREAS MEDICAL | NIPPY 4+ | 2024-07-01 | 4560 | 2024-07-01 | 2026-07-01
TYMPANIC THERMOMETER | TYMPANIC THERMOMETER | BRAUN | PRO 6000 | 2024-06-27 | 178.8
TYMPANIC THERMOMETER | TYMPANIC THERMOMETER CONNEX MONITOR | WELCH ALLYN | PRO 6000 CONNEX | 2024-06-26 | 256.8
VENTILATOR | VENTILATOR | RESMED LTD | AIRSENSE 10 AUTOSET | 2024-06-25 | 396
VENTILATOR | VENTILATOR | RESMED LTD | AIRSENSE 10 AUTOSET | 2024-06-25 | 396
OXIMETER | HAND HELD PULSE OXIMETER | NELLCOR | PM10N | 2024-06-21 | 0 | 2024-06-21
TYMPANIC THERMOMETER | TYMPANIC THERMOMETER | BRAUN | PRO 6000 | 2024-06-19 | 178.8
SUCTION UNIT | TWIN MOBILE SUCTION UNIT | THERAPY EQUIPMENT | 7763 | 2024-06-19 | 256.8
TYMPANIC THERMOMETER | TYMPANIC THERMOMETER | BRAUN | PRO 6000 | 2024-06-14 | 178.8
TYMPANIC THERMOMETER | TYMPANIC THERMOMETER CONNEX MONITOR | WELCH ALLYN | PRO 6000 CONNEX | 2024-06-14 | 256.8
TYMPANIC THERMOMETER | TYMPANIC THERMOMETER | BRAUN | PRO 6000 | 2024-06-19 | 178.8
TYMPANIC THERMOMETER | TYMPANIC THERMOMETER | BRAUN | PRO 6000 | 2024-06-27 | 132
TYMPANIC THERMOMETER | TYMPANIC THERMOMETER | BRAUN | PRO 6000 | 2024-10-23 | 149
TYMPANIC THERMOMETER | TYMPANIC THERMOMETER CONNEX MONITOR | WELCH ALLYN | PRO 6000 CONNEX | 2024-10-23 | 205
NEBULIZER | PORTABLE CONTROLLER FOR NEBULISER | AEROGEN | AEROGEN USB CONTROLLER | 2024-06-13 | 720
NEBULIZER | PORTABLE CONTROLLER FOR NEBULISER | AEROGEN | AEROGEN USB CONTROLLER | 2024-06-13 | 720
NEBULIZER | PORTABLE CONTROLLER FOR NEBULISER | AEROGEN | AEROGEN USB CONTROLLER | 2024-06-13 | 720
NEBULIZER | PORTABLE CONTROLLER FOR NEBULISER | AEROGEN | AEROGEN USB CONTROLLER | 2024-06-13 | 720
NEBULIZER | PORTABLE CONTROLLER FOR NEBULISER | AEROGEN | AEROGEN USB CONTROLLER | 2024-06-13 | 720
NEBULIZER | PORTABLE CONTROLLER FOR NEBULISER | AEROGEN | AEROGEN USB CONTROLLER | 2024-06-13 | 720
NEBULIZER | PORTABLE CONTROLLER FOR NEBULISER | AEROGEN | AEROGEN USB CONTROLLER | 2024-06-13 | 720
NEBULIZER | PORTABLE CONTROLLER FOR NEBULISER | AEROGEN | AEROGEN USB CONTROLLER | 2024-06-13 | 720
NEBULIZER | PORTABLE CONTROLLER FOR NEBULISER | AEROGEN | AEROGEN USB CONTROLLER | 2024-06-13 | 720
NEBULIZER | PORTABLE CONTROLLER FOR NEBULISER | AEROGEN | AEROGEN USB CONTROLLER | 2024-06-13 | 720
NEBULIZER | NEBULIZER | PARI MEDICAL | PARI BOY CLASSIC | 2024-09-20 | 83.748
NEBULIZER | NEBULIZER | PARI MEDICAL | PARI BOY CLASSIC | 2024-09-20 | 83.748
NEBULIZER | NEBULIZER | PARI MEDICAL | PARI BOY CLASSIC | 2024-09-20 | 83.748
NEBULIZER | NEBULIZER | PARI MEDICAL | PARI BOY CLASSIC | 2024-09-20 | 83.748
NEBULIZER | NEBULIZER | PARI MEDICAL | PARI BOY CLASSIC | 2024-09-20 | 83.748
NEBULIZER | NEBULIZER | PARI MEDICAL | PARI BOY CLASSIC | 2024-09-20 | 83.748
NEBULIZER | NEBULIZER | PARI MEDICAL | PARI BOY CLASSIC | 2024-09-20 | 83.748
NEBULIZER | NEBULIZER | PARI MEDICAL | PARI BOY CLASSIC | 2024-09-10 | 83.748
NEBULIZER | NEBULIZER | PARI MEDICAL | PARI BOY CLASSIC | 2024-09-10 | 83.748
NEBULIZER | NEBULIZER | PARI MEDICAL | PARI BOY CLASSIC | 2024-09-10 | 83.748
NEBULIZER | NEBULIZER | PARI MEDICAL | PARI BOY CLASSIC | 2024-09-10 | 83.748
NEBULIZER | NEBULIZER | PARI MEDICAL | PARI BOY CLASSIC | 2024-09-10 | 83.748
NEBULIZER | NEBULIZER | PARI MEDICAL | PARI BOY CLASSIC | 2024-09-10 | 83.748
NEBULIZER | NEBULIZER | PARI MEDICAL | PARI BOY CLASSIC | 2024-09-10 | 83.748
NEBULIZER | NEBULIZER | PARI MEDICAL | PARI BOY CLASSIC | 2024-09-10 | 83.748
NEBULIZER | NEBULIZER | PARI MEDICAL | PARI BOY CLASSIC | 2024-09-10 | 83.748
NEBULIZER | NEBULIZER | PARI MEDICAL | PARI BOY CLASSIC | 2024-09-10 | 83.748
NEBULIZER | NEBULIZER | PARI MEDICAL | PARI BOY CLASSIC | 2024-09-10 | 83.748
NEBULIZER | NEBULIZER | PARI MEDICAL | PARI BOY CLASSIC | 2024-09-10 | 83.748
NEBULIZER | NEBULIZER | PARI MEDICAL | PARI BOY CLASSIC | 2024-09-10 | 83.748
NEBULIZER | NEBULIZER | PARI MEDICAL | PARI BOY CLASSIC | 2024-09-10 | 83.748
NEBULIZER | NEBULIZER | PARI MEDICAL | PARI BOY CLASSIC | 2024-09-10 | 83.748
NEBULIZER | NEBULIZER | PARI MEDICAL | PARI BOY CLASSIC | 2024-09-10 | 83.748
ELECTRIC BED | SMART ACUTE CARE ELECTRIC BED | LINET UK | ELEGANZA 2 | 2024-09-11 | 1980 |  | 2025-09-11
CARDIOGRAPH | CARDIOGRAPH | GE LIMITED | MAC7 | 2024-09-10 | 9510 |  | 2025-09-10
EEG MACHINE | ELECTROMYOGRAPHY MACHINE EMG | NATUS LTD | NICOLET EDX | 2024-08-27 | 45660 |  | 2025-08-27
CRYO UNIT | CRYO UNIT | ERBE | CRYO2 | 2024-08-05 | 1.2 |  | 2025-09-15
ULTRASOUND PROBE | ULTRASOUND PROBE | OLYMPUS | UM-S20-17S | 2024-08-05 | 7581.696
ULTRASOUND PROBE | ULTRASOUND PROBE DRIVING UNIT | OLYMPUS | MAJ-1720 | 2024-08-05 | 18564.876
TELEMETRY/ECG | ECG TELEMETRY TRANSMITTER/PATIENT MONITOR | PHILIPS LTD | INTELLIVUE MX40 | 2024-07-19 | 2849.94
TELEMETRY/ECG | ECG TELEMETRY TRANSMITTER/PATIENT MONITOR | PHILIPS LTD | INTELLIVUE MX40 | 2024-07-19 | 2849.94
PATIENT MONITOR | PATIENT MONITOR INTELLIVUE | PHILIPS LTD | MX450 | 2024-06-27 | 4758.168 |  | 2027-04-15
PATIENT MONITOR | PATIENT MONITOR INTELLIVUE | PHILIPS LTD | MX450 | 2024-06-27 | 4758.168 |  | 2027-04-15
PATIENT MONITOR | PATIENT MONITOR INTELLIVUE | PHILIPS LTD | MX450 | 2024-06-27 | 4758.168 |  | 2027-04-15
PATIENT MONITOR | PATIENT MONITOR INTELLIVUE | PHILIPS LTD | MX450 | 2024-06-27 | 4758.168 |  | 2027-04-15
PATIENT MONITOR | PATIENT MONITOR INTELLIVUE | PHILIPS LTD | MX450 | 2024-06-27 | 4758.168 |  | 2027-04-15
PATIENT MONITOR | PATIENT MONITOR INTELLIVUE | PHILIPS LTD | MX450 | 2024-06-27 | 4758.168 |  | 2027-04-15
PATIENT MONITOR | PATIENT MONITOR INTELLIVUE | PHILIPS LTD | MX450 | 2024-06-27 | 4758.168 |  | 2027-04-15
PATIENT MONITOR | PATIENT MONITOR INTELLIVUE | PHILIPS LTD | MX450 | 2024-06-27 | 4758.168 |  | 2027-04-15
PATIENT MONITOR | PATIENT MONITOR INTELLIVUE | PHILIPS LTD | MX450 | 2024-06-27 | 4758.168 |  | 2027-04-15
PATIENT MONITOR | PATIENT MONITOR INTELLIVUE | PHILIPS LTD | MX450 | 2024-06-27 | 4758.168 |  | 2027-04-15
PATIENT MONITOR | PATIENT MONITOR INTELLIVUE | PHILIPS LTD | MX450 | 2024-06-27 | 4758.168 |  | 2027-04-15
PATIENT MONITOR | PATIENT MONITOR INTELLIVUE | PHILIPS LTD | MX450 | 2024-06-27 | 4758.168 |  | 2027-04-15
TRANSPORT MONITOR | PATIENT MONITOR INTELLIVUE X3 (5mm NIBP Port) | PHILIPS LTD | INTELLIVUE X3 (5mm NIBP) | 2024-06-27 | 4048.32 |  | 2027-04-15
TRANSPORT MONITOR | PATIENT MONITOR INTELLIVUE X3 (5mm NIBP Port) | PHILIPS LTD | INTELLIVUE X3 (5mm NIBP) | 2024-06-27 | 4048.32 |  | 2027-04-15
TRANSPORT MONITOR | PATIENT MONITOR INTELLIVUE X3 (5mm NIBP Port) | PHILIPS LTD | INTELLIVUE X3 (5mm NIBP) | 2024-06-27 | 4048.32 |  | 2027-04-15
TRANSPORT MONITOR | PATIENT MONITOR INTELLIVUE X3 (5mm NIBP Port) | PHILIPS LTD | INTELLIVUE X3 (5mm NIBP) | 2024-06-27 | 4048.32 |  | 2027-04-15
TRANSPORT MONITOR | PATIENT MONITOR INTELLIVUE X3 (5mm NIBP Port) | PHILIPS LTD | INTELLIVUE X3 (5mm NIBP) | 2024-06-27 | 4048.32 |  | 2027-04-15
TRANSPORT MONITOR | PATIENT MONITOR INTELLIVUE X3 (5mm NIBP Port) | PHILIPS LTD | INTELLIVUE X3 (5mm NIBP) | 2024-06-27 | 4048.32 |  | 2027-04-15
TRANSPORT MONITOR | PATIENT MONITOR INTELLIVUE X3 (5mm NIBP Port) | PHILIPS LTD | INTELLIVUE X3 (5mm NIBP) | 2024-06-27 | 4048.32 |  | 2027-04-15
TRANSPORT MONITOR | PATIENT MONITOR INTELLIVUE X3 (5mm NIBP Port) | PHILIPS LTD | INTELLIVUE X3 (5mm NIBP) | 2024-06-27 | 4048.32 |  | 2027-04-15
TRANSPORT MONITOR | PATIENT MONITOR INTELLIVUE X3 (5mm NIBP Port) | PHILIPS LTD | INTELLIVUE X3 (5mm NIBP) | 2024-06-27 | 4048.32 |  | 2027-04-15
TRANSPORT MONITOR | PATIENT MONITOR INTELLIVUE X3 (5mm NIBP Port) | PHILIPS LTD | INTELLIVUE X3 (5mm NIBP) | 2024-06-27 | 4048.32 |  | 2027-04-15
TRANSPORT MONITOR | PATIENT MONITOR INTELLIVUE X3 (5mm NIBP Port) | PHILIPS LTD | INTELLIVUE X3 (5mm NIBP) | 2024-06-27 | 4048.32 |  | 2027-04-15
TRANSPORT MONITOR | PATIENT MONITOR INTELLIVUE X3 (5mm NIBP Port) | PHILIPS LTD | INTELLIVUE X3 (5mm NIBP) | 2024-06-27 | 4048.32 |  | 2027-04-15
PATIENT MONITOR | PATIENT MONITOR INTELLIVUE | PHILIPS LTD | MX450 | 2024-06-21 | 4758.168 |  | 2027-04-15
PATIENT MONITOR | PATIENT MONITOR INTELLIVUE | PHILIPS LTD | MX450 | 2024-06-21 | 4758.168 |  | 2027-04-15
PATIENT MONITOR | PATIENT MONITOR INTELLIVUE | PHILIPS LTD | MX450 | 2024-06-21 | 4758.168 |  | 2027-04-15
PATIENT MONITOR | PATIENT MONITOR INTELLIVUE | PHILIPS LTD | MX450 | 2024-06-21 | 4758.168 |  | 2027-04-15
PATIENT MONITOR | PATIENT MONITOR INTELLIVUE | PHILIPS LTD | MX450 | 2024-06-21 | 4758.168 |  | 2027-04-15
PATIENT MONITOR | PATIENT MONITOR INTELLIVUE | PHILIPS LTD | MX450 | 2024-06-21 | 4758.168 |  | 2027-04-15
PATIENT MONITOR | PATIENT MONITOR INTELLIVUE | PHILIPS LTD | MX450 | 2024-06-21 | 4758.168 |  | 2027-04-15
PATIENT MONITOR | PATIENT MONITOR INTELLIVUE | PHILIPS LTD | MX450 | 2024-06-21 | 4758.168 |  | 2027-04-15
PATIENT MONITOR | PATIENT MONITOR INTELLIVUE | PHILIPS LTD | MX450 | 2024-06-21 | 4758.168 |  | 2027-04-15
PATIENT MONITOR | PATIENT MONITOR INTELLIVUE | PHILIPS LTD | MX450 | 2024-06-21 | 4758.168 |  | 2027-04-15
PATIENT MONITOR | PATIENT MONITOR INTELLIVUE | PHILIPS LTD | MX450 | 2024-06-21 | 4758.168 |  | 2027-04-15
PATIENT MONITOR | PATIENT MONITOR INTELLIVUE | PHILIPS LTD | MX450 | 2024-06-21 | 4758.168 |  | 2027-04-15
PATIENT MONITOR | PATIENT MONITOR INTELLIVUE | PHILIPS LTD | MX450 | 2024-06-21 | 4758.168 |  | 2027-04-15
PATIENT MONITOR | PATIENT MONITOR INTELLIVUE | PHILIPS LTD | MX450 | 2024-06-21 | 4758.168 |  | 2027-04-15
TRANSPORT MONITOR | PATIENT MONITOR INTELLIVUE X3 (5mm NIBP Port) | PHILIPS LTD | INTELLIVUE X3 (5mm NIBP) | 2024-06-21 | 4048.32 |  | 2027-04-15
TRANSPORT MONITOR | PATIENT MONITOR INTELLIVUE X3 (5mm NIBP Port) | PHILIPS LTD | INTELLIVUE X3 (5mm NIBP) | 2024-06-21 | 4048.32 |  | 2027-04-15
TRANSPORT MONITOR | PATIENT MONITOR INTELLIVUE X3 (5mm NIBP Port) | PHILIPS LTD | INTELLIVUE X3 (5mm NIBP) | 2024-06-21 | 4048.32 |  | 2027-04-15
TRANSPORT MONITOR | PATIENT MONITOR INTELLIVUE X3 (5mm NIBP Port) | PHILIPS LTD | INTELLIVUE X3 (5mm NIBP) | 2024-06-21 | 4048.32 |  | 2027-04-15
TRANSPORT MONITOR | PATIENT MONITOR INTELLIVUE X3 (5mm NIBP Port) | PHILIPS LTD | INTELLIVUE X3 (5mm NIBP) | 2024-06-21 | 4048.32 |  | 2027-04-15
TRANSPORT MONITOR | PATIENT MONITOR INTELLIVUE X3 (5mm NIBP Port) | PHILIPS LTD | INTELLIVUE X3 (5mm NIBP) | 2024-06-21 | 4048.32 |  | 2027-04-15
TRANSPORT MONITOR | PATIENT MONITOR INTELLIVUE X3 (5mm NIBP Port) | PHILIPS LTD | INTELLIVUE X3 (5mm NIBP) | 2024-06-21 | 4048.32 |  | 2027-04-15
TRANSPORT MONITOR | PATIENT MONITOR INTELLIVUE X3 (5mm NIBP Port) | PHILIPS LTD | INTELLIVUE X3 (5mm NIBP) | 2024-06-21 | 4048.32 |  | 2027-04-15
TRANSPORT MONITOR | PATIENT MONITOR INTELLIVUE X3 (5mm NIBP Port) | PHILIPS LTD | INTELLIVUE X3 (5mm NIBP) | 2024-06-21 | 4048.32 |  | 2027-04-15
TRANSPORT MONITOR | PATIENT MONITOR INTELLIVUE X3 (5mm NIBP Port) | PHILIPS LTD | INTELLIVUE X3 (5mm NIBP) | 2024-06-21 | 4048.32 |  | 2027-04-15
TRANSPORT MONITOR | PATIENT MONITOR INTELLIVUE X3 (5mm NIBP Port) | PHILIPS LTD | INTELLIVUE X3 (5mm NIBP) | 2024-06-21 | 4048.32 |  | 2027-04-15
TRANSPORT MONITOR | PATIENT MONITOR INTELLIVUE X3 (5mm NIBP Port) | PHILIPS LTD | INTELLIVUE X3 (5mm NIBP) | 2024-06-21 | 4048.32 |  | 2027-04-15
TRANSPORT MONITOR | PATIENT MONITOR INTELLIVUE X3 (5mm NIBP Port) | PHILIPS LTD | INTELLIVUE X3 (5mm NIBP) | 2024-06-21 | 4048.32 |  | 2027-04-15
TRANSPORT MONITOR | PATIENT MONITOR INTELLIVUE X3 (5mm NIBP Port) | PHILIPS LTD | INTELLIVUE X3 (5mm NIBP) | 2024-06-21 | 4048.32 |  | 2027-04-15
TRANSPORT MONITOR | PATIENT MONITOR INTELLIVUE X3 (5mm NIBP Port) | PHILIPS LTD | INTELLIVUE X3 (5mm NIBP) | 2024-06-21 | 4048.32 |  | 2027-04-15
TRANSPORT MONITOR | PATIENT MONITOR INTELLIVUE X3 (5mm NIBP Port) | PHILIPS LTD | INTELLIVUE X3 (5mm NIBP) | 2024-06-21 | 4048.32 |  | 2027-04-15
TRANSPORT MONITOR | PATIENT MONITOR INTELLIVUE X3 (5mm NIBP Port) | PHILIPS LTD | INTELLIVUE X3 (5mm NIBP) | 2024-06-21 | 4048.32 |  | 2027-04-15
TRANSPORT MONITOR | PATIENT MONITOR INTELLIVUE X3 (5mm NIBP Port) | PHILIPS LTD | INTELLIVUE X3 (5mm NIBP) | 2024-06-21 | 4048.32 |  | 2027-04-15
TRANSPORT MONITOR | PATIENT MONITOR INTELLIVUE X3 (5mm NIBP Port) | PHILIPS LTD | INTELLIVUE X3 (5mm NIBP) | 2024-06-21 | 4048.32 |  | 2027-04-15
TRANSPORT MONITOR | PATIENT MONITOR INTELLIVUE X3 (5mm NIBP Port) | PHILIPS LTD | INTELLIVUE X3 (5mm NIBP) | 2024-06-20 | 4048.32 |  | 2027-04-15
LASER PARTICLE COUNTER | HANDHELD PARTICLE COUNTER | TSI | AEROTRAK 9306-04 | 2024-05-29 | 4304.4
AEROBIOCOLLECTOR | ACTIVE AIR MACHINE | BIOMERIEUX | AIR IDEAL 3P | 2024-05-29 | 4104
PATIENT MONITOR | PATIENT MONITOR INTELLIVUE | PHILIPS LTD | MX450 | 2024-05-07 | 978.084 |  | 2027-08-15
PATIENT MONITOR | PATIENT MONITOR INTELLIVUE | PHILIPS LTD | MX450 | 2024-05-07 | 978.084 |  | 2027-08-15
PATIENT MONITOR | PATIENT MONITOR INTELLIVUE | PHILIPS LTD | MX450 | 2024-05-07 | 978.084 |  | 2027-08-15
PATIENT MONITOR | PATIENT MONITOR INTELLIVUE | PHILIPS LTD | MX450 | 2024-05-07 | 978.084 |  | 2027-08-15
PATIENT MONITOR | PATIENT MONITOR INTELLIVUE | PHILIPS LTD | MX450 | 2024-05-07 | 978.084 |  | 2027-08-15
PATIENT MONITOR | PATIENT MONITOR INTELLIVUE | PHILIPS LTD | MX450 | 2024-05-07 | 978.084 |  | 2027-08-15
PATIENT MONITOR | PATIENT MONITOR INTELLIVUE | PHILIPS LTD | MX450 | 2024-05-07 | 978.084 |  | 2027-08-15
PATIENT MONITOR | PATIENT MONITOR INTELLIVUE | PHILIPS LTD | MX450 | 2024-05-07 | 978.084 |  | 2027-08-15
PATIENT MONITOR | PATIENT MONITOR INTELLIVUE | PHILIPS LTD | MX450 | 2024-05-07 | 978.084 |  | 2027-08-15
PATIENT MONITOR | PATIENT MONITOR INTELLIVUE | PHILIPS LTD | MX450 | 2024-05-07 | 978.084 |  | 2027-08-15
PATIENT MONITOR | PATIENT MONITOR INTELLIVUE | PHILIPS LTD | MX450 | 2024-05-07 | 978.084 |  | 2027-08-15
PATIENT MONITOR | PATIENT MONITOR INTELLIVUE | PHILIPS LTD | MX450 | 2024-05-07 | 978.084 |  | 2027-08-15
TRANSPORT MONITOR | PATIENT MONITOR INTELLIVUE X3 (5mm NIBP Port) | PHILIPS LTD | INTELLIVUE X3 (5mm NIBP) | 2024-05-08 | 3988.608 |  | 2027-08-15
TRANSPORT MONITOR | PATIENT MONITOR INTELLIVUE X3 (5mm NIBP Port) | PHILIPS LTD | INTELLIVUE X3 (5mm NIBP) | 2024-05-08 | 3988.608 |  | 2027-08-15
TRANSPORT MONITOR | PATIENT MONITOR INTELLIVUE X3 (5mm NIBP Port) | PHILIPS LTD | INTELLIVUE X3 (5mm NIBP) | 2024-05-08 | 3988.608 |  | 2027-08-15
TRANSPORT MONITOR | PATIENT MONITOR INTELLIVUE X3 (5mm NIBP Port) | PHILIPS LTD | INTELLIVUE X3 (5mm NIBP) | 2024-05-08 | 3988.608 |  | 2027-08-15
TRANSPORT MONITOR | PATIENT MONITOR INTELLIVUE X3 (5mm NIBP Port) | PHILIPS LTD | INTELLIVUE X3 (5mm NIBP) | 2024-05-08 | 3988.608 |  | 2027-08-15
TRANSPORT MONITOR | PATIENT MONITOR INTELLIVUE X3 (5mm NIBP Port) | PHILIPS LTD | INTELLIVUE X3 (5mm NIBP) | 2024-05-08 | 3988.608 |  | 2027-08-15
TRANSPORT MONITOR | PATIENT MONITOR INTELLIVUE X3 (5mm NIBP Port) | PHILIPS LTD | INTELLIVUE X3 (5mm NIBP) | 2024-05-08 | 3988.608 |  | 2027-08-15
TRANSPORT MONITOR | PATIENT MONITOR INTELLIVUE X3 (5mm NIBP Port) | PHILIPS LTD | INTELLIVUE X3 (5mm NIBP) | 2024-05-08 | 3988.608 |  | 2027-08-15
TRANSPORT MONITOR | PATIENT MONITOR INTELLIVUE X3 (5mm NIBP Port) | PHILIPS LTD | INTELLIVUE X3 (5mm NIBP) | 2024-05-08 | 3988.608 |  | 2027-08-15
TRANSPORT MONITOR | PATIENT MONITOR INTELLIVUE X3 (5mm NIBP Port) | PHILIPS LTD | INTELLIVUE X3 (5mm NIBP) | 2024-05-08 | 3988.608 |  | 2027-08-15
TRANSPORT MONITOR | PATIENT MONITOR INTELLIVUE X3 (5mm NIBP Port) | PHILIPS LTD | INTELLIVUE X3 (5mm NIBP) | 2024-05-08 | 3988.608 |  | 2027-08-15
TRANSPORT MONITOR | PATIENT MONITOR INTELLIVUE X3 (5mm NIBP Port) | PHILIPS LTD | INTELLIVUE X3 (5mm NIBP) | 2024-05-08 | 3988.608 |  | 2027-08-15
TRANSPORT MONITOR | PATIENT MONITOR INTELLIVUE X3 (5mm NIBP Port) | PHILIPS LTD | INTELLIVUE X3 (5mm NIBP) | 2024-05-08 | 3988.608 |  | 2027-08-15
TRANSPORT MONITOR | PATIENT MONITOR INTELLIVUE X3 (5mm NIBP Port) | PHILIPS LTD | INTELLIVUE X3 (5mm NIBP) | 2024-05-08 | 3988.608 |  | 2027-08-15
TRANSPORT MONITOR | PATIENT MONITOR INTELLIVUE X3 (5mm NIBP Port) | PHILIPS LTD | INTELLIVUE X3 (5mm NIBP) | 2024-05-08 | 3988.608 |  | 2027-08-15
TRANSPORT MONITOR | PATIENT MONITOR INTELLIVUE X3 (5mm NIBP Port) | PHILIPS LTD | INTELLIVUE X3 (5mm NIBP) | 2024-05-08 | 3988.608 |  | 2027-08-15
TRANSPORT MONITOR | PATIENT MONITOR INTELLIVUE X3 (5mm NIBP Port) | PHILIPS LTD | INTELLIVUE X3 (5mm NIBP) | 2024-05-08 | 3988.608 |  | 2027-08-15
TRANSPORT MONITOR | PATIENT MONITOR INTELLIVUE X3 (5mm NIBP Port) | PHILIPS LTD | INTELLIVUE X3 (5mm NIBP) | 2024-05-08 | 3988.608 |  | 2027-08-15
TRANSPORT MONITOR | PATIENT MONITOR INTELLIVUE X3 (5mm NIBP Port) | PHILIPS LTD | INTELLIVUE X3 (5mm NIBP) | 2024-05-08 | 3988.608 |  | 2027-08-15
PATIENT MONITOR | PATIENT MONITOR INTELLIVUE | PHILIPS LTD | MX450 | 2024-05-07 | 978.084 |  | 2027-08-15
SUCTION UNIT | MOBILE THEATRE SUCTION | THERAPY EQUIPMENT | 7763/SERRES | 2024-04-26 | 576.576
SUCTION CONTROLLER | HIGH SUCTION CONTROLLER | THERAPY EQUIPMENT | DIAMOND RANGE HIGH | 2024-04-29 | 156
SUCTION CONTROLLER | HIGH SUCTION CONTROLLER | THERAPY EQUIPMENT | DIAMOND RANGE HIGH | 2024-04-29 | 156
SUCTION CONTROLLER | HIGH SUCTION CONTROLLER | THERAPY EQUIPMENT | DIAMOND RANGE HIGH | 2024-05-01 | 156
SUCTION UNIT | TWIN MOBILE SUCTION UNIT | THERAPY EQUIPMENT | 7763 | 2024-05-02 | 544.8
TYMPANIC THERMOMETER | TYMPANIC THERMOMETER | BRAUN | PRO 6000 | 2024-05-02 | 212.4
TYMPANIC THERMOMETER | TYMPANIC THERMOMETER | BRAUN | PRO 6000 | 2024-05-02 | 178.8
TYMPANIC THERMOMETER | TYMPANIC THERMOMETER | BRAUN | PRO 6000 | 2024-05-02 | 178.8
TYMPANIC THERMOMETER | TYMPANIC THERMOMETER | BRAUN | PRO 6000 | 2024-05-02 | 178.8
VENTILATOR | VENTILATOR | BREAS MEDICAL | NIPPY 4 | 2024-05-03 | 2880 | 2024-05-03
REGULATOR | REGULATOR - 3BAR - SINGLE STAGE | B.O.C. | C106X/1B | 2024-05-20 | 433.524 |  | 2031-05-20
REGULATOR | REGULATOR - 3BAR - SINGLE STAGE | B.O.C. | C106X/1B | 2024-05-20 | 433.524 |  | 2031-05-20
TYMPANIC THERMOMETER | TYMPANIC THERMOMETER | BRAUN | PRO 6000 | 2024-05-20 | 178.8
TYMPANIC THERMOMETER | TYMPANIC THERMOMETER | BRAUN | PRO 6000 | 2024-05-20 | 178.8
TYMPANIC THERMOMETER | TYMPANIC THERMOMETER | BRAUN | PRO 6000 | 2024-05-22 | 178.8
TYMPANIC THERMOMETER | TYMPANIC THERMOMETER | BRAUN | PRO 6000 | 2024-05-22 | 178.8
TYMPANIC THERMOMETER | TYMPANIC THERMOMETER | BRAUN | PRO 6000 | 2024-05-22 | 178.8
TYMPANIC THERMOMETER | TYMPANIC THERMOMETER | BRAUN | PRO 6000 | 2024-05-28 | 178.8
VACUUM SPLITTER | VACUUM TWIN SCHRADER SPLITTER | MEC MEDICAL LTD | 201906P | 2024-05-28 | 145.2
VENTILATOR | VENTILATOR | BREAS MEDICAL | NIPPY 4+ | 2024-05-23 | 4560 | 2024-05-28
VENTILATOR | VENTILATOR | BREAS MEDICAL | NIPPY 4 | 2024-05-23 | 2880 | 2024-05-28
SUCTION CONTROLLER | HIGH SUCTION CONTROLLER | THERAPY EQUIPMENT | DIAMOND RANGE HIGH | 2024-05-23 | 156
OXIMETER | HAND HELD PULSE OXIMETER | NELLCOR | PM10N | 2024-05-30 | 780
TYMPANIC THERMOMETER | TYMPANIC THERMOMETER CONNEX MONITOR | WELCH ALLYN | PRO 6000 CONNEX | 2024-05-16 | 256.8
SUCTION CONTROLLER | HIGH FLOW SUCTION CONTROLLER - MEDI RAIL 1.5M HOSE | THERAPY EQUIPMENT | 7705/1.5M | 2024-05-16 | 247.26
SUCTION CONTROLLER | HIGH SUCTION CONTROLLER | THERAPY EQUIPMENT | DIAMOND RANGE HIGH | 2024-05-14 | 156
SUCTION CONTROLLER | HIGH SUCTION CONTROLLER | THERAPY EQUIPMENT | DIAMOND RANGE HIGH | 2024-05-14 | 156
BLOOD WARMER | BLOOD AND FLUID WARMER | QinFLOW | QiF-03 | 2024-05-13 | 3979.2
BLOOD WARMER | BLOOD AND FLUID WARMER | QinFLOW | QiF-03 | 2024-05-13 | 3979.2
TYMPANIC THERMOMETER | TYMPANIC THERMOMETER | BRAUN | PRO 6000 | 2024-05-10 | 178.8
TYMPANIC THERMOMETER | TYMPANIC THERMOMETER | BRAUN | PRO 6000 | 2024-05-08 | 178.8
TYMPANIC THERMOMETER | TYMPANIC THERMOMETER | BRAUN | PRO 6000 | 2024-05-08 | 178.8
TYMPANIC THERMOMETER | TYMPANIC THERMOMETER | BRAUN | PRO 6000 | 2024-05-08 | 178.8
TYMPANIC THERMOMETER | TYMPANIC THERMOMETER | BRAUN | PRO 6000 | 2024-05-08 | 178.8
TYMPANIC THERMOMETER | TYMPANIC THERMOMETER | BRAUN | PRO 6000 | 2024-05-08 | 178.8
TYMPANIC THERMOMETER | TYMPANIC THERMOMETER | BRAUN | PRO 6000 | 2024-05-08 | 178.8
TYMPANIC THERMOMETER | TYMPANIC THERMOMETER | BRAUN | PRO 6000 | 2024-05-08 | 178.8
TYMPANIC THERMOMETER | TYMPANIC THERMOMETER | BRAUN | PRO 6000 | 2024-05-08 | 178.8
TYMPANIC THERMOMETER | TYMPANIC THERMOMETER | BRAUN | PRO 6000 | 2024-05-08 | 178.8
AUDIO DOPPLER | AUDIO DOPPLER | HUNTLEIGH | D900 | 2024-05-07 | 374.4
AUDIO DOPPLER | AUDIO DOPPLER | HUNTLEIGH | D900 | 2024-05-07 | 374.4
TYMPANIC THERMOMETER | TYMPANIC THERMOMETER | BRAUN | PRO 6000 | 2024-05-03 | 178.8
TYMPANIC THERMOMETER | TYMPANIC THERMOMETER | BRAUN | PRO 6000 | 2024-05-03 | 178.8
TYMPANIC THERMOMETER | TYMPANIC THERMOMETER | BRAUN | PRO 6000 | 2024-05-03 | 178.8
TYMPANIC THERMOMETER | TYMPANIC THERMOMETER | BRAUN | PRO 6000 | 2024-05-03 | 178.8
TYMPANIC THERMOMETER | TYMPANIC THERMOMETER | BRAUN | PRO 6000 | 2024-04-25 | 212.4
TYMPANIC THERMOMETER | TYMPANIC THERMOMETER | BRAUN | PRO 6000 | 2024-04-25 | 212.4
TYMPANIC THERMOMETER | TYMPANIC THERMOMETER | BRAUN | PRO 6000 | 2024-04-25 | 212.4
TYMPANIC THERMOMETER | TYMPANIC THERMOMETER | BRAUN | PRO 6000 | 2024-04-25 | 212.4
COUCH | COUCH 2-SECTION ELECTRIC | PLINTH 2000 | 502E | 2024-08-01 | 960 |  | 2027-08-01
TEST EQUIP/SPEC | WELCH ALLYN CONNEX CALIBRATION VOLUMES | WELCH ALLYN | CONNEX CALIBRATION VOLUMES | 2024-07-30 | 1480.32 |  | 2026-04-01
ISOLATION TRANSFORMER | IMEDE 20003RD | NORATEL | 9-059-000060 | 2024-07-09 | 2382 |  | 2025-07-09
BATTERY THERMOMETER | BATTERY THERMOMETER | WELCH ALLYN | SURETEMP PLUS 692 | 2024-07-01 | 132
BATTERY THERMOMETER | BATTERY THERMOMETER | WELCH ALLYN | SURETEMP PLUS 692 | 2024-07-01 | 178.2
HUMIDIFIER | HUMIDIFIER | F & P | MR850 | 2024-06-28 | 1320 |  | 2025-06-28
HUMIDIFIER | HUMIDIFIER | F & P | MR850 | 2024-06-28 | 1320 |  | 2025-06-28
HUMIDIFIER | HUMIDIFIER | F & P | MR850 | 2024-06-28 | 1320 |  | 2025-06-28
ASSISTIVE SOUND-AWARENESS ALERT SYSTEM | SIGNOLUX RECEIVER T | HUMANTECHNIK GMBH | A-2617-0 | 2024-06-17 | 115.08
SPEAKER/AMPLIFIER | PERSONAL LISTENING SYSTEM | SARABEC | CRESCENDO 60 | 2024-06-17 | 159.588
SPEECH AID | SPEECH AID ELECTROLARYNX | ATOS MEDICAL UK | TRUTONE EMOTE | 2024-06-06 | 701.4
SPEECH AID | SPEECH AID ELECTROLARYNX | ATOS MEDICAL UK | TRUTONE EMOTE | 2024-06-06 | 701.4
SPEECH AID | SPEECH AID ELECTROLARYNX | ATOS MEDICAL UK | TRUTONE EMOTE | 2024-06-06 | 701.4
SPEECH AID | SPEECH AID ELECTROLARYNX | ATOS MEDICAL UK | TRUTONE EMOTE | 2024-06-06 | 701.4
SPEECH AID | SPEECH AID ELECTROLARYNX | ATOS MEDICAL UK | TRUTONE EMOTE | 2024-06-06 | 701.4
SPEECH AID | SPEECH AID ELECTROLARYNX | ATOS MEDICAL UK | TRUTONE EMOTE | 2024-06-06 | 701.4
SPEECH AID | SPEECH AID ELECTROLARYNX | ATOS MEDICAL UK | TRUTONE EMOTE | 2024-06-06 | 701.4
SPEECH AID | SPEECH AID ELECTROLARYNX | ATOS MEDICAL UK | TRUTONE EMOTE | 2024-06-06 | 701.4
SPEECH AID | SPEECH AID ELECTROLARYNX | ATOS MEDICAL UK | TRUTONE EMOTE | 2024-06-06 | 701.4
SPEECH AID | SPEECH AID ELECTROLARYNX | ATOS MEDICAL UK | TRUTONE EMOTE | 2024-06-06 | 701.4
SPEECH AID | SPEECH AID ELECTROLARYNX | ATOS MEDICAL UK | TRUTONE EMOTE | 2024-06-06 | 701.4
SPEECH AID | SPEECH AID ELECTROLARYNX | ATOS MEDICAL UK | TRUTONE EMOTE | 2024-06-06 | 701.4
SUCTION CONTROLLER | HIGH FLOW SUCTION CONTROLLER - MEDI RAIL 1.5M HOSE | THERAPY EQUIPMENT | 7705/1.5M | 2024-05-29 | 247.26
REGULATOR | O2 ADJUSTABLE PRESSURE REDUCING REGULATOR | MEC MEDICAL LTD | 161818/1 | 2024-05-29 | 178.8
REGULATOR | AIR-4 ADJUSTABLE PRESSURE REDUCING REGULATOR | MEC MEDICAL LTD | 161818/5 | 2024-05-29 | 178.8
REGULATOR | AIR-4 ADJUSTABLE PRESSURE REDUCING REGULATOR | MEC MEDICAL LTD | 161818/5 | 2024-05-29 | 178.8
REGULATOR | O2 ADJUSTABLE PRESSURE REDUCING REGULATOR | MEC MEDICAL LTD | 161818/1 | 2024-05-29 | 178.8
TYMPANIC THERMOMETER | TYMPANIC THERMOMETER | BRAUN | PRO 6000 | 2024-05-29 | 178.8
NEBULIZER TEST RIG | FLOW PRESSURE TEST KIT | CLEMENT CLARKE | 3605840 FLOW PRESSURE TEST KIT | 2024-05-29 | 486.54 |  | 2025-05-29
TRANSDUCER | US TRANSDUCER | PHILIPS LTD | M2736A | 2024-05-28 | 807.648
MEDICAL GAS MANIFOLDS | O2 CHANGE OVER VALVE | MEC MEDICAL LTD | COVS1N | 2024-05-16 | 954
GAS REGULATOR & FLOWMETER | MICRO FLOWMETER | BPR MEDICAL | 816-0003 | 2024-05-16 | 245.472 |  | 2026-05-16
GAS REGULATOR & FLOWMETER | MICRO FLOWMETER | BPR MEDICAL | 816-0003 | 2024-05-16 | 245.472 |  | 2026-05-16
GAS REGULATOR & FLOWMETER | MICRO FLOWMETER | BPR MEDICAL | 816-0003 | 2024-05-16 | 245.472 |  | 2026-05-16
GAS REGULATOR & FLOWMETER | MICRO FLOWMETER | BPR MEDICAL | 816-0003 | 2024-05-16 | 245.472 |  | 2026-05-16
GAS REGULATOR & FLOWMETER | MICRO FLOWMETER | BPR MEDICAL | 816-0003 | 2024-05-16 | 245.472 |  | 2026-05-16
GAS REGULATOR & FLOWMETER | MICRO FLOWMETER | BPR MEDICAL | 816-0003 | 2024-05-16 | 245.472 |  | 2026-05-16
GAS REGULATOR & FLOWMETER | MICRO FLOWMETER | BPR MEDICAL | 816-0003 | 2024-05-16 | 245.472 |  | 2026-05-16
GAS REGULATOR & FLOWMETER | MICRO FLOWMETER | BPR MEDICAL | 816-0003 | 2024-05-16 | 245.472 |  | 2026-05-16
GAS REGULATOR & FLOWMETER | MICRO FLOWMETER | BPR MEDICAL | 8160001 | 2024-05-16 | 245.472 |  | 2026-05-16
GAS REGULATOR & FLOWMETER | MICRO FLOWMETER | BPR MEDICAL | 8160001 | 2024-05-16 | 245.472 |  | 2026-05-16
HUMIDIFIER | HUMIDIFIER | F & P | MR850 | 2024-05-13 | 1320 |  | 2025-05-13
AUDIO DOPPLER | SONICAID D920 | HUNTLEIGH | D920 MKIII | 2024-05-09 | 395.76
SCALES | SCALES - BABY | SECA | 384 | 2024-05-07 | 299.988 |  | 2024-11-15
REGULATOR | REGULATOR - AIR - PIN INDEX | BPR MEDICAL | 819-0034 | 2024-05-02 | 128.304 |  | 2028-05-02
REGULATOR | REGULATOR - OXYGEN - PIN INDEX | BPR MEDICAL | 819-0010 | 2024-05-02 | 128.304 |  | 2028-05-02
REGULATOR | REGULATOR - OXYGEN - PIN INDEX | BPR MEDICAL | 819-0010 | 2024-05-02 | 128.304 |  | 2028-05-02
TYMPANIC THERMOMETER | TYMPANIC THERMOMETER | BRAUN | PRO 6000 | 2024-05-02 | 178.8
DIAGNOSTIC SYSTEM | D-SCOPE DIAGNOSTIC SET - E LITHIUM | OPTICLAR | E-LITHIUM | 2024-05-01 | 207
SPEECH AID | SPEECH AID ELECTROLARYNX | ATOS MEDICAL UK | TRUTONE EMOTE | 2024-04-26 | 732.6
SPEECH AID | SPEECH AID ELECTROLARYNX | ATOS MEDICAL UK | TRUTONE EMOTE | 2024-04-26 | 732.6
BATTERY CHARGER | COT BATTERY CHARGER FOR BCV/B | LINAK | CHJ20000020D011 | 2024-04-26 | 0 |  | 2025-04-26
BATTERY CHARGER | COT BATTERY CHARGER FOR BCV/B | LINAK | CHJ20000020D011 | 2024-04-26 | 0 |  | 2025-04-26
BATTERY CHARGER | COT BATTERY CHARGER FOR BCV/B | LINAK | CHJ20000020D011 | 2024-04-26 | 0 |  | 2025-04-26
BATTERY CHARGER | COT BATTERY CHARGER FOR BCV/B | LINAK | CHJ20000020D011 | 2024-04-26 | 0 |  | 2025-04-26
BATTERY CHARGER | COT BATTERY CHARGER FOR BCV/B | LINAK | CHJ20000020D011 | 2024-04-26 | 0 |  | 2025-04-26
BATTERY CHARGER | COT BATTERY CHARGER FOR BCV/B | LINAK | CHJ20000020D011 | 2024-04-26 | 0 |  | 2025-04-26
BATTERY CHARGER | COT BATTERY CHARGER FOR BCV/B | LINAK | CHJ20000020D011 | 2024-04-26 | 0 |  | 2025-04-26
BATTERY CHARGER | COT BATTERY CHARGER FOR BCV/B | LINAK | CHJ20000020D011 | 2024-04-26 | 0 |  | 2025-04-26
BABY CRIB | BABY CRIB - VARIABLE HEIGHT, BATTERY OPERATION | BRISTOL MAID (HOSP.M.CRAFT) | BCV/B | 2024-04-25 | 1938.552 |  | 2025-03-22
BABY CRIB | BABY CRIB - VARIABLE HEIGHT, BATTERY OPERATION | BRISTOL MAID (HOSP.M.CRAFT) | BCV/B | 2024-04-25 | 1938.552 |  | 2025-03-22
BABY CRIB | BABY CRIB - VARIABLE HEIGHT, BATTERY OPERATION | BRISTOL MAID (HOSP.M.CRAFT) | BCV/B | 2024-04-25 | 1938.552 |  | 2025-03-22
BABY CRIB | BABY CRIB - VARIABLE HEIGHT, BATTERY OPERATION | BRISTOL MAID (HOSP.M.CRAFT) | BCV/B | 2024-04-25 | 1938.552 |  | 2025-03-22
BABY CRIB | BABY CRIB - VARIABLE HEIGHT, BATTERY OPERATION | BRISTOL MAID (HOSP.M.CRAFT) | BCV/B | 2024-04-25 | 1938.552 |  | 2025-03-22
BABY CRIB | BABY CRIB - VARIABLE HEIGHT, BATTERY OPERATION | BRISTOL MAID (HOSP.M.CRAFT) | BCV/B | 2024-04-25 | 1938.552 |  | 2025-03-22
BABY CRIB | BABY CRIB - VARIABLE HEIGHT, BATTERY OPERATION | BRISTOL MAID (HOSP.M.CRAFT) | BCV/B | 2024-04-25 | 1938.552 |  | 2025-03-22
REGULATOR | REGULATOR - AIR - PIN INDEX | BPR MEDICAL | 819-0034 | 2024-04-24 | 128.304 |  | 2028-04-24
REGULATOR | REGULATOR - OXYGEN - PIN INDEX | BPR MEDICAL | 819-0010 | 2024-04-24 | 128.304 |  | 2028-04-24
REGULATOR | REGULATOR | INOTHERAPEUTICS | INO MAX REGULATOR | 2024-04-22 | 0 |  | 2025-04-22
REGULATOR | REGULATOR | INOTHERAPEUTICS | INO MAX REGULATOR | 2024-04-22 | 0 |  | 2025-04-22
BLENDER | BLENDER | INOTHERAPEUTICS | INO BLENDER | 2024-04-22 | 0 |  | 2025-04-22
NITRIC OXIDE | NITRIC DELIVERY SYSTEM | INOTHERAPEUTICS | INOMAX DSIR | 2024-04-22 | 0 | 2024-10-22 | 2024-11-23
FLOWMETER | O2 DIAMOND FLOWMETER | THERAPY EQUIPMENT | 9501/8501 | 2024-04-18 | 70.524 | 2024-10-24 | 2031-04-18
FLOWMETER | O2 DIAMOND FLOWMETER | THERAPY EQUIPMENT | 9501/8501 | 2024-04-18 | 70.524 | 2024-10-24 | 2031-04-18
FLOWMETER | O2 DIAMOND FLOWMETER | THERAPY EQUIPMENT | 9501/8501 | 2024-04-18 | 70.524 | 2024-10-24 | 2031-04-18
FLOWMETER | O2 DIAMOND FLOWMETER | THERAPY EQUIPMENT | 9501/8501 | 2024-04-18 | 70.524 | 2024-10-24 | 2031-04-18
FLOWMETER | O2 DIAMOND FLOWMETER | THERAPY EQUIPMENT | 9501/8501 | 2024-04-18 | 70.524 | 2024-10-24 | 2031-04-18
REGULATOR | REGULATOR - NITRIC OXIDE DELIVERY | FLOTEC | 010-6000-710 | 2024-04-18 | 1224
REGULATOR | REGULATOR - NITRIC OXIDE DELIVERY | FLOTEC | 010-6000-710 | 2024-04-18 | 1224
AUDIO DOPPLER | SONICAID D920 | HUNTLEIGH | D920 MKIII | 2024-04-17 | 395.76
AUDIO DOPPLER | SONICAID D920 | HUNTLEIGH | D920 MKIII | 2024-04-17 | 395.76
AUDIO DOPPLER | SONICAID D920 | HUNTLEIGH | D920 MKIII | 2024-04-17 | 395.76
AUDIO DOPPLER | SONICAID D920 | HUNTLEIGH | D920 MKIII | 2024-04-17 | 395.76
AUDIO DOPPLER | SONICAID D920 | HUNTLEIGH | D920 MKIII | 2024-04-17 | 395.76
AUDIO DOPPLER | SONICAID D920 | HUNTLEIGH | D920 MKIII | 2024-04-17 | 395.76
SPHYGMOMANOMETER | DESK SPHYGMOMANOMETER | WELCH ALLYN | 7670-16 | 2024-05-02 | 84 |  | 2025-05-02
NEBULIZER | NEBULIZER | PARI MEDICAL | PARI BOY CLASSIC | 2024-07-02 | 83.748
NEBULIZER | NEBULIZER | PARI MEDICAL | PARI BOY CLASSIC | 2024-07-02 | 83.748
NEBULIZER | NEBULIZER | PARI MEDICAL | PARI BOY CLASSIC | 2024-07-02 | 83.748
NEBULIZER | NEBULIZER | PARI MEDICAL | PARI BOY CLASSIC | 2024-07-02 | 83.748
CONTRAST INJECTOR | CT CONTRAST INJECTOR | ULRICH MEDICAL | CT MOTION XD 8000 | 2024-08-05 | 36000
CALIBRATION SYRINGE | CALIBRATION SYRINGE - 3 LITRE | VYAIRE | 36-SM2125 | 2024-07-01 | 420
SCALES | SCALES - STAND ON | SECA | 875 | 2024-06-28 | 204 |  | 2024-11-15
SCALES | SCALES - STAND ON | SECA | 875 | 2024-06-28 | 204 |  | 2024-11-15
TRANSFORMER | OPHTHALMOSCOPE/OTOSCOPE UNIVERSAL CHARGER | WELCH ALLYN | 7114 | 2024-06-27 | 325.2
INFLATION/PUMP UNIT | COMPRESSION SYSTEM | COVIDIEN UK | SCD 700 | 2024-07-03 | 1402.884
VITAL SIGNS MONITOR | VITAL SIGNS MONITOR: NIBP, SPO2, TEMP | HILL-ROM | 75CE CONNEX | 2024-06-26 | 2893.2 |  | 2027-06-26
VITAL SIGNS MONITOR | VITAL SIGNS MONITOR: NIBP, SPO2, TEMP | HILL-ROM | 75CE CONNEX | 2024-06-26 | 2893.2 |  | 2027-06-26
R.A. MACHINE | R.A. MACHINE | MATRX MEDICA | QUANTIFLEX MDM | 2024-06-25 | 2760 |  | 2025-01-14
PATIENT WARMING SYSTEM | PATIENT WARMING SYSTEM | 3M HEALTH CARE | 775 BAIR HUGGER | 2024-06-25 | 0 |  | 2025-06-25
PATIENT WARMING SYSTEM | PATIENT WARMING SYSTEM | 3M HEALTH CARE | 775 BAIR HUGGER | 2024-06-25 | 0 |  | 2025-06-25
PATIENT WARMING SYSTEM | PATIENT WARMING SYSTEM | 3M HEALTH CARE | 775 BAIR HUGGER | 2024-06-25 | 0 |  | 2025-06-25
SCALES | SCALES - STAND ON | SECA | 875 | 2024-06-24 | 204 |  | 2024-11-15
VENTILATOR | VENTILATOR | RESMED LTD | AIRSENSE 10 AUTOSET | 2024-06-18 | 396
VENTILATOR | VENTILATOR | RESMED LTD | AIRSENSE 10 AUTOSET | 2024-06-18 | 396
VENTILATOR | VENTILATOR | RESMED LTD | AIRSENSE 10 AUTOSET | 2024-06-18 | 396
NEBULIZER | NEBULIZER | SCIAN | NB-210C | 2024-06-18 | 45 |  | 2026-06-18
MICROSCOPE OPERATING | OPERATING MICROSCOPE WITH INTEGRAL HD VIDEO MONITOR/RECORDING | ZEISS | TIVATO 700 | 2024-06-18 | 160190.58 |  | 2025-06-18
INCUBATOR | INCUBATOR | ALMEDICA | CULTURA M | 2024-06-17 | 420
BATTERY CHARGER | PRIME BATTERY CHARGER | VERATHON MEDICAL INC | 0400-0130 | 2024-06-17 | 454.8
TYMPANIC THERMOMETER | TYMPANIC THERMOMETER CONNEX MONITOR | WELCH ALLYN | PRO 6000 CONNEX | 2024-06-13 | 178.8
TYMPANIC THERMOMETER | TYMPANIC THERMOMETER CONNEX MONITOR | WELCH ALLYN | PRO 6000 CONNEX | 2024-08-20 | 369.792
BLOOD GAS ANALYSER | BLOOD GAS ANALYSER - I-STAT ALINITY | ABBOTT LABS | I-STAT ALINITY AN-500 | 2024-06-13 | 8220 |  | 2024-12-13
VENTILATOR | VENTILATOR | MAQUET | SERVO U | 2024-07-25 | 40618.8 |  | 2025-07-25
VENTILATOR | VENTILATOR | MAQUET | SERVO U | 2024-07-25 | 39149.328 |  | 2025-07-25
VENTILATOR | VENTILATOR | MAQUET | SERVO U | 2024-07-25 | 39149.328 |  | 2025-07-25
SUCTION CONTROLLER | HIGH SUCTION CONTROLLER | THERAPY EQUIPMENT | DIAMOND RANGE HIGH | 2024-06-11 | 156
PATIENT WARMING SYSTEM | IOB WARMING UNIT | GBUK Group Ltd | IOB | 2024-06-06 | 636 |  | 2025-06-06
PATIENT WARMING SYSTEM | IOB WARMING UNIT | GBUK Group Ltd | IOB | 2024-06-06 | 636 |  | 2025-06-06
PATIENT WARMING SYSTEM | IOB WARMING UNIT | GBUK Group Ltd | IOB | 2024-06-06 | 636 |  | 2025-06-06
OXIMETER | PULSE OXIMETER | MASIMO UK | RAD-97 | 2024-07-31 | 900 |  | 2027-07-31
ENTONOX DEMAND SYSTEM | ENTONOX DEMAND VALVE | BNOS MEDITECH LTD | 900-0031-00 | 2024-06-06 | 213.6 |  | 2029-06-06
NEBULIZER | NEBULIZER | PARI MEDICAL | PARI BOY CLASSIC | 2024-06-06 | 83.748
NEBULIZER | NEBULIZER | PARI MEDICAL | PARI BOY CLASSIC | 2024-06-06 | 83.748
NEBULIZER | NEBULIZER | PARI MEDICAL | PARI BOY CLASSIC | 2024-06-06 | 83.748
NEBULIZER | NEBULIZER | PARI MEDICAL | PARI BOY CLASSIC | 2024-06-06 | 83.748
NEBULIZER | NEBULIZER | PARI MEDICAL | PARI BOY CLASSIC | 2024-06-06 | 83.748
NEBULIZER | NEBULIZER | PARI MEDICAL | PARI BOY CLASSIC | 2024-06-06 | 83.748
NEBULIZER | NEBULIZER | PARI MEDICAL | PARI BOY CLASSIC | 2024-06-06 | 83.748
NEBULIZER | NEBULIZER | PARI MEDICAL | PARI BOY CLASSIC | 2024-06-06 | 83.748
PATIENT TROLLEY | PATIENT TROLLEY | STRYKER | ST1-X (6300-000-200) | 2024-06-05 | 2696.1 |  | 2025-06-05
CARDIOGRAPH | INTERPRETIVE 12 LEAD ECG CARDIOGRAPH | SECA | CT8000i-2 | 2024-06-04 | 1800 |  | 2025-06-15
SMOKE EXTRACTOR | SURGICAL SMOKE EVACUATOR | CONMED | PLUMESAFE TURBO | 2024-06-07 | 3600 |  | 2025-06-07
PATIENT WARMING SYSTEM | PATIENT WARMING SYSTEM | 3M HEALTH CARE | 775 BAIR HUGGER | 2024-06-12 | 0 |  | 2025-06-01
PATIENT WARMING SYSTEM | PATIENT WARMING SYSTEM | 3M HEALTH CARE | 775 BAIR HUGGER | 2024-06-17 | 0 |  | 2025-06-01
MEDICAL GAS HOSE | EXTENSION HOSE - O2- 3M 4BAR | MEC MEDICAL LTD | 19221HA | 2024-06-03 | 106.8 |  | 2028-06-03
NASENDOSCOPE VIDEO SYSTEM | ENDOSCOPE - VIDEO NASOPHARYNGOSCOPE | XION MEDICAL | OR-PC (ENDOFLEX) | 2024-05-31 | 30000 |  | 2025-05-31
SPHYGMOMANOMETER | SPHYGMOMANOMETER | HILL-ROM | 7670-01S | 2024-05-31 | 180 |  | 2026-09-15
SPHYGMOMANOMETER | SPHYGMOMANOMETER | HILL-ROM | 7670-01S | 2024-05-31 | 180 |  | 2026-09-15
OXIMETER | PULSE OXIMETER | MASIMO UK | RAD-97 | 2024-07-31 | 900 |  | 2027-07-31
SUCTION CONTROLLER | HIGH FLOW SUCTION CONTROLLER - MEDI RAIL 1.5M HOSE | THERAPY EQUIPMENT | 7705/1.5M | 2024-05-29 | 247.26
VENTILATOR | VENTILATOR | BREAS MEDICAL | NIPPY 4+ | 2024-05-16 | 4560 |  | 2026-05-16
VENTILATOR | VENTILATOR | BREAS MEDICAL | NIPPY 4+ | 2024-05-16 | 4560 |  | 2026-05-16
VENTILATOR | VENTILATOR | BREAS MEDICAL | NIPPY 4+ | 2024-05-16 | 4560 |  | 2026-05-16
COUCH | COUCH - 3 SECTION ELECTRIC | BRISTOL MAID (HOSP.M.CRAFT) | EC1310 | 2024-05-15 | 1527.9 |  | 2027-05-15
PATIENT HOIST | PATIENT HOIST - STANDING AID | ARJO HUNTLEIGH | SARA STEDY | 2024-05-15 | 930 |  | 2025-05-15
SCAVENGING UNIT | WASTE VOLATILE ANAESTHETIC AGENT CAPTURE MACHINE | SAGETECH MEDICAL | SID-DOK CV1 | 2024-05-16 | 6452.4 |  | 2025-05-16
SCAVENGING UNIT | WASTE VOLATILE ANAESTHETIC AGENT CAPTURE MACHINE | SAGETECH MEDICAL | SID-DOK CV1 | 2024-05-16 | 6452.4 |  | 2025-05-16
HELIOX MANIFOLD | HELIOX MANIFOLD | MEC CO. LTD | COVM9SN | 2024-05-13 | 2967.264 | 2024-05-13 | 2028-05-15
MEDICAL GAS HOSE | EXTENSION HOSE - O2- 3M 4BAR MRI | MEC MEDICAL LTD | HA68161 | 2024-05-08 | 160.74 |  | 2028-05-08
MULTI FLUID WARMER | BLOOD AND FLUID WARMER | 3M HEALTH CARE | RANGER 245 | 2024-05-03 | 1616.4 |  | 2025-05-03
BATTERY CHARGER | EXPRESSION PATIENT MODULE BATTERY CHARGER | PHILIPS LTD | EXPRESSION MR MODULE CHARGER | 2024-05-01 | 1656.048
VENTILATOR | VENTILATOR | BREAS MEDICAL | NIPPY 4+ | 2024-04-30 | 4560 |  | 2026-04-30
VENTILATOR | VENTILATOR | BREAS MEDICAL | NIPPY 4+ | 2024-04-30 | 4560 |  | 2026-04-30
VENTILATOR | VENTILATOR | BREAS MEDICAL | NIPPY 4+ | 2024-04-30 | 4560 |  | 2026-04-30
VENTILATOR | VENTILATOR | BREAS MEDICAL | NIPPY 4+ | 2024-04-30 | 4560 |  | 2026-04-30
NITRIC OXIDE | NITRIC DELIVERY SYSTEM | INOTHERAPEUTICS | INOMAX DSIR | 2024-04-30 | 1020 |  | 2025-04-30
HYFRECATOR | HYFRECATOR 2000 | CONMED | HYFRECATOR 2000 | 2024-04-29 | 1498.8 |  | 2025-05-15
NERVE MONITOR | NERVE INTEGRITY MONITOR | MEDTRONIC | NIM VITAL | 2024-04-25 | 64173.6 |  | 2025-05-01
NERVE MONITOR | NERVE INTEGRITY MONITOR | MEDTRONIC | NIM VITAL | 2024-04-25 | 73454.4 |  | 2025-05-15
NERVE MONITOR | NERVE INTEGRITY MONITOR | MEDTRONIC | NIM VITAL | 2024-04-25 | 73454.4 |  | 2025-05-15
CHLORIDEOMETER | CHLOROCHEK SWEAT CHLORIDE ANALYZER | ELITECHGROUP | 3400 | 2024-04-25 | 9501.6
SPECTROMETER UV/VIS | SPECTROMETER UV/VIS | FISHER SCIENTIFIC | 150 UV-VIS | 2024-04-23 | 6126
FLUORIMETER | COMPUTER MICROPLATE READER INCLUDING TEMP CONTROL | BMG LABTECH | FLUOSTAR OMEGA | 2024-04-23 | 16957.2 |  | 2025-04-15
PH METER | PH METER | JENWAY | 3520 | 2024-04-23 | 837.6
NEBULIZER | NEBULIZER | PARI MEDICAL | PARI BOY CLASSIC | 2024-04-17 | 96
NEBULIZER | NEBULIZER | PARI MEDICAL | PARI BOY CLASSIC | 2024-04-17 | 96
NEBULIZER | NEBULIZER | PARI MEDICAL | PARI BOY CLASSIC | 2024-04-17 | 96
NEBULIZER | NEBULIZER | PARI MEDICAL | PARI BOY CLASSIC | 2024-04-17 | 96
NEBULIZER | NEBULIZER | PARI MEDICAL | PARI BOY CLASSIC | 2024-04-17 | 96
NEBULIZER | NEBULIZER | PARI MEDICAL | PARI BOY CLASSIC | 2024-04-17 | 96
NEBULIZER | NEBULIZER | PARI MEDICAL | PARI BOY CLASSIC | 2024-04-17 | 83.748
SYRINGE DRIVER | SYRINGE DRIVER | B.BRAUN | PERFUSOR SPACE PLUS | 2024-04-11 | 1500 |  | 2026-04-11
SYRINGE DRIVER | SYRINGE DRIVER | B.BRAUN | PERFUSOR SPACE PLUS | 2024-04-11 | 1500 |  | 2026-04-11
SYRINGE DRIVER | SYRINGE DRIVER | B.BRAUN | PERFUSOR SPACE PLUS | 2024-04-11 | 1500 |  | 2026-04-11
SYRINGE DRIVER | SYRINGE DRIVER | B.BRAUN | PERFUSOR SPACE PLUS | 2024-04-11 | 1500 |  | 2026-04-11
SYRINGE DRIVER | SYRINGE DRIVER | B.BRAUN | PERFUSOR SPACE PLUS | 2024-04-11 | 1500 |  | 2026-04-11
SYRINGE DRIVER | SYRINGE DRIVER | B.BRAUN | PERFUSOR SPACE PLUS | 2024-04-11 | 1500 |  | 2026-04-11
SYRINGE DRIVER | SYRINGE DRIVER | B.BRAUN | PERFUSOR SPACE PLUS | 2024-04-11 | 1500 |  | 2026-04-11
SYRINGE DRIVER | SYRINGE DRIVER | B.BRAUN | PERFUSOR SPACE PLUS | 2024-04-11 | 1500 |  | 2026-04-11
SYRINGE DRIVER | SYRINGE DRIVER | B.BRAUN | PERFUSOR SPACE PLUS | 2024-04-11 | 1500 |  | 2026-04-11
INFUSION PUMP | INFUSION PUMP | B.BRAUN | INFUSOMAT SPACE PLUS | 2024-04-11 | 1500 |  | 2026-04-15
PUMP DOCKING STATION | PUMP DOCKING STATION | B.BRAUN | SPACESTATION PLUS | 2024-04-15 | 840 |  | 2026-04-15
SYRINGE DRIVER | SYRINGE DRIVER | B.BRAUN | PERFUSOR SPACE PLUS | 2024-04-15 | 1500 |  | 2026-04-15
SYRINGE DRIVER | SYRINGE DRIVER | B.BRAUN | PERFUSOR SPACE PLUS | 2024-04-15 | 1500 |  | 2026-04-15
SYRINGE DRIVER | SYRINGE DRIVER | B.BRAUN | PERFUSOR SPACE PLUS | 2024-04-15 | 1500 |  | 2026-04-15
SYRINGE DRIVER | SYRINGE DRIVER | B.BRAUN | PERFUSOR SPACE PLUS | 2024-04-15 | 1500 |  | 2026-04-15
INFUSION PUMP | INFUSION PUMP | B.BRAUN | INFUSOMAT SPACE PLUS | 2024-04-15 | 1500 |  | 2026-04-15
SYRINGE DRIVER | SYRINGE DRIVER | B.BRAUN | PERFUSOR SPACE PLUS | 2024-04-15 | 1500 |  | 2026-04-15
PUMP DOCKING STATION | PUMP DOCKING STATION | B.BRAUN | SPACESTATION PLUS | 2024-04-15 | 840 |  | 2026-04-15
SYRINGE DRIVER | SYRINGE DRIVER | B.BRAUN | PERFUSOR SPACE PLUS | 2024-04-15 | 1500 |  | 2026-04-15
SYRINGE DRIVER | SYRINGE DRIVER | B.BRAUN | PERFUSOR SPACE PLUS | 2024-04-15 | 1500 |  | 2026-04-15
SYRINGE DRIVER | SYRINGE DRIVER | B.BRAUN | PERFUSOR SPACE PLUS | 2024-04-15 | 1500 |  | 2026-04-15
SYRINGE DRIVER | SYRINGE DRIVER | B.BRAUN | PERFUSOR SPACE PLUS | 2024-04-15 | 1500 |  | 2026-04-15
SYRINGE DRIVER | SYRINGE DRIVER | B.BRAUN | PERFUSOR SPACE PLUS | 2024-04-15 | 1500 |  | 2026-04-15
HEIGHT GAUGE | HEIGHT GAUGE | SECA | 216 | 2024-04-17 | 122.388
SUCTION CONTROLLER | HIGH FLOW SUCTION CONTROLLER - MEDI RAIL 1.5M HOSE | THERAPY EQUIPMENT | 7705/1.5M | 2024-04-22 | 211.2
SUCTION CONTROLLER | HIGH SUCTION CONTROLLER | THERAPY EQUIPMENT | DIAMOND RANGE HIGH | 2024-04-24 | 156
TYMPANIC THERMOMETER | TYMPANIC THERMOMETER CONNEX MONITOR | WELCH ALLYN | PRO 6000 CONNEX | 2024-04-25 | 256.8
TYMPANIC THERMOMETER | TYMPANIC THERMOMETER | BRAUN | PRO 6000 | 2024-04-25 | 212.4
TYMPANIC THERMOMETER | TYMPANIC THERMOMETER | BRAUN | PRO 6000 | 2024-04-25 | 212.4
DIETARY FEED PUMP | ENTERAL FEEDING PUMP | NUTRICIA | FLOCARE INFINITY III | 2024-04-16 | 960 |  | 2026-04-16
INFUSION PUMP | INFUSION PUMP | EITAN MEDICAL | SAPPHIRE MULTI-THERAPY | 2024-04-17 | 1638 | 2024-04-18 | 2025-04-18
SUCTION CONTROLLER | HIGH SUCTION CONTROLLER | THERAPY EQUIPMENT | DIAMOND RANGE HIGH | 2024-04-16 | 156
SYRINGE DRIVER | SYRINGE DRIVER | B.BRAUN | PERFUSOR SPACE PLUS | 2024-04-11 | 1500 |  | 2026-04-11
VENTILATOR | VENTILATOR | BREAS MEDICAL | NIPPY 4 | 2024-04-10 | 2880 | 2024-04-10
VENTILATOR | VENTILATOR | BREAS MEDICAL | NIPPY 4 | 2024-04-10 | 2880 | 2024-04-10
TYMPANIC THERMOMETER | TYMPANIC THERMOMETER CONNEX MONITOR | WELCH ALLYN | PRO 6000 CONNEX | 2024-04-10 | 278.976
TYMPANIC THERMOMETER | TYMPANIC THERMOMETER | BRAUN | PRO 6000 | 2024-04-09 | 178.8
TYMPANIC THERMOMETER | TYMPANIC THERMOMETER CONNEX MONITOR | WELCH ALLYN | PRO 6000 CONNEX | 2024-04-08 | 278.976
TYMPANIC THERMOMETER | TYMPANIC THERMOMETER | BRAUN | PRO 6000 | 2024-04-08 | 178.8
SUCTION CONTROLLER | HIGH FLOW SUCTION CONTROLLER - MEDI RAIL 5M HOSE | GASARC | 7705/5M | 2024-04-08 | 226.8
GASTROSCOPE | GASTROSCOPE | OLYMPUS | GIF-EZ2500 | 2024-04-05 | 36000
GASTROSCOPE | GASTROSCOPE | OLYMPUS | GIF-EZ2500 | 2024-04-05 | 36000
GASTROSCOPE | GASTROSCOPE | OLYMPUS | GIF-EZ2500 | 2024-04-05 | 36000
GASTROSCOPE | GASTROSCOPE | OLYMPUS | GIF-EZ2500 | 2024-04-05 | 36000
VAPORIZERS | VAPORIZER - SEVOFLURANE | MAQUET | 6682285 | 2024-04-05 | 3600
SUCTION CONTROLLER | DOUBLE SUCTION HIGH/THORAIC | THERAPY EQUIPMENT | DOUBLE SUCTION | 2024-04-05 | 536.4
HEIGHT GAUGE | HEIGHT GAUGE | SECA | 216 | 2024-07-03 | 82.8
NEBULIZER | NEBULIZER | PARI MEDICAL | PARI BOY CLASSIC | 2024-07-02 | 83.748
TYMPANIC THERMOMETER | TYMPANIC THERMOMETER CONNEX MONITOR | WELCH ALLYN | PRO 6000 CONNEX | 2024-06-17 | 256.8
COUCH | OPERATING COUCH - POWERED | ANETIC AID | QA4 | 2024-06-11 | 10602 |  | 2025-06-11
COUCH | OPERATING COUCH - POWERED | ANETIC AID | QA4 | 2024-06-11 | 10602 |  | 2025-06-11
COUCH | OPERATING COUCH - POWERED | ANETIC AID | QA4 | 2024-06-11 | 10602 |  | 2025-06-11
COUCH | OPERATING COUCH - POWERED | ANETIC AID | QA4 | 2024-06-11 | 10602 |  | 2025-06-11
COUCH | OPERATING COUCH - POWERED | ANETIC AID | QA4 | 2024-06-11 | 10602 |  | 2025-06-11
COUCH | OPERATING COUCH - POWERED | ANETIC AID | QA4 | 2024-06-11 | 10602 |  | 2025-06-11
COUCH | OPERATING COUCH - POWERED | ANETIC AID | QA4 | 2024-06-11 | 10602 |  | 2025-06-11
HUMALACTOR | HUMALACTOR | MEDELA | SYMPHONY | 2024-06-11 | 2366.4 |  | 2026-06-11
TYMPANIC THERMOMETER | TYMPANIC THERMOMETER CONNEX MONITOR | WELCH ALLYN | PRO 6000 CONNEX | 2024-06-13 | 256.8
VITAL SIGNS MONITOR | VITAL SIGNS MONITOR: NIBP, SPO2, TEMP | WELCH ALLYN | 74CE CONNEX | 2024-06-03 | 1800 |  | 2027-06-03
TYMPANIC THERMOMETER | TYMPANIC THERMOMETER CONNEX MONITOR | WELCH ALLYN | PRO 6000 CONNEX | 2024-06-03 | 256.8
SPHYGMOMANOMETER | SPHYGMOMANOMETER | WELCH ALLYN | DS-6501-300 | 2024-05-31 | 58.8
SPHYGMOMANOMETER | SPHYGMOMANOMETER | WELCH ALLYN | DS-6501-300 | 2024-05-31 | 58.8
SPHYGMOMANOMETER | SPHYGMOMANOMETER | WELCH ALLYN | DS-6501-300 | 2024-05-31 | 58.8
SPHYGMOMANOMETER | SPHYGMOMANOMETER | WELCH ALLYN | DS-6501-300 | 2024-05-31 | 58.8
NEBULIZER | NEBULIZER | PARI MEDICAL | PARI BOY CLASSIC | 2024-05-30 | 83.748
NEBULIZER | NEBULIZER | PARI MEDICAL | PARI BOY CLASSIC | 2024-05-30 | 83.748
NEBULIZER | NEBULIZER | PARI MEDICAL | PARI BOY CLASSIC | 2024-05-30 | 83.748
NEBULIZER | NEBULIZER | PARI MEDICAL | PARI BOY CLASSIC | 2024-05-30 | 83.748
NEBULIZER | NEBULIZER | PARI MEDICAL | PARI BOY CLASSIC | 2024-05-30 | 83.748
NITRIC OXIDE | NITRIC DELIVERY SYSTEM | INOTHERAPEUTICS | INOMAX DSIR | 2024-05-30 | 1020 | 2024-10-18 | 2024-11-01
CARDIOGRAPH | CARDIOGRAPH | GE LIMITED | MAC600 | 2024-05-30 | 2475.6 |  | 2025-05-30
VENTILATOR | VENTILATOR | RESMED LTD | AIRSENSE 10 AUTOSET | 2024-05-29 | 396
VENTILATOR | VENTILATOR | RESMED LTD | AIRSENSE 10 AUTOSET | 2024-05-29 | 396
SUCTION UNIT | SUCTION - LAERDAL - BATTERY | LAERDAL | LSU-2 | 2024-05-24 | 816 | 2024-08-09 | 2027-06-01
SUCTION CONTROLLER | CEREBROSPINAL FLUID DRAINAGE | MOLLER MEDICAL | LIQUOGUARD 7 | 2024-06-27 | 15000 |  | 2025-07-08
ENTONOX DEMAND SYSTEM | ENTONOX DEMAND VALVE | BNOS MEDITECH LTD | 900-0031-00 | 2024-05-23 | 213.6 |  | 2029-05-23
ENTONOX DEMAND SYSTEM | ENTONOX DEMAND VALVE | BNOS MEDITECH LTD | 900-0031-00 | 2024-05-23 | 213.6 |  | 2029-05-23
ANALYSER-URINE CHEM | URINALYSIS MACHINE | SIEMENS LTD | CLINITEK STATUS+ | 2024-05-21 | 420
CHARGER | AC/DC CHARGER - OXYLOG 3000 | DRAEGER | OXYLOG AC/DC | 2024-05-21 | 174.18
SCALES | SCALES - STAND ON | SECA | 875 | 2024-05-13 | 216 |  | 2024-11-15
NEBULIZER | NEBULIZER | SCIAN | NB-210C | 2024-04-23 | 45 |  | 2026-04-23
NEBULIZER | NEBULIZER | SCIAN | NB-210C | 2024-04-23 | 45 |  | 2026-04-23
NEBULIZER | NEBULIZER | SCIAN | NB-210C | 2024-04-23 | 45 |  | 2026-04-23
NEBULIZER | NEBULIZER | SCIAN | NB-210C | 2024-04-23 | 45 |  | 2026-04-23
NEBULIZER | NEBULIZER | SCIAN | NB-210C | 2024-04-23 | 45 |  | 2026-04-23
NEBULIZER | NEBULIZER | SCIAN | NB-210C | 2024-04-23 | 45 |  | 2026-04-23
NEBULIZER | NEBULIZER | SCIAN | NB-210C | 2024-04-23 | 45 |  | 2026-04-23
NEBULIZER | NEBULIZER | SCIAN | NB-210C | 2024-04-23 | 45 |  | 2026-04-23
NEBULIZER | NEBULIZER | SCIAN | NB-210C | 2024-04-23 | 45 |  | 2026-04-23
NEBULIZER | NEBULIZER | SCIAN | NB-210C | 2024-04-23 | 45 |  | 2026-04-23
NEBULIZER | NEBULIZER | SCIAN | NB-210C | 2024-04-23 | 45 |  | 2026-04-23
NEBULIZER | NEBULIZER | SCIAN | NB-210C | 2024-04-23 | 45 |  | 2026-04-23
NEBULIZER | NEBULIZER | SCIAN | NB-210C | 2024-04-23 | 45 |  | 2026-04-23
NEBULIZER | NEBULIZER | SCIAN | NB-210C | 2024-04-23 | 45 |  | 2026-04-23
NEBULIZER | NEBULIZER | PARI MEDICAL | PARI BOY CLASSIC | 2024-04-18 | 83.748
NEBULIZER | NEBULIZER | PARI MEDICAL | PARI BOY CLASSIC | 2024-04-18 | 83.748
DOCKING STATION | THOPAZ PLUS DOCKING STATION | MEDELA | THOPAZ PLUS DOCKING STATION | 2024-04-18 | 122.4
DOCKING STATION | THOPAZ PLUS DOCKING STATION | MEDELA | THOPAZ PLUS DOCKING STATION | 2024-04-18 | 122.4
DOCKING STATION | THOPAZ PLUS DOCKING STATION | MEDELA | THOPAZ PLUS DOCKING STATION | 2024-04-18 | 122.4
DOCKING STATION | THOPAZ PLUS DOCKING STATION | MEDELA | THOPAZ PLUS DOCKING STATION | 2024-04-18 | 122.4
DOCKING STATION | THOPAZ PLUS DOCKING STATION | MEDELA | THOPAZ PLUS DOCKING STATION | 2024-04-18 | 122.4
DOCKING STATION | THOPAZ PLUS DOCKING STATION | MEDELA | THOPAZ PLUS DOCKING STATION | 2024-04-18 | 122.4
SUCTION CONTROLLER | CARDIOTHORACIC DRAINAGE | MEDELA | THOPAZ PLUS | 2024-04-18 | 4540.8
SUCTION CONTROLLER | CARDIOTHORACIC DRAINAGE | MEDELA | THOPAZ PLUS | 2024-04-18 | 4540.8
CHEST COMPRESSION SYSTEM | AUTOMATIC CPR UNIT | STRYKER | LUCAS 3 | 2024-04-16 | 12201.6 |  | 2025-04-16
CHEST COMPRESSION SYSTEM | AUTOMATIC CPR UNIT | STRYKER | LUCAS 3 | 2024-04-16 | 12201.6 |  | 2025-04-16
CHEST COMPRESSION SYSTEM | AUTOMATIC CPR UNIT | STRYKER | LUCAS 3 | 2024-04-16 | 12201.6 |  | 2025-04-16
CHEST COMPRESSION SYSTEM | AUTOMATIC CPR UNIT | STRYKER | LUCAS 3 | 2024-04-16 | 12201.6 |  | 2025-04-16
VENTILATOR | VENTILATOR | BREAS MEDICAL | NIPPY 4 | 2024-04-16 | 2880 |  | 2026-04-16
VENTILATOR | VENTILATOR | BREAS MEDICAL | NIPPY 4 | 2024-04-16 | 2880 |  | 2026-04-16
VENTILATOR | VENTILATOR | BREAS MEDICAL | NIPPY 4+ | 2024-04-16 | 4560 |  | 2026-04-16
VENTILATOR | VENTILATOR | BREAS MEDICAL | NIPPY 4 | 2024-04-16 | 2880 |  | 2026-04-16
VENTILATOR | VENTILATOR | BREAS MEDICAL | NIPPY 4 | 2024-04-16 | 2880 |  | 2026-04-16
SCALES | SCALES - BABY | SECA | 384 | 2024-04-04 | 216 |  | 2024-11-15
EEG MONITOR | INTRA-OPERATIVE EEG MONITORING SYSTEM | NIHON KOHDEN | MEE 2000 | 2024-07-19 | 70735.2 |  | 2025-07-19
VAPORIZERS | VAPORIZER - SEVOFLURANE | DATEX-OHMEDA | TEC7 SEVO | 2024-07-05 | 2400 |  | 2027-07-14
SUCTION UNIT | SUCTION - LAERDAL - BATTERY | LAERDAL | LSU-2 | 2024-04-15 | 816 |  | 2027-04-15
PUMP DOCKING STATION | PUMP DOCKING STATION | B.BRAUN | SPACESTATION PLUS | 2024-04-11 | 840 |  | 2026-04-15
PUMP DOCKING STATION | PUMP DOCKING STATION | B.BRAUN | SPACESTATION PLUS | 2024-04-11 | 840 |  | 2026-04-15
DEFIBRILLATOR | DEFIBRILLATOR | MINDRAY | BENEHEART D30 | 2024-04-11 | 6345.3 | 2024-10-01 | 2025-09-15
DEFIBRILLATOR | DEFIBRILLATOR | MINDRAY | BENEHEART D30 | 2024-04-11 | 6345.3 | 2024-10-17 | 2025-09-15
DEFIBRILLATOR | DEFIBRILLATOR | MINDRAY | BENEHEART D30 | 2024-04-11 | 6345.3 |  | 2024-09-15
DEFIBRILLATOR | DEFIBRILLATOR | MINDRAY | BENEHEART D30 | 2024-04-11 | 6345.3 |  | 2024-09-15
DEFIBRILLATOR | DEFIBRILLATOR | MINDRAY | BENEHEART D30 | 2024-04-11 | 6345.3 |  | 2024-09-15
DEFIBRILLATOR | DEFIBRILLATOR | MINDRAY | BENEHEART D30 | 2024-04-11 | 6345.3 | 2024-10-10 | 2025-09-15
NEBULIZER | NEBULIZER | SCIAN | NB-210C | 2024-04-09 | 45 |  | 2026-04-09
NEBULIZER | NEBULIZER | SCIAN | NB-210C | 2024-04-09 | 45 |  | 2026-04-09
VENTILATOR | TRANSPORT VENTILATOR | HAMILTON MEDICAL | T1 | 2024-04-09 | 16081.56 |  | 2025-04-09
VENTILATOR | TRANSPORT VENTILATOR | HAMILTON MEDICAL | T1 | 2024-04-09 | 16081.56 |  | 2025-04-09
BLOOD GAS ANALYSER | BLOOD ANALYSER | CEPHEID | GENEXPERT IV | 2024-04-08 | 48586.56
COMPUTER - LAPTOP/NOTEBOOK | LAPTOP WITH CEPHEID GENEXPERT SOFTWARE | LENOVO | L14 GEN 3 | 2024-04-08 | 1200
BLOOD GAS ANALYSER | BLOOD ANALYSER | CEPHEID | GENEXPERT IV | 2024-04-08 | 48586.56
COMPUTER - LAPTOP/NOTEBOOK | LAPTOP WITH CEPHEID GENEXPERT SOFTWARE | LENOVO | L14 GEN 3 | 2024-04-08 | 1200
WORKSTATION | QUANTUM 12 INCH WORKSTATION ELITE | SPECTRUM | QWS12E | 2024-06-27 | 114240 |  | 2025-02-01
BLENDER | QUANTUM VENTILATION SYSTEM | SPECTRUM | QVM4-N-HM | 2024-06-28 | 111000 |  | 2025-02-01
WORKSTATION | QUANTUM 12 INCH WORKSTATION ELITE | SPECTRUM | QWS12E | 2024-06-27 | 114240 |  | 2025-02-01
BLENDER | QUANTUM VENTILATION SYSTEM | SPECTRUM | QVM4-N-HM | 2024-06-28 | 111000 |  | 2025-02-01
VITAL SIGNS MONITOR | VITAL SIGNS MONITOR: NIBP, SPO2, TEMP | HILL-ROM | 75CE CONNEX | 2024-06-21 | 2893.2 |  | 2027-06-21
STEAM CLEANER | STEAM CLEANER | WASSERMANN | WASI-STEAM CLASSIC II | 2024-06-21 | 1620 |  | 2026-06-08
SYRINGE DRIVER | SYRINGE DRIVER PCA | ARCOMED | SYRAMED µSP6000 CHROMA | 2024-06-20 | 1674 |  | 2026-06-20
SYRINGE DRIVER | SYRINGE DRIVER PCA | ARCOMED | SYRAMED µSP6000 CHROMA | 2024-06-20 | 1674 |  | 2026-08-01
VITAL SIGNS MONITOR | VITAL SIGNS MONITOR: NIBP, SPO2, TEMP | HILL-ROM | 75CE CONNEX | 2024-06-20 | 2893.2 |  | 2027-06-20
LASER - CLASS 4 | PHACO VITRECTOMY SYSTEM | DORC | EVA NEXUS 9000.COM03 | 2024-06-03 | 100390.8 |  | 2024-11-01
LASER - CLASS 4 | PHACO VITRECTOMY SYSTEM | DORC | EVA NEXUS 9000.COM03 | 2024-05-22 | 100390.8 |  | 2024-11-01
LASER - CLASS 4 | PHACO VITRECTOMY SYSTEM | DORC | EVA NEXUS 9000.COM03 | 2024-05-22 | 100390.8 |  | 2024-11-01
TYMPANIC THERMOMETER | TYMPANIC THERMOMETER | BRAUN | PRO 6000 | 2024-05-14 | 178.8
TONOMETER | TONOMETER | ICARE | TA031 | 2024-05-14 | 4800
GAS REGULATOR & FLOWMETER | SINGLE STAGE O2 GAS REGULATOR AND FLOWMETER | GCE LTD | VARIMED S400 | 2024-05-17 | 182.4 |  | 2029-05-17
HANDPIECE | CONTRA ANGLE HANDPIECE | NSK | NAC-EC | 2024-05-10 | 0
HANDPIECE | CONTRA ANGLE HANDPIECE | NSK | NAC-EC | 2024-05-10 | 0
HANDPIECE MICROMOTOR | HANDPIECE MICROMOTOR | BIEN-AIR UK | BASCH | 2024-05-09 | 385.74
DENTAL BUNSEN | SAFEAIR HEATSTREAM ELECTRIC BUNSEN | CARBOLITE | SAFEAIR HEAT STREAM | 2024-04-19 | 466.92 |  | 2024-12-11
RETINAL CAMERA | OCT OPTICAL COHERENCE TOMOGRAPHY | HEIDELBERG | SPECTRALIS | 2024-04-05 | 207567.36
LASER | PHOTO DYNAMIC THERAPY LASER | QUANTEL MEDICAL | VITRA 689 PDT | 2024-04-04 | 33624 | 2024-09-10 | 2025-03-30
SLIT LAMP | SLIT LAMP (L.E.D.) | CSO | SL9900 | 2024-04-05 | 18000
SLIT LAMP TABLE | POWERED TABLE | CSO | TES2 23L | 2024-04-05 | 2400
GAS REGULATOR & FLOWMETER | SINGLE STAGE O2 GAS REGULATOR AND FLOWMETER | GCE LTD | VARIMED S400 | 2024-05-17 | 182.4 |  | 2029-05-17
FIRST AID KIT | FIRST AID KIT | NA | FIXED | 2024-05-09 | 30 |  | 2027-08-02
VIS/ACUITY APPARATUS | ELECTRONIC VISUAL ACUITY | CHILLBLAST | WAP-LITE-1.0 | 2024-05-09 | 2617.2 |  | 2025-01-06
SUCTION CONTROLLER | HIGH SUCTION CONTROLLER | THERAPY EQUIPMENT | DIAMOND RANGE HIGH | 2024-04-26 | 226.8
SUCTION CONTROLLER | HIGH SUCTION CONTROLLER | THERAPY EQUIPMENT | DIAMOND RANGE HIGH | 2024-04-18 | 156
SUCTION CONTROLLER | HIGH SUCTION CONTROLLER | THERAPY EQUIPMENT | DIAMOND RANGE HIGH | 2024-04-18 | 156
SUCTION CONTROLLER | HIGH SUCTION CONTROLLER | THERAPY EQUIPMENT | DIAMOND RANGE HIGH | 2024-04-18 | 156
SUCTION CONTROLLER | HIGH SUCTION CONTROLLER | THERAPY EQUIPMENT | DIAMOND RANGE HIGH | 2024-04-18 | 156
SUCTION CONTROLLER | HIGH SUCTION CONTROLLER | THERAPY EQUIPMENT | DIAMOND RANGE HIGH | 2024-04-18 | 156
POWERED TABLE | ELECTRONIC TABLE | YJL CORPORATION | YOS-550-LB | 2024-04-17 | 906
TONOMETER | AUTO TONOMETER + CORNEAL HYSTERESIS | REICHERT | OCULAR RESPONSE ANALYSER G3 | 2024-04-17 | 14994
POWERED TABLE | ELECTRONIC TABLE | YJL CORPORATION | YOS-550-LB | 2024-04-17 | 906
DIATHERMY MACHINE | RADIO FREQUENCY ELECTROSURGICAL UNIT | BONART CO. LTD | ART-E1 | 2024-04-10 | 834
HANDPIECE | REVERSE EXHAUST FAST HANDPIECE. | NSK | TI-MAX X450KL | 2024-04-05 | 600
GAS REGULATOR & FLOWMETER | REGULATOR - TWO STAGE | MEC CO. LTD | TWO STAGE | 2024-04-05 | 517.2 |  | 2028-06-21
RETINAL CAMERA | OPTICAL COHERENCE TOMOGRAPHY | TOPCON | DRI OCT TRITON PLUS | 2024-04-03 | 72600 |  | 2025-04-03
STANDING AID | STANDING AID | ARJO HUNTLEIGH | STEDY | 2024-03-28 | 930 |  | 2025-03-28
RETINAL CAMERA | OPTICAL COHERENCE TOMOGRAPHY | TOPCON | DRI OCT TRITON PLUS | 2024-03-27 | 23250 |  | 2025-03-27
HUMIDIFIER | HEATED HUMIDIFIER | F & P | MR810 | 2024-04-02 | 741.06 |  | 2025-04-02
INFLATION/PUMP UNIT | COMPRESSION SYSTEM | COVIDIEN UK | SCD 700 | 2024-07-22 | 1402.884
HEIGHT GAUGE | HEIGHT GAUGE | SECA | 216 | 2024-07-11 | 82.8
SUCTION CONTROLLER | HIGH SUCTION CONTROLLER | THERAPY EQUIPMENT | DIAMOND RANGE HIGH | 2024-07-08 | 156
SUCTION CONTROLLER | HIGH SUCTION CONTROLLER | THERAPY EQUIPMENT | DIAMOND RANGE HIGH | 2024-07-08 | 156
TRANSFORMER | TRANSFORMER | WELCH ALLYN | 73324 | 2024-07-03 | 181.44
MUSCLE STIMULATORS | MICROSTIM STIMULATION V2 MUSCLE STIMULATOR | ODSTOCK MEDICAL LTD | MS2v2 | 2024-07-03 | 417.6
MUSCLE STIMULATORS | MICROSTIM STIMULATION V2 MUSCLE STIMULATOR | ODSTOCK MEDICAL LTD | MS2v2 | 2024-07-03 | 417.6
SUCTION CONTROLLER | HIGH SUCTION CONTROLLER | THERAPY EQUIPMENT | DIAMOND RANGE HIGH | 2024-07-03 | 156
SUCTION CONTROLLER | HIGH SUCTION CONTROLLER | THERAPY EQUIPMENT | DIAMOND RANGE HIGH | 2024-07-03 | 156
SUCTION CONTROLLER | HIGH SUCTION CONTROLLER | THERAPY EQUIPMENT | DIAMOND RANGE HIGH | 2024-07-03 | 156
SUCTION CONTROLLER | HIGH SUCTION CONTROLLER | THERAPY EQUIPMENT | DIAMOND RANGE HIGH | 2024-07-03 | 156
MUSCLE STIMULATORS | MUSCLE STIMULATOR ODFS PACE V1 | ODSTOCK MEDICAL LTD | ODFS PACE V1 | 2024-06-28 | 981.6
INFLATION/PUMP UNIT | COMPRESSION SYSTEM | COVIDIEN UK | SCD 700 | 2024-06-20 | 1402.884
INFLATION/PUMP UNIT | COMPRESSION SYSTEM | COVIDIEN UK | SCD 700 | 2024-06-20 | 1402.884
SUCTION CONTROLLER | HIGH SUCTION CONTROLLER | THERAPY EQUIPMENT | DIAMOND RANGE HIGH | 2024-06-17 | 156
TRANSPORT MONITOR | PATIENT MONITOR INTELLIVUE X3 (6mm NIBP Port) | PHILIPS LTD | INTELLIVUE X3 (6mm NIBP) | 2024-06-06 | 3892.62 |  | 2027-06-06
INFLATION/PUMP UNIT | COMPRESSION SYSTEM | COVIDIEN UK | SCD 700 | 2024-05-29 | 1402.884
VAPORIZERS | VAPORIZER - SEVOFLURANE | DRAEGER | VAPOR 3000 SEVO | 2024-05-28 | 3000 |  | 2026-05-28
VAPORIZERS | VAPORIZER - SEVOFLURANE | DRAEGER | VAPOR 3000 SEVO | 2024-05-28 | 3000 |  | 2026-05-28
VAPORIZERS | VAPORIZER - SEVOFLURANE | DRAEGER | VAPOR 3000 SEVO | 2024-05-28 | 3000 |  | 2026-05-28
VAPORIZERS | VAPORIZER - SEVOFLURANE | DRAEGER | VAPOR 3000 SEVO | 2024-05-28 | 3000 |  | 2026-05-28
VAPORIZERS | VAPORIZER - SEVOFLURANE | DRAEGER | VAPOR 3000 SEVO | 2024-05-28 | 3000 |  | 2026-05-28
VAPORIZERS | VAPORIZER - SEVOFLURANE | DRAEGER | VAPOR 3000 SEVO | 2024-05-28 | 3000 |  | 2026-05-28
VAPORIZERS | VAPORIZER - SEVOFLURANE | DRAEGER | VAPOR 3000 SEVO | 2024-05-28 | 3000 |  | 2026-05-28
VAPORIZERS | VAPORIZER - ISOFLURANE | DATEX-OHMEDA | ISOTEC-4 | 2024-10-04 | 0
VAPORIZERS | VAPORIZER - ISOFLURANE | DATEX-OHMEDA | ISOTEC-4 | 2024-10-04 | 0
VAPORIZERS | VAPORIZER - ISOFLURANE | DATEX-OHMEDA | ISOTEC-4 | 2024-10-04 | 0
VAPORIZERS | VAPORIZER - ISOFLURANE | DATEX-OHMEDA | ISOTEC-4 | 2024-05-28 | 2400 |  | 2027-05-28
SCALES | SCALES - COLUMN | SECA | 704 | 2024-06-19 | 543.588 |  | 2024-11-15
SCALES | SCALES - COLUMN | SECA | 704 | 2024-06-19 | 543.588 |  | 2024-11-15
SCALES | SCALES - COLUMN | SECA | 704 | 2024-05-23 | 543.588 |  | 2024-11-15
SCALES | SCALES - COLUMN | SECA | 704 | 2024-05-23 | 543.588 |  | 2024-11-15
SCALES | SCALES - COLUMN | SECA | 704 | 2024-05-23 | 543.588 |  | 2024-11-15
SCALES | SCALES - COLUMN | SECA | 704 | 2024-05-23 | 543.588 |  | 2024-11-15
SUCTION CONTROLLER | HIGH SUCTION CONTROLLER | THERAPY EQUIPMENT | DIAMOND RANGE HIGH | 2024-05-17 | 156
AMBULATORY ARRHYTHMIA MONITOR | AMBULATORY ECG RECORDER | SPACELABS | ECLIPSE PRO | 2024-05-14 | 1720.272
AMBULATORY ARRHYTHMIA MONITOR | AMBULATORY ECG RECORDER | SPACELABS | ECLIPSE PRO | 2024-05-14 | 1720.272
AMBULATORY ARRHYTHMIA MONITOR | AMBULATORY ECG RECORDER | SPACELABS | ECLIPSE PRO | 2024-05-14 | 1720.272
BODY CHAMBER | BODY CHAMBER - PLETHYSMOGRAPH | MGC DIAGNOSTICS | PLATINUM ELITE | 2024-05-21 | 45600
SUCTION CONTROLLER | HIGH SUCTION CONTROLLER | THERAPY EQUIPMENT | DIAMOND RANGE HIGH | 2024-05-13 | 156
AUDIO DOPPLER | AUDIO DOPPLER | EDAN INSTRUMENTS | SONOTRAX BASIC | 2024-05-07 | 123.6
AUDIO DOPPLER | AUDIO DOPPLER | EDAN INSTRUMENTS | SONOTRAX BASIC | 2024-05-07 | 123.6
NEBULIZER | NEBULIZER | SCIAN | NB-210C | 2024-05-02 | 45
NEBULIZER | NEBULIZER | SCIAN | NB-210C | 2024-05-02 | 45
NEBULIZER | NEBULIZER | SCIAN | NB-210C | 2024-05-02 | 45
NEBULIZER | NEBULIZER | SCIAN | NB-210C | 2024-05-02 | 45
NEBULIZER | NEBULIZER | SCIAN | NB-210C | 2024-05-02 | 45
NEBULIZER | NEBULIZER | SCIAN | NB-210C | 2024-05-02 | 45
SUCTION CONTROLLER | HIGH SUCTION CONTROLLER | THERAPY EQUIPMENT | DIAMOND RANGE HIGH | 2024-04-29 | 156
CARDIOGRAPH | CARDIOGRAPH | GE LIMITED | MAC7 | 2024-04-29 | 9510 |  | 2025-04-29
SUCTION CONTROLLER | HIGH SUCTION CONTROLLER | THERAPY EQUIPMENT | DIAMOND RANGE HIGH | 2024-04-24 | 156
ENDOSCOPE | FLEXIBLE HD VIDEO CHOLEDOSCOPE | KARL STORZ | 11292VH | 2024-04-22 | 18026.4
ENDOSCOPY STACKING TROLLEY | ENDOSCOPY SLAVE TROLLEY | KARL STORZ | VC-2010MC | 2024-04-22 | 0
ENDOSCOPY VIDEO SYSTEM | TELE PAK + | KARL STORZ | TP101 | 2024-04-22 | 13435.2 |  | 2025-04-22
INFLATION/PUMP UNIT | COMPRESSION SYSTEM | COVIDIEN UK | SCD 700 | 2024-04-18 | 1402.884
ULTRASONIC UNIT | POWER INSTRUMENTAL DRIVER (CORE) | STRYKER | 5400-050-000 | 2024-04-15 | 10080
BATTERY CHARGER | SYSTEM 9 STERILE BATTERY CHARGER | STRYKER | 9126-100-000 | 2024-04-15 | 5280 |  | 2025-04-15
BATTERY CHARGER | SYSTEM 9 STERILE BATTERY CHARGER | STRYKER | 9126-100-000 | 2024-04-15 | 5280 |  | 2025-04-15
VITAL SIGNS MONITOR | VITAL SIGNS MONITOR: NBP, SPO2 | MINDRAY | VS9 | 2024-04-10 | 1602.18 |  | 2027-01-01
OPERATING TABLE | OPERATING TABLE | STERIS | CMAX-3 | 2024-04-10 | 21032.628 |  | 2024-11-12
OPERATING TABLE | OPERATING TABLE | STERIS | CMAX-3 | 2024-04-10 | 21032.628 |  | 2024-11-12
RADAR LOCALIZATION PROBE | SCOUT PROBE | MERIT MEDICAL | SG-01 | 2024-04-05 | 3000
RADAR LOCALIZATION SYSTEM | SCOUT CONSOLE | MERIT MEDICAL | SCOUT | 2024-04-05 | 28800
SUCTION CONTROLLER | HIGH FLOW SUCTION CONTROLLER - MEDI RAIL 6M HOSE | THERAPY EQUIPMENT | 7705/6M | 2024-04-02 | 231.6
SUCTION CONTROLLER | 3M DIAMOND HIGH SUCTION RAIL MOUNT | THERAPY EQUIPMENT | 7705/3M | 2024-03-28 | 290.832
OPERATING TABLE | OPERATING TABLE | STERIS | CMAX-3 | 2024-03-26 | 21032.628 |  | 2024-11-12
ULTRASOUND PROBE | ULTRASOUND PROBE | GE LIMITED | L4-20T-RS | 2024-03-19 | 8400
ULTRASOUND SYSTEM | ULTRASOUND SCANNER | GE LIMITED | VENUE GO R4 | 2024-03-19 | 42000 |  | 2025-03-15
EXAMINATION LAMP | EXAMINATION LAMP - LED | LUXO UK LTD | LHG026528 | 2024-07-03 | 562.8 | 2024-06-28 | 2025-06-28
COUCH | COUCH - GYNAECOLOGICAL EXAMINATION | SEERS MEDICAL | SM8583D | 2024-07-03 | 1440 | 2024-06-28 | 2025-06-28
COUCH | COUCH 2-SECTION ELECTRIC | PLINTH 2000 | 502E | 2024-06-17 | 960 |  | 2027-06-17
VACUUM SPLITTER | VACUUM TWIN SCHRADER SPLITTER | MEC MEDICAL LTD | 201906P | 2024-02-23 | 174
TYMPANIC THERMOMETER | TYMPANIC THERMOMETER CONNEX MONITOR | WELCH ALLYN | PRO 6000 CONNEX | 2024-02-23 | 278.976
OXIMETER | PULSE OXIMETER HAND HELD | MASIMO UK | RAD-5 | 2024-04-17 | 834
TYMPANIC THERMOMETER | TYMPANIC THERMOMETER CONNEX MONITOR | WELCH ALLYN | PRO 6000 CONNEX | 2024-04-15 | 289.2
TYMPANIC THERMOMETER | TYMPANIC THERMOMETER | BRAUN | PRO 6000 | 2024-04-15 | 178.8
TYMPANIC THERMOMETER | TYMPANIC THERMOMETER | BRAUN | PRO 6000 | 2024-02-27 | 178.8
TYMPANIC THERMOMETER | TYMPANIC THERMOMETER | BRAUN | PRO 6000 | 2024-02-27 | 178.8
TYMPANIC THERMOMETER | TYMPANIC THERMOMETER | BRAUN | PRO 6000 | 2024-02-28 | 178.8
TYMPANIC THERMOMETER | TYMPANIC THERMOMETER | BRAUN | PRO 6000 | 2024-02-28 | 178.8
TYMPANIC THERMOMETER | TYMPANIC THERMOMETER | BRAUN | PRO 6000 | 2024-02-28 | 178.8
TYMPANIC THERMOMETER | TYMPANIC THERMOMETER | BRAUN | PRO 6000 | 2024-02-28 | 178.8
SYRINGE DRIVER | INFUSION PUMP - PORTABLE | CANE | CRONO SUPER PID | 2024-02-29 | 1860 |  | 2028-02-29
SYRINGE DRIVER | INFUSION PUMP - PORTABLE | CANE | CRONO SUPER PID | 2024-02-29 | 1800 |  | 2028-02-29
SUCTION CONTROLLER | HIGH SUCTION CONTROLLER | THERAPY EQUIPMENT | DIAMOND RANGE HIGH | 2024-03-04 | 156
VENTILATOR | VENTILATOR | RESMED LTD | AIRSENSE 10 AUTOSET | 2024-03-06 | 396
VENTILATOR | VENTILATOR | BREAS MEDICAL | NIPPY 4 | 2024-03-06 | 2880 |  | 2026-03-06
VENTILATOR | VENTILATOR | BREAS MEDICAL | NIPPY 4 | 2024-03-06 | 2880 |  | 2026-03-06
SUCTION CONTROLLER | HIGH SUCTION CONTROLLER | THERAPY EQUIPMENT | DIAMOND RANGE HIGH | 2024-03-06 | 156
SUCTION CONTROLLER | HIGH SUCTION CONTROLLER | THERAPY EQUIPMENT | DIAMOND RANGE HIGH | 2024-03-08 | 156
SUCTION CONTROLLER | HIGH SUCTION CONTROLLER | THERAPY EQUIPMENT | DIAMOND RANGE HIGH | 2024-03-11 | 156
COAGULATION TIMER | COAGULATION TIMER - HAND HELD UNIT | ROCHE LTD | COAGUCHEK PRO II | 2024-03-11 | 1179.9
COAGULATION TIMER | COAGULATION TIMER - HAND HELD UNIT | ROCHE LTD | COAGUCHEK PRO II | 2024-03-11 | 1179.9
SUCTION CONTROLLER | HIGH SUCTION CONTROLLER | THERAPY EQUIPMENT | DIAMOND RANGE HIGH | 2024-03-12 | 156
SUCTION CONTROLLER | HIGH SUCTION CONTROLLER | THERAPY EQUIPMENT | DIAMOND RANGE HIGH | 2024-03-12 | 156
SUCTION CONTROLLER | HIGH SUCTION CONTROLLER | THERAPY EQUIPMENT | DIAMOND RANGE HIGH | 2024-03-12 | 156
SUCTION CONTROLLER | HIGH SUCTION CONTROLLER | THERAPY EQUIPMENT | DIAMOND RANGE HIGH | 2024-03-12 | 156
SUCTION CONTROLLER | HIGH SUCTION CONTROLLER | THERAPY EQUIPMENT | DIAMOND RANGE HIGH | 2024-03-12 | 156
BLOOD GAS ANALYSER | BLOOD GAS ANALYSER - I-STAT ALINITY | ABBOTT LABS | I-STAT ALINITY AN-500 | 2024-03-12 | 8220 |  | 2024-09-12
DOCKING STATION | DOCKING STATION - I-STAT ALINITY | ABBOTT LABS | BST-500 | 2024-03-12 | 1200
TYMPANIC THERMOMETER | TYMPANIC THERMOMETER | BRAUN | PRO 6000 | 2024-03-12 | 212.4
TYMPANIC THERMOMETER | TYMPANIC THERMOMETER | BRAUN | PRO 6000 | 2024-03-12 | 212.4
TYMPANIC THERMOMETER | TYMPANIC THERMOMETER | BRAUN | PRO 6000 | 2024-03-12 | 212.4
TYMPANIC THERMOMETER | TYMPANIC THERMOMETER | BRAUN | PRO 6000 | 2024-03-12 | 212.4
TYMPANIC THERMOMETER | TYMPANIC THERMOMETER | BRAUN | PRO 6000 | 2024-03-12 | 212.4
SUCTION CONTROLLER | HIGH SUCTION CONTROLLER | THERAPY EQUIPMENT | DIAMOND RANGE HIGH | 2024-03-13 | 156
TYMPANIC THERMOMETER | TYMPANIC THERMOMETER | BRAUN | PRO 6000 | 2024-03-13 | 178.8
TYMPANIC THERMOMETER | TYMPANIC THERMOMETER | BRAUN | PRO 6000 | 2024-03-13 | 178.8
INFUSION PUMP | AMBULATORY INFUSION PUMP | BD | BODYGUARD (999-603BDEN) | 2024-04-05 | 3483.6 |  | 2025-04-05
CHARGER | AMBULATORY INFUSION PUMP CHARGER | BD | BODYGUARD CHARGER | 2024-04-05 | 1200
TYMPANIC THERMOMETER | TYMPANIC THERMOMETER | BRAUN | PRO 6000 | 2024-03-18 | 178.8
TYMPANIC THERMOMETER | TYMPANIC THERMOMETER | BRAUN | PRO 6000 | 2024-03-18 | 178.8
TYMPANIC THERMOMETER | TYMPANIC THERMOMETER | BRAUN | PRO 6000 | 2024-03-18 | 178.8
TYMPANIC THERMOMETER | TYMPANIC THERMOMETER | BRAUN | PRO 6000 | 2024-03-19 | 178.8
HUMIDIFIER | HUMIDIFIER | F & P | MR850 | 2024-03-19 | 1320 |  | 2025-03-19
HUMIDIFIER | HUMIDIFIER | F & P | MR850 | 2024-03-19 | 1320 |  | 2025-03-19
SUCTION CONTROLLER | HIGH SUCTION CONTROLLER | THERAPY EQUIPMENT | DIAMOND RANGE HIGH | 2024-03-19 | 156
SUCTION CONTROLLER | HIGH SUCTION CONTROLLER | THERAPY EQUIPMENT | DIAMOND RANGE HIGH | 2024-03-19 | 156
TYMPANIC THERMOMETER | TYMPANIC THERMOMETER | BRAUN | PRO 6000 | 2024-03-22 | 178.8
TYMPANIC THERMOMETER | TYMPANIC THERMOMETER | BRAUN | PRO 6000 | 2024-04-05 | 178.8
TYMPANIC THERMOMETER | TYMPANIC THERMOMETER | BRAUN | PRO 6000 | 2024-04-05 | 178.8
TYMPANIC THERMOMETER | TYMPANIC THERMOMETER | BRAUN | PRO 6000 | 2024-04-05 | 178.8
TYMPANIC THERMOMETER | TYMPANIC THERMOMETER | BRAUN | PRO 6000 | 2024-04-05 | 178.8
TYMPANIC THERMOMETER | TYMPANIC THERMOMETER CONNEX MONITOR | WELCH ALLYN | PRO 6000 CONNEX | 2024-04-05 | 278.976
SYRINGE DRIVER | SYRINGE DRIVER PCA | ARCOMED | SYRAMED µSP6000 CHROMA | 2024-05-07 | 1674 |  | 2026-05-07
TYMPANIC THERMOMETER | TYMPANIC THERMOMETER | BRAUN | PRO 6000 | 2024-04-24 | 178.8
AUDIO DOPPLER | AUDIO DOPPLER | HUNTLEIGH | D900 | 2024-03-22 | 374.4
AUDIO DOPPLER | AUDIO DOPPLER | HUNTLEIGH | D900 | 2024-03-22 | 374.4
AUDIO DOPPLER | AUDIO DOPPLER | HUNTLEIGH | D900 | 2024-03-22 | 374.4
AUDIO DOPPLER | AUDIO DOPPLER | HUNTLEIGH | D900 | 2024-03-22 | 374.4
NEBULIZER | NEBULIZER | PARI MEDICAL | EFLOW RAPID | 2024-03-22 | 510
NEBULIZER | NEBULIZER | PARI MEDICAL | EFLOW RAPID | 2024-03-22 | 510
NEBULIZER | NEBULIZER | PARI MEDICAL | EFLOW RAPID | 2024-03-22 | 510
NEBULIZER | NEBULIZER | PARI MEDICAL | EFLOW RAPID | 2024-03-22 | 510
BRONCHOSCOPE | LINEAR ULTRASOUND BRONCHOSCOPE | OLYMPUS | BF-UC260FW | 2024-04-05 | 12473.424
SUCTION CONTROLLER | HIGH SUCTION CONTROLLER | THERAPY EQUIPMENT | DIAMOND RANGE HIGH | 2024-03-25 | 156
SUCTION CONTROLLER | HIGH SUCTION CONTROLLER | THERAPY EQUIPMENT | DIAMOND RANGE HIGH | 2024-03-25 | 156
GAS REGULATOR & FLOWMETER | CO2 PIN INDEX REGULATOR WITH 0-25LPM FLOWMETER | GCE LTD | 19332284 | 2024-03-26 | 222
SUCTION CONTROLLER | HIGH SUCTION CONTROLLER | THERAPY EQUIPMENT | DIAMOND RANGE HIGH | 2024-03-26 | 156
SUCTION CONTROLLER | HIGH FLOW SUCTION CONTROLLER - MEDI RAIL 1.5M HOSE | THERAPY EQUIPMENT | 7705/1.5M | 2024-04-03 | 158.4
SYRINGE DRIVER | SYRINGE DRIVER PCA | ARCOMED | SYRAMED µSP6000 CHROMA | 2024-04-04 | 1674 |  | 2025-03-01
GASTROSCOPE | GASTROSCOPE | OLYMPUS | GIF-EZ2500 | 2024-04-05 | 36000
COLONOSCOPE | COLONOSCOPE | OLYMPUS | CF-EZ1500DL | 2024-04-05 | 49297.5
COLONOSCOPE | COLONOSCOPE | OLYMPUS | CF-EZ1500DL | 2024-04-05 | 49297.5
COLONOSCOPE | COLONOSCOPE | OLYMPUS | CF-EZ1500DL | 2024-04-05 | 49297.5
COLONOSCOPE | COLONOSCOPE | OLYMPUS | CF-EZ1500DL | 2024-04-05 | 49297.5
DUODENOSCOPE | DUODENOSCOPE | OLYMPUS | TJF-Q290V | 2024-04-05 | 42000
DUODENOSCOPE | DUODENOSCOPE | OLYMPUS | TJF-Q290V | 2024-04-05 | 42000
BRONCHOSCOPE | BRONCHOSCOPE | OLYMPUS | BF-UC290F | 2024-04-05 | 12600
TYMPANIC THERMOMETER | TYMPANIC THERMOMETER | BRAUN | PRO 6000 | 2024-04-04 | 178.8
GASTROSCOPE | GASTROSCOPE | OLYMPUS | GIF-EZ1500 | 2024-04-05 | 43200
COLONOSCOPE | COLONOSCOPE | OLYMPUS | CF-EZ1500DL | 2024-04-05 | 49297.5
COLONOSCOPE | COLONOSCOPE | OLYMPUS | CF-EZ1500DL | 2024-04-05 | 49297.5
COLONOSCOPE | COLONOSCOPE | OLYMPUS | CF-EZ1500DL | 2024-04-05 | 49297.5
AUDIO DOPPLER | AUDIO DOPPLER | HUNTLEIGH | D900 | 2024-04-03 | 374.4
TYMPANIC THERMOMETER | TYMPANIC THERMOMETER | BRAUN | PRO 6000 | 2024-04-03 | 178.8
TYMPANIC THERMOMETER | TYMPANIC THERMOMETER | BRAUN | PRO 6000 | 2024-04-03 | 178.8
TYMPANIC THERMOMETER | TYMPANIC THERMOMETER | BRAUN | PRO 6000 | 2024-04-03 | 178.8
TYMPANIC THERMOMETER | TYMPANIC THERMOMETER | BRAUN | PRO 6000 | 2024-04-02 | 178.8
TYMPANIC THERMOMETER | TYMPANIC THERMOMETER | BRAUN | PRO 6000 | 2024-04-02 | 178.8
SUCTION CONTROLLER | HIGH SUCTION CONTROLLER | THERAPY EQUIPMENT | DIAMOND RANGE HIGH | 2024-03-26 | 156
VENTILATOR | VENTILATOR | BREAS MEDICAL | NIPPY 4 | 2024-03-26 | 2880 |  | 2026-03-26
VENTILATOR | VENTILATOR | RESMED LTD | AIRSENSE 10 AUTOSET | 2024-03-26 | 396
VENTILATOR | VENTILATOR | RESMED LTD | AIRSENSE 10 AUTOSET | 2024-03-26 | 396
DIETARY FEED PUMP | ENTERAL FEEDING PUMP | NUTRICIA | FLOCARE INFINITY III | 2024-02-20 | 960 |  | 2026-02-16
NEBULIZER | NEBULIZER | PARI MEDICAL | PARI BOY CLASSIC | 2024-02-20 | 83.748
NEBULIZER | NEBULIZER | PARI MEDICAL | PARI BOY CLASSIC | 2024-02-20 | 83.748
INFLATION/PUMP UNIT | COMPRESSION SYSTEM | COVIDIEN UK | SCD 700 | 2024-02-21 | 1402.884
VITAL SIGNS MONITOR | VITAL SIGNS MONITOR: NIBP, SPO2, TEMP | HILL-ROM | 75CE CONNEX | 2024-02-23 | 2728.32 |  | 2027-02-23
OPERATING TABLE | OPERATING TABLE | STERIS | CMAX-3 | 2024-02-26 | 27000 |  | 2024-09-11
NITRIC OXIDE | NITRIC DELIVERY SYSTEM | INOTHERAPEUTICS | INOMAX DSIR | 2024-02-27 | 1020 | 2024-10-04 | 2024-11-01
NEBULIZER | NEBULIZER | PARI MEDICAL | PARI BOY CLASSIC | 2024-02-27 | 83.748
NEBULIZER | NEBULIZER | PARI MEDICAL | PARI BOY CLASSIC | 2024-02-27 | 83.748
NEBULIZER | NEBULIZER | PARI MEDICAL | PARI BOY CLASSIC | 2024-02-27 | 83.748
NEBULIZER | NEBULIZER | PARI MEDICAL | PARI BOY CLASSIC | 2024-02-27 | 83.748
NEBULIZER | NEBULIZER | PARI MEDICAL | PARI BOY CLASSIC | 2024-02-27 | 83.748
NEBULIZER | NEBULIZER | PARI MEDICAL | PARI BOY CLASSIC | 2024-02-27 | 83.748
NEBULIZER | NEBULIZER | PARI MEDICAL | PARI BOY CLASSIC | 2024-02-27 | 83.748
NEBULIZER | NEBULIZER | PARI MEDICAL | PARI BOY CLASSIC | 2024-02-27 | 83.748
HEIGHT GAUGE | HEIGHT GAUGE | SECA | 213 | 2024-02-28 | 99.54
HEIGHT GAUGE | HEIGHT GAUGE | SECA | 213 | 2024-02-28 | 99.54
DERMATOSCOPE | DERMATOSCOPE | HEINE | DELTA 20T | 2024-03-04 | 786
NEBULIZER | NEBULIZER | SCIAN | NB-210C | 2024-03-05 | 45
NEBULIZER | NEBULIZER | SCIAN | NB-210C | 2024-03-05 | 45
NEBULIZER | NEBULIZER | SCIAN | NB-210C | 2024-03-05 | 45
SMOKE EXTRACTOR | SMOKE EXTRACTOR | ACU-EVAC | IE-2 | 2024-03-06 | 2820 |  | 2025-03-06
PATIENT TROLLEY | PATIENT TROLLEY | STRYKER | ST1-X (6300-000-200) | 2024-03-06 | 2977.26
PATIENT TROLLEY | PATIENT TROLLEY | STRYKER | ST1-X (6300-000-200) | 2024-03-06 | 2977.26
PATIENT TROLLEY | PATIENT TROLLEY | STRYKER | ST1-X (6300-000-200) | 2024-03-06 | 2977.26
PATIENT TROLLEY | PATIENT TROLLEY | STRYKER | ST1-X (6300-000-200) | 2024-03-06 | 2977.26
PATIENT TROLLEY | PATIENT TROLLEY | STRYKER | ST1-X (6300-000-200) | 2024-03-06 | 2977.26
PATIENT TROLLEY | PATIENT TROLLEY | STRYKER | ST1-X (6300-000-200) | 2024-03-06 | 2977.26
DIATHERMY MACHINE | ELECTRO SURGICAL GENERATOR | CONMED | SYSTEM 5000 | 2024-03-15 | 7320 |  | 2025-03-15
SMOKE EXTRACTOR | SURGICAL SMOKE EVACUATOR | CONMED | VIROVAC | 2024-03-15 | 1140 |  | 2025-03-15
DIATHERMY MACHINE | ELECTRO SURGICAL GENERATOR | CONMED | SYSTEM 5000 | 2024-03-15 | 7320 |  | 2025-03-15
SMOKE EXTRACTOR | SURGICAL SMOKE EVACUATOR | CONMED | VIROVAC | 2024-03-15 | 1140 |  | 2025-03-15
PATIENT WARMING SYSTEM | PATIENT WARMING SYSTEM | 3M HEALTH CARE | 775 BAIR HUGGER | 2024-03-11 | 0 |  | 2025-03-01
PATIENT WARMING SYSTEM | PATIENT WARMING SYSTEM | 3M HEALTH CARE | 775 BAIR HUGGER | 2024-03-11 | 0 |  | 2025-03-01
PATIENT WARMING SYSTEM | PATIENT WARMING SYSTEM | 3M HEALTH CARE | 775 BAIR HUGGER | 2024-03-11 | 0 |  | 2025-03-01
PATIENT WARMING SYSTEM | PATIENT WARMING SYSTEM | 3M HEALTH CARE | 775 BAIR HUGGER | 2024-03-11 | 0 |  | 2025-03-01
PATIENT WARMING SYSTEM | PATIENT WARMING SYSTEM | 3M HEALTH CARE | 775 BAIR HUGGER | 2024-03-11 | 0 |  | 2025-03-01
PATIENT WARMING SYSTEM | PATIENT WARMING SYSTEM | 3M HEALTH CARE | 775 BAIR HUGGER | 2024-03-11 | 0 |  | 2025-03-01
PATIENT WARMING SYSTEM | PATIENT WARMING SYSTEM | 3M HEALTH CARE | 775 BAIR HUGGER | 2024-03-11 | 0 |  | 2025-03-01
PATIENT WARMING SYSTEM | PATIENT WARMING SYSTEM | 3M HEALTH CARE | 775 BAIR HUGGER | 2024-03-11 | 0 |  | 2025-03-01
PATIENT WARMING SYSTEM | PATIENT WARMING SYSTEM | 3M HEALTH CARE | 775 BAIR HUGGER | 2024-03-11 | 0 |  | 2025-03-01
PATIENT WARMING SYSTEM | PATIENT WARMING SYSTEM | 3M HEALTH CARE | 775 BAIR HUGGER | 2024-03-11 | 0 |  | 2025-03-01
PATIENT WARMING SYSTEM | PATIENT WARMING SYSTEM | 3M HEALTH CARE | 775 BAIR HUGGER | 2024-03-11 | 0 |  | 2025-03-01
PATIENT WARMING SYSTEM | PATIENT WARMING SYSTEM | 3M HEALTH CARE | 775 BAIR HUGGER | 2024-03-11 | 0 |  | 2025-03-01
PATIENT WARMING SYSTEM | PATIENT WARMING SYSTEM | 3M HEALTH CARE | 775 BAIR HUGGER | 2024-03-11 | 0 |  | 2025-03-01
PATIENT WARMING SYSTEM | PATIENT WARMING SYSTEM | 3M HEALTH CARE | 775 BAIR HUGGER | 2024-03-11 | 0 |  | 2025-03-01
DIATHERMY MACHINE | ELECTRO SURGICAL GENERATOR | CONMED | SYSTEM 5000 | 2024-03-15 | 7320 |  | 2025-03-15
SMOKE EXTRACTOR | SURGICAL SMOKE EVACUATOR | CONMED | VIROVAC | 2024-03-15 | 1140 |  | 2025-03-15
SUCTION UNIT | SUCTION - LAERDAL - BATTERY | LAERDAL | LSU-2 | 2024-03-13 | 816 |  | 2027-03-13
ENTONOX DEMAND SYSTEM | ENTONOX DEMAND VALVE | BNOS MEDITECH LTD | 900-0031-00 | 2024-03-13 | 213.6 |  | 2029-03-13
ENTONOX DEMAND SYSTEM | ENTONOX DEMAND VALVE | BNOS MEDITECH LTD | 900-0031-00 | 2024-03-13 | 213.6 |  | 2029-03-13
ENTONOX DEMAND SYSTEM | ENTONOX DEMAND VALVE | BNOS MEDITECH LTD | 900-0031-00 | 2024-03-13 | 213.6 |  | 2029-03-13
HUMIDIFIER | HUMIDIFIER AND FLOW GENERATOR | F & P | AIRVO 3 | 2024-03-15 | 8400 |  | 2026-04-15
DIATHERMY MACHINE | ELECTRO SURGICAL GENERATOR | CONMED | SYSTEM 5000 | 2024-03-15 | 7320 |  | 2025-03-15
SMOKE EXTRACTOR | SURGICAL SMOKE EVACUATOR | CONMED | VIROVAC | 2024-03-15 | 1140 |  | 2025-03-15
ULTRASOUND PROBE | ULTRASOUND PROBE | ECHOSENS | XL | 2024-03-18 | 0 | 2024-03-08
ULTRASOUND PROBE | ULTRASOUND PROBE | ECHOSENS | XL | 2024-03-18 | 0 | 2024-03-08
ULTRASOUND PROBE | ULTRASOUND PROBE | ECHOSENS | XL | 2024-03-18 | 0 | 2024-03-08
CHEST COMPRESSION SYSTEM | AUTOMATIC CPR UNIT | STRYKER | LUCAS 3 | 2024-03-20 | 12477.6 |  | 2025-03-20
PATIENT WARMING SYSTEM | IOB WARMING UNIT | GBUK Group Ltd | IOB | 2024-04-03 | 636 |  | 2025-04-03
PATIENT WARMING SYSTEM | IOB WARMING UNIT | GBUK Group Ltd | IOB | 2024-04-03 | 636 |  | 2025-04-03
PATIENT WARMING SYSTEM | IOB WARMING UNIT | GBUK Group Ltd | IOB | 2024-04-03 | 636 |  | 2025-04-03
COLONOSCOPE | COLONOSCOPE | OLYMPUS | PCF-HQ190L | 2024-04-05 | 28800
DEFIBRILLATOR | DEFIBRILLATOR | MINDRAY | BENEHEART D30 | 2024-04-02 | 6345.3 | 2024-10-02 | 2025-09-15
DEFIBRILLATOR | DEFIBRILLATOR | MINDRAY | BENEHEART D30 | 2024-04-02 | 6345.3 | 2024-10-17 | 2025-09-15
DEFIBRILLATOR | DEFIBRILLATOR | MINDRAY | BENEHEART D30 | 2024-04-02 | 6345.3 | 2024-10-17 | 2025-09-15
DEFIBRILLATOR | DEFIBRILLATOR | MINDRAY | BENEHEART D30 | 2024-04-02 | 6345.3 | 2024-10-17 | 2025-09-15
DEFIBRILLATOR | DEFIBRILLATOR | MINDRAY | BENEHEART D30 | 2024-04-02 | 6345.3 | 2024-10-23 | 2025-09-15
DEFIBRILLATOR | DEFIBRILLATOR | MINDRAY | BENEHEART D30 | 2024-04-02 | 6345.3 |  | 2024-09-15
DEFIBRILLATOR | DEFIBRILLATOR | MINDRAY | BENEHEART D30 | 2024-04-02 | 6345.3 |  | 2024-09-15
DEFIBRILLATOR | DEFIBRILLATOR | MINDRAY | BENEHEART D30 | 2024-04-02 | 6345.3 | 2024-10-17 | 2025-09-15
DEFIBRILLATOR | DEFIBRILLATOR | MINDRAY | BENEHEART D30 | 2024-04-02 | 6345.3 | 2024-10-17 | 2025-09-15
DEFIBRILLATOR | DEFIBRILLATOR | MINDRAY | BENEHEART D30 | 2024-04-02 | 6345.3 |  | 2024-09-15
DEFIBRILLATOR | DEFIBRILLATOR | MINDRAY | BENEHEART D30 | 2024-04-02 | 6345.3 | 2024-10-21 | 2025-09-15
DEFIBRILLATOR | DEFIBRILLATOR | MINDRAY | BENEHEART D30 | 2024-04-02 | 6345.3 | 2024-10-21 | 2025-09-15
DEFIBRILLATOR | DEFIBRILLATOR | MINDRAY | BENEHEART D30 | 2024-04-02 | 6345.3 | 2024-10-21 | 2025-09-15
COLONOSCOPE | COLONOSCOPE - PAEDIATRIC | OLYMPUS | PCF-H290DL | 2024-04-05 | 28800
COLONOSCOPE | COLONOSCOPE - PAEDIATRIC | OLYMPUS | PCF-H290DL | 2024-04-05 | 28800
GASTROSCOPE | GASTROSCOPE | OLYMPUS | GIF-HQ290 | 2024-04-05 | 28800
GASTROSCOPE | GASTROSCOPE | OLYMPUS | GIF-HQ290 | 2024-04-05 | 28800
MEDICAL GAS HOSE | EXTENSION HOSE - O2- 3M 4BAR | MEC MEDICAL LTD | 19221HA | 2024-03-28 | 94.8 |  | 2028-03-28
OPERATING TABLE | OPERATING TABLE | STERIS | CMAX-3 | 2024-03-26 | 25726.8 |  | 2024-09-01
OPERATING TABLE | OPERATING TABLE | STERIS | CMAX-3 | 2024-03-26 | 25726.8 |  | 2024-09-01
OPERATING TABLE | OPERATING TABLE | STERIS | CMAX-3 | 2024-03-26 | 25726.8 |  | 2024-09-01
SUCTION UNIT | SUCTION - LAERDAL - BATTERY | LAERDAL | LSU-2 | 2024-03-25 | 816 |  | 2027-03-25
DIATHERMY MACHINE | DIATHERMY MACHINE | ERBE | VIO 3 | 2024-03-25 | 15288 |  | 2024-12-15
TROLLEY | TROLLEY - ARGON DIATHERMY | ERBE | VIO CART | 2024-03-21 | 1687.452 |  | 2024-12-15
DIATHERMY MACHINE | DIATHERMY MACHINE | ERBE | VIO 3 | 2024-03-25 | 15288 |  | 2024-12-15
DIATHERMY MACHINE | ARGON PLASMA COAGULATION UNIT | ERBE | APC 3 | 2024-03-25 | 10166.628 |  | 2024-12-15
TROLLEY | TROLLEY - ARGON DIATHERMY | ERBE | VIO CART | 2024-03-21 | 1687.452 |  | 2024-12-15
DIATHERMY MACHINE | DIATHERMY MACHINE | ERBE | VIO 3 | 2024-03-25 | 15288 |  | 2024-12-15
DIATHERMY MACHINE | ARGON PLASMA COAGULATION UNIT | ERBE | APC 3 | 2024-03-25 | 10166.628 |  | 2024-12-15
TROLLEY | TROLLEY - ARGON DIATHERMY | ERBE | VIO CART | 2024-03-21 | 1687.452 |  | 2024-12-15
DIATHERMY MACHINE | DIATHERMY MACHINE | ERBE | VIO 3 | 2024-03-25 | 15288 |  | 2024-12-15
TROLLEY | TROLLEY - ARGON DIATHERMY | ERBE | VIO CART | 2024-03-21 | 1687.452 |  | 2024-12-15
DIATHERMY MACHINE | DIATHERMY MACHINE | ERBE | VIO 3 | 2024-03-25 | 15288 |  | 2024-12-15
TROLLEY | TROLLEY - ARGON DIATHERMY | ERBE | VIO CART | 2024-03-21 | 1687.452 |  | 2024-12-15
TROLLEY | TROLLEY - ARGON DIATHERMY | ERBE | VIO CART | 2024-03-21 | 1687.452 |  | 2024-12-15
DIATHERMY MACHINE | DIATHERMY MACHINE | ERBE | VIO 3 | 2024-03-25 | 15288 |  | 2024-12-15
TYMPANIC THERMOMETER | TYMPANIC THERMOMETER | BRAUN | PRO 6000 | 2024-09-04 | 178.8
TYMPANIC THERMOMETER | TYMPANIC THERMOMETER | BRAUN | PRO 6000 | 2024-09-02 | 178.8
TYMPANIC THERMOMETER | TYMPANIC THERMOMETER | BRAUN | PRO 6000 | 2024-08-22 | 178.8
TYMPANIC THERMOMETER | TYMPANIC THERMOMETER | BRAUN | PRO 6000 | 2024-07-29 | 178.8
TYMPANIC THERMOMETER | TYMPANIC THERMOMETER | BRAUN | PRO 6000 | 2024-07-19 | 178.8
TYMPANIC THERMOMETER | TYMPANIC THERMOMETER | BRAUN | PRO 6000 | 2024-07-12 | 178.8
TYMPANIC THERMOMETER | TYMPANIC THERMOMETER | BRAUN | PRO 6000 | 2024-07-12 | 178.8
TYMPANIC THERMOMETER | TYMPANIC THERMOMETER | BRAUN | PRO 6000 | 2024-07-04 | 178.8
TYMPANIC THERMOMETER | TYMPANIC THERMOMETER | BRAUN | PRO 6000 | 2024-07-04 | 178.8
TYMPANIC THERMOMETER | TYMPANIC THERMOMETER | BRAUN | PRO 6000 | 2024-06-27 | 178.8
TYMPANIC THERMOMETER | TYMPANIC THERMOMETER | BRAUN | PRO 6000 | 2024-06-25 | 158.4
TYMPANIC THERMOMETER | TYMPANIC THERMOMETER | BRAUN | PRO 6000 | 2024-06-13 | 178.8
TYMPANIC THERMOMETER | TYMPANIC THERMOMETER | BRAUN | PRO 6000 | 2024-06-07 | 178.8
TYMPANIC THERMOMETER | TYMPANIC THERMOMETER | BRAUN | PRO 6000 | 2024-06-07 | 178.8
TYMPANIC THERMOMETER | TYMPANIC THERMOMETER | BRAUN | PRO 6000 | 2024-06-07 | 178.8
TYMPANIC THERMOMETER | TYMPANIC THERMOMETER | BRAUN | PRO 6000 | 2024-06-07 | 178.8
TYMPANIC THERMOMETER | TYMPANIC THERMOMETER | BRAUN | PRO 6000 | 2024-06-10 | 178.8
TYMPANIC THERMOMETER | TYMPANIC THERMOMETER | BRAUN | PRO 6000 | 2024-05-22 | 178.8
TYMPANIC THERMOMETER | TYMPANIC THERMOMETER | BRAUN | PRO 6000 | 2024-05-22 | 178.8
TYMPANIC THERMOMETER | TYMPANIC THERMOMETER | BRAUN | PRO 6000 | 2024-05-22 | 178.8
TYMPANIC THERMOMETER | TYMPANIC THERMOMETER | BRAUN | PRO 6000 | 2024-05-22 | 178.8
TYMPANIC THERMOMETER | TYMPANIC THERMOMETER | BRAUN | PRO 6000 | 2024-05-22 | 178.8
TYMPANIC THERMOMETER | TYMPANIC THERMOMETER | BRAUN | PRO 6000 | 2024-05-21 | 178.8
TYMPANIC THERMOMETER | TYMPANIC THERMOMETER | BRAUN | PRO 6000 | 2024-05-08 | 178.8
TYMPANIC THERMOMETER | TYMPANIC THERMOMETER | BRAUN | PRO 6000 | 2024-05-08 | 178.8
TYMPANIC THERMOMETER | TYMPANIC THERMOMETER | BRAUN | PRO 6000 | 2024-05-03 | 178.8
TYMPANIC THERMOMETER | TYMPANIC THERMOMETER | BRAUN | PRO 6000 | 2024-05-16 | 178.8
TYMPANIC THERMOMETER | TYMPANIC THERMOMETER | BRAUN | PRO 6000 | 2024-04-05 | 178.8
TYMPANIC THERMOMETER | TYMPANIC THERMOMETER | BRAUN | PRO 6000 | 2024-03-22 | 178.8
TYMPANIC THERMOMETER | TYMPANIC THERMOMETER | BRAUN | PRO 6000 | 2024-02-27 | 0
TYMPANIC THERMOMETER | TYMPANIC THERMOMETER | BRAUN | PRO 6000 | 2024-02-27 | 0
TYMPANIC THERMOMETER | TYMPANIC THERMOMETER | BRAUN | PRO 6000 | 2024-02-27 | 0
EXAMINATION LAMP | EXAMINATION LAMP - LED OPERATING LIGHT | DRAEGER | POLARIS 600 | 2024-04-11 | 6741.6 |  | 2025-04-11
VENTILATOR | BABYLOG VN800 | DRAEGER | 8422400 | 2024-04-29 | 0 |  | 2025-04-29
BATTERY THERMOMETER | BATTERY THERMOMETER | WELCH ALLYN | SURETEMP PLUS 692 | 2024-04-11 | 178.2
SCALES | SCALES - BABY | SECA | 384 | 2024-04-11 | 310.788 |  | 2024-11-15
BLENDER | BLENDER | INOTHERAPEUTICS | INO BLENDER | 2024-04-10 | 0 |  | 2025-04-10
VENTILATOR | BABYLOG VN800 | DRAEGER | 8422400 | 2024-08-22 | 44847.36 |  | 2025-08-22
SUCTION UNIT | TWIN MOBILE SUCTION UNIT | THERAPY EQUIPMENT | 7763 | 2024-06-24 | 544.8
HUMIDIFIER | HUMIDIFIER | F & P | MR850 | 2024-07-12 | 1320 |  | 2025-07-12
HUMIDIFIER | HUMIDIFIER | F & P | MR850 | 2024-07-12 | 1320 |  | 2025-07-12
TRANSDUCER | US TRANSDUCER | PHILIPS LTD | M2736A | 2024-07-12 | 807.648
HUMALACTOR | HUMALACTOR | ARDO | BELLIS | 2024-07-15 | 270.72 |  | 2025-07-15
HUMALACTOR | HUMALACTOR | ARDO | BELLIS | 2024-07-15 | 270.72 |  | 2025-07-15
HUMALACTOR | HUMALACTOR | ARDO | BELLIS | 2024-07-15 | 270.72 |  | 2025-07-15
TRANSDUCER | US TRANSDUCER | PHILIPS LTD | M2736A | 2024-06-04 | 807.648
POWERED TROLLEY | NIM VITAL CART | MEDTRONIC | NIM4CC01 | 2024-05-30 | 3093.6 |  | 2025-06-01
NITRIC OXIDE | AeroNOx 2.0 | INTERNATIONAL BIOMEDICAL LTD | 731-0426 | 2024-04-18 | 30000
NITRIC OXIDE | AeroNOx 2.0 | INTERNATIONAL BIOMEDICAL LTD | 731-0426 | 2024-04-18 | 30000
BABY INCUBATOR | ISOLETTE TI500 | DRAEGER | MU20505 | 2024-04-18 | 15535.2
TROLLEY | TRANSPORTER INFINITE NEO | PARAID MEDICAL | 2-TPT-NEO-019 | 2024-04-05 | 14400
BATTERY THERMOMETER | BATTERY THERMOMETER | WELCH ALLYN | SURETEMP PLUS 692 | 2024-04-11 | 178.2
SPHYGMOMANOMETER | DESK SPHYGMOMANOMETER | WELCH ALLYN | 7670-16 | 2024-04-08 | 84 | 2024-07-01 | 2026-04-08
CARDIOGRAPH | CARDIOGRAPH | GE LIMITED | MAC7 | 2024-04-05 | 9510 |  | 2025-04-05
RESUSCITATION-INFANT | INSPIRE rPAP DRIVER | INSPIRATION HEALTHCARE | IHC805 | 2024-04-08 | 360
SUCTION CONTROLLER | INJECTOR SUCTION CONTROLLER (LOW) | OXYLITRE | S800/2L | 2024-04-08 | 360
CONTROL-WARMING MATT | COSYTHERM2 CONTROLLER | INSPIRATION | IHC-2000 | 2024-04-04 | 960 |  | 2025-04-04
MICROBLENDER | AIR/OXYGEN BLENDER | BIOMED DEVICES | 2003I | 2024-04-04 | 1314 |  | 2026-04-04
RESUSCITATION-INFANT | INFANT RESUSCITATION TABLE | INSPIRATION HEALTHCARE | LIFE START | 2024-04-03 | 21600
BATTERY THERMOMETER | BATTERY THERMOMETER | WELCH ALLYN | SURETEMP PLUS 692 | 2024-03-25 | 178.2
BABY CRIB | BABY CRIB - VARIABLE HEIGHT, BATTERY OPERATION | BRISTOL MAID (HOSP.M.CRAFT) | BCV/B | 2024-03-25 | 1938.552 |  | 2025-03-22
LARYNGOSCOPE | C-MAC X IMAGER PED. LARYNGASCOPE BLADE | KARL STORZ | 8403XSP | 2024-03-22 | 4323.6
SUCTION CONTROLLER | HIGH SUCTION CONTROLLER | THERAPY EQUIPMENT | DIAMOND RANGE HIGH | 2024-03-21 | 156
SUCTION CONTROLLER | HIGH SUCTION CONTROLLER | THERAPY EQUIPMENT | DIAMOND RANGE HIGH | 2024-03-20 | 156
SUCTION CONTROLLER | HIGH SUCTION CONTROLLER | THERAPY EQUIPMENT | DIAMOND RANGE HIGH | 2024-03-20 | 156
FLOWMETER | O2 DIAMOND FLOWMETER | THERAPY EQUIPMENT | 9501/8501 | 2024-03-20 | 50.4 |  | 2031-03-20
FLOWMETER | O2 DIAMOND FLOWMETER | THERAPY EQUIPMENT | 9501/8501 | 2024-03-20 | 50.4 | 2024-09-30 | 2031-03-20
FLOWMETER | O2 DIAMOND FLOWMETER | THERAPY EQUIPMENT | 9501/8501 | 2024-03-20 | 50.4 |  | 2024-09-01
COLPOSCOPE | COLPOSCOPE | ZUMAX MEDICAL CO., LTD. | CLS3080 | 2024-03-19 | 15000 |  | 2025-03-19
SCALES | SCALES - STAND ON | SECA | 877 | 2024-02-26 | 324 |  | 2024-11-15
MICROBLENDER | AIR/OXYGEN BLENDER | BIOMED DEVICES | 2003I | 2024-02-22 | 1314 |  | 2026-02-22
MICROBLENDER | AIR/OXYGEN BLENDER | BIOMED DEVICES | 2003I | 2024-02-22 | 1314 |  | 2026-02-22
MICROBLENDER | AIR/OXYGEN BLENDER | BIOMED DEVICES | 2003I | 2024-02-22 | 1314 |  | 2026-02-22
MICROBLENDER | AIR/OXYGEN BLENDER | BIOMED DEVICES | 2003I | 2024-02-22 | 1314 |  | 2026-02-22
MICROBLENDER | AIR/OXYGEN BLENDER | BIOMED DEVICES | 2003I | 2024-02-22 | 1314 |  | 2026-02-22
MICROBLENDER | AIR/OXYGEN BLENDER | BIOMED DEVICES | 2003I | 2024-02-22 | 1314 |  | 2026-02-22
MICROBLENDER | AIR/OXYGEN BLENDER | BIOMED DEVICES | 2003I | 2024-02-22 | 1314 |  | 2026-02-22
MICROBLENDER | AIR/OXYGEN BLENDER | BIOMED DEVICES | 2003I | 2024-02-22 | 1314 |  | 2026-02-22
MICROBLENDER | AIR/OXYGEN BLENDER | BIOMED DEVICES | 2003I | 2024-02-22 | 1314 |  | 2026-02-22
MICROBLENDER | AIR/OXYGEN BLENDER | BIOMED DEVICES | 2003I | 2024-02-22 | 1314 |  | 2026-02-22
MICROBLENDER | AIR/OXYGEN BLENDER | BIOMED DEVICES | 2003I | 2024-02-22 | 1314 |  | 2026-02-22
MICROBLENDER | AIR/OXYGEN BLENDER | BIOMED DEVICES | 2003I | 2024-02-22 | 1314 |  | 2026-02-22
MICROBLENDER | AIR/OXYGEN BLENDER | BIOMED DEVICES | 2003I | 2024-02-22 | 1314 |  | 2026-02-22
MICROBLENDER | AIR/OXYGEN BLENDER | BIOMED DEVICES | 2003I | 2024-02-22 | 1314 |  | 2026-02-22
FLAT SCREEN DISPLAY | DISPLAY VN800 | DRAEGER | 8422340 | 2024-04-29 | 0
MICROBLENDER | AIR/OXYGEN BLENDER | BIOMED DEVICES | 2003I | 2024-02-22 | 1314 |  | 2026-02-22
MICROBLENDER | AIR/OXYGEN BLENDER | BIOMED DEVICES | 2003I | 2024-02-22 | 1314 |  | 2026-02-22
MICROBLENDER | AIR/OXYGEN BLENDER | BIOMED DEVICES | 2003I | 2024-02-22 | 1314 |  | 2026-02-22
MICROBLENDER | AIR/OXYGEN BLENDER | BIOMED DEVICES | 2003I | 2024-02-22 | 1314 |  | 2026-02-22
MICROBLENDER | AIR/OXYGEN BLENDER | BIOMED DEVICES | 2003I | 2024-02-22 | 1314 |  | 2026-02-22
MICROBLENDER | AIR/OXYGEN BLENDER | BIOMED DEVICES | 2003I | 2024-02-22 | 1314 |  | 2026-02-22
MICROBLENDER | AIR/OXYGEN BLENDER | BIOMED DEVICES | 2003I | 2024-02-22 | 1314 |  | 2026-02-22
MICROBLENDER | AIR/OXYGEN BLENDER | BIOMED DEVICES | 2003I | 2024-02-22 | 1314 |  | 2026-02-22
MICROBLENDER | AIR/OXYGEN BLENDER | BIOMED DEVICES | 2003I | 2024-02-22 | 1314 |  | 2026-02-22
MICROBLENDER | AIR/OXYGEN BLENDER | BIOMED DEVICES | 2003I | 2024-02-22 | 1314 |  | 2026-02-22
MICROBLENDER | AIR/OXYGEN BLENDER | BIOMED DEVICES | 2003I | 2024-02-22 | 1314 |  | 2026-02-22
MICROBLENDER | AIR/OXYGEN BLENDER | BIOMED DEVICES | 2003I | 2024-02-22 | 1314 |  | 2026-02-22
MICROBLENDER | AIR/OXYGEN BLENDER | BIOMED DEVICES | 2003I | 2024-02-22 | 1314 |  | 2026-02-22
MICROBLENDER | AIR/OXYGEN BLENDER | BIOMED DEVICES | 2003I | 2024-02-22 | 1314 |  | 2026-02-22
MICROBLENDER | AIR/OXYGEN BLENDER | BIOMED DEVICES | 2003I | 2024-02-22 | 1314 |  | 2026-02-22
MICROBLENDER | AIR/OXYGEN BLENDER | BIOMED DEVICES | 2003I | 2024-02-22 | 1314 |  | 2026-02-22
MICROBLENDER | AIR/OXYGEN BLENDER | BIOMED DEVICES | 2003I | 2024-02-22 | 1314 |  | 2026-02-22
MICROBLENDER | AIR/OXYGEN BLENDER | BIOMED DEVICES | 2003I | 2024-02-22 | 1314 |  | 2026-02-22
MICROBLENDER | AIR/OXYGEN BLENDER | BIOMED DEVICES | 2003I | 2024-02-22 | 1314 |  | 2026-02-22
SCALES | SCALES - BABY | SECA | 384 | 2024-02-12 | 310.788 |  | 2024-11-15
SUCTION CONTROLLER | HIGH FLOW SUCTION CONTROLLER - MEDI RAIL 1.5M HOSE | THERAPY EQUIPMENT | 7705/1.5M | 2024-02-07 | 211.2
ENDOSCOPY STACKING TROLLEY | ENDOSCOPY STACKING TROLLEY | ITD GMBH | KU.0543.908 | 2024-02-09 | 0
VENTILATOR OSCILLATORY | VENTILATOR - H.F.O | CAREFUSION | 3100A | 2024-04-22 | 27600 | 2024-06-26 | 2025-04-22
PATIENT TEMPERATURE MANAGEMENT SYSTEM | CRITICOOL MINI | BELMONT | 100-00024 | 2024-02-20 | 17998.8 |  | 2025-02-20
OXIMETER | PULSE OXIMETER | MASIMO UK | RAD-97 | 2024-02-19 | 900 |  | 2027-02-19
POWERED TABLE | POWERED TABLE | TOPCON | TU401424 | 2024-03-27 | 23250 |  | 2025-03-27
RETINAL CAMERA | OPTICAL COHERENCE TOMOGRAPHY | TOPCON | DRI OCT TRITON PLUS | 2024-04-02 | 23250 |  | 2025-04-02
POWERED TABLE | POWERED TABLE | TOPCON | TU401424 | 2024-04-02 | 23250 |  | 2025-04-02
RETINAL CAMERA | OPTICAL COHERENCE TOMOGRAPHY | TOPCON | DRI OCT TRITON PLUS | 2024-03-27 | 23250 |  | 2025-03-27
POWERED TABLE | POWERED TABLE | TOPCON | TU401424 | 2024-03-27 | 23250 |  | 2025-03-27
VAPORIZERS | VAPORIZER - ISOFLURANE | DATEX-OHMEDA | ISOTEC-5 | 2024-03-12 | 254.88 |  | 2027-03-12
HANDPIECE MICROMOTOR | HANDPIECE MICROMOTOR | BIEN-AIR UK | BASCH | 2024-02-29 | 394.74
TYMPANIC THERMOMETER | TYMPANIC THERMOMETER | BRAUN | PRO 6000 | 2024-02-22 | 178.8
TYMPANIC THERMOMETER | TYMPANIC THERMOMETER | BRAUN | PRO 6000 | 2024-02-22 | 178.8
TYMPANIC THERMOMETER | TYMPANIC THERMOMETER | BRAUN | PRO 6000 | 2024-02-22 | 178.8
TYMPANIC THERMOMETER | TYMPANIC THERMOMETER | BRAUN | PRO 6000 | 2024-02-22 | 178.8
SUCTION CONTROLLER | HIGH SUCTION CONTROLLER | THERAPY EQUIPMENT | DIAMOND RANGE HIGH | 2024-02-19 | 156
HANDPIECE | DENTAL AIR SLOW MOTOR | NSK | S-MAXM205 M4 | 2024-02-09 | 483.84
TONOMETER | TONOMETER | ICARE | TA031 | 2024-02-09 | 4800
HANDPIECE MICROMOTOR | HANDPIECE MICROMOTOR | KAVO | K11 TYPE 4990 | 2024-02-02 | 665.256
LASER - CLASS 4 | GLAUCOMA OPHTHALMIC LASER SYSTEM | IRIDEX | CYCLO G6 | 2024-01-30 | 21652.8 |  | 2025-01-30
NEBULIZER | NEBULIZER | PARI MEDICAL | PARI BOY CLASSIC | 2024-09-10 | 83.748
NEBULIZER | NEBULIZER | PARI MEDICAL | PARI BOY CLASSIC | 2024-09-10 | 83.748
NEBULIZER | NEBULIZER | PARI MEDICAL | PARI BOY CLASSIC | 2024-09-10 | 83.748
NEBULIZER | NEBULIZER | PARI MEDICAL | PARI BOY CLASSIC | 2024-09-20 | 83.748
NEBULIZER | NEBULIZER | PARI MEDICAL | PARI BOY CLASSIC | 2024-09-20 | 83.748
NEBULIZER | NEBULIZER | PARI MEDICAL | PARI BOY CLASSIC | 2024-09-10 | 83.748
NEBULIZER | NEBULIZER | PARI MEDICAL | PARI BOY CLASSIC | 2024-09-20 | 83.748
NEBULIZER | NEBULIZER | PARI MEDICAL | PARI BOY CLASSIC | 2024-08-09 | 83.748
NEBULIZER | NEBULIZER | PARI MEDICAL | PARI BOY CLASSIC | 2024-08-09 | 83.748
NEBULIZER | NEBULIZER | PARI MEDICAL | PARI BOY CLASSIC | 2024-06-10 | 83.748
NEBULIZER | NEBULIZER | PARI MEDICAL | PARI BOY CLASSIC | 2024-06-10 | 83.748
NEBULIZER | NEBULIZER | PARI MEDICAL | PARI BOY CLASSIC | 2024-06-10 | 83.748
NEBULIZER | NEBULIZER | PARI MEDICAL | PARI BOY CLASSIC | 2024-06-10 | 83.748
NEBULIZER | NEBULIZER | PARI MEDICAL | PARI BOY CLASSIC | 2024-06-10 | 83.748
NEBULIZER | NEBULIZER | PARI MEDICAL | PARI BOY CLASSIC | 2024-06-10 | 83.748
NEBULIZER | NEBULIZER | PARI MEDICAL | PARI BOY CLASSIC | 2024-06-10 | 83.748
NEBULIZER | NEBULIZER | PARI MEDICAL | PARI BOY CLASSIC | 2024-06-10 | 83.748
NEBULIZER | NEBULIZER | PARI MEDICAL | PARI BOY CLASSIC | 2024-06-07 | 83.748
NEBULIZER | NEBULIZER | PARI MEDICAL | PARI BOY CLASSIC | 2024-06-07 | 83.748
NEBULIZER | NEBULIZER | PARI MEDICAL | PARI BOY CLASSIC | 2024-06-07 | 83.748
NEBULIZER | NEBULIZER | PARI MEDICAL | PARI BOY CLASSIC | 2024-06-07 | 83.748
NEBULIZER | NEBULIZER | PARI MEDICAL | PARI BOY CLASSIC | 2024-06-07 | 83.748
NEBULIZER | NEBULIZER | PARI MEDICAL | PARI BOY CLASSIC | 2024-06-07 | 83.748
NEBULIZER | NEBULIZER | PARI MEDICAL | PARI BOY CLASSIC | 2024-06-07 | 83.748
NEBULIZER | NEBULIZER | PARI MEDICAL | PARI BOY CLASSIC | 2024-06-07 | 83.748
NEBULIZER | NEBULIZER | PARI MEDICAL | PARI BOY CLASSIC | 2024-06-07 | 83.748
NEBULIZER | NEBULIZER | PARI MEDICAL | PARI BOY CLASSIC | 2024-06-07 | 83.748
NEBULIZER | NEBULIZER | PARI MEDICAL | PARI BOY CLASSIC | 2024-06-07 | 83.748
NEBULIZER | NEBULIZER | PARI MEDICAL | PARI BOY CLASSIC | 2024-05-13 | 83.748
NEBULIZER | NEBULIZER | PARI MEDICAL | PARI BOY CLASSIC | 2024-05-13 | 83.748
NEBULIZER | NEBULIZER | PARI MEDICAL | PARI BOY CLASSIC | 2024-05-13 | 83.748
NEBULIZER | NEBULIZER | PARI MEDICAL | PARI BOY CLASSIC | 2024-05-13 | 83.748
NEBULIZER | NEBULIZER | PARI MEDICAL | PARI BOY CLASSIC | 2024-05-13 | 83.748
NEBULIZER | NEBULIZER | PARI MEDICAL | PARI BOY CLASSIC | 2024-05-13 | 83.748
NEBULIZER | NEBULIZER | PARI MEDICAL | PARI BOY CLASSIC | 2024-05-13 | 83.748
NEBULIZER | NEBULIZER | PARI MEDICAL | PARI BOY CLASSIC | 2024-05-13 | 83.748
NEBULIZER | NEBULIZER | PARI MEDICAL | PARI BOY CLASSIC | 2024-05-13 | 83.748
NEBULIZER | NEBULIZER | PARI MEDICAL | PARI BOY CLASSIC | 2024-05-13 | 83.748
NEBULIZER | NEBULIZER | PARI MEDICAL | PARI BOY CLASSIC | 2024-04-26 | 83.748
NEBULIZER | NEBULIZER | PARI MEDICAL | PARI BOY CLASSIC | 2024-04-26 | 83.748
NEBULIZER | NEBULIZER | PARI MEDICAL | PARI BOY CLASSIC | 2024-04-26 | 83.748
NEBULIZER | NEBULIZER | PARI MEDICAL | PARI BOY CLASSIC | 2024-04-26 | 83.748
NEBULIZER | NEBULIZER | PARI MEDICAL | PARI BOY CLASSIC | 2024-04-26 | 83.748
NEBULIZER | NEBULIZER | PARI MEDICAL | PARI BOY CLASSIC | 2024-04-26 | 83.748
NEBULIZER | NEBULIZER | PARI MEDICAL | PARI BOY CLASSIC | 2024-04-26 | 83.748
NEBULIZER | NEBULIZER | PARI MEDICAL | PARI BOY CLASSIC | 2024-04-26 | 83.748
NEBULIZER | NEBULIZER | PARI MEDICAL | PARI BOY CLASSIC | 2024-04-26 | 83.748
NEBULIZER | NEBULIZER | PARI MEDICAL | PARI BOY CLASSIC | 2024-04-26 | 83.748
NEBULIZER | NEBULIZER | PARI MEDICAL | PARI BOY CLASSIC | 2024-02-29 | 83.748
NEBULIZER | NEBULIZER | PARI MEDICAL | PARI BOY CLASSIC | 2024-02-29 | 83.748
NEBULIZER | NEBULIZER | PARI MEDICAL | PARI BOY CLASSIC | 2024-02-29 | 83.748
NEBULIZER | NEBULIZER | PARI MEDICAL | PARI BOY CLASSIC | 2024-02-29 | 83.748
NEBULIZER | NEBULIZER | PARI MEDICAL | PARI BOY CLASSIC | 2024-02-29 | 83.748
NEBULIZER | NEBULIZER | PARI MEDICAL | PARI BOY CLASSIC | 2024-02-29 | 83.748
NEBULIZER | NEBULIZER | PARI MEDICAL | PARI BOY CLASSIC | 2024-02-29 | 83.748
NEBULIZER | NEBULIZER | PARI MEDICAL | PARI BOY CLASSIC | 2024-02-29 | 83.748
NEBULIZER | NEBULIZER | PARI MEDICAL | PARI BOY CLASSIC | 2024-02-29 | 83.748
NEBULIZER | NEBULIZER | PARI MEDICAL | PARI BOY CLASSIC | 2024-02-29 | 83.748
COMPUTER WORKSTATION | MULTI-MODALITY VISUALISATION SYSTEM | CANON | VITREA 2DWMT | 2024-05-20 | 24000
ULTRASOUND PROBE | ULTRASOUND PROBE | GE LIMITED | 6S-D | 2024-03-26 | 12000
ULTRASOUND PROBE | CARDIAC 4D (PAEDIATRIC) | GE LIMITED | 6VC-D | 2024-03-26 | 21600
ULTRASOUND PROBE | ULTRASOUND PROBE | GE LIMITED | 4Vc-D | 2024-03-26 | 21600
ULTRASOUND PROBE | ULTRASOUND PROBE | GE LIMITED | 12S-D | 2024-03-26 | 12000
ULTRASOUND-CARDIO | ULTRASOUND SCANNER | GE LIMITED | VIVID E95 | 2024-03-26 | 72000 |  | 2025-03-24
ULTRASOUND PROBE | ULTRASOUND PROBE | GE LIMITED | L2-9D | 2024-03-27 | 88800
ULTRASOUND PROBE | ULTRASOUND PROBE | GE LIMITED | C1-6-D | 2024-03-27 | 88800
ULTRASOUND PROBE | ULTRASOUND PROBE | GE LIMITED | L6-24-D | 2024-03-27 | 88800
ULTRASOUND PROBE | ULTRASOUND PROBE | GE LIMITED | ML6-15-D | 2024-03-27 | 88800
ULTRASOUND SCANNER | ULTRASOUND SCANNER | GE LIMITED | LOGIQ E10 | 2024-03-27 | 88800 |  | 2025-03-27
MOBILE X-RAY C-ARM | ZIEHM VISION FD MOBILE X-RAY C-ARM | ZIEHM IMAGIN | VISION FD | 2024-03-26 | 104916.792 |  | 2025-04-25
ULTRASOUND PROBE | ULTRASOUND PROBE - TOE | GE LIMITED | 6VT-D | 2024-03-26 | 21600
ULTRASOUND PROBE | TEE PROBE | GE LIMITED | 10T-D | 2024-03-26 | 12000
ULTRASOUND PROBE | ULTRASOUND PROBE - TOE | GE LIMITED | 9T | 2024-03-04 | 18000
GEL WARMER | GEL WARMER | PARKER | THERMASONIC | 2024-02-20 | 141.6 |  | 2025-02-20
ULTRASOUND PROBE | ULTRASOUND PROBE - TOE | PHILIPS LTD | S7-3T | 2024-02-14 | 12000
ULTRASOUND PROBE | ULTRASOUND PROBE | GE LIMITED | IC5-9-D | 2024-02-08 | 6000
ULTRASOUND PROBE | ULTRASOUND PROBE | GE LIMITED | C1-6-D | 2024-02-08 | 6000
ULTRASOUND PROBE | ULTRASOUND PROBE | GE LIMITED | ML6-15-D | 2024-02-08 | 6000
ULTRASOUND PROBE | ULTRASOUND PROBE | GE LIMITED | C2-9-D | 2024-02-08 | 6000
ULTRASOUND PROBE | ULTRASOUND PROBE | GE LIMITED | RIC5-9-D | 2024-02-08 | 6000
ULTRASOUND SCANNER | ULTRASOUND SCANNER | GE LIMITED | VOLUSON E8 | 2024-02-08 | 107999.988 |  | 2025-02-08
ULTRASOUND PROBE | ULTRASOUND PROBE | GE LIMITED | IC5-9-D | 2024-02-08 | 6000
ULTRASOUND PROBE | ULTRASOUND PROBE | GE LIMITED | C2-9-D | 2024-02-08 | 6000
ULTRASOUND PROBE | ULTRASOUND PROBE | GE LIMITED | RIC5-9-D | 2024-02-08 | 6000
ULTRASOUND PROBE | ULTRASOUND PROBE | GE LIMITED | ML6-15-D | 2024-02-08 | 6000
ULTRASOUND PROBE | ULTRASOUND PROBE | GE LIMITED | C1-6-D | 2024-02-08 | 6000
ULTRASOUND SCANNER | ULTRASOUND SCANNER | GE LIMITED | VOLUSON E8 | 2024-02-08 | 107999.988 |  | 2025-02-08
ULTRASOUND PROBE | ULTRASOUND PROBE | GE LIMITED | IC5-9-D | 2024-02-08 | 6000
ULTRASOUND PROBE | ULTRASOUND PROBE | GE LIMITED | ML6-15-D | 2024-02-08 | 6000
ULTRASOUND PROBE | ULTRASOUND PROBE | GE LIMITED | RIC5-9-D | 2024-02-08 | 6000
ULTRASOUND PROBE | ULTRASOUND PROBE | GE LIMITED | C2-9-D | 2024-02-08 | 6000
ULTRASOUND PROBE | ULTRASOUND PROBE | GE LIMITED | C1-6-D | 2024-02-08 | 6000
ULTRASOUND SCANNER | ULTRASOUND SCANNER | GE LIMITED | VOLUSON E8 | 2024-02-08 | 107999.988 |  | 2025-02-08
ULTRASOUND PROBE | ULTRASOUND PROBE | FUJIFILM SONOSITE | P5-1 | 2024-02-09 | 4788
ULTRASOUND PROBE | ULTRASOUND PROBE | FUJIFILM SONOSITE | L12-3 | 2024-01-31 | 4788
ULTRASOUND PROBE | ULTRASOUND PROBE | FUJIFILM SONOSITE | C5-1 | 2024-01-31 | 4788
ULTRASOUND SCANNER | ULTRASOUND SCANNER | FUJIFILM SONOSITE | ST | 2024-01-30 | 22260 |  | 2025-01-30
DENTAL X-RAY UNIT | INTRA-ORAL X-RAY MACHINE | SIRONA LTD | HELIODENT PLUS | 2024-01-12 | 5730.084
VITAL SIGNS MONITOR | VITAL SIGNS MONITOR: NBP, SPO2 | MINDRAY | VS9 | 2024-01-03 | 1602.18 |  | 2027-01-01
VITAL SIGNS MONITOR | VITAL SIGNS MONITOR: NBP, SPO2 | MINDRAY | VS9 | 2024-01-03 | 1602.18 |  | 2027-01-01
SUCTION CONTROLLER | HIGH SUCTION CONTROLLER | THERAPY EQUIPMENT | DIAMOND RANGE HIGH | 2024-01-03 | 156
ULTRASOUND SCALPEL GENERATOR | ULTRASONIC HARMONIC SCALPEL | J&J | GEN 11 | 2024-01-04 | 30000 | 2024-09-19 | 2026-01-04
TYMPANIC THERMOMETER | TYMPANIC THERMOMETER | COVIDIEN UK | GENIUS 3 | 2024-01-05 | 193.2 | 2024-07-29 | 2025-01-29
TYMPANIC THERMOMETER | TYMPANIC THERMOMETER | COVIDIEN UK | GENIUS 3 | 2024-01-05 | 193.2 | 2024-07-04 | 2025-01-04
VITAL SIGNS MONITOR | VITAL SIGNS MONITOR: NBP, SPO2 | MINDRAY | VS9 | 2024-01-09 | 1602.18 |  | 2027-01-01
VITAL SIGNS MONITOR | VITAL SIGNS MONITOR: NBP, SPO2 | MINDRAY | VS9 | 2024-01-09 | 1602.18 |  | 2027-01-01
VITAL SIGNS MONITOR | VITAL SIGNS MONITOR: NBP, SPO2 | MINDRAY | VS9 | 2024-01-09 | 1602.18 |  | 2027-01-01
VITAL SIGNS MONITOR | VITAL SIGNS MONITOR: NBP, SPO2 | MINDRAY | VS9 | 2024-01-09 | 1602.18 |  | 2027-01-01
AMBULATORY 24 HR NIBP MONITOR | AMBULATORY NIBP MONITOR ON TRAK | SPACELABS | 90227 | 2024-01-18 | 1700.232
AMBULATORY 24 HR NIBP MONITOR | AMBULATORY NIBP MONITOR ON TRAK | SPACELABS | 90227 | 2024-01-18 | 1700.232
AMBULATORY 24 HR NIBP MONITOR | AMBULATORY NIBP MONITOR ON TRAK | SPACELABS | 90227 | 2024-01-18 | 1700.232
AMBULATORY 24 HR NIBP MONITOR | AMBULATORY NIBP MONITOR ON TRAK | SPACELABS | 90227 | 2024-01-18 | 1700.232
ELECTRIC BED | SMART ACUTE CARE ELECTRIC BED | LINET UK | ELEGANZA 2 | 2024-01-19 | 1609.2 |  | 2024-12-13
ELECTRIC BED | SMART ACUTE CARE ELECTRIC BED | LINET UK | ELEGANZA 2 | 2024-01-19 | 1609.2 |  | 2024-12-13
ELECTRIC BED | SMART ACUTE CARE ELECTRIC BED | LINET UK | ELEGANZA 2 | 2024-01-19 | 1609.2 |  | 2024-12-13
ELECTRIC BED | SMART ACUTE CARE ELECTRIC BED | LINET UK | ELEGANZA 2 | 2024-01-19 | 1609.2 |  | 2024-12-13
ELECTRIC BED | SMART ACUTE CARE ELECTRIC BED | LINET UK | ELEGANZA 2 | 2024-01-19 | 1609.2 |  | 2024-12-13
ELECTRIC BED | SMART ACUTE CARE ELECTRIC BED | LINET UK | ELEGANZA 2 | 2024-01-19 | 1609.2 |  | 2024-12-13
ELECTRIC BED | SMART ACUTE CARE ELECTRIC BED | LINET UK | ELEGANZA 2 | 2024-01-19 | 1609.2 |  | 2024-12-13
ELECTRIC BED | SMART ACUTE CARE ELECTRIC BED | LINET UK | ELEGANZA 2 | 2024-01-19 | 1609.2 |  | 2024-12-13
ELECTRIC BED | SMART ACUTE CARE ELECTRIC BED | LINET UK | ELEGANZA 2 | 2024-01-19 | 1609.2 |  | 2024-12-13
ELECTRIC BED | SMART ACUTE CARE ELECTRIC BED | LINET UK | ELEGANZA 2 | 2024-01-19 | 1609.2 |  | 2024-12-13
ELECTRIC BED | SMART ACUTE CARE ELECTRIC BED | LINET UK | ELEGANZA 2 | 2024-01-22 | 1609.2 |  | 2024-12-13
ELECTRIC BED | SMART ACUTE CARE ELECTRIC BED | LINET UK | ELEGANZA 2 | 2024-01-22 | 1609.2 |  | 2024-12-13
ELECTRIC BED | SMART ACUTE CARE ELECTRIC BED | LINET UK | ELEGANZA 2 | 2024-01-22 | 1609.2 |  | 2024-12-13
ELECTRIC BED | SMART ACUTE CARE ELECTRIC BED | LINET UK | ELEGANZA 2 | 2024-01-22 | 1609.2 |  | 2024-12-13
ELECTRIC BED | SMART ACUTE CARE ELECTRIC BED | LINET UK | ELEGANZA 2 | 2024-01-22 | 1609.2 |  | 2024-12-13
ELECTRIC BED | SMART ACUTE CARE ELECTRIC BED | LINET UK | ELEGANZA 2 | 2024-01-22 | 1609.2 |  | 2024-12-13
ELECTRIC BED | SMART ACUTE CARE ELECTRIC BED | LINET UK | ELEGANZA 2 | 2024-01-22 | 1609.2 |  | 2024-12-13
ELECTRIC BED | SMART ACUTE CARE ELECTRIC BED | LINET UK | ELEGANZA 2 | 2024-01-22 | 1609.2 |  | 2024-12-13
ELECTRIC BED | SMART ACUTE CARE ELECTRIC BED | LINET UK | ELEGANZA 2 | 2024-01-22 | 1609.2 |  | 2024-12-13
ELECTRIC BED | SMART ACUTE CARE ELECTRIC BED | LINET UK | ELEGANZA 2 | 2024-01-22 | 1609.2 |  | 2024-12-13
TRANSPORT MONITOR | PATIENT MONITOR INTELLIVUE X3 (6mm NIBP Port) | PHILIPS LTD | INTELLIVUE X3 (6mm NIBP) | 2024-01-31 | 3997.824 |  | 2027-01-15
SUCTION CONTROLLER | HIGH SUCTION CONTROLLER | THERAPY EQUIPMENT | DIAMOND RANGE HIGH | 2024-02-05 | 166.8
SUCTION UNIT | SUCTION - LAERDAL - BATTERY | LAERDAL | LSU-2 | 2024-02-06 | 1077.924 |  | 2027-02-06
DIETARY FEED PUMP | ENTERAL FEEDING PUMP | NUTRICIA | FLOCARE INFINITY | 2024-02-09 | 960
VITAL SIGNS MONITOR | VITAL SIGNS MONITOR: NBP, SPO2 | MINDRAY | VS9 | 2024-02-09 | 1602.18 |  | 2027-01-01
VITAL SIGNS MONITOR | VITAL SIGNS MONITOR: NBP, SPO2 | MINDRAY | VS9 | 2024-02-09 | 1602.18 |  | 2027-01-01
VITAL SIGNS MONITOR | VITAL SIGNS MONITOR: NBP, SPO2 | MINDRAY | VS9 | 2024-02-12 | 1602.18 |  | 2027-01-01
VITAL SIGNS MONITOR | VITAL SIGNS MONITOR: NBP, SPO2 | MINDRAY | VS9 | 2024-02-21 | 1602.18 |  | 2027-01-01
INFLATION/PUMP UNIT | COMPRESSION SYSTEM | COVIDIEN UK | SCD 700 | 2024-02-23 | 1402.884
SUCTION UNIT | SUCTION - LAERDAL - BATTERY | LAERDAL | LSU-2 | 2024-02-23 | 1077.924 |  | 2027-02-06
ULTRASOUND SYSTEM | ULTRASOUND SCANNER | GE LIMITED | VENUE GO R4 | 2024-02-23 | 30000 |  | 2025-02-23
ULTRASOUND PROBE | CURVILINEAR ULTRASOUND PROBE | GE LIMITED | C1-5-RS | 2024-02-26 | 9600
ULTRASOUND PROBE | ULTRASOUND PROBE | GE LIMITED | L4-20T-RS | 2024-02-26 | 9600
ULTRASOUND SCANNER | LIVER SCANNER | ECHOSENS | FIBROSCAN 430 MINI | 2024-03-08 | 61200 |  | 2025-03-08
ULTRASOUND PROBE | ULTRASOUND PROBE | ECHOSENS | M+ | 2024-03-08 | 20040
ULTRASOUND PROBE | ULTRASOUND PROBE | ECHOSENS | XL+ | 2024-03-08 | 22080
ARTHROSCOPIC DRIVE U | ARTHROSCOPIC MACHINE | SMITH & NEPHEW | DYONICS POWER 11 | 2024-03-11 | 0 |  | 2026-03-15
ARTHROSCOPIC DRIVE U | ARTHROSCOPIC MACHINE | SMITH & NEPHEW | DYONICS POWER 11 | 2024-03-11 | 0 |  | 2026-03-15
DIATHERMY MACHINE | COBLATION SYSTEM | SMITH & NEPHEW | WEREWOLF+ | 2024-03-11 | 0 |  | 2026-03-15
AIR PUMP ELECTRIC | MAINTENANCE UNIT PUMP | OLYMPUS | MU-1 | 2024-03-14 | 1705.2
PERIMATIC PUMP | PERISTATIC PUMP | SHENCHEN | LABN6 | 2024-04-02 | 1266
ULTRASOUND PROBE | CURVILINEAR ULTRASOUND PROBE | GE LIMITED | C1-5-RS | 2024-03-19 | 7200
SUCTION CONTROLLER | HIGH SUCTION CONTROLLER | THERAPY EQUIPMENT | DIAMOND RANGE HIGH | 2024-03-18 | 156
INFLATION/PUMP UNIT | COMPRESSION SYSTEM | COVIDIEN UK | SCD 700 | 2024-03-15 | 1402.884
SMOKE EXTRACTOR | SURGICAL SMOKE EVACUATOR | CONMED | VIROVAC | 2024-03-15 | 1140 |  | 2025-03-15
DIATHERMY MACHINE | ELECTRO SURGICAL GENERATOR | CONMED | SYSTEM 5000 | 2024-03-15 | 7320 |  | 2025-03-15
RESUSCITATION | MANUAL JET RESUSCITATION | VBM | MANUJET III | 2024-01-16 | 540 |  | 2028-01-16
RESUSCITATION | MANUAL JET RESUSCITATION | VBM | MANUJET III | 2024-01-16 | 540 |  | 2028-01-16
TYMPANIC THERMOMETER | TYMPANIC THERMOMETER | BRAUN | PRO 6000 | 2024-02-19 | 178.8
TYMPANIC THERMOMETER | TYMPANIC THERMOMETER | BRAUN | PRO 6000 | 2024-02-19 | 178.8
VENTILATOR | VENTILATOR | BREAS MEDICAL | NIPPY 4 | 2024-02-15 | 2880 |  | 2026-02-15
VENTILATOR | VENTILATOR | BREAS MEDICAL | NIPPY 4 | 2024-02-15 | 2880 |  | 2026-02-15
VENTILATOR | VENTILATOR | BREAS MEDICAL | NIPPY 4 | 2024-02-13 | 3600 | 2024-02-13
VENTILATOR | VENTILATOR | BREAS MEDICAL | NIPPY 4+ | 2024-02-13 | 4560 | 2024-02-13
VENTILATOR | VENTILATOR | BREAS MEDICAL | NIPPY 4+ | 2024-02-13 | 4560 | 2024-02-13
AUDIO DOPPLER | POCKET AUDIO DOPPLER | ULTRASOUND TECHNOLOGIES LTD | PD1 | 2024-02-12 | 584.4
VENTILATOR | VENTILATOR | BREAS MEDICAL | NIPPY 4 | 2024-02-02 | 3600 | 2024-02-02
VENTILATOR | VENTILATOR | BREAS MEDICAL | NIPPY 4 | 2024-02-02 | 3600 | 2024-02-02
VENTILATOR | VENTILATOR | BREAS MEDICAL | NIPPY 4 | 2024-02-02 | 3600 | 2024-02-02
VENTILATOR | VENTILATOR | BREAS MEDICAL | NIPPY 4 | 2024-02-02 | 3600 | 2024-02-02
PMG TERMINALS | AGSS SPLITTER | MEC CO. LTD | AGSS SPLITTER | 2024-02-02 | 363.6
TYMPANIC THERMOMETER | TYMPANIC THERMOMETER | BRAUN | PRO 6000 | 2024-02-01 | 178.8
TYMPANIC THERMOMETER | TYMPANIC THERMOMETER | BRAUN | PRO 6000 | 2024-01-31 | 178.8
VENTILATOR | VENTILATOR | BREAS MEDICAL | NIPPY 4 | 2024-01-31 | 3600 | 2024-01-31
VENTILATOR | VENTILATOR | RESMED LTD | AIRSENSE 10 AUTOSET | 2024-01-31 | 3600
VENTILATOR | VENTILATOR | BREAS MEDICAL | NIPPY 4+ | 2024-01-30 | 4560 | 2024-01-31
TYMPANIC THERMOMETER | TYMPANIC THERMOMETER CONNEX MONITOR | WELCH ALLYN | PRO 6000 CONNEX | 2024-01-30 | 214.8
TYMPANIC THERMOMETER | TYMPANIC THERMOMETER | BRAUN | PRO 6000 | 2024-01-30 | 178.8
SUCTION CONTROLLER | HIGH SUCTION CONTROLLER | THERAPY EQUIPMENT | DIAMOND RANGE HIGH | 2024-01-29 | 156
SUCTION CONTROLLER | HIGH SUCTION CONTROLLER | THERAPY EQUIPMENT | DIAMOND RANGE HIGH | 2024-01-29 | 156
SUCTION CONTROLLER | HIGH SUCTION CONTROLLER | THERAPY EQUIPMENT | DIAMOND RANGE HIGH | 2024-01-29 | 156
SUCTION CONTROLLER | HIGH SUCTION CONTROLLER | THERAPY EQUIPMENT | DIAMOND RANGE HIGH | 2024-01-29 | 156
PACEMAKER | EXTERNAL PACEMAKER | OSYPKA | PACE 203H | 2024-01-29 | 3300 |  | 2026-01-29
TYMPANIC THERMOMETER | TYMPANIC THERMOMETER CONNEX MONITOR | WELCH ALLYN | PRO 6000 CONNEX | 2024-01-29 | 278.976
TYMPANIC THERMOMETER | TYMPANIC THERMOMETER CONNEX MONITOR | WELCH ALLYN | PRO 6000 CONNEX | 2024-02-08 | 278.976
CAMERA HEAD | C-MAC S IMAGER VIDEO CAMERA | KARL STORZ | 8403XSI | 2024-01-24 | 3796.8
TYMPANIC THERMOMETER | TYMPANIC THERMOMETER CONNEX MONITOR | WELCH ALLYN | PRO 6000 CONNEX | 2024-01-24 | 278.4
SUCTION CONTROLLER | HIGH SUCTION CONTROLLER | THERAPY EQUIPMENT | DIAMOND RANGE HIGH | 2024-01-23 | 156
SUCTION CONTROLLER | HIGH SUCTION CONTROLLER | THERAPY EQUIPMENT | DIAMOND RANGE HIGH | 2024-01-23 | 156
MODULE | RESPIRATORY MODULE | GE LIMITED | E-sCOVX-00 | 2024-01-22 | 6899.196 |  | 2025-01-22
TYMPANIC THERMOMETER | TYMPANIC THERMOMETER CONNEX MONITOR | WELCH ALLYN | PRO 6000 CONNEX | 2024-01-15 | 278.976
PACEMAKER | EXTERNAL PACEMAKER | OSYPKA | PACE 203H | 2024-01-12 | 3300 |  | 2026-01-12
PACEMAKER | EXTERNAL PACEMAKER | OSYPKA | PACE 203H | 2024-01-12 | 3300 |  | 2026-01-12
PACEMAKER | EXTERNAL PACEMAKER | OSYPKA | PACE 203H | 2024-01-12 | 3300 |  | 2026-01-12
PACEMAKER | EXTERNAL PACEMAKER | OSYPKA | PACE 203H | 2024-01-12 | 3300 |  | 2026-01-12
PACEMAKER | EXTERNAL PACEMAKER | OSYPKA | PACE 203H | 2024-01-12 | 3300 |  | 2026-01-12
NEBULIZER | NEBULIZER | PARI MEDICAL | EFLOW RAPID | 2024-01-10 | 510
NEBULIZER | NEBULIZER | PARI MEDICAL | EFLOW RAPID | 2024-01-10 | 510
DIETARY FEED PUMP | ENTERAL FEEDING PUMP | NUTRICIA | FLOCARE INFINITY III | 2024-02-16 | 960 |  | 2026-02-16
DIETARY FEED PUMP | ENTERAL FEEDING PUMP | NUTRICIA | FLOCARE INFINITY III | 2024-02-16 | 960 |  | 2026-02-16
DIETARY FEED PUMP | ENTERAL FEEDING PUMP | NUTRICIA | FLOCARE INFINITY III | 2024-02-16 | 960 |  | 2026-02-16
DIETARY FEED PUMP | ENTERAL FEEDING PUMP | NUTRICIA | FLOCARE INFINITY III | 2024-02-16 | 960 |  | 2026-02-16
DIETARY FEED PUMP | ENTERAL FEEDING PUMP | NUTRICIA | FLOCARE INFINITY III | 2024-02-16 | 960 |  | 2026-02-16
DIETARY FEED PUMP | ENTERAL FEEDING PUMP | NUTRICIA | FLOCARE INFINITY III | 2024-02-16 | 960 |  | 2026-02-16
DIETARY FEED PUMP | ENTERAL FEEDING PUMP | NUTRICIA | FLOCARE INFINITY III | 2024-02-16 | 960 |  | 2026-02-16
DIETARY FEED PUMP | ENTERAL FEEDING PUMP | NUTRICIA | FLOCARE INFINITY III | 2024-02-16 | 960 |  | 2026-02-16
DIETARY FEED PUMP | ENTERAL FEEDING PUMP | NUTRICIA | FLOCARE INFINITY III | 2024-02-16 | 960 |  | 2026-02-16
DIETARY FEED PUMP | ENTERAL FEEDING PUMP | NUTRICIA | FLOCARE INFINITY III | 2024-02-16 | 960 |  | 2026-02-16
VENTILATOR | VENTILATOR | RESMED LTD | AIRSENSE 10 AUTOSET | 2024-02-14 | 396
VENTILATOR | VENTILATOR | RESMED LTD | AIRSENSE 10 AUTOSET | 2024-02-14 | 396
SCALES | SCALES - STAND ON | SECA | 877 | 2024-02-13 | 311.988 |  | 2024-11-15
VENTILATOR | VENTILATOR | BREAS MEDICAL | NIPPY 4 | 2024-02-09 | 3600
VENTILATOR | VENTILATOR | BREAS MEDICAL | NIPPY 4 | 2024-02-09 | 3600
VENTILATOR | VENTILATOR | BREAS MEDICAL | NIPPY 4 | 2024-02-09 | 4560 |  | 2026-02-01
VENTILATOR | VENTILATOR | BREAS MEDICAL | NIPPY 4 | 2024-02-09 | 4560
VENTILATOR | VENTILATOR | BREAS MEDICAL | NIPPY 4 | 2024-02-09 | 4560
VENTILATOR | VENTILATOR | BREAS MEDICAL | NIPPY 4 | 2024-02-09 | 4560
DEFIBRILLATOR | DEFIBRILLATOR | MINDRAY | BENEHEART D30 | 2024-02-07 | 6345.3 |  | 2024-09-15
DEFIBRILLATOR | DEFIBRILLATOR | MINDRAY | BENEHEART D30 | 2024-02-07 | 6345.3 |  | 2024-09-15
DEFIBRILLATOR | DEFIBRILLATOR | MINDRAY | BENEHEART D30 | 2024-02-07 | 6345.3 | 2024-10-02 | 2025-09-15
DEFIBRILLATOR | DEFIBRILLATOR | MINDRAY | BENEHEART D30 | 2024-02-07 | 6345.3 | 2024-09-05 | 2025-09-15
DEFIBRILLATOR | DEFIBRILLATOR | MINDRAY | BENEHEART D30 | 2024-02-07 | 6345.3 | 2024-10-09 | 2025-09-15
DEFIBRILLATOR | DEFIBRILLATOR | MINDRAY | BENEHEART D30 | 2024-02-07 | 6345.3 | 2024-10-04 | 2025-09-15
DEFIBRILLATOR | DEFIBRILLATOR | MINDRAY | BENEHEART D30 | 2024-02-07 | 6345.3 | 2024-10-22 | 2025-09-15
DEFIBRILLATOR | DEFIBRILLATOR | MINDRAY | BENEHEART D30 | 2024-02-07 | 6345.3 | 2024-09-19 | 2025-09-15
DEFIBRILLATOR | DEFIBRILLATOR | MINDRAY | BENEHEART D30 | 2024-02-07 | 6345.3 | 2024-10-24 | 2025-09-15
DEFIBRILLATOR | DEFIBRILLATOR | MINDRAY | BENEHEART D30 | 2024-02-07 | 6345.3 | 2024-10-22 | 2025-09-15
DEFIBRILLATOR | DEFIBRILLATOR | MINDRAY | BENEHEART D30 | 2024-02-06 | 6345.3 | 2024-09-19 | 2025-09-15
DEFIBRILLATOR | DEFIBRILLATOR | MINDRAY | BENEHEART D30 | 2024-02-06 | 6345.3 |  | 2024-09-15
DEFIBRILLATOR | DEFIBRILLATOR | MINDRAY | BENEHEART D30 | 2024-02-06 | 6345.3 |  | 2024-09-15
DEFIBRILLATOR | DEFIBRILLATOR | MINDRAY | BENEHEART D30 | 2024-02-06 | 6345.3 | 2024-10-17 | 2025-09-15
DEFIBRILLATOR | DEFIBRILLATOR | MINDRAY | BENEHEART D30 | 2024-02-06 | 6345.3 | 2024-09-10 | 2025-09-15
DEFIBRILLATOR | DEFIBRILLATOR | MINDRAY | BENEHEART D30 | 2024-02-06 | 6345.3 |  | 2024-09-15
DEFIBRILLATOR | DEFIBRILLATOR | MINDRAY | BENEHEART D30 | 2024-02-06 | 6345.3 |  | 2024-09-15
DEFIBRILLATOR | DEFIBRILLATOR | MINDRAY | BENEHEART D30 | 2024-02-06 | 6345.3 |  | 2024-09-15
DEFIBRILLATOR | DEFIBRILLATOR | MINDRAY | BENEHEART D30 | 2024-02-06 | 6345.3 | 2024-09-11 | 2025-09-15
DEFIBRILLATOR | DEFIBRILLATOR | MINDRAY | BENEHEART D30 | 2024-02-06 | 6345.3 | 2024-09-24 | 2025-09-15
ULTRASOUND SCANNER - BLADDER | ULTRASOUND SCANNER - BLADDER | VERATHON MEDICAL INC | i10 | 2024-02-02 | 10536 |  | 2026-02-02
NITRIC OXIDE | NITRIC DELIVERY SYSTEM | INOTHERAPEUTICS | INOMAX DSIR | 2024-02-02 | 1020 | 2024-10-16 | 2024-11-02
MEDICAL GAS HOSE | EXTENSION HOSE - O2- 3M 4BAR | MEC MEDICAL LTD | 19221HA | 2024-02-02 | 94.8 |  | 2028-02-02
SMOKE EXTRACTOR | SURGICAL SMOKE EVACUATOR | CONMED | VIROVAC | 2024-02-02 | 1140 |  | 2025-02-02
DIATHERMY MACHINE | ELECTRO SURGICAL GENERATOR | CONMED | SYSTEM 5000 | 2024-02-02 | 7320 |  | 2025-02-02
DIATHERMY MACHINE | ELECTRO SURGICAL GENERATOR | CONMED | SYSTEM 5000 | 2024-02-01 | 7320 |  | 2025-02-01
SMOKE EXTRACTOR | SURGICAL SMOKE EVACUATOR | CONMED | VIROVAC | 2024-02-01 | 1140 |  | 2025-02-01
VENTILATOR | VENTILATOR | RESMED LTD | AIRSENSE 10 AUTOSET | 2024-02-01 | 396
VENTILATOR | VENTILATOR | RESMED LTD | AIRSENSE 10 AUTOSET | 2024-02-01 | 396
COUCH | DAY SURGERY TROLLEY | ANETIC AID | QA3 | 2024-02-01 | 4440 |  | 2027-02-01
COUCH | DAY SURGERY TROLLEY | ANETIC AID | QA3 | 2024-02-01 | 4440 |  | 2027-02-01
HUMIDIFIER | HUMIDIFIER | F & P | MR850 | 2024-02-01 | 1513.236 |  | 2025-02-01
SCALES | SCALES - COLUMN | SECA | 704 | 2024-01-31 | 543.588 |  | 2024-11-15
SCALES | SCALES - COLUMN | SECA | 799 | 2024-01-31 | 399.588 |  | 2024-11-15
GASTROSCOPE | GASTROSCOPE | OLYMPUS | GIF-1TH190 | 2024-04-05 | 30000
SCALES | SCALES - STAND ON | SECA | 875 | 2024-01-30 | 216 |  | 2024-11-15
CO2 MODULE | CO2 MODULE + PRESS & TEMP | PHILIPS LTD | 867041 B06 | 2024-01-30 | 3000 |  | 2025-01-30
SMOKE EXTRACTOR | SURGICAL SMOKE EVACUATOR | CONMED | VIROVAC | 2024-01-29 | 2400 |  | 2025-01-29
PATIENT TROLLEY | CRITICAL CARE TROLLEY | FERNO | PEGASUS | 2024-01-31 | 6718.8 |  | 2025-01-31
SCALES | SCALES - CHAIR BARIATRIC | MARSDEN | M-200 | 2024-01-25 | 810 |  | 2024-11-15
AUDIO DOPPLER | VASCULAR DOPPLER | ULTRASOUND TECHNOLOGIES LTD | PD1v | 2024-01-25 | 540
SUCTION UNIT | SUCTION - LAERDAL - BATTERY | LAERDAL | LSU-2 | 2024-01-23 | 1110.216 |  | 2027-01-23
SMOKE EXTRACTOR | SURGICAL SMOKE EVACUATOR | CONMED | VIROVAC | 2024-01-22 | 1140 |  | 2025-01-22
SMOKE EXTRACTOR | SURGICAL SMOKE EVACUATOR | CONMED | VIROVAC | 2024-01-22 | 1140 |  | 2025-01-22
SMOKE EXTRACTOR | SURGICAL SMOKE EVACUATOR | CONMED | VIROVAC | 2024-01-22 | 1140 |  | 2025-01-22
DEFIBRILLATOR | DEFIBRILLATOR | MINDRAY | BENEHEART D30 | 2024-01-19 | 6345.3 | 2024-10-23 | 2025-09-15
DEFIBRILLATOR | DEFIBRILLATOR | MINDRAY | BENEHEART D30 | 2024-01-19 | 6345.3 | 2024-09-26 | 2025-09-15
DEFIBRILLATOR | DEFIBRILLATOR | MINDRAY | BENEHEART D30 | 2024-01-19 | 6345.3 | 2024-10-02 | 2025-09-15
DEFIBRILLATOR | DEFIBRILLATOR | MINDRAY | BENEHEART D30 | 2024-01-19 | 6345.3 | 2024-10-24 | 2025-09-15
DEFIBRILLATOR | DEFIBRILLATOR | MINDRAY | BENEHEART D30 | 2024-01-19 | 6345.3 |  | 2024-09-15
DEFIBRILLATOR | DEFIBRILLATOR | MINDRAY | BENEHEART D30 | 2024-01-19 | 6345.3 | 2024-09-26 | 2025-09-15
DEFIBRILLATOR | DEFIBRILLATOR | MINDRAY | BENEHEART D30 | 2024-01-19 | 6345.3 | 2024-10-04 | 2025-09-15
DEFIBRILLATOR | DEFIBRILLATOR | MINDRAY | BENEHEART D30 | 2024-01-19 | 6345.3 | 2024-09-26 | 2025-09-15
DEFIBRILLATOR | DEFIBRILLATOR | MINDRAY | BENEHEART D30 | 2024-01-19 | 6345.3 | 2024-10-07 | 2025-09-15
DEFIBRILLATOR | DEFIBRILLATOR | MINDRAY | BENEHEART D30 | 2024-01-19 | 6345.3 |  | 2024-09-15
DEFIBRILLATOR | DEFIBRILLATOR | MINDRAY | BENEHEART D30 | 2024-01-19 | 6345.3 |  | 2024-09-15
DEFIBRILLATOR | DEFIBRILLATOR | MINDRAY | BENEHEART D30 | 2024-01-19 | 6345.3 | 2024-10-11 | 2025-09-15
DEFIBRILLATOR | DEFIBRILLATOR | MINDRAY | BENEHEART D30 | 2024-01-19 | 6345.3 |  | 2024-09-15
DEFIBRILLATOR | DEFIBRILLATOR | MINDRAY | BENEHEART D30 | 2024-01-19 | 6345.3 | 2024-10-09 | 2025-09-15
DEFIBRILLATOR | DEFIBRILLATOR | MINDRAY | BENEHEART D30 | 2024-01-19 | 6345.3 | 2024-10-18 | 2025-09-15
SCALES | SCALES - CHAIR | SECA | 959 | 2024-01-17 | 912 |  | 2024-11-15
VITAL SIGNS MONITOR | VITAL SIGNS MONITOR: NIBP, SPO2, TEMP | HILL-ROM | 75CE CONNEX | 2024-01-15 | 2728.32 |  | 2025-02-01
DIATHERMY MACHINE | ELECTRO SURGICAL GENERATOR | CONMED | SYSTEM 5000 | 2024-01-22 | 7320 |  | 2025-01-22
DIATHERMY MACHINE | ELECTRO SURGICAL GENERATOR | CONMED | SYSTEM 5000 | 2024-01-22 | 7320 |  | 2025-01-22
DIATHERMY MACHINE | ELECTRO SURGICAL GENERATOR | CONMED | SYSTEM 5000 | 2024-01-22 | 7320 |  | 2025-01-22
OPERATING TABLE | FOOT SUPPORT SYSTEM - STIRRUPS | AMATECH LTD | YELLOFINS ELITE | 2024-03-05 | 5220
DIATHERMY MACHINE | ELECTRO SURGICAL GENERATOR | CONMED | SYSTEM 5000 | 2024-01-29 | 7320 |  | 2025-01-29
NEUTRAL ARGON PLASMA SURGERY SYSTEM | NEUTRAL ARGON PLASMA SURGERY SYSTEM | Plasma Surgical | PLASMAJET PS10-3130 | 2024-01-16 | 48000 |  | 2024-12-15
ENTONOX DEMAND SYSTEM | ENTONOX DEMAND VALVE | BNOS MEDITECH LTD | 900-0031-00 | 2024-01-11 | 213.6 |  | 2029-01-11
ENTONOX DEMAND SYSTEM | ENTONOX DEMAND VALVE | BNOS MEDITECH LTD | 900-0031-00 | 2024-01-11 | 213.6 |  | 2029-01-11
ENTONOX DEMAND SYSTEM | ENTONOX DEMAND VALVE | BNOS MEDITECH LTD | 900-0031-00 | 2024-01-11 | 213.6 |  | 2029-01-11
ENTONOX DEMAND SYSTEM | ENTONOX DEMAND VALVE | BNOS MEDITECH LTD | 900-0031-00 | 2024-01-11 | 213.6 |  | 2029-01-11
NEBULIZER | NEBULIZER | PARI MEDICAL | PARI BOY CLASSIC | 2024-01-09 | 83.748
NEBULIZER | NEBULIZER | PARI MEDICAL | PARI BOY CLASSIC | 2024-01-09 | 83.748
NEBULIZER | NEBULIZER | PARI MEDICAL | PARI BOY CLASSIC | 2024-01-09 | 83.748
NEBULIZER | NEBULIZER | PARI MEDICAL | PARI BOY CLASSIC | 2024-01-09 | 83.748
TRANSFORMER | OPHTHALMOSCOPE/OTOSCOPE UNIVERSAL CHARGER | WELCH ALLYN | 7114 | 2024-01-05 | 645.6
ENTONOX DEMAND SYSTEM | ENTONOX DEMAND VALVE | BNOS MEDITECH LTD | 900-0031-00 | 2024-01-04 | 213.6 |  | 2029-01-04
ENTONOX DEMAND SYSTEM | ENTONOX DEMAND VALVE | BNOS MEDITECH LTD | 900-0031-00 | 2024-01-04 | 213.6 |  | 2029-01-04
AMBULATORY ARRHYTHMIA MONITOR | AMBULATORY ECG RECORDER | SPACELABS | LIFECARD CF | 2023-12-14 | 2152.8
AMBULATORY ARRHYTHMIA MONITOR | AMBULATORY ECG RECORDER | SPACELABS | LIFECARD CF | 2023-12-14 | 2152.8
AMBULATORY ARRHYTHMIA MONITOR | AMBULATORY ECG RECORDER | SPACELABS | LIFECARD CF | 2023-12-14 | 2152.8
AMBULATORY ARRHYTHMIA MONITOR | AMBULATORY ECG RECORDER | SPACELABS | LIFECARD CF | 2023-12-14 | 2152.8
AMBULATORY ARRHYTHMIA MONITOR | AMBULATORY ECG RECORDER | SPACELABS | LIFECARD CF | 2023-12-14 | 2152.8
TYMPANIC THERMOMETER | TYMPANIC THERMOMETER CONNEX MONITOR | WELCH ALLYN | PRO 6000 CONNEX | 2023-12-14 | 278.976
TYMPANIC THERMOMETER | TYMPANIC THERMOMETER CONNEX MONITOR | WELCH ALLYN | PRO 6000 CONNEX | 2023-12-14 | 278.976
VENTILATOR | VENTILATOR | BREAS MEDICAL | NIPPY 4 | 2023-12-14 | 3600 | 2023-12-14
VENTILATOR | VENTILATOR | BREAS MEDICAL | NIPPY 4 | 2023-12-14 | 3600 | 2023-12-15
SUCTION CONTROLLER | HIGH SUCTION CONTROLLER | THERAPY EQUIPMENT | DIAMOND RANGE HIGH | 2023-12-18 | 156
TYMPANIC THERMOMETER | TYMPANIC THERMOMETER | BRAUN | PRO 6000 | 2023-12-18 | 178.8
TYMPANIC THERMOMETER | TYMPANIC THERMOMETER CONNEX MONITOR | WELCH ALLYN | PRO 6000 CONNEX | 2023-12-20 | 278.976
TYMPANIC THERMOMETER | TYMPANIC THERMOMETER | BRAUN | PRO 6000 | 2023-12-20 | 178.8
VENTILATOR | VENTILATOR | BREAS MEDICAL | NIPPY 4 | 2023-12-20 | 3600 | 2023-12-20
VENTILATOR | VENTILATOR | BREAS MEDICAL | NIPPY 4 | 2023-12-20 | 3600 | 2023-12-20
HEADLIGHT SYSTEM | HEADLIGHT SYSTEM | XENOSYS CO LTD | L2S15 | 2023-12-20 | 2640
HEADLIGHT SYSTEM | HEADLIGHT SYSTEM | XENOSYS CO LTD | L2S15 | 2023-12-21 | 2640
HEADLIGHT SYSTEM | HEADLIGHT SYSTEM | XENOSYS CO LTD | L2S15 | 2023-12-21 | 2640
HEADLIGHT SYSTEM | HEADLIGHT SYSTEM | XENOSYS CO LTD | L2S15 | 2023-12-21 | 2640
HEADLIGHT SYSTEM | HEADLIGHT SYSTEM | XENOSYS CO LTD | L2S15 | 2023-12-21 | 2640
HEADLIGHT SYSTEM | HEADLIGHT SYSTEM | XENOSYS CO LTD | L2S15 | 2023-12-21 | 2640
VENTILATOR | VENTILATOR | RESMED LTD | AIRSENSE 10 ELITE | 2023-12-21 | 3600
TYMPANIC THERMOMETER | TYMPANIC THERMOMETER CONNEX MONITOR | WELCH ALLYN | PRO 6000 CONNEX | 2023-12-27 | 278.976
TYMPANIC THERMOMETER | TYMPANIC THERMOMETER | BRAUN | PRO 6000 | 2023-12-27 | 178.8
ENTONOX DEMAND SYSTEM | ENTONOX DEMAND VALVE | BNOS MEDITECH LTD | 900-0031-00 | 2024-01-02 | 213.6 |  | 2029-01-02
ENTONOX DEMAND SYSTEM | ENTONOX DEMAND VALVE | BNOS MEDITECH LTD | 900-0031-00 | 2024-01-02 | 213.6 |  | 2029-01-02
NIBP MONITOR | NIBP MONITOR | SUNTECH | TANGO | 2024-02-16 | 3132
TYMPANIC THERMOMETER | TYMPANIC THERMOMETER | BRAUN | PRO 6000 | 2024-02-08 | 178.8
TYMPANIC THERMOMETER | TYMPANIC THERMOMETER | BRAUN | PRO 6000 | 2024-02-08 | 178.8
TYMPANIC THERMOMETER | TYMPANIC THERMOMETER | BRAUN | PRO 6000 | 2024-02-08 | 178.8
VENTILATOR | VENTILATOR | RESMED LTD | AIRSENSE 10 ELITE | 2024-01-10 | 3600
TYMPANIC THERMOMETER | TYMPANIC THERMOMETER | BRAUN | PRO 6000 | 2024-02-28 | 158.4
GASTROSCOPE | GASTROSCOPE | OLYMPUS | GIF-EZ1500 | 2024-04-05 | 43200
NEBULIZER | NEBULIZER | PARI MEDICAL | EFLOW RAPID | 2024-01-09 | 732
NEBULIZER | NEBULIZER | PARI MEDICAL | EFLOW RAPID | 2024-01-09 | 732
NEBULIZER | NEBULIZER | PARI MEDICAL | EFLOW RAPID | 2024-01-09 | 732
NEBULIZER | NEBULIZER | PARI MEDICAL | EFLOW RAPID | 2024-01-09 | 732
TYMPANIC THERMOMETER | TYMPANIC THERMOMETER | BRAUN | PRO 6000 | 2024-01-05 | 178.8
TYMPANIC THERMOMETER | TYMPANIC THERMOMETER | BRAUN | PRO 6000 | 2024-01-05 | 178.8
TYMPANIC THERMOMETER | TYMPANIC THERMOMETER | BRAUN | PRO 6000 | 2024-01-05 | 178.8
TYMPANIC THERMOMETER | TYMPANIC THERMOMETER | BRAUN | PRO 6000 | 2024-01-04 | 178.8
TYMPANIC THERMOMETER | TYMPANIC THERMOMETER CONNEX MONITOR | WELCH ALLYN | PRO 6000 CONNEX | 2024-01-02 | 278.976
TYMPANIC THERMOMETER | TYMPANIC THERMOMETER CONNEX MONITOR | WELCH ALLYN | PRO 6000 CONNEX | 2023-12-29 | 278.976
SUCTION CONTROLLER | HIGH SUCTION CONTROLLER | THERAPY EQUIPMENT | DIAMOND RANGE HIGH | 2023-12-28 | 156
MEDICAL GAS HOSE | EXTENSION HOSE - O2- 3M 4BAR MRI | MEC MEDICAL LTD | HA68161 | 2023-12-12 | 175.2 |  | 2027-12-12
MEDICAL GAS HOSE | EXTENSION HOSE - O2- 3M 4BAR MRI | MEC MEDICAL LTD | HA68161 | 2023-12-12 | 175.2 |  | 2027-12-12
MEDICAL GAS HOSE | EXTENSION HOSE AIR MRI | MEC MEDICAL LTD | HA68165 | 2023-12-12 | 175.2 |  | 2027-12-12
NEBULIZER | NEBULIZER | PARI MEDICAL | PARI BOY CLASSIC | 2023-12-13 | 83.748
NEBULIZER | NEBULIZER | PARI MEDICAL | PARI BOY CLASSIC | 2023-12-13 | 83.748
NEBULIZER | NEBULIZER | PARI MEDICAL | PARI BOY CLASSIC | 2023-12-13 | 83.748
NEBULIZER | NEBULIZER | PARI MEDICAL | PARI BOY CLASSIC | 2023-12-13 | 83.748
NEBULIZER | NEBULIZER | PARI MEDICAL | PARI BOY CLASSIC | 2023-12-13 | 83.748
NEBULIZER | NEBULIZER | PARI MEDICAL | PARI BOY CLASSIC | 2023-12-13 | 83.748
NEBULIZER | NEBULIZER | PARI MEDICAL | PARI BOY CLASSIC | 2023-12-13 | 83.748
NEBULIZER | NEBULIZER | PARI MEDICAL | PARI BOY CLASSIC | 2023-12-13 | 83.748
VENTILATOR | VENTILATOR | BREAS MEDICAL | NIPPY 4+ | 2023-12-13 | 3600 |  | 2025-12-13
VENTILATOR | VENTILATOR | BREAS MEDICAL | NIPPY 4+ | 2023-12-13 | 3600 |  | 2025-12-13
VENTILATOR | VENTILATOR | BREAS MEDICAL | NIPPY 4 | 2023-12-13 | 3600 |  | 2025-12-13
VENTILATOR | VENTILATOR | BREAS MEDICAL | NIPPY 4 | 2023-12-13 | 3600 |  | 2025-12-13
SCALES | SCALES - CHAIR | SECA | 959 | 2023-12-13 | 918 |  | 2024-11-15
VENTILATOR | VENTILATOR | RESMED LTD | AIRSENSE 10 ELITE | 2023-12-18 | 3600
VENTILATOR | VENTILATOR | RESMED LTD | AIRSENSE 10 ELITE | 2023-12-18 | 3600
SCALES | SCALES - STAND ON | SECA | 875 | 2023-12-18 | 214.8 |  | 2024-11-15
SCALES | SCALES - STAND ON | SECA | 875 | 2023-12-18 | 214.8 |  | 2024-11-15
SCALES | SCALES - STAND ON | SECA | 875 | 2023-12-18 | 214.8 |  | 2024-11-15
SCALES | SCALES - STAND ON | SECA | 877 | 2023-12-18 | 312 |  | 2024-11-15
VENTILATOR | VENTILATOR | BREAS MEDICAL | NIPPY 4+ | 2023-12-19 | 4560 |  | 2025-12-19
VENTILATOR | VENTILATOR | BREAS MEDICAL | NIPPY 4+ | 2023-12-19 | 4560 |  | 2025-12-19
VENTILATOR | VENTILATOR | BREAS MEDICAL | NIPPY 4 | 2023-12-19 | 4560 |  | 2025-12-19
VENTILATOR | VENTILATOR | BREAS MEDICAL | NIPPY 4 | 2023-12-19 | 4560 |  | 2025-12-19
SYRINGE DRIVER | SYRINGE DRIVER | FRESENIUS KABI | AGILIA SP MC WIFI | 2024-01-12 | 360 |  | 2026-12-08
SYRINGE DRIVER | SYRINGE DRIVER | FRESENIUS KABI | AGILIA SP MC WIFI | 2023-12-28 | 360 |  | 2026-12-08
SYRINGE DRIVER | SYRINGE DRIVER | FRESENIUS KABI | AGILIA SP MC WIFI | 2023-12-28 | 360 |  | 2026-12-08
SYRINGE DRIVER | SYRINGE DRIVER | FRESENIUS KABI | AGILIA SP MC WIFI | 2023-12-28 | 360 |  | 2026-12-08
SYRINGE DRIVER | SYRINGE DRIVER | FRESENIUS KABI | AGILIA SP MC WIFI | 2023-12-28 | 360 |  | 2026-12-08
SYRINGE DRIVER | SYRINGE DRIVER | FRESENIUS KABI | AGILIA SP MC WIFI | 2023-12-28 | 360 |  | 2026-12-08
SYRINGE DRIVER | SYRINGE DRIVER | FRESENIUS KABI | AGILIA SP MC WIFI | 2023-12-28 | 360 |  | 2026-12-08
SYRINGE DRIVER | SYRINGE DRIVER | FRESENIUS KABI | AGILIA SP MC WIFI | 2023-12-28 | 360 |  | 2026-12-08
SYRINGE DRIVER | SYRINGE DRIVER | FRESENIUS KABI | AGILIA SP MC WIFI | 2023-12-28 | 360 |  | 2026-12-08
SYRINGE DRIVER | SYRINGE DRIVER | FRESENIUS KABI | AGILIA SP MC WIFI | 2023-12-28 | 360 |  | 2026-12-08
SYRINGE DRIVER | SYRINGE DRIVER | FRESENIUS KABI | AGILIA SP MC WIFI | 2023-12-28 | 360 |  | 2026-12-08
SYRINGE DRIVER | SYRINGE DRIVER | FRESENIUS KABI | AGILIA SP MC WIFI | 2023-12-28 | 360 |  | 2026-12-08
SYRINGE DRIVER | SYRINGE DRIVER | FRESENIUS KABI | AGILIA SP MC WIFI | 2023-12-28 | 360 |  | 2026-12-08
SYRINGE DRIVER | SYRINGE DRIVER | FRESENIUS KABI | AGILIA SP MC WIFI | 2023-12-28 | 360 |  | 2026-12-08
SYRINGE DRIVER | SYRINGE DRIVER | FRESENIUS KABI | AGILIA SP MC WIFI | 2023-12-28 | 360 |  | 2026-12-08
SYRINGE DRIVER | SYRINGE DRIVER | FRESENIUS KABI | AGILIA SP MC WIFI | 2023-12-28 | 360 |  | 2026-12-08
SYRINGE DRIVER | SYRINGE DRIVER | FRESENIUS KABI | AGILIA SP MC WIFI | 2023-12-28 | 360 |  | 2026-12-08
SYRINGE DRIVER | SYRINGE DRIVER | FRESENIUS KABI | AGILIA SP MC WIFI | 2023-12-28 | 360 |  | 2026-12-08
SYRINGE DRIVER | SYRINGE DRIVER | FRESENIUS KABI | AGILIA SP MC WIFI | 2023-12-28 | 360 |  | 2026-12-08
SYRINGE DRIVER | SYRINGE DRIVER | FRESENIUS KABI | AGILIA SP MC WIFI | 2023-12-28 | 360 |  | 2026-12-08
SYRINGE DRIVER | SYRINGE DRIVER | FRESENIUS KABI | AGILIA SP MC WIFI | 2023-12-28 | 360 |  | 2026-12-08
SYRINGE DRIVER | SYRINGE DRIVER | FRESENIUS KABI | AGILIA SP MC WIFI | 2023-12-28 | 360 |  | 2026-12-08
SYRINGE DRIVER | SYRINGE DRIVER | FRESENIUS KABI | AGILIA SP MC WIFI | 2023-12-28 | 360 |  | 2026-12-08
SYRINGE DRIVER | SYRINGE DRIVER | FRESENIUS KABI | AGILIA SP MC WIFI | 2023-12-28 | 360 |  | 2026-12-08
SYRINGE DRIVER | SYRINGE DRIVER | FRESENIUS KABI | AGILIA SP MC WIFI | 2023-12-28 | 360 |  | 2026-12-08
SYRINGE DRIVER | SYRINGE DRIVER | FRESENIUS KABI | AGILIA SP MC WIFI | 2023-12-28 | 360 |  | 2026-12-08
SYRINGE DRIVER | SYRINGE DRIVER | FRESENIUS KABI | AGILIA SP MC WIFI | 2023-12-28 | 360 |  | 2026-12-08
SYRINGE DRIVER | SYRINGE DRIVER | FRESENIUS KABI | AGILIA SP MC WIFI | 2023-12-28 | 360 |  | 2026-12-08
SYRINGE DRIVER | SYRINGE DRIVER | FRESENIUS KABI | AGILIA SP MC WIFI | 2023-12-28 | 360 |  | 2026-12-08
SYRINGE DRIVER | SYRINGE DRIVER | FRESENIUS KABI | AGILIA SP MC WIFI | 2023-12-28 | 360 |  | 2026-12-08
SYRINGE DRIVER | SYRINGE DRIVER | FRESENIUS KABI | AGILIA SP MC WIFI | 2023-12-28 | 360 |  | 2026-12-08
SYRINGE DRIVER | SYRINGE DRIVER | FRESENIUS KABI | AGILIA SP MC WIFI | 2023-12-28 | 360 |  | 2026-12-08
VENTILATOR | VENTILATOR | RESMED LTD | AIRSENSE 10 AUTOSET | 2023-12-20 | 3600
VENTILATOR | VENTILATOR | RESMED LTD | AIRSENSE 10 AUTOSET | 2023-12-20 | 3600
VENTILATOR | VENTILATOR | BREAS MEDICAL | NIPPY 4+ | 2023-12-20 | 4560 |  | 2025-12-20
VENTILATOR | VENTILATOR | BREAS MEDICAL | NIPPY 4+ | 2023-12-20 | 4560
SUCTION CONTROLLER | HIGH SUCTION CONTROLLER | THERAPY EQUIPMENT | DIAMOND RANGE HIGH | 2023-12-21 | 156
TYMPANIC THERMOMETER | TYMPANIC THERMOMETER CONNEX MONITOR | WELCH ALLYN | PRO 6000 CONNEX | 2024-01-23 | 278.976
SPHYGMOMANOMETER | SPHYGMOMANOMETER | WELCH ALLYN | DS-6501-300 | 2024-01-25 | 58.8
SPHYGMOMANOMETER | SPHYGMOMANOMETER | WELCH ALLYN | DS-6501-300 | 2024-01-25 | 58.8
SPHYGMOMANOMETER | SPHYGMOMANOMETER | WELCH ALLYN | DS-6501-300 | 2024-01-25 | 58.8
SPHYGMOMANOMETER | SPHYGMOMANOMETER | WELCH ALLYN | DS-6501-300 | 2024-01-25 | 58.8
SPHYGMOMANOMETER | SPHYGMOMANOMETER | WELCH ALLYN | DS-6501-300 | 2024-01-25 | 58.8
SPHYGMOMANOMETER | SPHYGMOMANOMETER | WELCH ALLYN | DS-6501-300 | 2024-01-25 | 58.8
RF GENERATOR SYS | RADIOFREQUENCY PUNCTURE GENERATOR | BAYLISS LTD | RFP-100A | 2024-03-11 | 18000 |  | 2025-01-15
SYRINGE DRIVER | SYRINGE DRIVER | FRESENIUS KABI | AGILIA SP MC WIFI | 2024-01-12 | 360 |  | 2026-12-08
SYRINGE DRIVER | SYRINGE DRIVER | FRESENIUS KABI | AGILIA SP MC WIFI | 2024-01-12 | 360 |  | 2026-12-08
SYRINGE DRIVER | SYRINGE DRIVER | FRESENIUS KABI | AGILIA SP MC WIFI | 2024-01-12 | 360 |  | 2026-12-08
SYRINGE DRIVER | SYRINGE DRIVER | FRESENIUS KABI | AGILIA SP MC WIFI | 2024-01-12 | 360 |  | 2026-12-08
SYRINGE DRIVER | SYRINGE DRIVER | FRESENIUS KABI | AGILIA SP MC WIFI | 2024-01-12 | 360 |  | 2026-12-08
SYRINGE DRIVER | SYRINGE DRIVER | FRESENIUS KABI | AGILIA SP MC WIFI | 2024-01-12 | 360 |  | 2026-12-08
SYRINGE DRIVER | SYRINGE DRIVER | FRESENIUS KABI | AGILIA SP MC WIFI | 2024-01-12 | 360 |  | 2026-12-08
SYRINGE DRIVER | SYRINGE DRIVER | FRESENIUS KABI | AGILIA SP MC WIFI | 2024-01-12 | 360 |  | 2026-12-08
SYRINGE DRIVER | SYRINGE DRIVER | FRESENIUS KABI | AGILIA SP MC WIFI | 2024-01-12 | 360 |  | 2026-12-08
SYRINGE DRIVER | SYRINGE DRIVER | FRESENIUS KABI | AGILIA SP MC WIFI | 2024-01-12 | 360 |  | 2026-12-08
SYRINGE DRIVER | SYRINGE DRIVER | FRESENIUS KABI | AGILIA SP MC WIFI | 2024-01-12 | 360 |  | 2026-12-08
SYRINGE DRIVER | SYRINGE DRIVER | FRESENIUS KABI | AGILIA SP MC WIFI | 2024-01-12 | 360 |  | 2026-12-08
SYRINGE DRIVER | SYRINGE DRIVER | FRESENIUS KABI | AGILIA SP MC WIFI | 2024-01-12 | 360 |  | 2026-12-08
SYRINGE DRIVER | SYRINGE DRIVER | FRESENIUS KABI | AGILIA SP MC WIFI | 2024-01-12 | 360 |  | 2026-12-08
SYRINGE DRIVER | SYRINGE DRIVER | FRESENIUS KABI | AGILIA SP MC WIFI | 2024-01-12 | 360 |  | 2026-12-08
SYRINGE DRIVER | SYRINGE DRIVER | FRESENIUS KABI | AGILIA SP MC WIFI | 2024-01-12 | 360 |  | 2026-12-08
SYRINGE DRIVER | SYRINGE DRIVER | FRESENIUS KABI | AGILIA SP MC WIFI | 2024-01-12 | 360 |  | 2026-12-08
SYRINGE DRIVER | SYRINGE DRIVER | FRESENIUS KABI | AGILIA SP MC WIFI | 2024-01-12 | 360 |  | 2026-12-08
SYRINGE DRIVER | SYRINGE DRIVER | FRESENIUS KABI | AGILIA SP MC WIFI | 2024-01-12 | 360 |  | 2026-12-08
SYRINGE DRIVER | SYRINGE DRIVER | FRESENIUS KABI | AGILIA SP MC WIFI | 2024-01-12 | 360 |  | 2026-12-08
SYRINGE DRIVER | SYRINGE DRIVER | FRESENIUS KABI | AGILIA SP MC WIFI | 2024-01-12 | 360 |  | 2026-12-08
SYRINGE DRIVER | SYRINGE DRIVER | FRESENIUS KABI | AGILIA SP MC WIFI | 2024-01-12 | 360 |  | 2026-12-08
SYRINGE DRIVER | SYRINGE DRIVER | FRESENIUS KABI | AGILIA SP MC WIFI | 2024-01-12 | 360 |  | 2026-12-08
DIAGNOSTIC SYSTEM | DIAGNOSTIC SYSTEM - WALL TRANSFORMER | WELCH ALLYN | GS777 | 2023-12-27 | 600
DIAGNOSTIC SYSTEM | DIAGNOSTIC SYSTEM - WALL TRANSFORMER | WELCH ALLYN | GS777 | 2023-12-27 | 600
PATIENT TEMPERATURE MANAGEMENT SYSTEM | PATIENT TEMPERATURE MANAGEMENT SYSTEM - CONTROLLED COOLER | HILOTHERM | HTP1 | 2024-01-03 | 2076 |  | 2026-01-03
PATIENT TEMPERATURE MANAGEMENT SYSTEM | PATIENT TEMPERATURE MANAGEMENT SYSTEM - CONTROLLED COOLER | HILOTHERM | HTP1 | 2024-01-03 | 2076 |  | 2026-01-03
MEDI GAS CHECK | MEDI GAS TESTER | BEDFONT SCIENTIFIC | G210 | 2024-02-20 | 9475.2
TYMPANIC THERMOMETER | TYMPANIC THERMOMETER CONNEX MONITOR | WELCH ALLYN | PRO 6000 CONNEX | 2024-01-24 | 278.976
WATER BATH | DIGITAL WATER BATH | DEO DENTAL | DD030404 | 2024-01-19 | 462 |  | 2024-12-09
SYRINGE DRIVER | SYRINGE DRIVER - NEONATE | CAREFUSION | ALARIS CC PLUS | 2024-01-11 | 2340 |  | 2027-01-11
SYRINGE DRIVER | SYRINGE DRIVER - NEONATE | CAREFUSION | ALARIS CC PLUS | 2024-01-11 | 2340 |  | 2027-01-11
SYRINGE DRIVER | SYRINGE DRIVER - NEONATE | CAREFUSION | ALARIS CC PLUS | 2024-01-11 | 2340 |  | 2027-01-11
TYMPANIC THERMOMETER | TYMPANIC THERMOMETER INFRARED | MEDICAL WORLD | ET-100A | 2024-01-08 | 15.6 |  | 2025-01-08
TYMPANIC THERMOMETER | TYMPANIC THERMOMETER INFRARED | MEDICAL WORLD | ET-100A | 2024-01-08 | 15.6 |  | 2025-01-08
EXAMINATION LAMP | EXAMINATION LAMP | WELCH ALLYN | GS 300 | 2024-01-05 | 482.4 |  | 2025-03-10
IMPLANT DRILL | IMPLANT DRILL | W&H UK LTD | IMPLANTMED | 2024-01-05 | 6000 |  | 2026-01-05
HANDPIECE | DENTAL CONTRA ANGLE HANDPIECE | W&H UK LTD | SYNEA FUSION WG-56A | 2023-12-14 | 525.6
HANDPIECE MICROMOTOR | HANDPIECE MICROMOTOR | BIEN-AIR UK | BASCH | 2023-12-12 | 473.688
VITALITY SCANNER | DIGITEST 3 PULP VITALITY TESTER | PARKELL | D655 | 2023-11-30 | 462
VITALITY SCANNER | DIGITEST 3 PULP VITALITY TESTER | PARKELL | D655 | 2023-11-30 | 462
VIS/ACUITY APPARATUS | ELECTRONIC VISUAL ACUITY | CHILLBLAST | WAP PRO | 2023-11-24 | 2617.2 |  | 2024-11-24
DENTAL LIGHT | PORTABLE DENTAL LIGHT | ASEPTICO | ALU-29 ASEPTILIGHT | 2023-11-17 | 750
ULTRASOUND PROBE | ULTRASOUND PROBE | MINDRAY | C5-1S | 2023-11-16 | 2400
ULTRASOUND PROBE | ULTRASOUND PROBE | MINDRAY | L12-3RCS | 2023-11-16 | 2400
ULTRASOUND SCANNER | ULTRASOUND SCANNER | MINDRAY | TE7 | 2023-11-16 | 12000 |  | 2024-11-16
TROLLEY | ULTRASOUND TROLLEY | MINDRAY | UMT-400PLUS | 2023-11-16 | 1800 |  | 2024-11-16
TYMPANIC THERMOMETER | TYMPANIC THERMOMETER | BRAUN | PRO 6000 | 2023-11-09 | 178.8
TYMPANIC THERMOMETER | TYMPANIC THERMOMETER CONNEX MONITOR | WELCH ALLYN | PRO 6000 CONNEX | 2023-11-03 | 278.976
ELECTRIC BED | SMART ACUTE CARE ELECTRIC BED | LINET UK | ELEGANZA 2 | 2024-09-11 | 1980 |  | 2025-09-11
ELECTRIC BED | SMART ACUTE CARE ELECTRIC BED | LINET UK | ELEGANZA 2 | 2024-09-11 | 1980 |  | 2025-09-11
ELECTRIC BED | SMART ACUTE CARE ELECTRIC BED | LINET UK | ELEGANZA 2 | 2024-09-11 | 1980 |  | 2025-09-11
ELECTRIC BED | SMART ACUTE CARE ELECTRIC BED | LINET UK | ELEGANZA 2 | 2024-09-11 | 1980 |  | 2025-09-11
ELECTRIC BED | SMART ACUTE CARE ELECTRIC BED | LINET UK | ELEGANZA 2 | 2024-09-11 | 1980 |  | 2025-09-11
ELECTRIC BED | SMART ACUTE CARE ELECTRIC BED | LINET UK | ELEGANZA 2 | 2024-09-11 | 1980 |  | 2025-09-11
ELECTRIC BED | SMART ACUTE CARE ELECTRIC BED | LINET UK | ELEGANZA 2 | 2024-09-11 | 1980 |  | 2025-09-11
ELECTRIC BED | SMART ACUTE CARE ELECTRIC BED | LINET UK | ELEGANZA 2 | 2024-09-11 | 1980 |  | 2025-09-11
ELECTRIC BED | SMART ACUTE CARE ELECTRIC BED | LINET UK | ELEGANZA 2 | 2024-09-11 | 1980 |  | 2025-09-11
GAS ANALYSER | INTELLIVUE G7m ANAESTHETIC GAS MODULE | PHILIPS LTD | INTELLIVUE G7m | 2024-08-29 | 5000.688 |  | 2025-08-29
CO2 MODULE | CO2 MODULE + PRESS & TEMP | PHILIPS LTD | 867041 B06 | 2024-08-21 | 2867.808 |  | 2025-08-21
CO2 MODULE | CO2 MODULE + PRESS & TEMP | PHILIPS LTD | 867041 B06 | 2024-08-21 | 2867.808 |  | 2025-08-21
CO2 MODULE | CO2 MODULE + PRESS & TEMP | PHILIPS LTD | 867041 B06 | 2024-08-21 | 2867.808 |  | 2025-08-21
CO2 MODULE | CO2 MODULE + PRESS & TEMP | PHILIPS LTD | 867041 B06 | 2024-08-21 | 2867.808 |  | 2025-08-21
COUCH | OPERATING COUCH | HOWARD WRIGHT | M9 TRAUMA | 2024-06-24 | 4737.6 |  | 2025-06-24
COUCH | OPERATING COUCH | HOWARD WRIGHT | M9 TRAUMA | 2024-06-24 | 4737.6 |  | 2025-06-24
COUCH | OPERATING COUCH | HOWARD WRIGHT | M9 TRAUMA | 2024-06-24 | 4737.6 |  | 2025-06-24
COUCH | OPERATING COUCH | HOWARD WRIGHT | M9 TRAUMA | 2024-06-24 | 4737.6 |  | 2025-06-24
EEG MACHINE | ELECTROMYOGRAPHY MACHINE EMG | NATUS LTD | NICOLET EDX | 2024-06-07 | 73509.12 |  | 2025-06-07
TILT CHAIR | THERAPY CHAIR | DIGITERM LTD | COMFORT-4 ECO | 2024-04-09 | 4066.8 |  | 2027-04-09
AMBULATORY ARRHYTHMIA MONITOR | AMBULATORY ECG RECORDER | SPACELABS | ECLIPSE PRO | 2024-04-09 | 1872.048
AMBULATORY ARRHYTHMIA MONITOR | AMBULATORY ECG RECORDER | SPACELABS | ECLIPSE PRO | 2024-04-09 | 1872.048
AMBULATORY ARRHYTHMIA MONITOR | AMBULATORY ECG RECORDER | SPACELABS | ECLIPSE PRO | 2024-04-09 | 1872.048
AMBULATORY ARRHYTHMIA MONITOR | AMBULATORY ECG RECORDER | SPACELABS | ECLIPSE PRO | 2024-04-09 | 1872.048
AMBULATORY ARRHYTHMIA MONITOR | AMBULATORY ECG RECORDER | SPACELABS | ECLIPSE PRO | 2024-04-09 | 1872.048
AMBULATORY ARRHYTHMIA MONITOR | AMBULATORY ECG RECORDER | SPACELABS | ECLIPSE PRO | 2024-04-09 | 1872.048
TREADMILL | TREADMILL-CLINICAL | MEDISOFT RAM | 870S | 2024-03-28 | 10209.6 |  | 2025-03-28
SCALES | SCALES - PATIENT SLIDE | MARSDEN | M-999 | 2024-03-25 | 3174 |  | 2024-11-15
ELECTRIC BED | SMART ACUTE CARE ELECTRIC BED | LINET UK | ELEGANZA 2 | 2024-03-26 | 60 |  | 2025-03-26
MULTI-MEASUREMENT SERVER | MULTI-MEASUREMENT SERVER | PHILIPS LTD | INTELLIVUE MMX | 2024-03-20 | 2599.776
PATIENT MONITOR | PATIENT MONITOR INTELLIVUE | PHILIPS LTD | MX450 | 2024-03-20 | 4822.464 |  | 2027-04-15
TRANSPORT MONITOR | PATIENT MONITOR INTELLIVUE X3 (6mm NIBP Port) | PHILIPS LTD | INTELLIVUE X3 (6mm NIBP) | 2024-03-12 | 3796.536 |  | 2027-04-15
TRANSPORT MONITOR | PATIENT MONITOR INTELLIVUE X3 (6mm NIBP Port) | PHILIPS LTD | INTELLIVUE X3 (6mm NIBP) | 2024-02-07 | 3796.536 |  | 2027-02-07
CARDIOGRAPH | CARDIOGRAPH | GE LIMITED | MAC7 | 2024-02-02 | 9510 |  | 2025-02-02
ULTRASONIC DISINTEGRATOR | ULTRASONIC DISINTEGRATOR - CUSA 36KHZ HANDPIECE | INTEGRA NEUROSCIENCES LIMITED | CUSA CLARITY 36KHZ HANDPIECE | 2024-02-01 | 9481.584 |  | 2025-02-01
ULTRASONIC DISINTEGRATOR | ULTRASONIC DISINTEGRATOR - CUSA 36KHZ HANDPIECE | INTEGRA NEUROSCIENCES LIMITED | CUSA CLARITY 36KHZ HANDPIECE | 2024-02-01 | 9481.584 |  | 2025-02-01
ULTRASONIC DISINTEGRATOR | ULTRASONIC DISINTEGRATOR - CUSA 23KHZ HANDPIECE | INTEGRA NEUROSCIENCES LIMITED | CUSA CLARITY 23KHZ HANDPIECE | 2024-02-01 | 9481.584 |  | 2025-02-01
ULTRASONIC DISINTEGRATOR | ULTRASONIC DISINTEGRATOR - CUSA 23KHZ HANDPIECE | INTEGRA NEUROSCIENCES LIMITED | CUSA CLARITY 23KHZ HANDPIECE | 2024-02-01 | 9481.584 |  | 2025-02-01
ULTRASONIC DISINTEGRATOR | CAVATIONAL ULTRASONIC SURGICAL ASPIRATION (CUSA) | INTEGRA NEUROSCIENCES LIMITED | CUSA CLARITY | 2024-02-01 | 46154.724 |  | 2025-02-01
TRANSPORT MONITOR | PATIENT MONITOR INTELLIVUE X3 (6mm NIBP Port) | PHILIPS LTD | INTELLIVUE X3 (6mm NIBP) | 2024-01-26 | 3997.824 |  | 2027-01-26
PATIENT MONITOR | PATIENT MONITOR INTELLIVUE | PHILIPS LTD | MX450 | 2024-01-26 | 4698.816 |  | 2027-01-26
TRANSPORT MONITOR | PATIENT MONITOR INTELLIVUE X3 (6mm NIBP Port) | PHILIPS LTD | INTELLIVUE X3 (6mm NIBP) | 2024-01-26 | 3997.824 |  | 2027-01-26
PATIENT MONITOR | PATIENT MONITOR INTELLIVUE | PHILIPS LTD | MX450 | 2024-01-26 | 4698.816 |  | 2027-01-26
TRANSPORT MONITOR | PATIENT MONITOR INTELLIVUE X3 (6mm NIBP Port) | PHILIPS LTD | INTELLIVUE X3 (6mm NIBP) | 2024-01-26 | 3997.824 |  | 2027-01-26
PATIENT MONITOR | PATIENT MONITOR INTELLIVUE | PHILIPS LTD | MX450 | 2024-01-26 | 4698.816 |  | 2027-01-26
TRANSPORT MONITOR | PATIENT MONITOR INTELLIVUE X3 (6mm NIBP Port) | PHILIPS LTD | INTELLIVUE X3 (6mm NIBP) | 2024-01-26 | 3997.824 |  | 2027-01-26
PATIENT MONITOR | PATIENT MONITOR INTELLIVUE | PHILIPS LTD | MX450 | 2024-01-26 | 4698.816 |  | 2027-01-26
LARYNGOSCOPE | C-MAC LARYNGOSCOPE BLADE | KARL STORZ | 8403BXC | 2024-01-24 | 3304.8
LARYNGOSCOPE | C-MAC LARYNGOSCOPE BLADE | KARL STORZ | 8403BXC | 2024-01-24 | 3304.8
ELECTRIC BED | SMART ACUTE CARE ELECTRIC BED | LINET UK | ELEGANZA 2 | 2024-01-12 | 1980 |  | 2025-01-12
ELECTRIC BED | SMART ACUTE CARE ELECTRIC BED | LINET UK | ELEGANZA 2 | 2024-01-12 | 1980 |  | 2025-01-12
ELECTRIC BED | SMART ACUTE CARE ELECTRIC BED | LINET UK | ELEGANZA 2 | 2024-01-12 | 1980 |  | 2025-01-12
ELECTRIC BED | SMART ACUTE CARE ELECTRIC BED | LINET UK | ELEGANZA 2 | 2024-01-12 | 1980 |  | 2025-01-12
ELECTRIC BED | SMART ACUTE CARE ELECTRIC BED | LINET UK | ELEGANZA 2 | 2024-01-12 | 1980 |  | 2025-01-12
ELECTRIC BED | SMART ACUTE CARE ELECTRIC BED | LINET UK | ELEGANZA 2 | 2024-01-12 | 1980 |  | 2025-01-12
ELECTRIC BED | SMART ACUTE CARE ELECTRIC BED | LINET UK | ELEGANZA 2 | 2024-01-12 | 1980 |  | 2025-01-12
ELECTRIC BED | SMART ACUTE CARE ELECTRIC BED | LINET UK | ELEGANZA 2 | 2024-01-12 | 1980 |  | 2025-01-12
ELECTRIC BED | SMART ACUTE CARE ELECTRIC BED | LINET UK | ELEGANZA 2 | 2024-01-12 | 1980 |  | 2025-01-12
ELECTRIC BED | SMART ACUTE CARE ELECTRIC BED | LINET UK | ELEGANZA 2 | 2024-01-12 | 1980 |  | 2025-01-12
ELECTRIC BED | SMART ACUTE CARE ELECTRIC BED | LINET UK | ELEGANZA 2 | 2024-01-12 | 1980 |  | 2025-01-12
ELECTRIC BED | SMART ACUTE CARE ELECTRIC BED | LINET UK | ELEGANZA 2 | 2024-01-12 | 1980 |  | 2025-01-12
ELECTRIC BED | SMART ACUTE CARE ELECTRIC BED | LINET UK | ELEGANZA 2 | 2024-01-12 | 1980 | 2024-02-23 | 2025-02-23
ELECTRIC BED | SMART ACUTE CARE ELECTRIC BED | LINET UK | ELEGANZA 2 | 2024-01-12 | 1980 |  | 2025-01-12
ELECTRIC BED | SMART ACUTE CARE ELECTRIC BED | LINET UK | ELEGANZA 2 | 2024-01-12 | 1980 |  | 2025-01-12
ELECTRIC BED | SMART ACUTE CARE ELECTRIC BED | LINET UK | ELEGANZA 2 | 2024-01-12 | 1980 |  | 2025-01-12
ELECTRIC BED | SMART ACUTE CARE ELECTRIC BED | LINET UK | ELEGANZA 2 | 2024-01-12 | 1980 |  | 2025-01-12
ELECTRIC BED | SMART ACUTE CARE ELECTRIC BED | LINET UK | ELEGANZA 2 | 2024-01-12 | 1980 |  | 2025-01-12
ELECTRIC BED | SMART ACUTE CARE ELECTRIC BED | LINET UK | ELEGANZA 2 | 2024-01-12 | 1980 | 2024-02-23 | 2025-02-23
ELECTRIC BED | SMART ACUTE CARE ELECTRIC BED | LINET UK | ELEGANZA 2 | 2024-01-12 | 1980 |  | 2025-01-12
ELECTRIC BED | SMART ACUTE CARE ELECTRIC BED | LINET UK | ELEGANZA 2 | 2024-01-05 | 1980 |  | 2025-01-05
ELECTRIC BED | SMART ACUTE CARE ELECTRIC BED | LINET UK | ELEGANZA 2 | 2024-01-05 | 1980 |  | 2025-01-05
ELECTRIC BED | SMART ACUTE CARE ELECTRIC BED | LINET UK | ELEGANZA 2 | 2024-01-05 | 1980 |  | 2025-01-05
ELECTRIC BED | SMART ACUTE CARE ELECTRIC BED | LINET UK | ELEGANZA 2 | 2024-01-05 | 1980 |  | 2025-01-05
ELECTRIC BED | SMART ACUTE CARE ELECTRIC BED | LINET UK | ELEGANZA 2 | 2024-01-05 | 1980 |  | 2025-01-05
ELECTRIC BED | SMART ACUTE CARE ELECTRIC BED | LINET UK | ELEGANZA 2 | 2024-01-05 | 1980 |  | 2025-01-05
ELECTRIC BED | SMART ACUTE CARE ELECTRIC BED | LINET UK | ELEGANZA 2 | 2024-01-05 | 1980 |  | 2025-01-05
ELECTRIC BED | SMART ACUTE CARE ELECTRIC BED | LINET UK | ELEGANZA 2 | 2024-01-05 | 1980 |  | 2025-01-05
ELECTRIC BED | SMART ACUTE CARE ELECTRIC BED | LINET UK | ELEGANZA 2 | 2024-01-05 | 1980 |  | 2025-01-05
ELECTRIC BED | SMART ACUTE CARE ELECTRIC BED | LINET UK | ELEGANZA 2 | 2024-01-05 | 1980 |  | 2025-01-05
ANALYSER | ANALYSER - FLUORESCENCE-BASED FOR COVID-19 | ABBOTT LABS | ID NOW | 2023-12-21 | 3600
ELECTRIC BED | SMART ACUTE CARE ELECTRIC BED | LINET UK | ELEGANZA 2 | 2023-12-21 | 1980 |  | 2024-12-21
ELECTRIC BED | SMART ACUTE CARE ELECTRIC BED | LINET UK | ELEGANZA 2 | 2023-12-21 | 1980 |  | 2024-12-21
ELECTRIC BED | SMART ACUTE CARE ELECTRIC BED | LINET UK | ELEGANZA 2 | 2023-12-21 | 1980 |  | 2024-12-21
ELECTRIC BED | SMART ACUTE CARE ELECTRIC BED | LINET UK | ELEGANZA 2 | 2023-12-21 | 1980 |  | 2024-12-21
ELECTRIC BED | SMART ACUTE CARE ELECTRIC BED | LINET UK | ELEGANZA 2 | 2023-12-21 | 1980 |  | 2024-12-21
ELECTRIC BED | SMART ACUTE CARE ELECTRIC BED | LINET UK | ELEGANZA 2 | 2023-12-21 | 1980 |  | 2024-12-21
ELECTRIC BED | SMART ACUTE CARE ELECTRIC BED | LINET UK | ELEGANZA 2 | 2023-12-21 | 1980 |  | 2024-12-21
ELECTRIC BED | SMART ACUTE CARE ELECTRIC BED | LINET UK | ELEGANZA 2 | 2023-12-21 | 1980 |  | 2024-12-21
ELECTRIC BED | SMART ACUTE CARE ELECTRIC BED | LINET UK | ELEGANZA 2 | 2023-12-21 | 1980 |  | 2024-12-21
ELECTRIC BED | SMART ACUTE CARE ELECTRIC BED | LINET UK | ELEGANZA 2 | 2023-12-21 | 1980 |  | 2024-12-21
UNINTERRUPTIBLE POWER SUPPLY | UNINTERRUPTIBLE POWER SUPPLY | POWERCOM | BNT-1500AP | 2024-01-05 | 120 |  | 2026-01-04
ISOLATION TRANSFORMER | ISOLATION TRANSFORMER | TOROID CORPORATION | ISB-100M | 2024-01-05 | 1200
CARDIAC MONITOR SYSTEM | INTEGRATED ELECTRONICS BOX | GE LIMITED | IEB | 2024-01-04 | 24000 |  | 2026-01-04
COMPUTER - DESKTOP | PC WORKSTATION - MACLAB PC SYSTEM | DELL COMPUTERS | MACLAB | 2024-01-04 | 12000 |  | 2026-01-04
CARDIAC MONITOR SYSTEM | INTEGRATED ELECTRONICS BOX | GE LIMITED | IEB | 2024-01-04 | 24000 |  | 2026-01-04
CARDIAC MONITOR SYSTEM | INTEGRATED ELECTRONICS BOX | GE LIMITED | IEB | 2024-01-04 | 24000 |  | 2026-01-04
CARDIAC MONITOR SYSTEM | INTEGRATED ELECTRONICS BOX | GE LIMITED | IEB | 2024-01-04 | 24000 |  | 2026-01-04
CARDIAC MONITOR SYSTEM | INTEGRATED ELECTRONICS BOX | GE LIMITED | IEB | 2021-05-14 | 75600 |  | 2024-05-10
SATELLITE MODULE RAC | PATIENT DATA MODULE BASE STATION | GE LIMITED | PDM BASE STATION PLUS | 2024-01-05 | 6000
ISOLATION TRANSFORMER | ISOLATION TRANSFORMER | TOROID CORPORATION | ISB-100M | 2024-01-05 | 1200
UNINTERRUPTIBLE POWER SUPPLY | UNINTERRUPTIBLE POWER SUPPLY | POWERCOM | BNT-1500AP | 2024-01-05 | 120 |  | 2026-01-04
ISOLATION TRANSFORMER | ISOLATION TRANSFORMER | TOROID CORPORATION | ISB-100M | 2024-01-05 | 1200
COMPUTER - DESKTOP | PC WORKSTATION - MACLAB PC SYSTEM | DELL COMPUTERS | MACLAB | 2024-01-04 | 12000 |  | 2026-01-04
ISOLATION TRANSFORMER | ISOLATION TRANSFORMER | TOROID CORPORATION | ISB-100M | 2024-01-05 | 1200
COMPUTER - DESKTOP | PC WORKSTATION - MACLAB PC SYSTEM | DELL COMPUTERS | MACLAB | 2024-01-04 | 12000 |  | 2026-01-04
ISOLATION TRANSFORMER | ISOLATION TRANSFORMER | TOROID CORPORATION | ISB-100M | 2024-01-05 | 1200
UNINTERRUPTIBLE POWER SUPPLY | UNINTERRUPTIBLE POWER SUPPLY | POWERCOM | BNT-1500AP | 2024-01-04 | 120 |  | 2026-01-04
COMPUTER - DESKTOP | PC WORKSTATION - MACLAB PC SYSTEM | DELL COMPUTERS | MACLAB | 2024-01-04 | 12000 |  | 2026-01-04
TRANSPORT MONITOR | PATIENT MONITOR INTELLIVUE X3 (6mm NIBP Port) | PHILIPS LTD | INTELLIVUE X3 (6mm NIBP) | 2023-12-18 | 3796.536 |  | 2026-12-18
TRANSPORT MONITOR | PATIENT MONITOR INTELLIVUE X3 (6mm NIBP Port) | PHILIPS LTD | INTELLIVUE X3 (6mm NIBP) | 2023-12-18 | 3796.536 |  | 2026-12-18
TRANSPORT MONITOR | PATIENT MONITOR INTELLIVUE X3 (6mm NIBP Port) | PHILIPS LTD | INTELLIVUE X3 (6mm NIBP) | 2023-12-18 | 3796.536 |  | 2026-12-18
LABEL PRINTER | PRINTER - LABEL | LABELSTATION | ML240P | 2023-11-16 | 605.58
DEFIBRILLATOR | DEFIBRILLATOR | MINDRAY | BENEHEART D30 | 2023-11-16 | 6345.3 | 2024-09-09 | 2025-09-15
MODULE HOLDER | MODULE HOLDER | PHILIPS LTD | FMX-4 | 2023-11-03 | 580.728
MODULE HOLDER | MODULE HOLDER | PHILIPS LTD | FMX-4 | 2023-11-03 | 580.728
MODULE HOLDER | MODULE HOLDER | PHILIPS LTD | FMX-4 | 2023-11-03 | 607.572
MODULE HOLDER | MODULE HOLDER | PHILIPS LTD | FMX-4 | 2023-11-03 | 607.572
MODULE HOLDER | MODULE HOLDER | PHILIPS LTD | FMX-4 | 2023-11-03 | 607.572
MODULE HOLDER | MODULE HOLDER | PHILIPS LTD | FMX-4 | 2023-11-03 | 607.572
MODULE HOLDER | MODULE HOLDER | PHILIPS LTD | FMX-4 | 2023-11-03 | 607.572
MODULE HOLDER | MODULE HOLDER | PHILIPS LTD | FMX-4 | 2023-11-03 | 607.572
MODULE HOLDER | MODULE HOLDER | PHILIPS LTD | FMX-4 | 2023-11-03 | 607.572
MODULE HOLDER | MODULE HOLDER | PHILIPS LTD | FMX-4 | 2023-11-03 | 607.572
MODULE HOLDER | MODULE HOLDER | PHILIPS LTD | FMX-4 | 2023-11-03 | 607.572
MODULE HOLDER | MODULE HOLDER | PHILIPS LTD | FMX-4 | 2023-11-03 | 607.572
PATIENT MONITOR | PATIENT MONITOR | PHILIPS LTD | MX750 | 2023-11-03 | 9663.348 |  | 2028-11-15
PATIENT MONITOR | PATIENT MONITOR | PHILIPS LTD | MX750 | 2023-11-03 | 9663.348 |  | 2028-11-15
PATIENT MONITOR | PATIENT MONITOR | PHILIPS LTD | MX750 | 2023-11-03 | 9663.348 |  | 2028-11-15
PATIENT MONITOR | PATIENT MONITOR | PHILIPS LTD | MX750 | 2023-11-03 | 9663.348 |  | 2028-11-15
PATIENT MONITOR | PATIENT MONITOR | PHILIPS LTD | MX750 | 2023-11-03 | 9663.348 |  | 2028-11-15
PATIENT MONITOR | PATIENT MONITOR | PHILIPS LTD | MX750 | 2023-11-03 | 9663.348 |  | 2028-11-15
PATIENT MONITOR | PATIENT MONITOR | PHILIPS LTD | MX750 | 2023-11-03 | 9663.348 |  | 2028-11-15
PATIENT MONITOR | PATIENT MONITOR | PHILIPS LTD | MX750 | 2023-11-03 | 9663.348 |  | 2028-11-15
PATIENT MONITOR | PATIENT MONITOR | PHILIPS LTD | MX750 | 2023-11-03 | 9663.348 |  | 2028-11-15
PATIENT MONITOR | PATIENT MONITOR | PHILIPS LTD | MX750 | 2023-11-03 | 9663.348 |  | 2028-11-15
PATIENT MONITOR | PATIENT MONITOR - ACTIVE DISPLAY | PHILIPS LTD | AD85 | 2023-11-03 | 2865.72 |  | 2028-11-15
PATIENT MONITOR | PATIENT MONITOR - ACTIVE DISPLAY | PHILIPS LTD | AD85 | 2023-11-03 | 2865.72 |  | 2028-11-15
DOCKING STATION | DOCKING STATION | PHILIPS LTD | INTELLIVUE DOCK | 2023-11-03 | 463.14
DOCKING STATION | DOCKING STATION | PHILIPS LTD | INTELLIVUE DOCK | 2023-11-03 | 463.14
DOCKING STATION | DOCKING STATION | PHILIPS LTD | INTELLIVUE DOCK | 2023-11-03 | 463.14
DOCKING STATION | DOCKING STATION | PHILIPS LTD | INTELLIVUE DOCK | 2023-11-03 | 463.14
NERVE STIMULATOR | NERVE STIMULATOR MODULE | PHILIPS LTD | NMT | 2023-11-03 | 2656.308 |  | 2025-11-15
NERVE STIMULATOR | NERVE STIMULATOR MODULE | PHILIPS LTD | NMT | 2023-11-03 | 2656.308 |  | 2025-11-15
NERVE STIMULATOR | NERVE STIMULATOR MODULE | PHILIPS LTD | NMT | 2023-11-03 | 2656.308 |  | 2025-11-15
NERVE STIMULATOR | NERVE STIMULATOR MODULE | PHILIPS LTD | NMT | 2023-11-03 | 2656.308 |  | 2025-11-15
NERVE STIMULATOR | NERVE STIMULATOR MODULE | PHILIPS LTD | NMT | 2023-11-03 | 2656.308 |  | 2025-11-15
NERVE STIMULATOR | NERVE STIMULATOR MODULE | PHILIPS LTD | NMT | 2023-11-03 | 2656.308 |  | 2025-11-15
NERVE STIMULATOR | NERVE STIMULATOR MODULE | PHILIPS LTD | NMT | 2023-11-03 | 2656.308 |  | 2025-11-15
NERVE STIMULATOR | NERVE STIMULATOR MODULE | PHILIPS LTD | NMT | 2023-11-03 | 2656.308 |  | 2025-11-15
NERVE STIMULATOR | NERVE STIMULATOR MODULE | PHILIPS LTD | NMT | 2023-11-03 | 2656.308 |  | 2025-11-15
NERVE STIMULATOR | NERVE STIMULATOR MODULE | PHILIPS LTD | NMT | 2023-11-03 | 2656.308 |  | 2025-11-15
INTERFACE ADAPTOR | INTERFACE ADAPTOR | PHILIPS LTD | INTELLIBRIDGE EC10 | 2023-11-03 | 1190.052
OXIMETER MODULE | MASIMO O3 REGIONAL OXIMETRY SYSTEM (NIRS) | PHILIPS LTD | 867184 | 2023-11-03 | 4245.312
OXIMETER MODULE | MASIMO O3 REGIONAL OXIMETRY SYSTEM (NIRS) | PHILIPS LTD | 867184 | 2023-11-03 | 4245.312
OXIMETER MODULE | MASIMO O3 REGIONAL OXIMETRY SYSTEM (NIRS) | PHILIPS LTD | 867184 | 2023-11-03 | 4245.312
GAS ANALYSER | INTELLIVUE G7m ANAESTHETIC GAS MODULE | PHILIPS LTD | INTELLIVUE G7m | 2023-11-03 | 6366.828 |  | 2024-11-15
GAS ANALYSER | INTELLIVUE G7m ANAESTHETIC GAS MODULE | PHILIPS LTD | INTELLIVUE G7m | 2023-11-03 | 6366.828 |  | 2024-11-15
GAS ANALYSER | INTELLIVUE G7m ANAESTHETIC GAS MODULE | PHILIPS LTD | INTELLIVUE G7m | 2023-11-03 | 6366.828 |  | 2024-11-15
GAS ANALYSER | INTELLIVUE G7m ANAESTHETIC GAS MODULE | PHILIPS LTD | INTELLIVUE G7m | 2023-11-03 | 6366.828 |  | 2024-11-15
GAS ANALYSER | INTELLIVUE G7m ANAESTHETIC GAS MODULE | PHILIPS LTD | INTELLIVUE G7m | 2023-11-03 | 6366.828 |  | 2024-11-15
GAS ANALYSER | INTELLIVUE G7m ANAESTHETIC GAS MODULE | PHILIPS LTD | INTELLIVUE G7m | 2023-11-03 | 6366.828 |  | 2024-11-15
GAS ANALYSER | INTELLIVUE G7m ANAESTHETIC GAS MODULE | PHILIPS LTD | INTELLIVUE G7m | 2023-11-03 | 6366.828 |  | 2024-11-15
GAS ANALYSER | INTELLIVUE G7m ANAESTHETIC GAS MODULE | PHILIPS LTD | INTELLIVUE G7m | 2023-11-03 | 6366.828 |  | 2024-11-15
GAS ANALYSER | INTELLIVUE G7m ANAESTHETIC GAS MODULE | PHILIPS LTD | INTELLIVUE G7m | 2023-11-03 | 6366.828 |  | 2024-11-15
GAS ANALYSER | INTELLIVUE G7m ANAESTHETIC GAS MODULE | PHILIPS LTD | INTELLIVUE G7m | 2023-11-03 | 6366.828 |  | 2024-11-15
GAS ANALYSER | INTELLIVUE G7m ANAESTHETIC GAS MODULE | PHILIPS LTD | INTELLIVUE G7m | 2023-11-03 | 6366.828 |  | 2024-11-15
CO2 MODULE | CO2 MODULE + PRESS & TEMP | PHILIPS LTD | 867041 B06 | 2023-11-03 | 2986.776 |  | 2024-11-15
CO2 MODULE | CO2 MODULE + PRESS & TEMP | PHILIPS LTD | 867041 B06 | 2023-11-03 | 2986.776 |  | 2024-11-15
CO2 MODULE | CO2 MODULE + PRESS & TEMP | PHILIPS LTD | 867041 B06 | 2023-11-03 | 2986.776 |  | 2024-11-15
CO2 MODULE | CO2 MODULE + PRESS & TEMP | PHILIPS LTD | 867041 B06 | 2023-11-03 | 2986.776 |  | 2024-11-15
CO2 MODULE | CO2 MODULE + PRESS & TEMP | PHILIPS LTD | 867041 B06 | 2023-11-03 | 2986.776 |  | 2024-11-15
CO2 MODULE | CO2 MODULE + PRESS & TEMP | PHILIPS LTD | 867041 B06 | 2023-11-03 | 2986.776 |  | 2024-11-15
CO2 MODULE | CO2 MODULE + PRESS & TEMP | PHILIPS LTD | 867041 B06 | 2023-11-03 | 2986.776 |  | 2024-11-15
CO2 MODULE | CO2 MODULE + PRESS & TEMP | PHILIPS LTD | 867041 B06 | 2023-11-03 | 2986.776 |  | 2024-11-15
CO2 MODULE | CO2 MODULE + PRESS & TEMP | PHILIPS LTD | 867041 B06 | 2023-11-03 | 2986.776 |  | 2024-11-15
CO2 MODULE | CO2 MODULE + PRESS & TEMP | PHILIPS LTD | 867041 B06 | 2023-11-03 | 2986.776 |  | 2024-11-15
CO2 MODULE | CO2 MODULE + PRESS & TEMP | PHILIPS LTD | 867041 B06 | 2023-11-03 | 2986.776 |  | 2024-11-15
CO2 MODULE | CO2 MODULE + PRESS & TEMP | PHILIPS LTD | 867041 B06 | 2023-11-03 | 2986.776 |  | 2024-11-15
CO2 MODULE | CO2 MODULE + PRESS & TEMP | PHILIPS LTD | 867041 B06 | 2023-11-03 | 2986.776 |  | 2024-11-15
CO2 MODULE | CO2 MODULE + PRESS & TEMP | PHILIPS LTD | 867041 B06 | 2023-11-03 | 2986.776 |  | 2024-11-15
CO2 MODULE | CO2 MODULE + PRESS & TEMP | PHILIPS LTD | 867041 B06 | 2023-11-03 | 2986.776 |  | 2024-11-15
CO2 MODULE | CO2 MODULE + PRESS & TEMP | PHILIPS LTD | 867041 B06 | 2023-11-03 | 2986.776 |  | 2024-11-15
CO2 MODULE | CO2 MODULE + PRESS & TEMP | PHILIPS LTD | 867041 B06 | 2023-11-03 | 2986.776 |  | 2024-11-15
CO2 MODULE | CO2 MODULE + PRESS & TEMP | PHILIPS LTD | 867041 B06 | 2023-11-03 | 2986.776 |  | 2024-11-15
CO2 MODULE | CO2 MODULE + PRESS & TEMP | PHILIPS LTD | 867041 B06 | 2023-11-03 | 2986.776 |  | 2024-11-15
CO2 MODULE | CO2 MODULE + PRESS & TEMP | PHILIPS LTD | 867041 B06 | 2023-11-03 | 2986.776 |  | 2024-11-15
CO2 MODULE | CO2 MODULE + PRESS & TEMP | PHILIPS LTD | 867041 B06 | 2023-11-03 | 2986.776 |  | 2024-11-15
CO2 MODULE | CO2 MODULE + PRESS & TEMP | PHILIPS LTD | 867041 B06 | 2023-11-03 | 2986.776 |  | 2024-11-15
CO2 MODULE | CO2 MODULE + PRESS & TEMP | PHILIPS LTD | 867041 B06 | 2023-11-03 | 2986.776 |  | 2024-11-15
CO2 MODULE | CO2 MODULE + PRESS & TEMP | PHILIPS LTD | 867041 B06 | 2023-11-03 | 2986.776 |  | 2024-11-15
CO2 MODULE | CO2 MODULE + PRESS & TEMP | PHILIPS LTD | 867041 B06 | 2023-11-03 | 2986.776 |  | 2024-11-15
CO2 MODULE | CO2 MODULE + PRESS & TEMP | PHILIPS LTD | 867041 B06 | 2023-11-03 | 2986.776 |  | 2024-11-15
CO2 MODULE | CO2 MODULE + PRESS & TEMP | PHILIPS LTD | 867041 B06 | 2023-11-03 | 2986.776 |  | 2024-11-15
CO2 MODULE | CO2 MODULE + PRESS & TEMP | PHILIPS LTD | 867041 B06 | 2023-11-03 | 2986.776 |  | 2024-11-15
CO2 MODULE | CO2 MODULE + PRESS & TEMP | PHILIPS LTD | 867041 B06 | 2023-11-03 | 2986.776 |  | 2024-11-15
CO2 MODULE | CO2 MODULE + PRESS & TEMP | PHILIPS LTD | 867041 B06 | 2023-11-03 | 2986.776 |  | 2024-11-15
CO2 MODULE | CO2 MODULE + PRESS & TEMP | PHILIPS LTD | 867041 B06 | 2023-11-03 | 2986.776 |  | 2024-11-15
CO2 MODULE | CO2 MODULE + PRESS & TEMP | PHILIPS LTD | 867041 B06 | 2023-11-03 | 2986.776 |  | 2024-11-15
CO2 MODULE | CO2 MODULE + PRESS & TEMP | PHILIPS LTD | 867041 B06 | 2023-11-03 | 2986.776 |  | 2024-11-15
CO2 MODULE | CO2 MODULE + PRESS & TEMP | PHILIPS LTD | 867041 B06 | 2023-11-03 | 2986.776 |  | 2024-11-15
SUCTION UNIT | SUCTION - LAERDAL - BATTERY | LAERDAL | LSU-2 | 2023-11-01 | 816 |  | 2026-11-01
SAFETY TESTERS | ELECTRICAL SAFETY ANALYSER | FLUKE | ESA620 | 2024-02-26 | 4644 |  | 2025-01-25
SCALES | SCALES - COLUMN | SECA | 704 | 2023-11-06 | 609.6 | 2023-12-05 | 2024-11-15
VENTILATOR | VENTILATOR | BREAS MEDICAL | NIPPY 4 | 2023-11-07 | 3600 | 2023-11-07
CARDIOGRAPH | CARDIOGRAPH | GE LIMITED | MAC7 | 2023-11-08 | 9270 |  | 2024-11-08
SCALES | SCALES - STAND ON | SECA | 875 | 2023-11-09 | 216 |  | 2024-11-15
DEFIBRILLATOR | DEFIBRILLATOR | MINDRAY | BENEHEART D30 | 2023-12-04 | 6345.3 |  | 2024-09-15
DEFIBRILLATOR | DEFIBRILLATOR | MINDRAY | BENEHEART D30 | 2023-12-04 | 6345.3 |  | 2024-09-15
DEFIBRILLATOR | DEFIBRILLATOR | MINDRAY | BENEHEART D30 | 2023-12-01 | 6345.3 | 2024-09-25 | 2025-09-15
DEFIBRILLATOR | DEFIBRILLATOR | MINDRAY | BENEHEART D30 | 2023-12-01 | 6345.3 |  | 2024-09-15
DEFIBRILLATOR | DEFIBRILLATOR | MINDRAY | BENEHEART D30 | 2023-12-01 | 6345.3 | 2024-10-25 | 2025-09-15
DEFIBRILLATOR | DEFIBRILLATOR | MINDRAY | BENEHEART D30 | 2023-12-01 | 6345.3 | 2024-10-04 | 2025-09-15
DEFIBRILLATOR | DEFIBRILLATOR | MINDRAY | BENEHEART D30 | 2023-12-01 | 6345.3 | 2024-10-09 | 2025-09-15
DEFIBRILLATOR | DEFIBRILLATOR | MINDRAY | BENEHEART D30 | 2023-12-01 | 6345.3 | 2024-09-11 | 2025-09-15
DEFIBRILLATOR | DEFIBRILLATOR | MINDRAY | BENEHEART D30 | 2023-12-01 | 6345.3 | 2024-09-25 | 2025-09-15
DEFIBRILLATOR | DEFIBRILLATOR | MINDRAY | BENEHEART D30 | 2023-12-01 | 6345.3 | 2024-09-09 | 2025-09-15
DEFIBRILLATOR | DEFIBRILLATOR | MINDRAY | BENEHEART D30 | 2023-11-30 | 6345.3 |  | 2024-09-15
DEFIBRILLATOR | DEFIBRILLATOR | MINDRAY | BENEHEART D30 | 2023-11-30 | 6345.3 | 2024-10-04 | 2025-09-15
DEFIBRILLATOR | DEFIBRILLATOR | MINDRAY | BENEHEART D30 | 2023-11-30 | 6345.3 | 2024-10-04 | 2025-09-15
DEFIBRILLATOR | DEFIBRILLATOR | MINDRAY | BENEHEART D30 | 2023-11-30 | 6345.3 | 2024-09-06 | 2025-09-15
DEFIBRILLATOR | DEFIBRILLATOR | MINDRAY | BENEHEART D30 | 2023-11-30 | 6345.3 | 2024-09-06 | 2025-09-15
DEFIBRILLATOR | DEFIBRILLATOR | MINDRAY | BENEHEART D30 | 2023-11-30 | 6345.3 | 2024-09-06 | 2025-09-15
SCALES | SCALES - BABY | SECA | 385 | 2023-11-23 | 330 |  | 2024-11-15
SCALES | SCALES - STAND ON | SECA | 875 | 2023-11-23 | 216 | 2023-12-11 | 2024-11-15
PRINTER | PRINTER - LASER MONO | BROTHER | HL-L5200DW | 2023-11-15 | 360
INTERFACE ADAPTOR | INFRARED INTERFACE ADAPTER | ARCOMED | DUAL 2 | 2023-11-14 | 0
PUMP DOCKING STATION | DOCKING STATION | ARCOMED | UNIQUEDOC | 2023-11-14 | 0 |  | 2025-07-01
TYMPANIC THERMOMETER | TYMPANIC THERMOMETER | BRAUN | PRO 6000 | 2023-11-13 | 178.8
COUCH | DAY SURGERY TROLLEY | ANETIC AID | QA3 VERSION 2 | 2023-11-10 | 2400 |  | 2026-11-01
PACEMAKER PROGRAMMER | PACEMAKER PROGRAMMER | BIOTRONIK | RENAMIC | 2023-11-29 | 3600 |  | 2026-11-29
OXIMETER | PULSE OXIMETER FINGERTIP | BEIJING CHOICE ELECTRONIC TECHNOLOGY CO., LTD. | MD300C55 | 2023-11-30 | 78
OXIMETER | PULSE OXIMETER FINGERTIP | BEIJING CHOICE ELECTRONIC TECHNOLOGY CO., LTD. | MD300C55 | 2023-11-30 | 78
OXIMETER | PULSE OXIMETER FINGERTIP | BEIJING CHOICE ELECTRONIC TECHNOLOGY CO., LTD. | MD300C55 | 2023-11-30 | 78
SYRINGE DRIVER | SYRINGE DRIVER | FRESENIUS KABI | AGILIA SP MC WIFI | 2023-12-08 | 360 |  | 2026-12-08
SYRINGE DRIVER | SYRINGE DRIVER | FRESENIUS KABI | AGILIA SP MC WIFI | 2023-12-08 | 360 |  | 2026-12-08
SYRINGE DRIVER | SYRINGE DRIVER | FRESENIUS KABI | AGILIA SP MC WIFI | 2023-12-08 | 360 |  | 2026-12-08
SYRINGE DRIVER | SYRINGE DRIVER | FRESENIUS KABI | AGILIA SP MC WIFI | 2023-12-08 | 360 |  | 2026-12-08
SYRINGE DRIVER | SYRINGE DRIVER | FRESENIUS KABI | AGILIA SP MC WIFI | 2023-12-08 | 360 |  | 2026-12-08
SYRINGE DRIVER | SYRINGE DRIVER | FRESENIUS KABI | AGILIA SP MC WIFI | 2023-12-08 | 360 |  | 2026-12-08
SYRINGE DRIVER | SYRINGE DRIVER | FRESENIUS KABI | AGILIA SP MC WIFI | 2023-12-08 | 360 |  | 2026-12-08
SYRINGE DRIVER | SYRINGE DRIVER | FRESENIUS KABI | AGILIA SP MC WIFI | 2023-12-08 | 360 |  | 2026-12-08
SYRINGE DRIVER | SYRINGE DRIVER | FRESENIUS KABI | AGILIA SP MC WIFI | 2023-12-08 | 360 |  | 2026-12-08
SYRINGE DRIVER | SYRINGE DRIVER | FRESENIUS KABI | AGILIA SP MC WIFI | 2023-12-08 | 360 |  | 2026-12-08
SYRINGE DRIVER | SYRINGE DRIVER | FRESENIUS KABI | AGILIA SP MC WIFI | 2023-12-08 | 360 |  | 2026-12-08
SYRINGE DRIVER | SYRINGE DRIVER | FRESENIUS KABI | AGILIA SP MC WIFI | 2023-12-08 | 360 |  | 2026-12-08
SYRINGE DRIVER | SYRINGE DRIVER | FRESENIUS KABI | AGILIA SP MC WIFI | 2023-12-08 | 360 |  | 2026-12-08
SYRINGE DRIVER | SYRINGE DRIVER | FRESENIUS KABI | AGILIA SP MC WIFI | 2023-12-08 | 360 |  | 2026-12-08
SYRINGE DRIVER | SYRINGE DRIVER | FRESENIUS KABI | AGILIA SP MC WIFI | 2023-12-08 | 360 |  | 2026-12-08
SYRINGE DRIVER | SYRINGE DRIVER | FRESENIUS KABI | AGILIA SP MC WIFI | 2023-12-08 | 360 |  | 2026-12-08
SYRINGE DRIVER | SYRINGE DRIVER | FRESENIUS KABI | AGILIA SP MC WIFI | 2023-12-08 | 360 |  | 2026-12-08
SYRINGE DRIVER | SYRINGE DRIVER | FRESENIUS KABI | AGILIA SP MC WIFI | 2023-12-08 | 360 |  | 2026-12-08
SYRINGE DRIVER | SYRINGE DRIVER | FRESENIUS KABI | AGILIA SP MC WIFI | 2023-12-08 | 360 |  | 2026-12-08
SYRINGE DRIVER | SYRINGE DRIVER | FRESENIUS KABI | AGILIA SP MC WIFI | 2023-12-08 | 360 |  | 2026-12-08
SYRINGE DRIVER | SYRINGE DRIVER | FRESENIUS KABI | AGILIA SP MC WIFI | 2023-12-18 | 360 |  | 2026-12-08
SYRINGE DRIVER | SYRINGE DRIVER | FRESENIUS KABI | AGILIA SP MC WIFI | 2023-12-18 | 360 |  | 2026-12-08
SYRINGE DRIVER | SYRINGE DRIVER | FRESENIUS KABI | AGILIA SP MC WIFI | 2023-12-18 | 360 |  | 2026-12-08
SYRINGE DRIVER | SYRINGE DRIVER | FRESENIUS KABI | AGILIA SP MC WIFI | 2023-12-18 | 360 |  | 2026-12-08
SYRINGE DRIVER | SYRINGE DRIVER | FRESENIUS KABI | AGILIA SP MC WIFI | 2023-12-18 | 360 |  | 2026-12-08
SYRINGE DRIVER | SYRINGE DRIVER | FRESENIUS KABI | AGILIA SP MC WIFI | 2023-12-18 | 360 |  | 2026-12-08
SYRINGE DRIVER | SYRINGE DRIVER | FRESENIUS KABI | AGILIA SP MC WIFI | 2023-12-18 | 360 |  | 2026-12-08
SYRINGE DRIVER | SYRINGE DRIVER | FRESENIUS KABI | AGILIA SP MC WIFI | 2023-12-18 | 360 |  | 2026-12-08
SYRINGE DRIVER | SYRINGE DRIVER | FRESENIUS KABI | AGILIA SP MC WIFI | 2023-12-18 | 360 |  | 2026-12-08
SYRINGE DRIVER | SYRINGE DRIVER | FRESENIUS KABI | AGILIA SP MC WIFI | 2023-12-18 | 360 |  | 2026-12-08
SYRINGE DRIVER | SYRINGE DRIVER | FRESENIUS KABI | AGILIA SP MC WIFI | 2023-12-18 | 360 |  | 2026-12-08
SYRINGE DRIVER | SYRINGE DRIVER | FRESENIUS KABI | AGILIA SP MC WIFI | 2023-12-18 | 360 |  | 2026-12-08
SYRINGE DRIVER | SYRINGE DRIVER | FRESENIUS KABI | AGILIA SP MC WIFI | 2023-12-18 | 360 |  | 2026-12-08
SYRINGE DRIVER | SYRINGE DRIVER | FRESENIUS KABI | AGILIA SP MC WIFI | 2023-12-18 | 360 |  | 2026-12-08
SYRINGE DRIVER | SYRINGE DRIVER | FRESENIUS KABI | AGILIA SP MC WIFI | 2023-12-18 | 360 |  | 2026-12-08
SYRINGE DRIVER | SYRINGE DRIVER | FRESENIUS KABI | AGILIA SP MC WIFI | 2023-12-18 | 360 |  | 2026-12-08
SYRINGE DRIVER | SYRINGE DRIVER | FRESENIUS KABI | AGILIA SP MC WIFI | 2023-12-18 | 360 |  | 2026-12-08
SYRINGE DRIVER | SYRINGE DRIVER | FRESENIUS KABI | AGILIA SP MC WIFI | 2023-12-18 | 360 |  | 2026-12-08
SYRINGE DRIVER | SYRINGE DRIVER | FRESENIUS KABI | AGILIA SP MC WIFI | 2023-12-18 | 360 |  | 2026-12-08
SYRINGE DRIVER | SYRINGE DRIVER | FRESENIUS KABI | AGILIA SP MC WIFI | 2023-12-18 | 360 |  | 2026-12-08
SYRINGE DRIVER | SYRINGE DRIVER | FRESENIUS KABI | AGILIA SP MC WIFI | 2023-12-19 | 360 |  | 2026-12-08
SYRINGE DRIVER | SYRINGE DRIVER | FRESENIUS KABI | AGILIA SP MC WIFI | 2023-12-19 | 360 |  | 2026-12-08
SYRINGE DRIVER | SYRINGE DRIVER | FRESENIUS KABI | AGILIA SP MC WIFI | 2023-12-19 | 360 |  | 2026-12-08
SYRINGE DRIVER | SYRINGE DRIVER | FRESENIUS KABI | AGILIA SP MC WIFI | 2023-12-19 | 360 |  | 2026-12-08
SYRINGE DRIVER | SYRINGE DRIVER | FRESENIUS KABI | AGILIA SP MC WIFI | 2023-12-19 | 360 |  | 2026-12-08
SYRINGE DRIVER | SYRINGE DRIVER | FRESENIUS KABI | AGILIA SP MC WIFI | 2023-12-19 | 360 |  | 2026-12-08
SYRINGE DRIVER | SYRINGE DRIVER | FRESENIUS KABI | AGILIA SP MC WIFI | 2023-12-19 | 360 |  | 2026-12-08
SYRINGE DRIVER | SYRINGE DRIVER | FRESENIUS KABI | AGILIA SP MC WIFI | 2023-12-19 | 360 |  | 2026-12-08
SYRINGE DRIVER | SYRINGE DRIVER | FRESENIUS KABI | AGILIA SP MC WIFI | 2023-12-19 | 360 |  | 2026-12-08
SYRINGE DRIVER | SYRINGE DRIVER | FRESENIUS KABI | AGILIA SP MC WIFI | 2023-12-19 | 360 |  | 2026-12-08
SYRINGE DRIVER | SYRINGE DRIVER | FRESENIUS KABI | AGILIA SP MC WIFI | 2023-12-19 | 360 |  | 2026-12-08
SYRINGE DRIVER | SYRINGE DRIVER | FRESENIUS KABI | AGILIA SP MC WIFI | 2023-12-19 | 360 |  | 2026-12-08
SYRINGE DRIVER | SYRINGE DRIVER | FRESENIUS KABI | AGILIA SP MC WIFI | 2023-12-19 | 360 |  | 2026-12-08
SYRINGE DRIVER | SYRINGE DRIVER | FRESENIUS KABI | AGILIA SP MC WIFI | 2023-12-19 | 360 |  | 2026-12-08
SYRINGE DRIVER | SYRINGE DRIVER | FRESENIUS KABI | AGILIA SP MC WIFI | 2023-12-19 | 360 |  | 2026-12-08
SYRINGE DRIVER | SYRINGE DRIVER | FRESENIUS KABI | AGILIA SP MC WIFI | 2023-12-19 | 360 |  | 2026-12-08
SCALES | SCALES - STAND ON | SECA | 875 | 2023-11-17 | 216 | 2023-12-15 | 2024-11-15
GASTROSCOPE | GASTROSCOPE | OLYMPUS | GIF-EZ1500 | 2024-04-05 | 43200
GASTROSCOPE | GASTROSCOPE | OLYMPUS | GIF-EZ1500 | 2024-04-05 | 43200
TYMPANIC THERMOMETER | TYMPANIC THERMOMETER | BRAUN | PRO 6000 | 2023-11-29 | 178.8
SUCTION CONTROLLER | HIGH SUCTION CONTROLLER | THERAPY EQUIPMENT | DIAMOND RANGE HIGH | 2023-12-06 | 156
SUCTION CONTROLLER | 3M DIAMOND HIGH SUCTION RAIL MOUNT | THERAPY EQUIPMENT | 7705/3M | 2023-12-08 | 290.832
SUCTION CONTROLLER | 3M DIAMOND HIGH SUCTION RAIL MOUNT | THERAPY EQUIPMENT | 7705/3M | 2023-12-08 | 290.832
PACEMAKER | EXTERNAL PACEMAKER | BIOTRONIK | REOCOR/D | 2023-12-11 | 2826
PACEMAKER | EXTERNAL PACEMAKER | BIOTRONIK | REOCOR/D | 2023-12-11 | 2826
ENTONOX DEMAND SYSTEM | ENTONOX DEMAND VALVE | BNOS MEDITECH LTD | 900-0031-00 | 2023-12-11 | 213.6 |  | 2028-12-11
ENTONOX DEMAND SYSTEM | ENTONOX DEMAND VALVE | BNOS MEDITECH LTD | 900-0031-00 | 2023-12-12 | 255.6 |  | 2028-12-12
SUCTION CONTROLLER | HIGH SUCTION CONTROLLER | THERAPY EQUIPMENT | DIAMOND RANGE HIGH | 2023-12-12 | 156
DIETARY FEED PUMP | ENTERAL FEEDING PUMP | NUTRICIA | FLOCARE INFINITY III | 2024-02-16 | 960 |  | 2026-02-16
DIETARY FEED PUMP | ENTERAL FEEDING PUMP | NUTRICIA | FLOCARE INFINITY III | 2024-02-16 | 960 |  | 2026-02-16
DIETARY FEED PUMP | ENTERAL FEEDING PUMP | NUTRICIA | FLOCARE INFINITY III | 2024-02-16 | 960 |  | 2026-02-16
PMG TERMINALS | O2 SPLITTER - PLASTIC FITTINGS | MEC MEDICAL LTD | 201901P | 2023-12-04 | 156 |  | 2030-12-04
TYMPANIC THERMOMETER | TYMPANIC THERMOMETER | BRAUN | PRO 6000 | 2023-11-29 | 178.8
TYMPANIC THERMOMETER | TYMPANIC THERMOMETER | BRAUN | PRO 6000 | 2023-11-29 | 178.8
TYMPANIC THERMOMETER | TYMPANIC THERMOMETER | BRAUN | PRO 6000 | 2023-11-29 | 178.8
TYMPANIC THERMOMETER | TYMPANIC THERMOMETER | BRAUN | PRO 6000 | 2023-11-29 | 178.8
TYMPANIC THERMOMETER | TYMPANIC THERMOMETER | BRAUN | PRO 6000 | 2023-11-28 | 178.8
REGULATOR | REGULATOR - FLOWMETER 0 - 3 L/MIN DIRECT DIAL | OXYLITRE | F1683 | 2024-01-02 | 109.2 |  | 2025-01-02
REGULATOR | REGULATOR - FLOWMETER 0 - 3 L/MIN DIRECT DIAL | OXYLITRE | F1683 | 2024-01-02 | 109.2 |  | 2025-01-02
REGULATOR | REGULATOR - FLOWMETER 0 - 3 L/MIN DIRECT DIAL | OXYLITRE | F1683 | 2024-01-02 | 109.2 |  | 2025-01-02
SUCTION CONTROLLER | HIGH SUCTION CONTROLLER | THERAPY EQUIPMENT | DIAMOND RANGE HIGH | 2023-11-23 | 156
TYMPANIC THERMOMETER | TYMPANIC THERMOMETER CONNEX MONITOR | WELCH ALLYN | PRO 6000 CONNEX | 2023-11-21 | 278.976
AUDIO DOPPLER | POCKET AUDIO DOPPLER | ULTRASOUND TECHNOLOGIES LTD | PD1 | 2023-11-21 | 584.4
AUDIO DOPPLER | POCKET AUDIO DOPPLER | ULTRASOUND TECHNOLOGIES LTD | PD1 | 2023-11-21 | 584.4
SUCTION CONTROLLER | HIGH FLOW SUCTION CONTROLLER - MEDI RAIL 1.5M HOSE | THERAPY EQUIPMENT | 7705/1.5M | 2023-11-20 | 189.6
SUCTION CONTROLLER | HIGH FLOW SUCTION CONTROLLER - MEDI RAIL 1.5M HOSE | THERAPY EQUIPMENT | 7705/1.5M | 2023-11-20 | 189.6
ULTRASOUND PROBE | ULTRASOUND PROBE | MINDRAY | L20-5S | 2023-11-17 | 7608
TYMPANIC THERMOMETER | TYMPANIC THERMOMETER | BRAUN | PRO 6000 | 2023-11-16 | 178.8
TYMPANIC THERMOMETER | TYMPANIC THERMOMETER | BRAUN | PRO 6000 | 2023-11-16 | 178.8
TYMPANIC THERMOMETER | TYMPANIC THERMOMETER | BRAUN | PRO 6000 | 2023-11-16 | 178.8
TYMPANIC THERMOMETER | TYMPANIC THERMOMETER | BRAUN | PRO 6000 | 2023-11-16 | 178.8
TYMPANIC THERMOMETER | TYMPANIC THERMOMETER | BRAUN | PRO 6000 | 2023-11-30 | 178.8
AUDIO DOPPLER | POCKET AUDIO DOPPLER | ULTRASOUND TECHNOLOGIES LTD | PD1 | 2024-01-18 | 584.4
AUDIO DOPPLER | POCKET AUDIO DOPPLER | ULTRASOUND TECHNOLOGIES LTD | PD1 | 2024-01-18 | 584.4
AUDIO DOPPLER | POCKET AUDIO DOPPLER | ULTRASOUND TECHNOLOGIES LTD | PD1 | 2024-01-18 | 584.4
AUDIO DOPPLER | POCKET AUDIO DOPPLER | ULTRASOUND TECHNOLOGIES LTD | PD1 | 2024-01-18 | 584.4
SPHYGMOMANOMETER | SPHYGMOMANOMETER - MANOMETER SINGLE TUBE | WELCH ALLYN | DS-5401-189 | 2024-02-20 | 34.8
TYMPANIC THERMOMETER | TYMPANIC THERMOMETER | BRAUN | PRO 6000 | 2024-02-13 | 178.8
TYMPANIC THERMOMETER | TYMPANIC THERMOMETER | BRAUN | PRO 6000 | 2024-01-15 | 178.8
TYMPANIC THERMOMETER | TYMPANIC THERMOMETER | BRAUN | PRO 6000 | 2024-01-15 | 178.8
AUDIO DOPPLER | AUDIO DOPPLER | EDAN INSTRUMENTS | SONOTRAX BASIC | 2023-11-27 | 180
TYMPANIC THERMOMETER | TYMPANIC THERMOMETER | BRAUN | PRO 6000 | 2023-11-23 | 178.8
ULTRASONIC DISINTEGRATOR | 23KHZ HANDPIECE - CUSA ULTRASOUND DISINTEGRATOR | INTEGRA NEUROSCIENCES LIMITED | STR HANDPIECE 23KHZ | 2023-11-14 | 6000 |  | 2024-06-01
DIETARY FEED PUMP | ENTERAL FEEDING PUMP | NUTRICIA | FLOCARE INFINITY III | 2023-11-13 | 960 |  | 2025-11-10
DIETARY FEED PUMP | ENTERAL FEEDING PUMP | NUTRICIA | FLOCARE INFINITY III | 2023-11-10 | 960 |  | 2025-11-10
DIETARY FEED PUMP | ENTERAL FEEDING PUMP | NUTRICIA | FLOCARE INFINITY III | 2023-11-13 | 960 |  | 2025-11-10
DIETARY FEED PUMP | ENTERAL FEEDING PUMP | NUTRICIA | FLOCARE INFINITY III | 2023-11-13 | 960 |  | 2025-11-10
DIETARY FEED PUMP | ENTERAL FEEDING PUMP | NUTRICIA | FLOCARE INFINITY III | 2023-11-13 | 960 |  | 2025-11-10
DIETARY FEED PUMP | ENTERAL FEEDING PUMP | NUTRICIA | FLOCARE INFINITY III | 2023-11-13 | 960 |  | 2025-11-10
DIETARY FEED PUMP | ENTERAL FEEDING PUMP | NUTRICIA | FLOCARE INFINITY III | 2023-11-13 | 960 |  | 2025-11-10
DIETARY FEED PUMP | ENTERAL FEEDING PUMP | NUTRICIA | FLOCARE INFINITY III | 2023-11-13 | 960 |  | 2025-11-10
DIETARY FEED PUMP | ENTERAL FEEDING PUMP | NUTRICIA | FLOCARE INFINITY | 2023-11-10 | 960
DIETARY FEED PUMP | ENTERAL FEEDING PUMP | NUTRICIA | FLOCARE INFINITY | 2023-11-10 | 960
DIETARY FEED PUMP | ENTERAL FEEDING PUMP | NUTRICIA | FLOCARE INFINITY | 2023-11-10 | 960
TYMPANIC THERMOMETER | TYMPANIC THERMOMETER | BRAUN | PRO 6000 | 2023-11-09 | 158.4
TYMPANIC THERMOMETER | TYMPANIC THERMOMETER | BRAUN | PRO 6000 | 2023-11-09 | 158.4
TYMPANIC THERMOMETER | TYMPANIC THERMOMETER | BRAUN | PRO 6000 | 2023-11-09 | 158.4
TYMPANIC THERMOMETER | TYMPANIC THERMOMETER | BRAUN | PRO 6000 | 2023-11-09 | 158.4
TYMPANIC THERMOMETER | TYMPANIC THERMOMETER | BRAUN | PRO 6000 | 2023-11-09 | 158.4
TYMPANIC THERMOMETER | TYMPANIC THERMOMETER | BRAUN | PRO 6000 | 2023-11-09 | 158.4
TYMPANIC THERMOMETER | TYMPANIC THERMOMETER | BRAUN | PRO 6000 | 2023-11-09 | 158.4
TYMPANIC THERMOMETER | TYMPANIC THERMOMETER | BRAUN | PRO 6000 | 2023-11-09 | 158.4
TYMPANIC THERMOMETER | TYMPANIC THERMOMETER | BRAUN | PRO 6000 | 2023-11-09 | 158.4
TYMPANIC THERMOMETER | TYMPANIC THERMOMETER | BRAUN | PRO 6000 | 2023-11-09 | 158.4
TYMPANIC THERMOMETER | TYMPANIC THERMOMETER | BRAUN | PRO 6000 | 2023-11-09 | 158.4
TYMPANIC THERMOMETER | TYMPANIC THERMOMETER | BRAUN | PRO 6000 | 2023-11-09 | 158.4
TYMPANIC THERMOMETER | TYMPANIC THERMOMETER | BRAUN | PRO 6000 | 2023-11-08 | 178.8
TYMPANIC THERMOMETER | TYMPANIC THERMOMETER | BRAUN | PRO 6000 | 2023-11-08 | 178.8
TYMPANIC THERMOMETER | TYMPANIC THERMOMETER | BRAUN | PRO 6000 | 2023-11-07 | 178.8
SUCTION CONTROLLER | HIGH SUCTION CONTROLLER | THERAPY EQUIPMENT | DIAMOND RANGE HIGH | 2023-11-07 | 156
SUCTION CONTROLLER | LOW SUCTION | THERAPY EQUIPMENT | DIAMOND RANGE LOW | 2023-11-02 | 150.996
SYRINGE DRIVER | SYRINGE DRIVER PCA | ARCOMED | SYRAMED µSP6000 CHROMA | 2023-11-02 | 1674 |  | 2025-09-08
SLEEP MONITOR | SLEEP MONITOR - POLYSOMNOGRAPHY | SOMNOMEDICS GMBH | NGNV100AP | 2023-11-02 | 19800
CAMERA HEAD | C-MAC S IMAGER VIDEO CAMERA | KARL STORZ | 8403XSI | 2023-11-02 | 3796.8
RESPIRATION MONITOR | HOME SLEEP APNEA TEST | ITAMAR MEDICAL UK LIMITED | WATCH-PAT300 | 2023-11-01 | 480
RESPIRATION MONITOR | HOME SLEEP APNEA TEST | ITAMAR MEDICAL UK LIMITED | WATCH-PAT300 | 2023-11-01 | 480
RESPIRATION MONITOR | HOME SLEEP APNEA TEST | ITAMAR MEDICAL UK LIMITED | WATCH-PAT300 | 2023-11-01 | 480
BATTERY THERMOMETER | BATTERY THERMOMETER | WELCH ALLYN | SURETEMP PLUS 692 | 2024-04-10 | 178.2
ENTONOX DEMAND SYSTEM | ENTONOX DEMAND VALVE | BNOS MEDITECH LTD | 900-0031-00 | 2024-04-12 | 213.6 |  | 2029-04-12
REGULATOR | REGULATOR | INOTHERAPEUTICS | INO MAX REGULATOR | 2024-04-10 | 0 |  | 2025-04-10
REGULATOR | REGULATOR | INOTHERAPEUTICS | INO MAX REGULATOR | 2024-04-10 | 0 |  | 2025-04-10
CO2 MODULE | CO2 MODULE + PRESS & TEMP | PHILIPS LTD | 867041 B06 | 2024-04-04 | 3152.94 |  | 2025-04-04
OXIMETER | PULSE OXIMETER | MASIMO UK | RAD-G | 2024-04-03 | 189.408 |  | 2027-04-03
OXIMETER | PULSE OXIMETER | MASIMO UK | RAD-G | 2024-04-03 | 189.408 |  | 2027-04-03
OXIMETER | PULSE OXIMETER | MASIMO UK | RAD-G | 2024-04-03 | 189.408 |  | 2027-04-03
OXIMETER | PULSE OXIMETER | MASIMO UK | RAD-G | 2024-04-03 | 189.408 |  | 2027-04-03
OXIMETER | PULSE OXIMETER | MASIMO UK | RAD-G | 2024-04-03 | 189.408 |  | 2027-04-03
OXIMETER | PULSE OXIMETER | MASIMO UK | RAD-G | 2024-04-03 | 189.408 |  | 2027-04-03
OXIMETER | PULSE OXIMETER | MASIMO UK | RAD-G | 2024-04-03 | 189.408 |  | 2027-04-03
OXIMETER | PULSE OXIMETER | MASIMO UK | RAD-G | 2024-04-03 | 189.408 |  | 2027-04-03
OXIMETER | PULSE OXIMETER | MASIMO UK | RAD-G | 2024-04-03 | 189.408 |  | 2027-04-03
ENTONOX DEMAND SYSTEM | ENTONOX DEMAND VALVE | BNOS MEDITECH LTD | 900-0031-00 | 2024-04-02 | 213.6 |  | 2029-04-02
TYMPANIC THERMOMETER | TYMPANIC THERMOMETER | BRAUN | PRO 6000 | 2024-04-02 | 178.8
TYMPANIC THERMOMETER | TYMPANIC THERMOMETER | BRAUN | PRO 6000 | 2024-03-27 | 178.8
BLOOD PRESSURE MONITOR | DIGITAL BLOOD PRESSURE DEVICE | WELCH ALLYN | CONNEX PROBP 3400 | 2024-03-26 | 701.4 |  | 2025-03-26
BLOOD PRESSURE MONITOR | DIGITAL BLOOD PRESSURE DEVICE | WELCH ALLYN | CONNEX PROBP 3400 | 2024-03-26 | 701.4 |  | 2025-03-26
BLOOD PRESSURE MONITOR | DIGITAL BLOOD PRESSURE DEVICE | WELCH ALLYN | CONNEX PROBP 3400 | 2024-03-26 | 701.4 |  | 2025-03-26
BLOOD PRESSURE MONITOR | DIGITAL BLOOD PRESSURE DEVICE | WELCH ALLYN | CONNEX PROBP 3400 | 2024-03-26 | 701.4 |  | 2025-03-26
BLOOD PRESSURE MONITOR | DIGITAL BLOOD PRESSURE DEVICE | WELCH ALLYN | CONNEX PROBP 3400 | 2024-03-26 | 701.4 |  | 2025-03-26
BLOOD PRESSURE MONITOR | DIGITAL BLOOD PRESSURE DEVICE | WELCH ALLYN | CONNEX PROBP 3400 | 2024-03-26 | 701.4 |  | 2025-03-26
BLOOD PRESSURE MONITOR | DIGITAL BLOOD PRESSURE DEVICE | WELCH ALLYN | CONNEX PROBP 3400 | 2024-03-26 | 701.4 |  | 2025-03-26
BLOOD PRESSURE MONITOR | DIGITAL BLOOD PRESSURE DEVICE | WELCH ALLYN | CONNEX PROBP 3400 | 2024-03-26 | 701.4 |  | 2025-03-26
BLOOD PRESSURE MONITOR | DIGITAL BLOOD PRESSURE DEVICE | WELCH ALLYN | CONNEX PROBP 3400 | 2024-03-26 | 701.4 |  | 2025-03-26
BLOOD PRESSURE MONITOR | DIGITAL BLOOD PRESSURE DEVICE | WELCH ALLYN | CONNEX PROBP 3400 | 2024-03-26 | 701.4 |  | 2025-03-26
BLOOD PRESSURE MONITOR | DIGITAL BLOOD PRESSURE DEVICE | WELCH ALLYN | CONNEX PROBP 3400 | 2024-03-26 | 701.4 |  | 2025-03-26
BLOOD PRESSURE MONITOR | DIGITAL BLOOD PRESSURE DEVICE | WELCH ALLYN | CONNEX PROBP 3400 | 2024-03-26 | 701.4 |  | 2025-03-26
BLOOD PRESSURE MONITOR | DIGITAL BLOOD PRESSURE DEVICE | WELCH ALLYN | CONNEX PROBP 3400 | 2024-03-26 | 701.4 |  | 2025-03-26
BLOOD PRESSURE MONITOR | DIGITAL BLOOD PRESSURE DEVICE | WELCH ALLYN | CONNEX PROBP 3400 | 2024-03-26 | 701.4 |  | 2025-03-26
BLOOD PRESSURE MONITOR | DIGITAL BLOOD PRESSURE DEVICE | WELCH ALLYN | CONNEX PROBP 3400 | 2024-03-26 | 701.4 |  | 2025-03-26
BLOOD PRESSURE MONITOR | DIGITAL BLOOD PRESSURE DEVICE | WELCH ALLYN | CONNEX PROBP 3400 | 2024-03-26 | 701.4 |  | 2025-03-26
BLOOD PRESSURE MONITOR | DIGITAL BLOOD PRESSURE DEVICE | WELCH ALLYN | CONNEX PROBP 3400 | 2024-03-26 | 701.4 |  | 2025-03-26
BLOOD PRESSURE MONITOR | DIGITAL BLOOD PRESSURE DEVICE | WELCH ALLYN | CONNEX PROBP 3400 | 2024-03-26 | 701.4 |  | 2025-03-26
BLOOD PRESSURE MONITOR | DIGITAL BLOOD PRESSURE DEVICE | WELCH ALLYN | CONNEX PROBP 3400 | 2024-03-26 | 701.4 |  | 2025-03-26
BLOOD PRESSURE MONITOR | DIGITAL BLOOD PRESSURE DEVICE | WELCH ALLYN | CONNEX PROBP 3400 | 2024-03-26 | 701.4 |  | 2025-03-26
BLOOD PRESSURE MONITOR | DIGITAL BLOOD PRESSURE DEVICE | WELCH ALLYN | CONNEX PROBP 3400 | 2024-03-26 | 701.4 |  | 2025-03-26
BLOOD PRESSURE MONITOR | DIGITAL BLOOD PRESSURE DEVICE | WELCH ALLYN | CONNEX PROBP 3400 | 2024-03-26 | 701.4 |  | 2025-03-26
BLOOD PRESSURE MONITOR | DIGITAL BLOOD PRESSURE DEVICE | WELCH ALLYN | CONNEX PROBP 3400 | 2024-03-26 | 701.4 |  | 2025-03-26
BLOOD PRESSURE MONITOR | DIGITAL BLOOD PRESSURE DEVICE | WELCH ALLYN | CONNEX PROBP 3400 | 2024-03-26 | 701.4 |  | 2025-03-26
BLOOD PRESSURE MONITOR | DIGITAL BLOOD PRESSURE DEVICE | WELCH ALLYN | CONNEX PROBP 3400 | 2024-03-26 | 701.4 |  | 2025-03-26
BLOOD PRESSURE MONITOR | DIGITAL BLOOD PRESSURE DEVICE | WELCH ALLYN | CONNEX PROBP 3400 | 2024-03-26 | 701.4 |  | 2025-03-26
ENTONOX DEMAND SYSTEM | ENTONOX DEMAND VALVE | BNOS MEDITECH LTD | 900-0031-00 | 2024-03-20 | 213.6 |  | 2029-03-20
HEADLIGHT SYSTEM | HEADLIGHT SYSTEM | OPTICLAR | VISIONMAX | 2024-03-04 | 2580
ENTONOX DEMAND SYSTEM | ENTONOX DEMAND VALVE | BNOS MEDITECH LTD | 900-0031-00 | 2024-02-29 | 213.6 |  | 2029-02-28
TYMPANIC THERMOMETER | TYMPANIC THERMOMETER | BRAUN | PRO 6000 | 2024-02-22 | 178.8
ENTONOX DEMAND SYSTEM | ENTONOX DEMAND VALVE | BNOS MEDITECH LTD | 900-0031-00 | 2024-02-19 | 213.6 |  | 2029-02-19
ENTONOX DEMAND SYSTEM | ENTONOX DEMAND VALVE | BNOS MEDITECH LTD | 900-0031-00 | 2024-02-19 | 213.6 |  | 2029-02-19
AUDIO DOPPLER | AUDIO DOPPLER | HUNTLEIGH | D920 | 2024-02-08 | 373.968
LIGHT SOURCE | BATTERY POWERED LED LIGHT SOURCE | KARL STORZ | 11301D4 | 2024-01-25 | 528
LIGHT SOURCE | BATTERY POWERED LED LIGHT SOURCE | KARL STORZ | 11301D4 | 2024-01-25 | 528
TRANSDUCER | TOCO+ TRANSDUCER | PHILIPS LTD | M2735A | 2024-01-19 | 1440.3
HUMALACTOR | HUMALACTOR | ARDO | CALYPSO PRO | 2024-01-15 | 142.8
TYMPANIC THERMOMETER | TYMPANIC THERMOMETER | BRAUN | PRO 6000 | 2024-01-12 | 178.8
ENTONOX DEMAND SYSTEM | ENTONOX DEMAND VALVE | BNOS MEDITECH LTD | 900-0031-00 | 2024-01-11 | 213.6 |  | 2029-01-11
SPHYGMOMANOMETER | SPHYGMOMANOMETER - HANDHELD | WELCH ALLYN | DS-5401-300 | 2024-01-02 | 34.8 |  | 2025-01-02
SPEECH AID | ELECTRONIC LARYNX | ROMET | R120 | 2023-12-22 | 369.6
SPEECH AID | ELECTRONIC LARYNX | ROMET | R120 | 2023-12-22 | 369.6
SPEECH AID | ELECTRONIC LARYNX | ROMET | R120 | 2023-12-22 | 369.6
SPEECH AID | ELECTRONIC LARYNX | ROMET | R120 | 2023-12-22 | 369.6
PATIENT TEMPERATURE MANAGEMENT SYSTEM | CUDDLECOT COOLING SYSTEM | FLEXMORT | CUDDLECOT | 2023-12-19 | 0 |  | 2024-12-19
AURISCOPE/OTOSCOPE | PRACTICE OTOSCOPE SET | OPTICLAR | OPTICLAR S1 | 2023-12-18 | 559.2
SUCTION UNIT | TWIN MOBILE SUCTION UNIT | THERAPY EQUIPMENT | 7763 | 2023-12-13 | 651.6
AURISCOPE/OTOSCOPE | PRACTICE OTOSCOPE SET | OPTICLAR | OPTICLAR S1 | 2023-12-05 | 738
ENTONOX DEMAND SYSTEM | ENTONOX DEMAND VALVE | BNOS MEDITECH LTD | 900-0031-00 | 2023-11-24 | 213.6 |  | 2028-11-24
ENTONOX DEMAND SYSTEM | ENTONOX DEMAND VALVE | BNOS MEDITECH LTD | 900-0031-00 | 2023-11-22 | 213.6 |  | 2028-11-22
ENTONOX DEMAND SYSTEM | ENTONOX DEMAND VALVE | BNOS MEDITECH LTD | 900-0031-00 | 2023-11-22 | 213.6 |  | 2028-11-22
ENTONOX DEMAND SYSTEM | ENTONOX DEMAND VALVE | BNOS MEDITECH LTD | 900-0031-00 | 2023-11-22 | 213.6 |  | 2028-11-22
TRANSDUCER | US TRANSDUCER | PHILIPS LTD | 867246 | 2023-11-21 | 984
TRANSDUCER | US TRANSDUCER | PHILIPS LTD | 867246 | 2023-11-21 | 984
TRANSDUCER | US TRANSDUCER | PHILIPS LTD | 867246 | 2023-11-21 | 984
TRANSDUCER | US TRANSDUCER | PHILIPS LTD | 867246 | 2023-11-21 | 984
TRANSDUCER | TOCO+ MP | PHILIPS LTD | 867245 | 2023-11-22 | 838.8
SPEECH AID | SPEECH AID ELECTROLARYNX | ATOS MEDICAL UK | TRUTONE EMOTE | 2023-11-10 | 732.6
SPEECH AID | SPEECH AID ELECTROLARYNX | ATOS MEDICAL UK | TRUTONE EMOTE | 2023-11-10 | 732.6
CARDIOGRAPH | INTERPRETIVE 12 LEAD ECG CARDIOGRAPH | SECA | CT8000i-2 | 2023-10-31 | 1534.8 |  | 2025-07-15
RESPIRATION MONITOR | HOME SLEEP APNEA TEST | ITAMAR MEDICAL UK LIMITED | WATCH-PAT300 | 2023-11-01 | 480
RESPIRATION MONITOR | HOME SLEEP APNEA TEST | ITAMAR MEDICAL UK LIMITED | WATCH-PAT300 | 2023-11-01 | 480
RESPIRATION MONITOR | HOME SLEEP APNEA TEST | ITAMAR MEDICAL UK LIMITED | WATCH-PAT300 | 2023-11-01 | 480
RESPIRATION MONITOR | HOME SLEEP APNEA TEST | ITAMAR MEDICAL UK LIMITED | WATCH-PAT300 | 2023-11-01 | 480
RESPIRATION MONITOR | HOME SLEEP APNEA TEST | ITAMAR MEDICAL UK LIMITED | WATCH-PAT300 | 2023-11-01 | 480
RESPIRATION MONITOR | HOME SLEEP APNEA TEST | ITAMAR MEDICAL UK LIMITED | WATCH-PAT300 | 2023-11-01 | 480
RESPIRATION MONITOR | HOME SLEEP APNEA TEST | ITAMAR MEDICAL UK LIMITED | WATCH-PAT300 | 2023-11-01 | 480
RESPIRATION MONITOR | HOME SLEEP APNEA TEST | ITAMAR MEDICAL UK LIMITED | WATCH-PAT300 | 2023-11-01 | 480
RESPIRATION MONITOR | HOME SLEEP APNEA TEST | ITAMAR MEDICAL UK LIMITED | WATCH-PAT300 | 2023-11-01 | 480
RESPIRATION MONITOR | HOME SLEEP APNEA TEST | ITAMAR MEDICAL UK LIMITED | WATCH-PAT300 | 2023-11-01 | 480
RESPIRATION MONITOR | HOME SLEEP APNEA TEST | ITAMAR MEDICAL UK LIMITED | WATCH-PAT300 | 2023-11-01 | 480
RESPIRATION MONITOR | HOME SLEEP APNEA TEST | ITAMAR MEDICAL UK LIMITED | WATCH-PAT300 | 2023-11-01 | 480
RESPIRATION MONITOR | HOME SLEEP APNEA TEST | ITAMAR MEDICAL UK LIMITED | WATCH-PAT300 | 2023-11-01 | 480
RESPIRATION MONITOR | HOME SLEEP APNEA TEST | ITAMAR MEDICAL UK LIMITED | WATCH-PAT300 | 2023-11-01 | 480
RESPIRATION MONITOR | HOME SLEEP APNEA TEST | ITAMAR MEDICAL UK LIMITED | WATCH-PAT300 | 2023-11-01 | 480
RESPIRATION MONITOR | HOME SLEEP APNEA TEST | ITAMAR MEDICAL UK LIMITED | WATCH-PAT300 | 2023-11-01 | 480
RESPIRATION MONITOR | HOME SLEEP APNEA TEST | ITAMAR MEDICAL UK LIMITED | WATCH-PAT300 | 2023-11-01 | 480
RESPIRATION MONITOR | HOME SLEEP APNEA TEST | ITAMAR MEDICAL UK LIMITED | WATCH-PAT300 | 2023-11-01 | 480
RESPIRATION MONITOR | HOME SLEEP APNEA TEST | ITAMAR MEDICAL UK LIMITED | WATCH-PAT300 | 2023-11-01 | 480
RESPIRATION MONITOR | HOME SLEEP APNEA TEST | ITAMAR MEDICAL UK LIMITED | WATCH-PAT300 | 2023-11-01 | 480
RESPIRATION MONITOR | HOME SLEEP APNEA TEST | ITAMAR MEDICAL UK LIMITED | WATCH-PAT300 | 2023-11-01 | 480
RESPIRATION MONITOR | HOME SLEEP APNEA TEST | ITAMAR MEDICAL UK LIMITED | WATCH-PAT300 | 2023-11-01 | 480
RESPIRATION MONITOR | HOME SLEEP APNEA TEST | ITAMAR MEDICAL UK LIMITED | WATCH-PAT300 | 2023-11-01 | 480
RESPIRATION MONITOR | HOME SLEEP APNEA TEST | ITAMAR MEDICAL UK LIMITED | WATCH-PAT300 | 2023-11-01 | 480
RESPIRATION MONITOR | HOME SLEEP APNEA TEST | ITAMAR MEDICAL UK LIMITED | WATCH-PAT300 | 2023-11-01 | 480
RESPIRATION MONITOR | HOME SLEEP APNEA TEST | ITAMAR MEDICAL UK LIMITED | WATCH-PAT300 | 2023-11-01 | 480
RESPIRATION MONITOR | HOME SLEEP APNEA TEST | ITAMAR MEDICAL UK LIMITED | WATCH-PAT300 | 2023-11-01 | 480
PACEMAKER | EXTERNAL PACEMAKER | OSYPKA | PACE 203H | 2023-10-27 | 3300 | 2024-08-09 | 2026-08-09
PACEMAKER | EXTERNAL PACEMAKER | OSYPKA | PACE 203H | 2023-10-27 | 3300 |  | 2025-10-27
PACEMAKER | EXTERNAL PACEMAKER | OSYPKA | PACE 203H | 2023-10-27 | 3300 |  | 2025-10-27
PACEMAKER | EXTERNAL PACEMAKER | OSYPKA | PACE 203H | 2023-10-27 | 3300 | 2024-09-12 | 2026-09-12
PACEMAKER | EXTERNAL PACEMAKER | OSYPKA | PACE 203H | 2023-10-27 | 3300 |  | 2025-10-27
PACEMAKER | EXTERNAL PACEMAKER | OSYPKA | PACE 203H | 2023-10-27 | 3300 |  | 2025-10-27
PACEMAKER | EXTERNAL PACEMAKER | OSYPKA | PACE 203H | 2023-10-27 | 3300 |  | 2025-10-27
PACEMAKER | EXTERNAL PACEMAKER | OSYPKA | PACE 203H | 2023-10-27 | 3300 |  | 2025-10-27
PACEMAKER | EXTERNAL PACEMAKER | OSYPKA | PACE 203H | 2023-10-27 | 3300 |  | 2025-10-27
PACEMAKER | EXTERNAL PACEMAKER | OSYPKA | PACE 203H | 2023-10-27 | 3300 |  | 2025-10-27
PACEMAKER | EXTERNAL PACEMAKER | OSYPKA | PACE 203H | 2023-10-27 | 3300 |  | 2025-10-27
PACEMAKER | EXTERNAL PACEMAKER | OSYPKA | PACE 203H | 2023-10-27 | 3300 |  | 2025-10-27
PACEMAKER | EXTERNAL PACEMAKER | OSYPKA | PACE 203H | 2023-10-27 | 3300 |  | 2025-10-27
PACEMAKER | EXTERNAL PACEMAKER | OSYPKA | PACE 203H | 2023-10-27 | 3300 |  | 2025-10-27
PACEMAKER | EXTERNAL PACEMAKER | OSYPKA | PACE 203H | 2023-10-27 | 3300 |  | 2025-10-27
TYMPANIC THERMOMETER | TYMPANIC THERMOMETER CONNEX MONITOR | WELCH ALLYN | PRO 6000 CONNEX | 2023-10-26 | 297.6
TYMPANIC THERMOMETER | TYMPANIC THERMOMETER | BRAUN | PRO 6000 | 2023-10-26 | 178.8
LARYNGOSCOPE | C-MAC LARYNGOSCOPE D-BLADE | KARL STORZ | 8404HXP | 2023-10-27 | 4740
LARYNGOSCOPE | C-MAC LARYNGOSCOPE MIL #1 | KARL STORZ | 8404GXC | 2023-10-27 | 4740
CAMERA HEAD | C-MAC S IMAGER VIDEO CAMERA | KARL STORZ | 8403XSI | 2023-10-25 | 3796.8
ENDOSCOPY VIDEO SYSTEM | DIGITAL VIDEO LARYNGOSCOPE | KARL STORZ | 8404ZX | 2023-10-25 | 12000 |  | 2024-10-25
WHEELCHAIR | MANUAL WHEELCHAIR | INVACARE LTD | REA | 2024-09-30 | 0
OXYGEN MANIFOLD | MANIFOLD - OXYGEN | MILLENIUM | CALISTRA O2 | 2024-06-20 | 2646.348
WHEELCHAIR | WHEELCHAIR | DRIVEMEDICAL | S1 TRANSIT CS1142T | 2024-07-01 | 144
DUPLEX ACTIVE SCAVENGING SYS | DUPLEX ACTIVE SCAVENGING SYSTEM | MILLENNIUM MEDICAL | GSD 520/3/24 | 2024-06-03 | 3346.476
DUPLEX ACTIVE SCAVENGING SYS | DUPLEX ACTIVE SCAVENGING SYSTEM | MILLENNIUM MEDICAL | GSD 520/3/24 | 2024-06-03 | 3346.476 | 2024-07-17 | 2024-10-20
DUPLEX ACTIVE SCAVENGING SYS | DUPLEX ACTIVE SCAVENGING SYSTEM | MILLENNIUM MEDICAL | GSD 520/3/24 | 2024-06-03 | 3346.476
DUPLEX ACTIVE SCAVENGING SYS | DUPLEX ACTIVE SCAVENGING SYSTEM | MILLENNIUM MEDICAL | GSD 520/3/24 | 2024-06-03 | 3346.476
SAFETY TESTERS | MULTIFUNCTION TESTER | KEWTECH | KT65DL | 2024-05-14 | 1551.6 |  | 2025-05-09
SOUND LEVEL METER | SOUND LEVEL METER | MERCURY | TSL01 | 2024-06-13 | 72 | 2024-06-13 | 2025-06-12
HEARING AID ANALYSER | REM HEADSET | GN OTOMETRIC | AURICAL FREEFIT - REM HEADSET | 2024-05-02 | 1486.5 | 2024-05-02 | 2024-10-12
HEARING AID ANALYSER | REM HEADSET | GN OTOMETRIC | AURICAL FREEFIT - REM HEADSET | 2024-05-01 | 1486.5 | 2024-05-02 | 2024-10-12
HEARING AID ANALYSER | REM HEADSET | GN OTOMETRIC | AURICAL FREEFIT - REM HEADSET | 2024-05-01 | 1486.5 | 2024-05-02 | 2024-10-12
HEARING AID ANALYSER | REM HEADSET | GN OTOMETRIC | AURICAL FREEFIT - REM HEADSET | 2024-04-30 | 1486.5 | 2024-05-01 | 2024-10-12
HEARING AID ANALYSER | REM HEADSET | GN OTOMETRIC | AURICAL FREEFIT - REM HEADSET | 2024-04-30 | 1486.5 | 2024-05-02 | 2024-10-12
HEARING AID ANALYSER | REM HEADSET | GN OTOMETRIC | AURICAL FREEFIT - REM HEADSET | 2024-04-30 | 1486.5 | 2024-04-30 | 2024-10-12
HEARING AID ANALYSER | REM HEADSET | GN OTOMETRIC | AURICAL FREEFIT - REM HEADSET | 2024-04-29 | 1486.5 | 2024-04-30 | 2024-10-12
HEARING AID ANALYSER | REM HEADSET | GN OTOMETRIC | AURICAL FREEFIT - REM HEADSET | 2024-04-26 | 1486.5 | 2024-04-29 | 2024-10-12
HEARING AID ANALYSER | REM HEADSET | GN OTOMETRIC | AURICAL FREEFIT - REM HEADSET | 2024-04-26 | 1486.5 | 2024-04-29 | 2024-10-12
HEARING AID ANALYSER | REM HEADSET | GN OTOMETRIC | AURICAL FREEFIT - REM HEADSET | 2024-04-25 | 1486.5 | 2024-04-29 | 2024-10-12
HEARING AID ANALYSER | REM HEADSET | GN OTOMETRIC | AURICAL FREEFIT - REM HEADSET | 2024-04-25 | 1486.5 | 2024-04-29 | 2024-10-12
HEARING AID ANALYSER | REM HEADSET | GN OTOMETRIC | AURICAL FREEFIT - REM HEADSET | 2024-04-25 | 1486.5 | 2024-04-25 | 2024-10-12
HEARING AID ANALYSER | REM HEADSET | GN OTOMETRIC | AURICAL FREEFIT - REM HEADSET | 2024-04-25 | 1486.5 | 2024-05-24 | 2024-10-12
HEARING AID ANALYSER | REM HEADSET | GN OTOMETRIC | AURICAL FREEFIT - REM HEADSET | 2024-04-24 | 1486.5 | 2024-04-24 | 2024-10-12
HEARING AID ANALYSER | REM HEADSET | GN OTOMETRIC | AURICAL FREEFIT - REM HEADSET | 2024-04-24 | 1486.5 | 2024-04-24 | 2024-10-12
HEARING AID ANALYSER | REM HEADSET | GN OTOMETRIC | AURICAL FREEFIT - REM HEADSET | 2024-04-24 | 1486.5 | 2024-04-24 | 2024-10-12
HEARING AID ANALYSER | REM HEADSET | GN OTOMETRIC | AURICAL FREEFIT - REM HEADSET | 2024-04-24 | 1486.5 | 2024-04-24 | 2024-10-12
HEARING AID ANALYSER | REM HEADSET | GN OTOMETRIC | AURICAL FREEFIT - REM HEADSET | 2024-04-18 | 1486.5 | 2024-04-18 | 2024-10-12
HEARING AID ANALYSER | REM HEADSET | GN OTOMETRIC | AURICAL FREEFIT - REM HEADSET | 2024-04-18 | 1486.5 | 2024-04-18 | 2024-10-12
HEARING AID ANALYSER | REM HEADSET | GN OTOMETRIC | AURICAL FREEFIT - REM HEADSET | 2024-04-18 | 1486.5 | 2024-04-18 | 2024-10-12
HEARING AID ANALYSER | REM HEADSET | GN OTOMETRIC | AURICAL FREEFIT - REM HEADSET | 2024-04-18 | 1486.5 | 2024-04-18 | 2024-10-12
HEARING AID ANALYSER | REM HEADSET | GN OTOMETRIC | AURICAL FREEFIT - REM HEADSET | 2024-04-18 | 1486.5 | 2024-04-18 | 2024-10-12
AUDIOMETER | AUDIOMETER BASE UNIT | GN OTOMETRIC | AURICAL FREEFIT - BASE UNIT | 2024-05-02 | 7036.008 | 2024-05-02 | 2024-10-12
AUDIOMETER | AUDIOMETER BASE UNIT | GN OTOMETRIC | AURICAL FREEFIT - BASE UNIT | 2024-05-01 | 7036.008 | 2024-05-02 | 2024-10-12
AUDIOMETER | AUDIOMETER BASE UNIT | GN OTOMETRIC | AURICAL FREEFIT - BASE UNIT | 2024-05-01 | 7036.008 | 2024-05-02 | 2024-10-12
AUDIOMETER | AUDIOMETER BASE UNIT | GN OTOMETRIC | AURICAL FREEFIT - BASE UNIT | 2024-04-30 | 7036.008 | 2024-05-02 | 2024-10-12
AUDIOMETER | AUDIOMETER BASE UNIT | GN OTOMETRIC | AURICAL FREEFIT - BASE UNIT | 2024-04-30 | 7036.008 | 2024-05-02 | 2024-10-12
AUDIOMETER | AUDIOMETER BASE UNIT | GN OTOMETRIC | AURICAL FREEFIT - BASE UNIT | 2024-04-30 | 7036.008 | 2024-04-30 | 2024-10-12
AUDIOMETER | AUDIOMETER BASE UNIT | GN OTOMETRIC | AURICAL FREEFIT - BASE UNIT | 2024-04-29 | 7036.008 | 2024-04-30 | 2024-10-12
AUDIOMETER | AUDIOMETER BASE UNIT | GN OTOMETRIC | AURICAL FREEFIT - BASE UNIT | 2024-04-26 | 7036.008 | 2024-04-29 | 2024-10-12
AUDIOMETER | AUDIOMETER BASE UNIT | GN OTOMETRIC | AURICAL FREEFIT - BASE UNIT | 2024-04-26 | 7036.008 | 2024-04-29 | 2024-10-12
AUDIOMETER | AUDIOMETER BASE UNIT | GN OTOMETRIC | AURICAL FREEFIT - BASE UNIT | 2024-04-25 | 7036.008 | 2024-04-29 | 2024-10-12
AUDIOMETER | AUDIOMETER BASE UNIT | GN OTOMETRIC | AURICAL FREEFIT - BASE UNIT | 2024-04-25 | 7036.008 | 2024-04-26 | 2024-10-12
AUDIOMETER | AUDIOMETER BASE UNIT | GN OTOMETRIC | AURICAL FREEFIT - BASE UNIT | 2024-04-25 | 7036.008 | 2024-04-25 | 2025-04-01
AUDIOMETER | AUDIOMETER BASE UNIT | GN OTOMETRIC | AURICAL FREEFIT - BASE UNIT | 2024-04-25 | 7036.008 | 2024-04-25 | 2024-10-12
AUDIOMETER | AUDIOMETER BASE UNIT | GN OTOMETRIC | AURICAL FREEFIT - BASE UNIT | 2024-04-24 | 7036.008 | 2024-04-24 | 2024-10-12
AUDIOMETER | AUDIOMETER BASE UNIT | GN OTOMETRIC | AURICAL FREEFIT - BASE UNIT | 2024-04-24 | 7036.008 | 2024-04-24 | 2024-10-12
AUDIOMETER | AUDIOMETER BASE UNIT | GN OTOMETRIC | AURICAL FREEFIT - BASE UNIT | 2024-04-23 | 7036.008 | 2024-04-24 | 2024-10-12
AUDIOMETER | AUDIOMETER BASE UNIT | GN OTOMETRIC | AURICAL FREEFIT - BASE UNIT | 2024-04-25 | 7036.008 | 2024-04-25 | 2025-04-01
AUDIOMETER | AUDIOMETER BASE UNIT | GN OTOMETRIC | AURICAL FREEFIT - BASE UNIT | 2024-04-17 | 7036.008 | 2024-04-25 | 2025-04-01
AUDIOMETER | AUDIOMETER BASE UNIT | GN OTOMETRIC | AURICAL FREEFIT - BASE UNIT | 2024-04-16 | 7036.008 | 2024-04-17 | 2025-04-01
AUDIOMETER | AUDIOMETER BASE UNIT | GN OTOMETRIC | AURICAL FREEFIT - BASE UNIT | 2024-04-15 | 7036.008 | 2024-04-17 | 2025-04-01
AUDIOMETER | AUDIOMETER BASE UNIT | GN OTOMETRIC | AURICAL FREEFIT - BASE UNIT | 2024-04-05 | 7036.008 | 2024-04-17 | 2025-04-01
AUDIOMETER | AUDIOMETER BASE UNIT | GN OTOMETRIC | AURICAL FREEFIT - BASE UNIT | 2024-04-04 | 7036.008 | 2024-04-15 | 2025-04-01
CR READER | CR READER | AGFA-GEVAERT | CR 15-X | 2024-04-11 | 16207.2 |  | 2025-04-11
LEAD SCREEN | PORTABLE SHIELD | KENEX (ELECTRO MEDICAL) LIMITED | 310/B-3 | 2024-05-15 | 0 |  | 2025-05-15
CR READER | DENTAL CR READER | DURR DENTAL | VISTASCAN MINI PLUS | 2024-07-11 | 12000
ULTRASOUND PROBE | ULTRASOUND PROBE | GE LIMITED | 6TC-RS | 2024-07-10 | 17516.196
ULTRASOUND PROBE | TEE PROBE | GE LIMITED | 10T-D | 2024-07-01 | 21600
CR READER | DENTAL X-RAY IMAGE PLATE SCANNER | DURR DENTAL | VISTASCAN MINI VIEW | 2024-04-05 | 9390
X-RAY FLAT PANEL DETECTOR | WIFI X-RAY FLAT PANEL DETECTOR | FUJIFILM | FDR D-EVO III | 2024-04-04 | 48000
DR WORKSTATION | LAPTOP DR RETROFIT | FUJIFILM | GOFLEX | 2024-04-04 | 54000
ULTRASOUND PROBE | ULTRASOUND PROBE | GE LIMITED | RIC5-9-D | 2024-04-04 | 6000
ULTRASOUND PROBE | ULTRASOUND PROBE | GE LIMITED | C1-6-D | 2024-04-04 | 7200
ULTRASOUND PROBE | ULTRASOUND PROBE | GE LIMITED | C2-9-D | 2024-04-04 | 7200
ULTRASOUND SCANNER | ULTRASOUND SCANNER | GE LIMITED | VOLUSON E8 | 2024-04-04 | 107999.988 |  | 2025-04-04
SAFETY TESTERS | ELECTRICAL SAFETY ANALYSER | FLUKE | ESA620 | 2024-03-08 | 5677.2 |  | 2025-02-16
DIGITAL HAND HELD | DIGITAL HAND HELD MULTIMETER | FLUKE | 115 | 2024-01-08 | 238.8 | 2024-01-19 | 2025-01-09
SCALES | SCALES - FLUID (not medical grade - do not use) | SALTER | 1180 WHDR | 2024-01-18 | 30 | 2023-12-13 | 2024-11-15
SCALES | SCALES - CHAIR | SECA | 959 | 2024-01-18 | 912 | 2023-12-11 | 2024-11-15
SCALES | SCALES - FLUID | TERAOKA | DS-502 | 2024-01-18 | 204 | 2023-12-08 | 2024-11-15
SCALES | SCALES - STAND ON | SECA | 875 | 2024-01-18 | 216 | 2023-12-06 | 2024-11-15
SCALES | SCALES - SWAB AND BENCH | MARSDEN | B-400 | 2024-01-18 | 258 | 2023-12-05 | 2024-11-15
SCALES | SCALES - CHAIR | SECA | 955 | 2024-01-18 | 899.988 | 2023-12-04 | 2024-11-15
SCALES | SCALES - STAND ON | SECA | 875 | 2024-01-18 | 216 | 2023-12-30 | 2024-11-15
SCALES | SCALES - STAND ON | SECA | 875 | 2023-12-19 | 216 | 2023-11-14 | 2024-11-15
SCALES | SCALES - BABY | MARSDEN | M-300 | 2023-12-19 | 263.94 | 2023-11-17 | 2024-11-15
SCALES | SCALES - STAND ON | MARSDEN | M-420 | 2023-12-19 | 300 |  | 2024-11-15
SCALES | SCALES - CHAIR | SECA | 959 | 2023-12-19 | 912 | 2023-11-14 | 2024-11-15
VITAL SIGNS MONITOR | VITAL SIGNS MONITOR: NBP, SPO2 | MINDRAY | VS9 | 2024-01-03 | 1602.18 |  | 2027-01-01
VITAL SIGNS MONITOR | VITAL SIGNS MONITOR: NBP, SPO2 | MINDRAY | VS9 | 2024-01-03 | 1602.18 |  | 2027-01-01
TYMPANIC THERMOMETER | TYMPANIC THERMOMETER | COVIDIEN UK | GENIUS 3B | 2024-01-03 | 0 |  | 2025-01-03
COUCH | COUCH - OPERATING | ANETIC AID | QA4M | 2024-01-03 | 10602 |  | 2025-01-03
COUCH | COUCH - OPERATING | ANETIC AID | QA4M | 2024-01-03 | 10602 |  | 2025-01-22
COUCH | COUCH - OPERATING | ANETIC AID | QA4M | 2024-01-03 | 10602 |  | 2025-01-22
COUCH | COUCH - OPERATING | ANETIC AID | QA4M | 2024-01-03 | 10602 |  | 2025-01-22
COUCH | COUCH - OPERATING | ANETIC AID | QA4M | 2024-01-03 | 10602 |  | 2025-01-22
COUCH | COUCH - OPERATING | ANETIC AID | QA4M | 2024-01-03 | 10602 |  | 2025-01-22
COUCH | COUCH - OPERATING | ANETIC AID | QA4M | 2024-01-03 | 10602 |  | 2025-01-03
COUCH | COUCH - OPERATING | ANETIC AID | QA4M | 2024-01-03 | 10602 |  | 2025-01-03
COUCH | COUCH - OPERATING | ANETIC AID | QA4M | 2024-01-03 | 10602 |  | 2025-01-22
COUCH | COUCH - OPERATING | ANETIC AID | QA4M | 2024-01-03 | 10602 |  | 2025-01-22
FIBRESCOPE | RHINO-LARYNGO FIBRESCOPE | OLYMPUS | ENF-GP | 2024-01-02 | 11368.8 |  | 2025-01-22
FIBRESCOPE | RHINO-LARYNGO FIBRESCOPE | OLYMPUS | ENF-GP | 2024-01-02 | 11368.8 |  | 2025-01-22
CAMERA HEAD | HD 3CMOS AUTOCLAVABLE CAMERA HEAD | OLYMPUS | CH-S200-XZ-EA | 2023-12-21 | 15766.8
FLAT SCREEN DISPLAY | FLAT SCREEN 4K UHD LCD DISPLAY | OLYMPUS | OEV321UH | 2023-12-21 | 7976.4
CAMERA CONTROL UNIT | VISERA ELITE II | OLYMPUS | OTV-S700 | 2023-12-22 | 28053.6 |  | 2024-12-22
LIGHT SOURCE | LIGHT SOURCE | OLYMPUS | CLL-S700 | 2023-12-22 | 12801.6 |  | 2024-12-22
TROLLEY-IMAGER | ENDOSCOPE TROLLEY SYSTEM | OLYMPUS | WM-NP3 | 2023-12-21 | 1800
TYMPANIC THERMOMETER | TYMPANIC THERMOMETER | COVIDIEN UK | GENIUS 3B | 2023-12-20 | 0 |  | 2024-12-20
SUCTION CONTROLLER | HIGH SUCTION CONTROLLER | THERAPY EQUIPMENT | DIAMOND RANGE HIGH | 2023-12-20 | 156
TYMPANIC THERMOMETER | TYMPANIC THERMOMETER | COVIDIEN UK | GENIUS 3B | 2023-12-18 | 0 |  | 2024-12-18
TYMPANIC THERMOMETER | TYMPANIC THERMOMETER | COVIDIEN UK | GENIUS 3B | 2023-12-18 | 0 |  | 2024-12-18
OPERATING TABLE | OPERATING TABLE | STERIS | CMAX-3 | 2023-12-15 | 25726.8 |  | 2024-05-15
INFLATION/PUMP UNIT | COMPRESSION SYSTEM | COVIDIEN UK | SCD 700 | 2023-12-15 | 1402.884
SCALES | SCALES - CHAIR | SECA | 959 | 2023-12-15 | 917.988 |  | 2024-11-15
TORQUE SCREWDRIVER | RS PRO PRE-SETTABLE HEX TORQUE SCREWDRIVER, 1 - 6NM, 1/4 IN DRIVE, ±6 % ACCURACY | RS COMPONENTS | 547-379 | 2023-12-14 | 322.284 |  | 2024-12-12
ELECTRIC BED | SMART ACUTE CARE ELECTRIC BED | LINET UK | ELEGANZA 2 | 2023-12-13 | 1609.2 |  | 2024-12-13
ELECTRIC BED | SMART ACUTE CARE ELECTRIC BED | LINET UK | ELEGANZA 2 | 2023-12-13 | 1609.2 |  | 2024-12-13
ELECTRIC BED | SMART ACUTE CARE ELECTRIC BED | LINET UK | ELEGANZA 2 | 2023-12-13 | 1609.2 |  | 2024-12-13
ELECTRIC BED | SMART ACUTE CARE ELECTRIC BED | LINET UK | ELEGANZA 2 | 2023-12-13 | 1609.2 |  | 2024-12-13
ELECTRIC BED | SMART ACUTE CARE ELECTRIC BED | LINET UK | ELEGANZA 2 | 2023-12-13 | 1609.2 |  | 2024-12-13
ELECTRIC BED | SMART ACUTE CARE ELECTRIC BED | LINET UK | ELEGANZA 2 | 2023-12-13 | 1609.2 |  | 2024-12-13
ELECTRIC BED | SMART ACUTE CARE ELECTRIC BED | LINET UK | ELEGANZA 2 | 2023-12-13 | 1609.2 |  | 2024-12-13
ELECTRIC BED | SMART ACUTE CARE ELECTRIC BED | LINET UK | ELEGANZA 2 | 2023-12-13 | 1609.2 |  | 2024-12-13
ELECTRIC BED | SMART ACUTE CARE ELECTRIC BED | LINET UK | ELEGANZA 2 | 2023-12-13 | 1609.2 |  | 2024-12-13
ELECTRIC BED | SMART ACUTE CARE ELECTRIC BED | LINET UK | ELEGANZA 2 | 2023-12-13 | 1609.2 |  | 2024-12-13
DIGITAL HAND HELD | DIGITAL HAND HELD MULTIMETER | FLUKE | 115 | 2023-12-12 | 238.8 | 2024-01-03 | 2025-12-07
ELECTRIC BED | SMART ACUTE CARE ELECTRIC BED | LINET UK | ELEGANZA 2 | 2023-12-15 | 1609.2 |  | 2024-12-13
ELECTRIC BED | SMART ACUTE CARE ELECTRIC BED | LINET UK | ELEGANZA 2 | 2023-12-15 | 1609.2 |  | 2024-12-13
ELECTRIC BED | SMART ACUTE CARE ELECTRIC BED | LINET UK | ELEGANZA 2 | 2023-12-15 | 1609.2 |  | 2024-12-13
ELECTRIC BED | SMART ACUTE CARE ELECTRIC BED | LINET UK | ELEGANZA 2 | 2023-12-15 | 1609.2 |  | 2024-12-13
ELECTRIC BED | SMART ACUTE CARE ELECTRIC BED | LINET UK | ELEGANZA 2 | 2023-12-15 | 1609.2 |  | 2024-12-13
ELECTRIC BED | SMART ACUTE CARE ELECTRIC BED | LINET UK | ELEGANZA 2 | 2023-12-15 | 1609.2 |  | 2024-12-13
ELECTRIC BED | SMART ACUTE CARE ELECTRIC BED | LINET UK | ELEGANZA 2 | 2023-12-15 | 1609.2 |  | 2024-12-13
ELECTRIC BED | SMART ACUTE CARE ELECTRIC BED | LINET UK | ELEGANZA 2 | 2023-12-15 | 1609.2 |  | 2024-12-13
ELECTRIC BED | SMART ACUTE CARE ELECTRIC BED | LINET UK | ELEGANZA 2 | 2023-12-15 | 1609.2 |  | 2024-12-13
ELECTRIC BED | SMART ACUTE CARE ELECTRIC BED | LINET UK | ELEGANZA 2 | 2023-12-15 | 1609.2 |  | 2024-12-13
TYMPANIC THERMOMETER | TYMPANIC THERMOMETER | COVIDIEN UK | GENIUS 3B | 2023-12-07 | 0 |  | 2024-12-07
TYMPANIC THERMOMETER | TYMPANIC THERMOMETER | COVIDIEN UK | GENIUS 3B | 2023-12-04 | 0 |  | 2024-12-04
SUCTION CONTROLLER | HIGH SUCTION CONTROLLER | THERAPY EQUIPMENT | DIAMOND RANGE HIGH | 2023-12-01 | 156
TYMPANIC THERMOMETER | TYMPANIC THERMOMETER | COVIDIEN UK | GENIUS 3B | 2023-11-23 | 0 | 2024-10-15 | 2025-10-15
CARDIOGRAPH | CARDIOGRAPH | GE LIMITED | MAC600 | 2023-11-23 | 2475.6 |  | 2024-11-23
TYMPANIC THERMOMETER | TYMPANIC THERMOMETER | COVIDIEN UK | GENIUS 3B | 2023-10-30 | 0 | 2024-09-13 | 2025-09-13
SUCTION CONTROLLER | HIGH SUCTION CONTROLLER | THERAPY EQUIPMENT | DIAMOND RANGE HIGH | 2023-10-19 | 156
SUCTION CONTROLLER | HIGH SUCTION CONTROLLER | THERAPY EQUIPMENT | DIAMOND RANGE HIGH | 2023-10-13 | 156
TYMPANIC THERMOMETER | TYMPANIC THERMOMETER | COVIDIEN UK | GENIUS 3B | 2023-10-13 | 0 |  | 2024-10-13
INFLATION/PUMP UNIT | COMPRESSION SYSTEM | COVIDIEN UK | SCD 700 | 2023-10-12 | 1402.884
INFLATION/PUMP UNIT | COMPRESSION SYSTEM | COVIDIEN UK | SCD 700 | 2023-10-12 | 1402.884
SUCTION UNIT | SUCTION - LAERDAL - BATTERY | LAERDAL | LSU-2 | 2023-10-11 | 816 |  | 2026-10-11
AUDIO DOPPLER | AUDIO DOPPLER | EDAN INSTRUMENTS | SONOTRAX BASIC | 2023-10-10 | 123.6
DIATHERMY MACHINE | ARTHROSCOPIC RADIO FREQUENCY SHAVER | ARTHROCARE C | QUANTUM 2 | 2023-10-06 | 2426.4
ELECTRIC BED | SMART ACUTE CARE ELECTRIC BED | LINET UK | ELEGANZA 2 | 2023-10-05 | 1609.2 | 2023-10-13 | 2024-10-13
ELECTRIC BED | SMART ACUTE CARE ELECTRIC BED | LINET UK | ELEGANZA 2 | 2023-10-05 | 1609.2 |  | 2024-11-01
ELECTRIC BED | SMART ACUTE CARE ELECTRIC BED | LINET UK | ELEGANZA 2 | 2023-10-05 | 1609.2 |  | 2024-11-01
SUCTION CONTROLLER | HIGH SUCTION CONTROLLER | THERAPY EQUIPMENT | DIAMOND RANGE HIGH | 2023-10-03 | 156
CAMERA HEAD | CAMERA HEAD - 4K SYNERGY ID | ARTHREX INC | 4K SYNERGY ID | 2024-01-19 | 21964.32
VIDEO PRINTER | VIDEO PRINTER | SONY | UP-DR80MD | 2024-01-19 | 1500.552 |  | 2025-01-19
ENDOSCOPY VIDEO SYSTEM | SYNERGY ID CAMERA CONTROLLER | ARTHREX INC | SYNERGY ID | 2024-01-19 | 19950 |  | 2025-01-19
LIGHT SOURCE | LIGHT SOURCE - LASER | ARTHREX INC | SYNERGY LASER LIGHT SOURCE | 2024-01-19 | 6421.8 |  | 2025-01-19
INSUFFLATOR CO2 | SYNERGY INSUFFLATOR CO2 | ARTHREX INC | SYNERGY INSUFFLATOR | 2024-01-19 | 4773.66 |  | 2025-01-19
COMPUTER - TABLET/NETBOOK | SYNERGYUHD4 DIGITAL DOCUMENTATION TABLET | SAMSUNG | AR-3200-1021 | 2024-01-19 | 2906.484
FLAT SCREEN DISPLAY | FLAT SCREEN DISPLAY - 4K 32 INCH | LG | 32HL710S | 2024-01-19 | 5767.44 |  | 2025-01-19
ENDOSCOPY STACKING TROLLEY | ENDOSCOPY STACKING TROLLEY - ENDO-SYMBIO CART | ARTHREX INC | W450 35-40U | 2024-01-19 | 2018.316 |  | 2025-01-19
CAMERA HEAD | CAMERA HEAD - 4K SYNERGY ID | ARTHREX INC | 4K SYNERGY ID | 2024-01-19 | 21964.32
COMPUTER - TABLET/NETBOOK | SYNERGYUHD4 DIGITAL DOCUMENTATION TABLET | SAMSUNG | AR-3200-1021 | 2024-01-19 | 2906.484
VIDEO PRINTER | VIDEO PRINTER | SONY | UP-DR80MD | 2024-01-19 | 1500.552 |  | 2025-01-19
ENDOSCOPY VIDEO SYSTEM | SYNERGY ID CAMERA CONTROLLER | ARTHREX INC | SYNERGY ID | 2024-01-19 | 19950 |  | 2025-01-19
LIGHT SOURCE | LIGHT SOURCE - LASER | ARTHREX INC | SYNERGY LASER LIGHT SOURCE | 2024-01-19 | 6421.8 |  | 2025-01-19
INSUFFLATOR CO2 | SYNERGY INSUFFLATOR CO2 | ARTHREX INC | SYNERGY INSUFFLATOR | 2024-01-19 | 4773.66 |  | 2025-01-19
FLAT SCREEN DISPLAY | FLAT SCREEN DISPLAY - 4K 32 INCH | LG | 32HL710S | 2024-01-19 | 5767.44 |  | 2025-01-19
ENDOSCOPY STACKING TROLLEY | ENDOSCOPY STACKING TROLLEY - ENDO-SYMBIO CART | ARTHREX INC | W450 35-40U | 2024-01-19 | 2018.316 |  | 2025-01-19
SCALES | SCALES - BABY | SECA | 384 | 2024-01-09 | 299.988 |  | 2024-11-15
TRANSDUCER | TOCO+ TRANSDUCER | PHILIPS LTD | M2735A | 2024-01-09 | 967.32
TRANSDUCER | TOCO+ TRANSDUCER | PHILIPS LTD | M2735A | 2024-01-02 | 967.32
SCALES | SCALES - BABY | SECA | 376 | 2024-01-02 | 373.5 |  | 2024-11-15
SCALES | SCALES - BABY | SECA | 376 | 2024-01-02 | 373.5 |  | 2024-11-15
HUMALACTOR | HUMALACTOR | ARDO | BELLIS | 2024-01-02 | 270.72 |  | 2025-01-02
SCALES | SCALES - STAND ON | SECA | 761 | 2023-12-27 | 78 |  | 2024-11-15
MICROBLENDER | AIR/OXYGEN BLENDER | BIOMED DEVICES | 2003AS | 2023-12-20 | 945.6 |  | 2025-12-20
PATIENT TEMPERATURE MANAGEMENT SYSTEM | CUDDLECOT COOLING SYSTEM | FLEXMORT | CUDDLECOT | 2023-12-13 | 0 |  | 2024-12-13
CAMERA HEAD | CAMERA HEAD WITH SPIES | KARL STORZ | H3-Z-TH100 | 2023-12-01 | 18698.4 |  | 2024-12-01
CAMERA CONTROL UNIT | CAMERA CONTROL UNIT | KARL STORZ | TC300 | 2023-12-01 | 6010.8 |  | 2024-12-01
ENDOSCOPY VIDEO CAPTURE UNIT | ENDOSCOPY VIDEO CAPTURE UNIT | KARL STORZ | TC200 | 2023-12-01 | 8682
LIGHT SOURCE | POWER LED 175 | KARL STORZ | 20161420 | 2023-12-01 | 5902.8
FLAT SCREEN MONITOR - TOUCH | DISPLAY LCD FLAT SCREEN TOUCH SCREEN | KARL STORZ | WM100 | 2023-12-01 | 4026
ANTI-STATIC MAT | BURIED LAYER DISSIPATIVE MAT | RS | 233-468 | 2023-11-29 | 0 |  | 2024-11-29
ANTI-STATIC MAT | BURIED LAYER DISSIPATIVE MAT | RS | 233-468 | 2023-11-29 | 0 |  | 2024-11-29
ANTI-STATIC MAT | BURIED LAYER DISSIPATIVE MAT | RS | 233-468 | 2023-11-29 | 0 |  | 2024-11-29
RESUSCITAIRE | RESUSCITAIRE RADIANT WARMER | DRAEGER | RW82 | 2023-11-23 | 118818.3 |  | 2024-11-23
RESUSCITAIRE | RESUSCITAIRE RADIANT WARMER | DRAEGER | RW82 | 2023-11-23 | 11881.836 |  | 2024-11-23
RESUSCITAIRE | RESUSCITAIRE RADIANT WARMER | DRAEGER | RW82 | 2023-11-23 | 11881.836 | 2024-10-17 | 2025-10-01
RESUSCITAIRE | RESUSCITAIRE RADIANT WARMER | DRAEGER | RW82 | 2023-11-23 | 11881.836 |  | 2024-11-23
RESUSCITAIRE | RESUSCITAIRE RADIANT WARMER | DRAEGER | RW82 | 2023-11-23 | 11881.836 | 2024-09-30 | 2025-09-01
RESUSCITAIRE | RESUSCITAIRE RADIANT WARMER | DRAEGER | RW82 | 2023-11-23 | 11881.836 |  | 2024-11-23
RESUSCITAIRE | RESUSCITAIRE RADIANT WARMER | DRAEGER | RW82 | 2023-11-23 | 11881.836 | 2024-10-03 | 2025-10-01
RESUSCITAIRE | RESUSCITAIRE RADIANT WARMER | DRAEGER | RW82 | 2023-11-23 | 11881.836 |  | 2024-11-23
RESUSCITAIRE | RESUSCITAIRE RADIANT WARMER | DRAEGER | RW82 | 2023-11-23 | 11881.836 | 2024-10-07 | 2025-10-01
RESUSCITAIRE | RESUSCITAIRE RADIANT WARMER | DRAEGER | RW82 | 2023-11-23 | 11881.836 |  | 2024-11-23
C.T. SCANNER | CT SCANNER BIG BORE | PHILIPS LTD | BRILLIANCE BIG BORE | 2023-09-14 | 600000
VENTILATOR | VENTILATOR | BREAS MEDICAL | NIPPY CLEARWAY 2 | 2023-10-25 | 5310 |  | 2024-11-01
VENTILATOR | VENTILATOR | BREAS MEDICAL | NIPPY CLEARWAY 2 | 2023-10-25 | 5310 |  | 2024-11-01
DEFIBRILLATOR - AED BIPHASIC | DEFIBRILLATOR - AED BIPHASIC | MINDRAY | BENEHEART D1 PRO | 2023-10-30 | 1826.868 |  | 2025-09-15
DEFIBRILLATOR - AED BIPHASIC | DEFIBRILLATOR - AED BIPHASIC | MINDRAY | BENEHEART D1 PRO | 2023-10-30 | 1826.868 |  | 2025-09-15
DEFIBRILLATOR - AED BIPHASIC | DEFIBRILLATOR - AED BIPHASIC | MINDRAY | BENEHEART D1 PRO | 2023-10-30 | 1826.868 |  | 2025-09-15
DEFIBRILLATOR - AED BIPHASIC | DEFIBRILLATOR - AED BIPHASIC | MINDRAY | BENEHEART D1 PRO | 2023-10-30 | 1826.868 |  | 2025-09-15
DEFIBRILLATOR - AED BIPHASIC | DEFIBRILLATOR - AED BIPHASIC | MINDRAY | BENEHEART D1 PRO | 2023-10-30 | 1826.868 |  | 2025-09-15
DEFIBRILLATOR - AED BIPHASIC | DEFIBRILLATOR - AED BIPHASIC | MINDRAY | BENEHEART D1 PRO | 2023-10-30 | 1826.868 |  | 2025-09-15
DEFIBRILLATOR - AED BIPHASIC | DEFIBRILLATOR - AED BIPHASIC | MINDRAY | BENEHEART D1 PRO | 2023-10-30 | 1826.868 |  | 2025-09-15
DEFIBRILLATOR - AED BIPHASIC | DEFIBRILLATOR - AED BIPHASIC | MINDRAY | BENEHEART D1 PRO | 2023-10-30 | 1826.868 |  | 2025-09-15
DEFIBRILLATOR - AED BIPHASIC | DEFIBRILLATOR - AED BIPHASIC | MINDRAY | BENEHEART D1 PRO | 2023-10-30 | 1826.868 |  | 2025-09-15
DEFIBRILLATOR - AED BIPHASIC | DEFIBRILLATOR - AED BIPHASIC | MINDRAY | BENEHEART D1 PRO | 2023-10-30 | 1826.868 |  | 2025-09-15
DEFIBRILLATOR - AED BIPHASIC | DEFIBRILLATOR - AED BIPHASIC | MINDRAY | BENEHEART D1 PRO | 2024-02-14 | 1826.868 |  | 2025-09-15
DEFIBRILLATOR - AED BIPHASIC | DEFIBRILLATOR - AED BIPHASIC | MINDRAY | BENEHEART D1 PRO | 2024-02-14 | 1826.868 |  | 2025-09-15
DEFIBRILLATOR - AED BIPHASIC | DEFIBRILLATOR - AED BIPHASIC | MINDRAY | BENEHEART D1 PRO | 2024-02-14 | 1826.868 |  | 2025-09-15
DEFIBRILLATOR - AED BIPHASIC | DEFIBRILLATOR - AED BIPHASIC | MINDRAY | BENEHEART D1 PRO | 2023-10-30 | 1826.868 |  | 2025-09-15
DEFIBRILLATOR - AED BIPHASIC | DEFIBRILLATOR - AED BIPHASIC | MINDRAY | BENEHEART D1 PRO | 2023-10-30 | 1826.868 |  | 2025-09-15
DEFIBRILLATOR - AED BIPHASIC | DEFIBRILLATOR - AED BIPHASIC | MINDRAY | BENEHEART D1 PRO | 2023-10-30 | 1826.868 |  | 2025-09-15
DEFIBRILLATOR - AED BIPHASIC | DEFIBRILLATOR - AED BIPHASIC | MINDRAY | BENEHEART D1 PRO | 2023-10-30 | 1826.868 |  | 2025-09-15
DEFIBRILLATOR - AED BIPHASIC | DEFIBRILLATOR - AED BIPHASIC | MINDRAY | BENEHEART D1 PRO | 2023-10-30 | 1826.868 |  | 2025-09-15
DEFIBRILLATOR - AED BIPHASIC | DEFIBRILLATOR - AED BIPHASIC | MINDRAY | BENEHEART D1 PRO | 2023-10-30 | 1826.868 |  | 2025-09-15
DEFIBRILLATOR - AED BIPHASIC | DEFIBRILLATOR - AED BIPHASIC | MINDRAY | BENEHEART D1 PRO | 2023-10-30 | 1826.868 |  | 2025-09-15
DEFIBRILLATOR - AED BIPHASIC | DEFIBRILLATOR - AED BIPHASIC | MINDRAY | BENEHEART D1 PRO | 2023-10-30 | 1826.868 |  | 2025-09-15
DEFIBRILLATOR - AED BIPHASIC | DEFIBRILLATOR - AED BIPHASIC | MINDRAY | BENEHEART D1 PRO | 2023-10-30 | 1826.868 |  | 2025-09-15
DEFIBRILLATOR - AED BIPHASIC | DEFIBRILLATOR - AED BIPHASIC | MINDRAY | BENEHEART D1 PRO | 2023-10-30 | 1826.868 |  | 2025-09-15
DEFIBRILLATOR - AED BIPHASIC | DEFIBRILLATOR - AED BIPHASIC | MINDRAY | BENEHEART D1 PRO | 2023-10-30 | 1826.868 |  | 2025-09-15
DEFIBRILLATOR - AED BIPHASIC | DEFIBRILLATOR - AED BIPHASIC | MINDRAY | BENEHEART D1 PRO | 2023-10-30 | 1826.868 |  | 2025-09-15
DEFIBRILLATOR - AED BIPHASIC | DEFIBRILLATOR - AED BIPHASIC | MINDRAY | BENEHEART D1 PRO | 2023-10-30 | 1826.868 |  | 2025-09-15
DEFIBRILLATOR - AED BIPHASIC | DEFIBRILLATOR - AED BIPHASIC | MINDRAY | BENEHEART D1 PRO | 2023-10-30 | 1826.868 |  | 2025-09-15
DEFIBRILLATOR - AED BIPHASIC | DEFIBRILLATOR - AED BIPHASIC | MINDRAY | BENEHEART D1 PRO | 2023-10-30 | 1826.868 |  | 2025-09-15
DEFIBRILLATOR - AED BIPHASIC | DEFIBRILLATOR - AED BIPHASIC | MINDRAY | BENEHEART D1 PRO | 2023-10-30 | 1826.868 |  | 2025-09-15
DEFIBRILLATOR - AED BIPHASIC | DEFIBRILLATOR - AED BIPHASIC | MINDRAY | BENEHEART D1 PRO | 2023-10-30 | 1826.868 |  | 2025-09-15
BLOOD GAS ANALYSER | BLOOD GAS ANALYSER | RADIOMETER | ABL90 FLEX PLUS | 2023-10-25 | 1225.572 |  | 2024-10-25
NEBULIZER | NEBULIZER | PARI MEDICAL | EFLOW RAPID | 2023-10-19 | 510
NEBULIZER | NEBULIZER | PARI MEDICAL | EFLOW RAPID | 2023-10-19 | 510
NEBULIZER | NEBULIZER | PARI MEDICAL | EFLOW RAPID | 2023-10-19 | 510
PLASTER SAW | PLASTER SAW WITH VACUUM | DESOUTTER MEDICAL | CC7 | 2023-11-02 | 3669.84 |  | 2024-11-02
SUCTION CONTROLLER | HIGH SUCTION CONTROLLER | THERAPY EQUIPMENT | DIAMOND RANGE HIGH | 2023-10-13 | 156
NEBULIZER | NEBULIZER | PARI MEDICAL | EFLOW RAPID | 2023-10-13 | 510
NEBULIZER | NEBULIZER | PARI MEDICAL | PARI BOY CLASSIC | 2023-10-13 | 83.748
NEBULIZER | NEBULIZER | PARI MEDICAL | PARI BOY CLASSIC | 2023-10-13 | 83.748
NEBULIZER | NEBULIZER | PARI MEDICAL | PARI BOY CLASSIC | 2023-10-13 | 83.748
NEBULIZER | NEBULIZER | PARI MEDICAL | PARI BOY CLASSIC | 2023-10-13 | 83.748
NEBULIZER | NEBULIZER | PARI MEDICAL | PARI BOY CLASSIC | 2023-10-13 | 83.748
NEBULIZER | NEBULIZER | PARI MEDICAL | PARI BOY CLASSIC | 2023-10-13 | 83.748
NEBULIZER | NEBULIZER | PARI MEDICAL | PARI BOY CLASSIC | 2023-10-13 | 83.748
NEBULIZER | NEBULIZER | PARI MEDICAL | PARI BOY CLASSIC | 2023-10-13 | 83.748
NEBULIZER | NEBULIZER | PARI MEDICAL | PARI BOY CLASSIC | 2023-10-13 | 83.748
NEBULIZER | NEBULIZER | PARI MEDICAL | PARI BOY CLASSIC | 2023-10-13 | 83.748
NEBULIZER | NEBULIZER | PARI MEDICAL | PARI BOY CLASSIC | 2023-10-13 | 83.748
NEBULIZER | NEBULIZER | PARI MEDICAL | PARI BOY CLASSIC | 2023-10-13 | 83.748
TYMPANIC THERMOMETER | TYMPANIC THERMOMETER | BRAUN | PRO 6000 | 2023-10-12 | 178.8
DIETARY FEED PUMP | ENTERAL FEEDING PUMP | NUTRICIA | FLOCARE INFINITY III | 2023-10-12 | 960 |  | 2025-10-12
DIETARY FEED PUMP | ENTERAL FEEDING PUMP | NUTRICIA | FLOCARE INFINITY III | 2023-10-12 | 960 |  | 2025-10-12
DIETARY FEED PUMP | ENTERAL FEEDING PUMP | NUTRICIA | FLOCARE INFINITY III | 2023-10-12 | 960 |  | 2025-10-12
DIETARY FEED PUMP | ENTERAL FEEDING PUMP | NUTRICIA | FLOCARE INFINITY III | 2023-10-12 | 960 |  | 2025-10-12
VENTILATOR | VENTILATOR | RESMED LTD | AIRSENSE 10 AUTOSET | 2023-10-12 | 3600
VENTILATOR | VENTILATOR | RESMED LTD | AIRSENSE 10 AUTOSET | 2023-10-12 | 3600
SUCTION CONTROLLER | HIGH SUCTION CONTROLLER | THERAPY EQUIPMENT | DIAMOND RANGE HIGH | 2023-10-12 | 156
SUCTION CONTROLLER | HIGH SUCTION CONTROLLER | THERAPY EQUIPMENT | DIAMOND RANGE HIGH | 2023-10-12 | 156
SCALES | SCALES - CHAIR | SECA | 959 | 2023-10-09 | 1077.408 | 2023-11-28 | 2024-11-15
VENTILATOR | VENTILATOR | BREAS MEDICAL | NIPPY CLEARWAY 2 | 2023-10-10 | 5400 |  | 2025-10-10
VENTILATOR | VENTILATOR | BREAS MEDICAL | NIPPY CLEARWAY 2 | 2023-10-10 | 5400 | 2024-10-22 | 2025-10-22
VENTILATOR | VENTILATOR | BREAS MEDICAL | NIPPY CLEARWAY 2 | 2023-10-10 | 5400 | 2024-10-03 | 2025-10-03
VENTILATOR | VENTILATOR | BREAS MEDICAL | NIPPY CLEARWAY 2 | 2023-10-10 | 5400 | 2024-10-17 | 2025-10-17
COUCH | COUCH - 2 SECTION ELECTRIC | STABIL KOMFORT | SP132E | 2023-10-19 | 1065.6 |  | 2026-10-19
COUCH | COUCH - 2 SECTION ELECTRIC | STABIL KOMFORT | SP132E | 2023-10-19 | 1065.6 |  | 2026-10-19
COUCH | COUCH - 2 SECTION ELECTRIC | STABIL KOMFORT | SP132E | 2023-10-20 | 1065.6 |  | 2026-10-19
COUCH | COUCH - 2 SECTION ELECTRIC | MEDI-PLINTH | BA02E | 2023-10-06 | 870 |  | 2026-10-06
COUCH | COUCH - 2 SECTION ELECTRIC | MEDI-PLINTH | BA02E | 2023-10-06 | 870 | 2024-10-22 | 2027-10-06
VENTILATOR | VENTILATOR | BREAS MEDICAL | NIPPY 4+ | 2023-10-06 | 4560 | 2023-10-09
NEBULIZER | NEBULIZER | PHILIPS LTD | INNOSPIRE ESSENCE | 2023-10-05 | 50.4
NEBULIZER | NEBULIZER | PHILIPS LTD | INNOSPIRE ESSENCE | 2023-10-05 | 50.4
NEBULIZER | NEBULIZER | PARI MEDICAL | PARI BOY CLASSIC | 2023-10-05 | 83.748
NEBULIZER | NEBULIZER | PARI MEDICAL | PARI BOY CLASSIC | 2023-10-05 | 83.748
NEBULIZER | NEBULIZER | PARI MEDICAL | PARI BOY CLASSIC | 2023-10-05 | 83.748
NEBULIZER | NEBULIZER | PARI MEDICAL | PARI BOY CLASSIC | 2023-10-05 | 83.748
BLOOD GAS ANALYSER | BLOOD TEST DEVICE | ALERE LTD | AFINION 2 | 2023-10-04 | 5400
SUCTION UNIT | SUCTION - LAERDAL - BATTERY | LAERDAL | LSU-2 | 2023-10-04 | 816 |  | 2026-10-04
MANOMETER | DIGITAL MANOMETER | DIGITRON | 2021P | 2023-10-06 | 512.4 |  | 2025-10-22
VENTILATOR | VENTILATOR | RESMED LTD | AIRSENSE 10 AUTOSET | 2023-09-21 | 396
VENTILATOR | VENTILATOR | RESMED LTD | AIRSENSE 10 AUTOSET | 2023-09-21 | 396
NEBULIZER | NEBULIZER | PHILIPS LTD | INNOSPIRE ESSENCE | 2023-09-20 | 50.4
NEBULIZER | NEBULIZER | PHILIPS LTD | INNOSPIRE ESSENCE | 2023-09-20 | 50.4
SUCTION UNIT | MOBILE THEATRE SUCTION | THERAPY EQUIPMENT | 7763/SERRES | 2023-09-20 | 550.8
SMOKE EXTRACTOR | SURGICAL SMOKE EVACUATOR | CONMED | VIROVAC | 2023-09-19 | 2400 |  | 2024-09-19
DIATHERMY MACHINE | ELECTRO SURGICAL GENERATOR | CONMED | SYSTEM 5000 | 2023-09-19 | 6600 |  | 2024-09-19
SMOKE EXTRACTOR | SURGICAL SMOKE EVACUATOR | CONMED | VIROVAC | 2023-09-19 | 2400 |  | 2024-09-19
DIATHERMY MACHINE | ELECTRO SURGICAL GENERATOR | CONMED | SYSTEM 5000 | 2023-09-19 | 7425 |  | 2024-09-19
SMOKE EXTRACTOR | SURGICAL SMOKE EVACUATOR | CONMED | VIROVAC | 2023-09-19 | 2400 |  | 2024-09-19
DIATHERMY MACHINE | ELECTRO SURGICAL GENERATOR | CONMED | SYSTEM 5000 | 2023-09-19 | 7425 |  | 2024-09-19
SAO2/PLETH | MODULE SPO2/PLETH | PHILIPS LTD | M1020B | 2023-09-19 | 2418
VIDEO PRINTER | VIDEO PRINTER | SONY | UP-27MD | 2023-09-18 | 2980.8 |  | 2024-09-18
SUCTION UNIT | MOBILE THEATRE SUCTION | THERAPY EQUIPMENT | 7763/SERRES | 2023-09-18 | 550.8
SUCTION CONTROLLER | HIGH FLOW SUCTION CONTROLLER - MEDI RAIL 1.5M HOSE | THERAPY EQUIPMENT | 7705/1.5M | 2023-10-02 | 190.08
SUCTION CONTROLLER | HIGH FLOW SUCTION CONTROLLER - MEDI RAIL 1.5M HOSE | THERAPY EQUIPMENT | 7705/1.5M | 2023-10-02 | 190.08
SUCTION CONTROLLER | HIGH FLOW SUCTION CONTROLLER - MEDI RAIL 1.5M HOSE | THERAPY EQUIPMENT | 7705/1.5M | 2023-10-02 | 190.08
SUCTION CONTROLLER | HIGH SUCTION CONTROLLER | THERAPY EQUIPMENT | DIAMOND RANGE HIGH | 2023-10-04 | 156
SUCTION CONTROLLER | HIGH SUCTION CONTROLLER | THERAPY EQUIPMENT | DIAMOND RANGE HIGH | 2023-10-04 | 156
TYMPANIC THERMOMETER | TYMPANIC THERMOMETER | BRAUN | PRO 6000 | 2023-10-10 | 178.8
TYMPANIC THERMOMETER | TYMPANIC THERMOMETER | BRAUN | PRO 6000 | 2023-10-19 | 178.8
NEBULIZER | NEBULIZER | PARI MEDICAL | PARI BOY CLASSIC | 2023-10-23 | 410.4
TYMPANIC THERMOMETER | TYMPANIC THERMOMETER | BRAUN | PRO 6000 | 2023-10-11 | 178.8
DIETARY FEED PUMP | ENTERAL FEEDING PUMP | NUTRICIA | FLOCARE INFINITY III | 2023-10-09 | 960 |  | 2024-12-01
DIETARY FEED PUMP | ENTERAL FEEDING PUMP | NUTRICIA | FLOCARE INFINITY III | 2023-10-09 | 960 |  | 2024-12-01
EEG MODULE | BIS LOC 4 CHANNEL MODULE CABLE | COVIDIEN UK | 185-1016-PH | 2023-10-04 | 2140.152
SUCTION CONTROLLER | HIGH SUCTION CONTROLLER | THERAPY EQUIPMENT | DIAMOND RANGE HIGH | 2023-10-04 | 156
HEADLIGHT SYSTEM | HEADLIGHT SYSTEM | RIESTER | RI-FOCUS LED | 2023-10-03 | 126.252
CAMERA HEAD | C-MAC S IMAGER VIDEO CAMERA | KARL STORZ | 8403XSI | 2023-09-28 | 3796.8
NEBULIZER | NEBULIZER WITH HOME HUB + DATA TRANSFER | PARI MEDICAL | EFLOW RAPID W/HUB | 2023-09-22 | 2280
NEBULIZER | NEBULIZER WITH HOME HUB + DATA TRANSFER | PARI MEDICAL | EFLOW RAPID W/HUB | 2023-09-22 | 2280
NEBULIZER | NEBULIZER WITH HOME HUB + DATA TRANSFER | PARI MEDICAL | EFLOW RAPID W/HUB | 2023-09-22 | 2280
NEBULIZER | NEBULIZER WITH HOME HUB + DATA TRANSFER | PARI MEDICAL | EFLOW RAPID W/HUB | 2023-09-22 | 2280
NEBULIZER | NEBULIZER WITH HOME HUB + DATA TRANSFER | PARI MEDICAL | EFLOW RAPID W/HUB | 2023-09-22 | 2280
NEBULIZER | NEBULIZER WITH HOME HUB + DATA TRANSFER | PARI MEDICAL | EFLOW RAPID W/HUB | 2023-09-22 | 2280
NEBULIZER | NEBULIZER WITH HOME HUB + DATA TRANSFER | PARI MEDICAL | EFLOW RAPID W/HUB | 2023-09-22 | 2280
NEBULIZER | NEBULIZER WITH HOME HUB + DATA TRANSFER | PARI MEDICAL | EFLOW RAPID W/HUB | 2023-09-22 | 2280
NEBULIZER | NEBULIZER WITH HOME HUB + DATA TRANSFER | PARI MEDICAL | EFLOW RAPID W/HUB | 2023-09-22 | 2280
NEBULIZER | NEBULIZER WITH HOME HUB + DATA TRANSFER | PARI MEDICAL | EFLOW RAPID W/HUB | 2023-09-22 | 2280
VACUUM SPLITTER | VACUUM SPLITTER | THERAPY EQUIPMENT | 6114P | 2023-09-20 | 192
VACUUM SPLITTER | VACUUM SPLITTER | THERAPY EQUIPMENT | 6114P | 2023-09-20 | 192
SUCTION CONTROLLER | HIGH FLOW SUCTION CONTROLLER - MEDI RAIL 1.5M HOSE | THERAPY EQUIPMENT | 7705/1.5M | 2023-09-20 | 211.2
SUCTION CONTROLLER | HIGH SUCTION CONTROLLER | THERAPY EQUIPMENT | DIAMOND RANGE HIGH | 2023-09-18 | 156
SUCTION CONTROLLER | HIGH SUCTION CONTROLLER | THERAPY EQUIPMENT | DIAMOND RANGE HIGH | 2023-09-18 | 156
TYMPANIC THERMOMETER | TYMPANIC THERMOMETER | BRAUN | PRO 6000 | 2023-09-18 | 178.8
SYRINGE DRIVER | SYRINGE DRIVER PCA | ARCOMED | SYRAMED µSP6000 CHROMA | 2023-12-07 | 1674 |  | 2025-11-09
SYRINGE DRIVER | SYRINGE DRIVER PCA | ARCOMED | SYRAMED µSP6000 CHROMA | 2023-12-07 | 1674 |  | 2025-11-09
SYRINGE DRIVER | SYRINGE DRIVER PCA | ARCOMED | SYRAMED µSP6000 CHROMA | 2023-12-07 | 1674 |  | 2025-11-09
SYRINGE DRIVER | SYRINGE DRIVER PCA | ARCOMED | SYRAMED µSP6000 CHROMA | 2023-12-07 | 1674 |  | 2025-11-09
SYRINGE DRIVER | SYRINGE DRIVER PCA | ARCOMED | SYRAMED µSP6000 CHROMA | 2023-12-07 | 1674 |  | 2025-11-09
SYRINGE DRIVER | SYRINGE DRIVER PCA | ARCOMED | SYRAMED µSP6000 CHROMA | 2023-12-07 | 1674 |  | 2025-11-09
SYRINGE DRIVER | SYRINGE DRIVER PCA | ARCOMED | SYRAMED µSP6000 CHROMA | 2023-12-07 | 1674 |  | 2025-11-09
SYRINGE DRIVER | SYRINGE DRIVER PCA | ARCOMED | SYRAMED µSP6000 CHROMA | 2023-12-07 | 1674 |  | 2025-11-09
SYRINGE DRIVER | SYRINGE DRIVER PCA | ARCOMED | SYRAMED µSP6000 CHROMA | 2023-12-07 | 1674 |  | 2025-11-09
SYRINGE DRIVER | SYRINGE DRIVER PCA | ARCOMED | SYRAMED µSP6000 CHROMA | 2023-12-07 | 1674 |  | 2025-11-09
SYRINGE DRIVER | SYRINGE DRIVER PCA | ARCOMED | SYRAMED µSP6000 CHROMA | 2023-12-07 | 1674 |  | 2025-11-09
SYRINGE DRIVER | SYRINGE DRIVER PCA | ARCOMED | SYRAMED µSP6000 CHROMA | 2023-12-07 | 1674 |  | 2025-11-09
SYRINGE DRIVER | SYRINGE DRIVER PCA | ARCOMED | SYRAMED µSP6000 CHROMA | 2023-12-07 | 1674 |  | 2025-11-09
SYRINGE DRIVER | SYRINGE DRIVER PCA | ARCOMED | SYRAMED µSP6000 CHROMA | 2023-12-07 | 1674 |  | 2025-11-09
SYRINGE DRIVER | SYRINGE DRIVER PCA | ARCOMED | SYRAMED µSP6000 CHROMA | 2023-12-07 | 1674 |  | 2025-11-09
SYRINGE DRIVER | SYRINGE DRIVER PCA | ARCOMED | SYRAMED µSP6000 CHROMA | 2023-12-07 | 1674 |  | 2025-11-09
SYRINGE DRIVER | SYRINGE DRIVER PCA | ARCOMED | SYRAMED µSP6000 CHROMA | 2023-12-07 | 1674 |  | 2025-11-09
SYRINGE DRIVER | SYRINGE DRIVER PCA | ARCOMED | SYRAMED µSP6000 CHROMA | 2023-12-07 | 1674 |  | 2025-11-09
SYRINGE DRIVER | SYRINGE DRIVER PCA | ARCOMED | SYRAMED µSP6000 CHROMA | 2023-12-07 | 1674 |  | 2025-11-09
SYRINGE DRIVER | SYRINGE DRIVER PCA | ARCOMED | SYRAMED µSP6000 CHROMA | 2023-12-07 | 1674 |  | 2025-11-09
SYRINGE DRIVER | SYRINGE DRIVER PCA | ARCOMED | SYRAMED µSP6000 CHROMA | 2023-12-07 | 1674 | 2024-10-25 | 2026-10-25
SYRINGE DRIVER | SYRINGE DRIVER PCA | ARCOMED | SYRAMED µSP6000 CHROMA | 2023-12-07 | 1674 |  | 2025-11-09
SYRINGE DRIVER | SYRINGE DRIVER PCA | ARCOMED | SYRAMED µSP6000 CHROMA | 2023-12-07 | 1674 |  | 2025-11-09
SYRINGE DRIVER | SYRINGE DRIVER PCA | ARCOMED | SYRAMED µSP6000 CHROMA | 2023-11-10 | 1674 |  | 2025-11-09
SYRINGE DRIVER | SYRINGE DRIVER PCA | ARCOMED | SYRAMED µSP6000 CHROMA | 2023-11-10 | 1674 |  | 2025-11-09
SYRINGE DRIVER | SYRINGE DRIVER PCA | ARCOMED | SYRAMED µSP6000 CHROMA | 2023-11-10 | 1674 |  | 2025-11-09
SYRINGE DRIVER | SYRINGE DRIVER PCA | ARCOMED | SYRAMED µSP6000 CHROMA | 2023-11-10 | 1674 |  | 2025-11-09
SYRINGE DRIVER | SYRINGE DRIVER PCA | ARCOMED | SYRAMED µSP6000 CHROMA | 2023-11-10 | 1674 |  | 2025-11-09
SYRINGE DRIVER | SYRINGE DRIVER PCA | ARCOMED | SYRAMED µSP6000 CHROMA | 2023-11-10 | 1674 |  | 2025-11-09
SYRINGE DRIVER | SYRINGE DRIVER PCA | ARCOMED | SYRAMED µSP6000 CHROMA | 2023-11-10 | 1674 |  | 2025-11-09
SYRINGE DRIVER | SYRINGE DRIVER PCA | ARCOMED | SYRAMED µSP6000 CHROMA | 2023-11-10 | 1674 |  | 2025-11-09
SYRINGE DRIVER | SYRINGE DRIVER PCA | ARCOMED | SYRAMED µSP6000 CHROMA | 2023-11-10 | 1674 |  | 2025-11-09
SYRINGE DRIVER | SYRINGE DRIVER PCA | ARCOMED | SYRAMED µSP6000 CHROMA | 2023-11-10 | 1674 |  | 2025-11-09
SYRINGE DRIVER | SYRINGE DRIVER PCA | ARCOMED | SYRAMED µSP6000 CHROMA | 2023-11-10 | 1674 |  | 2025-11-09
SYRINGE DRIVER | SYRINGE DRIVER PCA | ARCOMED | SYRAMED µSP6000 CHROMA | 2023-11-10 | 1674 |  | 2025-11-09
SYRINGE DRIVER | SYRINGE DRIVER PCA | ARCOMED | SYRAMED µSP6000 CHROMA | 2023-11-10 | 1674 |  | 2025-11-09
SYRINGE DRIVER | SYRINGE DRIVER PCA | ARCOMED | SYRAMED µSP6000 CHROMA | 2023-11-10 | 1674 |  | 2025-11-09
SYRINGE DRIVER | SYRINGE DRIVER PCA | ARCOMED | SYRAMED µSP6000 CHROMA | 2023-11-10 | 1674 |  | 2025-11-09
SYRINGE DRIVER | SYRINGE DRIVER PCA | ARCOMED | SYRAMED µSP6000 CHROMA | 2023-11-10 | 1674 |  | 2025-11-09
SYRINGE DRIVER | SYRINGE DRIVER PCA | ARCOMED | SYRAMED µSP6000 CHROMA | 2023-11-10 | 1674 |  | 2025-11-09
SYRINGE DRIVER | SYRINGE DRIVER PCA | ARCOMED | SYRAMED µSP6000 CHROMA | 2023-11-10 | 1674 |  | 2025-11-09
SYRINGE DRIVER | SYRINGE DRIVER PCA | ARCOMED | SYRAMED µSP6000 CHROMA | 2023-11-10 | 1674 |  | 2025-11-09
SYRINGE DRIVER | SYRINGE DRIVER PCA | ARCOMED | SYRAMED µSP6000 CHROMA | 2023-11-10 | 1674 |  | 2025-11-09
SYRINGE DRIVER | SYRINGE DRIVER PCA | ARCOMED | SYRAMED µSP6000 CHROMA | 2023-11-10 | 1674 |  | 2025-11-09
SYRINGE DRIVER | SYRINGE DRIVER PCA | ARCOMED | SYRAMED µSP6000 CHROMA | 2023-11-10 | 1674 |  | 2025-11-09
SYRINGE DRIVER | SYRINGE DRIVER PCA | ARCOMED | SYRAMED µSP6000 CHROMA | 2023-11-10 | 1674 |  | 2025-11-09
SYRINGE DRIVER | SYRINGE DRIVER PCA | ARCOMED | SYRAMED µSP6000 CHROMA | 2023-11-10 | 1674 |  | 2025-11-09
SYRINGE DRIVER | SYRINGE DRIVER PCA | ARCOMED | SYRAMED µSP6000 CHROMA | 2023-11-10 | 1674 |  | 2025-11-09
SYRINGE DRIVER | SYRINGE DRIVER PCA | ARCOMED | SYRAMED µSP6000 CHROMA | 2023-11-10 | 1674 |  | 2025-11-09
SYRINGE DRIVER | SYRINGE DRIVER PCA | ARCOMED | SYRAMED µSP6000 CHROMA | 2023-11-10 | 1674 |  | 2025-11-09
SYRINGE DRIVER | SYRINGE DRIVER PCA | ARCOMED | SYRAMED µSP6000 CHROMA | 2023-11-09 | 1674 |  | 2025-11-09
SYRINGE DRIVER | SYRINGE DRIVER PCA | ARCOMED | SYRAMED µSP6000 CHROMA | 2023-11-09 | 1674 |  | 2025-11-09
SYRINGE DRIVER | SYRINGE DRIVER PCA | ARCOMED | SYRAMED µSP6000 CHROMA | 2023-11-09 | 1674 |  | 2025-11-09
SYRINGE DRIVER | SYRINGE DRIVER PCA | ARCOMED | SYRAMED µSP6000 CHROMA | 2023-11-09 | 1674 |  | 2025-11-09
SYRINGE DRIVER | SYRINGE DRIVER PCA | ARCOMED | SYRAMED µSP6000 CHROMA | 2023-11-09 | 1674 |  | 2025-11-09
SYRINGE DRIVER | SYRINGE DRIVER PCA | ARCOMED | SYRAMED µSP6000 CHROMA | 2023-11-09 | 1674 |  | 2025-11-09
SYRINGE DRIVER | SYRINGE DRIVER PCA | ARCOMED | SYRAMED µSP6000 CHROMA | 2023-11-09 | 1674 |  | 2025-11-09
SYRINGE DRIVER | SYRINGE DRIVER PCA | ARCOMED | SYRAMED µSP6000 CHROMA | 2023-11-09 | 1674 |  | 2025-11-09
SYRINGE DRIVER | SYRINGE DRIVER PCA | ARCOMED | SYRAMED µSP6000 CHROMA | 2023-11-09 | 1674 |  | 2025-11-09
SYRINGE DRIVER | SYRINGE DRIVER PCA | ARCOMED | SYRAMED µSP6000 CHROMA | 2023-11-09 | 1674 |  | 2025-11-09
SUCTION CONTROLLER | HIGH FLOW SUCTION CONTROLLER - MEDI RAIL 1.5M HOSE | THERAPY EQUIPMENT | 7705/1.5M | 2023-09-29 | 211.2
SUCTION CONTROLLER | HIGH FLOW SUCTION CONTROLLER - MEDI RAIL 1.5M HOSE | THERAPY EQUIPMENT | 7705/1.5M | 2023-09-29 | 211.2
SUCTION CONTROLLER | HIGH FLOW SUCTION CONTROLLER - MEDI RAIL 1.5M HOSE | THERAPY EQUIPMENT | 7705/1.5M | 2023-09-29 | 211.2
SUCTION CONTROLLER | HIGH FLOW SUCTION CONTROLLER - MEDI RAIL 1.5M HOSE | THERAPY EQUIPMENT | 7705/1.5M | 2023-09-29 | 211.2
SUCTION CONTROLLER | HIGH FLOW SUCTION CONTROLLER - MEDI RAIL 1.5M HOSE | THERAPY EQUIPMENT | 7705/1.5M | 2023-09-29 | 211.2
SUCTION CONTROLLER | HIGH FLOW SUCTION CONTROLLER - MEDI RAIL 1.5M HOSE | THERAPY EQUIPMENT | 7705/1.5M | 2023-09-29 | 211.2
SUCTION CONTROLLER | HIGH FLOW SUCTION CONTROLLER - MEDI RAIL 1.5M HOSE | THERAPY EQUIPMENT | 7705/1.5M | 2023-09-29 | 211.2
SUCTION CONTROLLER | HIGH FLOW SUCTION CONTROLLER - MEDI RAIL 1.5M HOSE | THERAPY EQUIPMENT | 7705/1.5M | 2023-09-29 | 211.2
SUCTION CONTROLLER | HIGH FLOW SUCTION CONTROLLER - MEDI RAIL 1.5M HOSE | THERAPY EQUIPMENT | 7705/1.5M | 2023-09-29 | 211.2
SUCTION CONTROLLER | HIGH FLOW SUCTION CONTROLLER - MEDI RAIL 1.5M HOSE | THERAPY EQUIPMENT | 7705/1.5M | 2023-09-29 | 211.2
SUCTION CONTROLLER | HIGH FLOW SUCTION CONTROLLER - MEDI RAIL 1.5M HOSE | THERAPY EQUIPMENT | 7705/1.5M | 2023-09-29 | 211.2
SUCTION CONTROLLER | HIGH FLOW SUCTION CONTROLLER - MEDI RAIL 1.5M HOSE | THERAPY EQUIPMENT | 7705/1.5M | 2023-09-29 | 211.2
TYMPANIC THERMOMETER | TYMPANIC THERMOMETER | BRAUN | PRO 6000 | 2023-09-29 | 178.8
COUCH | COUCH - 3 SECTION ELECTRIC | BRISTOL MAID (HOSP.M.CRAFT) | EC1310 | 2023-10-17 | 1527.9 |  | 2026-10-17
COUCH | COUCH - 3 SECTION ELECTRIC | BRISTOL MAID (HOSP.M.CRAFT) | EC1310 | 2023-10-17 | 1527.9 |  | 2026-10-17
CELLSAVER RECIRCULATOR | CELLSAVER RECIRCULATOR | SORIN BIOMED | SORIN XTRA | 2023-10-12 | 11804.448 |  | 2024-10-15
COUCH | COUCH - 3 SECTION ELECTRIC | BRISTOL MAID (HOSP.M.CRAFT) | EC1310 | 2023-10-17 | 1527.9 |  | 2026-10-17
AUDIO DOPPLER | POCKET AUDIO DOPPLER | ULTRASOUND TECHNOLOGIES LTD | PD1 | 2023-10-18 | 234
VACUUM PUMP | VACUUM PUMP FOR SORIN CELL SAVER XTRA | SORIN BIOMED | XVAC | 2023-10-20 | 1954.476 |  | 2024-10-20
TYMPANIC THERMOMETER | TYMPANIC THERMOMETER | BRAUN | PRO 6000 | 2023-10-09 | 178.8
TYMPANIC THERMOMETER | TYMPANIC THERMOMETER | BRAUN | PRO 6000 | 2023-10-09 | 178.8
TYMPANIC THERMOMETER | TYMPANIC THERMOMETER | BRAUN | PRO 6000 | 2023-10-02 | 178.8
TRANSILLUMINATOR | VEIN VIEWING SYSTEM | ACCUVEIN | AV500 | 2023-10-02 | 4920 |  | 2024-10-02
SUCTION CONTROLLER | THORACIC SUCTION | THERAPY EQUIPMENT | DIAMOND RANGE THORACIC | 2023-09-28 | 172.2
SUCTION CONTROLLER | THORACIC SUCTION | THERAPY EQUIPMENT | DIAMOND RANGE THORACIC | 2023-09-28 | 172.2
SUCTION CONTROLLER | THORACIC SUCTION | THERAPY EQUIPMENT | DIAMOND RANGE THORACIC | 2023-09-28 | 172.2
TYMPANIC THERMOMETER | TYMPANIC THERMOMETER CONNEX MONITOR | WELCH ALLYN | PRO 6000 CONNEX | 2023-09-28 | 278.4
VACUUM SPLITTER | VACUUM SPLITTER | THERAPY EQUIPMENT | 6114P | 2023-09-19 | 191.712
INJECTOR SUCTION | EMERGENCY SUCTION | THERAPY EQUIPMENT | TEK2000 | 2023-09-19 | 222
TYMPANIC THERMOMETER | TYMPANIC THERMOMETER CONNEX MONITOR | WELCH ALLYN | PRO 6000 CONNEX | 2023-09-26 | 288
SPIROMETER | SPIROMETER | MEDICAL INTERNATIONAL RESEARCH (MIR) | SPIROBANK SMART | 2023-09-25 | 180
SPIROMETER | SPIROMETER | MEDICAL INTERNATIONAL RESEARCH (MIR) | SPIROBANK SMART | 2023-09-25 | 180
SPIROMETER | SPIROMETER | MEDICAL INTERNATIONAL RESEARCH (MIR) | SPIROBANK SMART | 2023-09-25 | 180
SPIROMETER | SPIROMETER | MEDICAL INTERNATIONAL RESEARCH (MIR) | SPIROBANK SMART | 2023-09-25 | 180
SPIROMETER | SPIROMETER | MEDICAL INTERNATIONAL RESEARCH (MIR) | SPIROBANK SMART | 2023-09-25 | 180
SPIROMETER | SPIROMETER | MEDICAL INTERNATIONAL RESEARCH (MIR) | SPIROBANK SMART | 2023-09-25 | 180
NEBULIZER | NEBULIZER WITH HOME HUB + DATA TRANSFER | PARI MEDICAL | EFLOW RAPID W/HUB | 2023-09-18 | 2280
NEBULIZER | NEBULIZER WITH HOME HUB + DATA TRANSFER | PARI MEDICAL | EFLOW RAPID W/HUB | 2023-09-18 | 2280
NEBULIZER | NEBULIZER WITH HOME HUB + DATA TRANSFER | PARI MEDICAL | EFLOW RAPID W/HUB | 2023-09-18 | 2280
NEBULIZER | NEBULIZER WITH HOME HUB + DATA TRANSFER | PARI MEDICAL | EFLOW RAPID W/HUB | 2023-09-18 | 2280
NEBULIZER | NEBULIZER WITH HOME HUB + DATA TRANSFER | PARI MEDICAL | EFLOW RAPID W/HUB | 2023-09-18 | 2280
NEBULIZER | NEBULIZER WITH HOME HUB + DATA TRANSFER | PARI MEDICAL | EFLOW RAPID W/HUB | 2023-09-18 | 2280
NEBULIZER | NEBULIZER WITH HOME HUB + DATA TRANSFER | PARI MEDICAL | EFLOW RAPID W/HUB | 2023-09-18 | 2280
NEBULIZER | NEBULIZER WITH HOME HUB + DATA TRANSFER | PARI MEDICAL | EFLOW RAPID W/HUB | 2023-09-18 | 2280
NEBULIZER | NEBULIZER WITH HOME HUB + DATA TRANSFER | PARI MEDICAL | EFLOW RAPID W/HUB | 2023-09-18 | 2280
DIATHERMY MACHINE | ELECTRO SURGICAL GENERATOR | CONMED | SYSTEM 5000 | 2023-11-02 | 7674 |  | 2024-11-02
HANDPIECE MICROMOTOR | HANDPIECE MICROMOTOR | BIEN-AIR UK | BASCH | 2023-11-02 | 840
TRANSILLUMINATOR | FINOFF TRANSILLUMINATOR KIT 3.5V | HEINE | FINOFF TRANSILLUMINATOR | 2023-11-07 | 378
VITAL SIGNS MONITOR | VITAL SIGNS MONITOR: NIBP, SPO2, TEMP | WELCH ALLYN | 75CE CONNEX | 2023-10-30 | 2152.8 |  | 2026-10-30
CHARGER UNIT | CHARGER - RETINOSCOPE | KEELER | 1941-P-1368 | 2023-10-24 | 473.028
RETINOSCOPE | 2.8V PROFESSIONAL STREAK RETINOSCOPE | KEELER | 1302-P-1010 | 2023-10-24 | 882.648
RETINOSCOPE | 2.8V PROFESSIONAL STREAK RETINOSCOPE | KEELER | 1302-P-1010 | 2023-10-24 | 882.648
TYMPANIC THERMOMETER | TYMPANIC THERMOMETER CONNEX MONITOR | WELCH ALLYN | PRO 6000 CONNEX | 2023-10-23 | 278.976
TYMPANIC THERMOMETER | TYMPANIC THERMOMETER CONNEX MONITOR | WELCH ALLYN | PRO 6000 CONNEX | 2023-10-18 | 265.68
VITAL SIGNS MONITOR | VITAL SIGNS MONITOR: NIBP, SPO2, TEMP | WELCH ALLYN | 75CE CONNEX | 2023-10-18 | 2728.32 |  | 2026-10-15
SUCTION UNIT | PORTABLE SUCTION UNIT | LAERDAL | LCSU4 | 2023-10-16 | 457.32 |  | 2026-04-14
AMPLIFIER | DIFFERENTIAL AMPLIFIER | DIAGNOSYS UK | D300 | 2023-11-02 | 1200
ERG MACHINE | ELECTROPHYSIOLOGY SYSTEM CONSOLE | DIAGNOSYS UK | D315 | 2023-10-25 | 60000
STIMULATOR | BINOCULAR FULL-FIELD GANZFELD | DIAGNOSYS UK | D125 | 2023-11-02 | 3600
POWER SUPPLY | COLORDOME POWER SUPPLY | DIAGNOSYS UK | D223 | 2023-11-02 | 1200
STIMULATOR | COLORFLASH FLASH PADDLE | DIAGNOSYS UK | D382 | 2023-11-02 | 11400
POWERED TABLE | POWERED TABLE | TOPCON | ECO OCT "L" SHAPED TABLE TOP | 2024-04-03 | 1800 |  | 2025-04-04
OPHTHALMIC CHAIR | PATIENT CHAIR | TAKAGI | UN-21 | 2023-10-06 | 7132.8
OPHTHALMIC CHAIR | PATIENT CHAIR | TAKAGI | UN-21 | 2023-10-06 | 7132.8 |  | 2024-10-04
EXAMINATION LAMP | EXAMINATION LAMP | DARAY | X100 | 2023-10-06 | 720
EXAMINATION LAMP | EXAMINATION LAMP | DARAY | X100 | 2023-10-06 | 720
EXAMINATION LAMP | EXAMINATION LAMP | DARAY | X100 | 2023-10-06 | 720
VACUUM-FORMER | VACUUM-FORMER | SCHEU-DENTAL GMBH | BIOSTAR VII | 2023-10-03 | 5926.8 | 2024-03-11 | 2027-10-03
TYMPANIC THERMOMETER | TYMPANIC THERMOMETER CONNEX MONITOR | WELCH ALLYN | PRO 6000 CONNEX | 2023-09-28 | 278.976
TYMPANIC THERMOMETER | TYMPANIC THERMOMETER CONNEX MONITOR | WELCH ALLYN | PRO 6000 CONNEX | 2023-09-28 | 278.976
TYMPANIC THERMOMETER | TYMPANIC THERMOMETER CONNEX MONITOR | WELCH ALLYN | PRO 6000 CONNEX | 2023-09-28 | 278.976
TYMPANIC THERMOMETER | TYMPANIC THERMOMETER CONNEX MONITOR | WELCH ALLYN | PRO 6000 CONNEX | 2023-09-27 | 278.976
ULTRASONIC SCALER | PIEZO ULTRASONIC BONE SURGERY SYSTEM | NSK | VARIO SURG 3 | 2023-09-26 | 5628 |  | 2024-08-15
SURGICAL DRILL | SURGICAL MICROMOTOR SYSTEM | NSK | SURGIC PRO2 | 2023-09-27 | 4074 |  | 2024-08-15
VIS/ACUITY APPARATUS | ELECTRONIC VISUAL ACUITY | CHILLBLAST | WAP PRO | 2023-09-22 | 2617.2 |  | 2024-09-22
FLAT SCREEN DISPLAY | FLAT SCREEN DISPLAY - 27 INCH LCD MONITOR | AOC | 27E1H | 2023-09-21 | 2154 |  | 2024-09-21
VIS/ACUITY APPARATUS | ELECTRONIC VISUAL ACUITY | THOMPSON SOFTWARE SOLUTIONS | PC_BOX | 2023-09-21 | 2617.2
GAS ANALYSER | INTELLIVUE G7m ANAESTHETIC GAS MODULE | PHILIPS LTD | INTELLIVUE G7m | 2023-09-15 | 5000.688 |  | 2024-09-15
GAS ANALYSER | INTELLIVUE G7m ANAESTHETIC GAS MODULE | PHILIPS LTD | INTELLIVUE G7m | 2023-09-15 | 5000.688 |  | 2024-09-15
GAS ANALYSER | INTELLIVUE G7m ANAESTHETIC GAS MODULE | PHILIPS LTD | INTELLIVUE G7m | 2023-09-15 | 5000.688 |  | 2024-09-15
GAS ANALYSER | INTELLIVUE G7m ANAESTHETIC GAS MODULE | PHILIPS LTD | INTELLIVUE G7m | 2023-09-15 | 5000.688 |  | 2024-09-15
NERVE STIMULATOR | NERVE STIMULATOR MODULE | PHILIPS LTD | NMT | 2023-09-15 | 2202 |  | 2025-09-15
NERVE STIMULATOR | NERVE STIMULATOR MODULE | PHILIPS LTD | NMT | 2023-09-15 | 2202 |  | 2025-09-15
NERVE STIMULATOR | NERVE STIMULATOR MODULE | PHILIPS LTD | NMT | 2023-09-15 | 2202 |  | 2025-09-15
EEG MODULE | BIS LOC 2 CHANNEL MODULE CABLE | COVIDIEN UK | M1034-60021 | 2023-09-15 | 1155.6
EEG MODULE | BIS LOC 2 CHANNEL MODULE CABLE | COVIDIEN UK | M1034-60021 | 2023-09-15 | 1155.6
EEG MODULE | BIS LOC 2 CHANNEL MODULE CABLE | COVIDIEN UK | M1034-60021 | 2023-09-15 | 1155.6
EEG MODULE | BIS LOC 2 CHANNEL MODULE CABLE | COVIDIEN UK | M1034-60021 | 2023-09-15 | 1155.6
PATIENT MONITOR | PATIENT MONITOR | PHILIPS LTD | MX750 | 2023-09-15 | 4911.6 |  | 2028-12-15
PATIENT MONITOR | PATIENT MONITOR | PHILIPS LTD | MX550 | 2023-09-15 | 4626 |  | 2026-12-15
PATIENT MONITOR | PATIENT MONITOR | PHILIPS LTD | MX550 | 2023-09-15 | 4626 |  | 2026-12-15
PATIENT MONITOR | PATIENT MONITOR | PHILIPS LTD | MX550 | 2023-09-15 | 4626 |  | 2026-12-15
PATIENT MONITOR | PATIENT MONITOR | PHILIPS LTD | MX550 | 2023-09-15 | 4626 |  | 2026-12-15
PATIENT MONITOR | PATIENT MONITOR | PHILIPS LTD | MX550 | 2023-09-15 | 4626 |  | 2026-12-15
PATIENT MONITOR | PATIENT MONITOR | PHILIPS LTD | MX550 | 2023-09-15 | 4626 |  | 2026-12-15
PATIENT MONITOR | PATIENT MONITOR | PHILIPS LTD | MX550 | 2023-09-15 | 4626 |  | 2026-12-15
TRANSPORT MONITOR | PATIENT MONITOR INTELLIVUE X3 (6mm NIBP Port) | PHILIPS LTD | INTELLIVUE X3 (6mm NIBP) | 2023-09-15 | 3796.536 |  | 2026-12-15
TRANSPORT MONITOR | PATIENT MONITOR INTELLIVUE X3 (6mm NIBP Port) | PHILIPS LTD | INTELLIVUE X3 (6mm NIBP) | 2023-09-15 | 3796.536 |  | 2026-12-15
TRANSPORT MONITOR | PATIENT MONITOR INTELLIVUE X3 (6mm NIBP Port) | PHILIPS LTD | INTELLIVUE X3 (6mm NIBP) | 2023-09-15 | 3796.536 |  | 2026-12-15
TRANSPORT MONITOR | PATIENT MONITOR INTELLIVUE X3 (6mm NIBP Port) | PHILIPS LTD | INTELLIVUE X3 (6mm NIBP) | 2023-09-15 | 3796.536 |  | 2026-12-15
TRANSPORT MONITOR | PATIENT MONITOR INTELLIVUE X3 (6mm NIBP Port) | PHILIPS LTD | INTELLIVUE X3 (6mm NIBP) | 2023-09-15 | 3796.536 |  | 2026-12-15
TRANSPORT MONITOR | PATIENT MONITOR INTELLIVUE X3 (6mm NIBP Port) | PHILIPS LTD | INTELLIVUE X3 (6mm NIBP) | 2023-09-15 | 3796.536 |  | 2026-12-15
TRANSPORT MONITOR | PATIENT MONITOR INTELLIVUE X3 (6mm NIBP Port) | PHILIPS LTD | INTELLIVUE X3 (6mm NIBP) | 2023-09-15 | 3796.536 |  | 2026-12-15
TRANSPORT MONITOR | PATIENT MONITOR INTELLIVUE X3 (6mm NIBP Port) | PHILIPS LTD | INTELLIVUE X3 (6mm NIBP) | 2023-09-15 | 3796.536 |  | 2026-12-15
TRANSPORT MONITOR | PATIENT MONITOR INTELLIVUE X3 (6mm NIBP Port) | PHILIPS LTD | INTELLIVUE X3 (6mm NIBP) | 2023-09-15 | 3796.536 |  | 2026-12-15
TRANSPORT MONITOR | PATIENT MONITOR INTELLIVUE X3 (6mm NIBP Port) | PHILIPS LTD | INTELLIVUE X3 (6mm NIBP) | 2023-09-15 | 3796.536 |  | 2026-12-15
TRANSPORT MONITOR | PATIENT MONITOR INTELLIVUE X3 (6mm NIBP Port) | PHILIPS LTD | INTELLIVUE X3 (6mm NIBP) | 2023-09-15 | 3796.536 |  | 2026-12-15
TRANSPORT MONITOR | PATIENT MONITOR INTELLIVUE X3 (6mm NIBP Port) | PHILIPS LTD | INTELLIVUE X3 (6mm NIBP) | 2023-09-15 | 3796.536 |  | 2026-12-15
TRANSPORT MONITOR | PATIENT MONITOR INTELLIVUE X3 (6mm NIBP Port) | PHILIPS LTD | INTELLIVUE X3 (6mm NIBP) | 2023-09-15 | 3796.536 |  | 2026-12-15
TRANSPORT MONITOR | PATIENT MONITOR INTELLIVUE X3 (6mm NIBP Port) | PHILIPS LTD | INTELLIVUE X3 (6mm NIBP) | 2023-09-15 | 3796.536 |  | 2026-12-15
SYRINGE DRIVER | SYRINGE DRIVER PCA | ARCOMED | SYRAMED µSP6000 CHROMA | 2023-09-14 | 1674 |  | 2025-09-08
SYRINGE DRIVER | SYRINGE DRIVER PCA | ARCOMED | SYRAMED µSP6000 CHROMA | 2023-09-11 | 1674 |  | 2025-09-08
SYRINGE DRIVER | SYRINGE DRIVER PCA | ARCOMED | SYRAMED µSP6000 CHROMA | 2023-09-11 | 1674 |  | 2025-09-08
SYRINGE DRIVER | SYRINGE DRIVER PCA | ARCOMED | SYRAMED µSP6000 CHROMA | 2023-09-11 | 1674 |  | 2025-09-08
SYRINGE DRIVER | SYRINGE DRIVER PCA | ARCOMED | SYRAMED µSP6000 CHROMA | 2023-09-11 | 1674 |  | 2025-09-08
SYRINGE DRIVER | SYRINGE DRIVER PCA | ARCOMED | SYRAMED µSP6000 CHROMA | 2023-09-11 | 1674 |  | 2025-09-08
SYRINGE DRIVER | SYRINGE DRIVER PCA | ARCOMED | SYRAMED µSP6000 CHROMA | 2023-09-11 | 1674 |  | 2025-09-08
SYRINGE DRIVER | SYRINGE DRIVER PCA | ARCOMED | SYRAMED µSP6000 CHROMA | 2023-09-11 | 1674 |  | 2025-09-08
SYRINGE DRIVER | SYRINGE DRIVER PCA | ARCOMED | SYRAMED µSP6000 CHROMA | 2023-09-11 | 1674 |  | 2025-09-08
SYRINGE DRIVER | SYRINGE DRIVER PCA | ARCOMED | SYRAMED µSP6000 CHROMA | 2023-09-11 | 1674 |  | 2025-09-08
SYRINGE DRIVER | SYRINGE DRIVER PCA | ARCOMED | SYRAMED µSP6000 CHROMA | 2023-09-11 | 1674 |  | 2025-09-08
SYRINGE DRIVER | SYRINGE DRIVER PCA | ARCOMED | SYRAMED µSP6000 CHROMA | 2023-09-11 | 1674 |  | 2025-09-08
SYRINGE DRIVER | SYRINGE DRIVER PCA | ARCOMED | SYRAMED µSP6000 CHROMA | 2023-09-11 | 1674 |  | 2025-09-08
SYRINGE DRIVER | SYRINGE DRIVER PCA | ARCOMED | SYRAMED µSP6000 CHROMA | 2023-09-11 | 1674 |  | 2025-09-08
SYRINGE DRIVER | SYRINGE DRIVER PCA | ARCOMED | SYRAMED µSP6000 CHROMA | 2023-09-11 | 1674 |  | 2025-09-08
SYRINGE DRIVER | SYRINGE DRIVER PCA | ARCOMED | SYRAMED µSP6000 CHROMA | 2023-09-11 | 1674 |  | 2025-09-08
SYRINGE DRIVER | SYRINGE DRIVER PCA | ARCOMED | SYRAMED µSP6000 CHROMA | 2023-09-11 | 1674 |  | 2025-09-08
SYRINGE DRIVER | SYRINGE DRIVER PCA | ARCOMED | SYRAMED µSP6000 CHROMA | 2023-09-11 | 1674 |  | 2025-09-08
SYRINGE DRIVER | SYRINGE DRIVER PCA | ARCOMED | SYRAMED µSP6000 CHROMA | 2023-09-11 | 1674 |  | 2025-09-08
SYRINGE DRIVER | SYRINGE DRIVER PCA | ARCOMED | SYRAMED µSP6000 CHROMA | 2023-09-08 | 1674 |  | 2025-09-08
SYRINGE DRIVER | SYRINGE DRIVER PCA | ARCOMED | SYRAMED µSP6000 CHROMA | 2023-09-08 | 1674 |  | 2025-09-08
SYRINGE DRIVER | SYRINGE DRIVER PCA | ARCOMED | SYRAMED µSP6000 CHROMA | 2023-09-08 | 1674 |  | 2025-09-08
SYRINGE DRIVER | SYRINGE DRIVER PCA | ARCOMED | SYRAMED µSP6000 CHROMA | 2023-09-08 | 1674 |  | 2025-09-08
SYRINGE DRIVER | SYRINGE DRIVER PCA | ARCOMED | SYRAMED µSP6000 CHROMA | 2023-09-08 | 1674 |  | 2025-09-08
NEBULIZER | PRO-X CONTROLLER | AEROGEN | AG-PX-1050-IN | 2023-09-14 | 0
NEBULIZER | PRO-X CONTROLLER | AEROGEN | AG-PX-1050-IN | 2023-09-14 | 0
NEBULIZER | PRO-X CONTROLLER | AEROGEN | AG-PX-1050-IN | 2023-09-14 | 0
NEBULIZER | PRO-X CONTROLLER | AEROGEN | AG-PX-1050-IN | 2023-09-14 | 0
NEBULIZER | PRO-X CONTROLLER | AEROGEN | AG-PX-1050-IN | 2023-09-14 | 0
NEBULIZER | PRO-X CONTROLLER | AEROGEN | AG-PX-1050-IN | 2023-09-14 | 0
NEBULIZER | PRO-X CONTROLLER | AEROGEN | AG-PX-1050-IN | 2023-09-14 | 0
NEBULIZER | PRO-X CONTROLLER | AEROGEN | AG-PX-1050-IN | 2023-09-14 | 0
NEBULIZER | PRO-X CONTROLLER | AEROGEN | AG-PX-1050-IN | 2023-09-14 | 0
NEBULIZER | PRO-X CONTROLLER | AEROGEN | AG-PX-1050-IN | 2023-09-14 | 0
NEBULIZER | PRO-X CONTROLLER | AEROGEN | AG-PX-1050-IN | 2023-09-14 | 0
NEBULIZER | PRO-X CONTROLLER | AEROGEN | AG-PX-1050-IN | 2023-09-14 | 0
NEBULIZER | PRO-X CONTROLLER | AEROGEN | AG-PX-1050-IN | 2023-09-14 | 0
NEBULIZER | PRO-X CONTROLLER | AEROGEN | AG-PX-1050-IN | 2023-09-14 | 0
NEBULIZER | PRO-X CONTROLLER | AEROGEN | AG-PX-1050-IN | 2023-09-14 | 0
NEBULIZER | PRO-X CONTROLLER | AEROGEN | AG-PX-1050-IN | 2023-09-14 | 0
NEBULIZER | PRO-X CONTROLLER | AEROGEN | AG-PX-1050-IN | 2023-09-14 | 0
NEBULIZER | PRO-X CONTROLLER | AEROGEN | AG-PX-1050-IN | 2023-09-14 | 0
NEBULIZER | PRO-X CONTROLLER | AEROGEN | AG-PX-1050-IN | 2023-09-14 | 0
NEBULIZER | PRO-X CONTROLLER | AEROGEN | AG-PX-1050-IN | 2023-09-14 | 0
NEBULIZER | PRO-X CONTROLLER | AEROGEN | AG-PX-1050-IN | 2023-09-14 | 0
NEBULIZER | PRO-X CONTROLLER | AEROGEN | AG-PX-1050-IN | 2023-09-14 | 0
NEBULIZER | PRO-X CONTROLLER | AEROGEN | AG-PX-1050-IN | 2023-09-14 | 0
REGULATOR | REGULATOR - NITROUS OXIDE - PIN INDEX WITH SCHRADER | OXYLITRE | R16015N | 2023-09-19 | 253.2 |  | 2029-12-01
REGULATOR | REGULATOR - NITROUS OXIDE - PIN INDEX WITH SCHRADER | OXYLITRE | R16015N | 2023-09-19 | 253.2 |  | 2029-12-01
REGULATOR | REGULATOR - NITROUS OXIDE - PIN INDEX WITH SCHRADER | OXYLITRE | R16015N | 2023-09-19 | 253.2 |  | 2029-12-01
REGULATOR | REGULATOR - NITROUS OXIDE - PIN INDEX WITH SCHRADER | OXYLITRE | R16015N | 2023-09-19 | 253.2 |  | 2029-12-01
REGULATOR | REGULATOR - NITROUS OXIDE - PIN INDEX WITH SCHRADER | OXYLITRE | R16015N | 2023-09-19 | 253.2 |  | 2029-12-01
DIETARY FEED PUMP | ENTERAL FEEDING PUMP | NUTRICIA | FLOCARE INFINITY III | 2023-09-12 | 960 |  | 2024-12-01
DIETARY FEED PUMP | ENTERAL FEEDING PUMP | NUTRICIA | FLOCARE INFINITY III | 2023-09-12 | 960 |  | 2024-12-01
DIETARY FEED PUMP | ENTERAL FEEDING PUMP | NUTRICIA | FLOCARE INFINITY III | 2023-09-12 | 960 |  | 2024-12-01
TYMPANIC THERMOMETER | TYMPANIC THERMOMETER | BRAUN | PRO 6000 | 2023-10-23 | 178.8
TYMPANIC THERMOMETER | TYMPANIC THERMOMETER | BRAUN | PRO 6000 | 2023-10-25 | 178.8
NEBULIZER | PRO-X CONTROLLER | AEROGEN | AG-PX-1050-IN | 2023-09-14 | 0
NEBULIZER | PRO-X CONTROLLER | AEROGEN | AG-PX-1050-IN | 2023-09-14 | 0
NEBULIZER | PRO-X CONTROLLER | AEROGEN | AG-PX-1050-IN | 2023-09-14 | 0
NEBULIZER | NEBULIZER WITH HOME HUB + DATA TRANSFER | PARI MEDICAL | EFLOW RAPID W/HUB | 2023-09-14 | 2280
NEBULIZER | NEBULIZER WITH HOME HUB + DATA TRANSFER | PARI MEDICAL | EFLOW RAPID W/HUB | 2023-09-14 | 2280
NEBULIZER | NEBULIZER WITH HOME HUB + DATA TRANSFER | PARI MEDICAL | EFLOW RAPID W/HUB | 2023-09-14 | 2280
NEBULIZER | NEBULIZER WITH HOME HUB + DATA TRANSFER | PARI MEDICAL | EFLOW RAPID W/HUB | 2023-09-14 | 2280
NEBULIZER | NEBULIZER WITH HOME HUB + DATA TRANSFER | PARI MEDICAL | EFLOW RAPID W/HUB | 2023-09-14 | 2280
NEBULIZER | NEBULIZER WITH HOME HUB + DATA TRANSFER | PARI MEDICAL | EFLOW RAPID W/HUB | 2023-09-14 | 2280
NEBULIZER | NEBULIZER WITH HOME HUB + DATA TRANSFER | PARI MEDICAL | EFLOW RAPID W/HUB | 2023-09-14 | 2280
NEBULIZER | NEBULIZER WITH HOME HUB + DATA TRANSFER | PARI MEDICAL | EFLOW RAPID W/HUB | 2023-09-14 | 2280
NEBULIZER | NEBULIZER WITH HOME HUB + DATA TRANSFER | PARI MEDICAL | EFLOW RAPID W/HUB | 2023-09-14 | 2280
NEBULIZER | NEBULIZER WITH HOME HUB + DATA TRANSFER | PARI MEDICAL | EFLOW RAPID W/HUB | 2023-09-14 | 2280
INTERFACE ADAPTOR | INTERFACE ADAPTOR | PHILIPS LTD | INTELLIBRIDGE EC10 | 2023-09-15 | 760.32
INTERFACE ADAPTOR | INTERFACE ADAPTOR | PHILIPS LTD | INTELLIBRIDGE EC10 | 2023-09-14 | 760.32
INTERFACE ADAPTOR | INTERFACE ADAPTOR | PHILIPS LTD | INTELLIBRIDGE EC10 | 2023-09-14 | 760.32
INTERFACE ADAPTOR | INTERFACE ADAPTOR | PHILIPS LTD | INTELLIBRIDGE EC10 | 2023-09-14 | 760.32
INTERFACE ADAPTOR | INTERFACE ADAPTOR | PHILIPS LTD | INTELLIBRIDGE EC10 | 2023-09-14 | 760.32
EEG MODULE | Bispectral Index Module (BIS) Depth of Anaesthesia | PHILIPS LTD | M1034B | 2023-09-15 | 2160 |  | 2025-09-15
EEG MODULE | Bispectral Index Module (BIS) Depth of Anaesthesia | PHILIPS LTD | M1034B | 2023-09-15 | 2160 |  | 2025-09-15
EEG MODULE | Bispectral Index Module (BIS) Depth of Anaesthesia | PHILIPS LTD | M1034B | 2023-09-15 | 2160 |  | 2025-09-15
EEG MODULE | Bispectral Index Module (BIS) Depth of Anaesthesia | PHILIPS LTD | M1034B | 2023-09-15 | 2160 |  | 2025-09-15
DOCKING STATION | DOCKING STATION | PHILIPS LTD | INTELLIVUE DOCK | 2023-09-14 | 440.4
MODULE HOLDER | MODULE HOLDER | PHILIPS LTD | FMX-4 | 2023-09-14 | 319.2
DOCKING STATION | DOCKING STATION | PHILIPS LTD | INTELLIVUE DOCK | 2023-09-14 | 440.4
HANDPIECE MICROMOTOR | HANDPIECE MICROMOTOR | W&H UK LTD | EA-51LT | 2023-09-12 | 840
VIS/ACUITY APPARATUS | ELECTRONIC VISUAL ACUITY | CHILLBLAST | WAP PRO | 2023-09-11 | 2617.2 |  | 2024-09-11
PACHYMETER | PACHYMETER | DGH TECH | PACHMATE 2 | 2023-09-11 | 3481.92
POWERED TABLE | POWERED TABLE | TOPCON | ECO OCT "L" SHAPED TABLE TOP | 2023-09-05 | 1800 | 2024-04-17 | 2025-04-05
AUDIO DOPPLER | VASCULAR DOPPLER | EDAN INSTRUMENTS | SONOTRAX VASCULAR | 2023-09-06 | 180
SLIT LAMP | SLIT LAMP | HAAG STREIT | BM900 | 2023-08-24 | 0 |  | 2025-02-03
HANDPIECE | CONTRA ANGLE HANDPIECE | NSK | FX25M | 2023-08-22 | 0
PATIENT WARMING SYSTEM | IOB WARMING UNIT | GBUK Group Ltd | IOB | 2023-08-18 | 636 |  | 2024-08-15
PATIENT WARMING SYSTEM | IOB WARMING UNIT | GBUK Group Ltd | IOB | 2023-08-18 | 636 | 2024-09-06 | 2025-09-06
PATIENT WARMING SYSTEM | IOB WARMING UNIT | GBUK Group Ltd | IOB | 2023-08-18 | 636 | 2024-09-17 | 2025-09-17
PATIENT WARMING SYSTEM | IOB WARMING UNIT | GBUK Group Ltd | IOB | 2023-08-18 | 636 | 2024-09-13 | 2025-09-13
PATIENT WARMING SYSTEM | IOB WARMING UNIT | GBUK Group Ltd | IOB | 2023-08-18 | 636 | 2024-09-13 | 2025-09-13
PATIENT WARMING SYSTEM | IOB WARMING UNIT | GBUK Group Ltd | IOB | 2023-08-18 | 636 |  | 2024-08-16
TYMPANIC THERMOMETER | TYMPANIC THERMOMETER | BRAUN | PRO 6000 | 2024-02-15 | 178.8
TYMPANIC THERMOMETER | TYMPANIC THERMOMETER | BRAUN | PRO 6000 | 2024-02-15 | 158.4
TYMPANIC THERMOMETER | TYMPANIC THERMOMETER | BRAUN | PRO 6000 | 2024-02-14 | 178.8
TYMPANIC THERMOMETER | TYMPANIC THERMOMETER | BRAUN | PRO 6000 | 2024-02-08 | 178.8
TYMPANIC THERMOMETER | TYMPANIC THERMOMETER | BRAUN | PRO 6000 | 2024-02-08 | 178.8
TYMPANIC THERMOMETER | TYMPANIC THERMOMETER | BRAUN | PRO 6000 | 2024-02-08 | 178.8
TYMPANIC THERMOMETER | TYMPANIC THERMOMETER | BRAUN | PRO 6000 | 2024-02-05 | 178.8
TYMPANIC THERMOMETER | TYMPANIC THERMOMETER | BRAUN | PRO 6000 | 2024-02-06 | 178.8
TYMPANIC THERMOMETER | TYMPANIC THERMOMETER | BRAUN | PRO 6000 | 2024-01-22 | 178.8
TYMPANIC THERMOMETER | TYMPANIC THERMOMETER | BRAUN | PRO 6000 | 2023-12-28 | 178.8
TYMPANIC THERMOMETER | TYMPANIC THERMOMETER | BRAUN | PRO 6000 | 2024-01-05 | 178.8
TYMPANIC THERMOMETER | TYMPANIC THERMOMETER | BRAUN | PRO 6000 | 2024-01-15 | 178.8
TYMPANIC THERMOMETER | TYMPANIC THERMOMETER | BRAUN | PRO 6000 | 2024-01-12 | 178.8
TYMPANIC THERMOMETER | TYMPANIC THERMOMETER | BRAUN | PRO 6000 | 2024-01-03 | 178.8
TYMPANIC THERMOMETER | TYMPANIC THERMOMETER | BRAUN | PRO 6000 | 2024-01-03 | 178.8
TYMPANIC THERMOMETER | TYMPANIC THERMOMETER | BRAUN | PRO 6000 | 2023-12-14 | 178.8
TYMPANIC THERMOMETER | TYMPANIC THERMOMETER | BRAUN | PRO 6000 | 2023-12-06 | 178.8
TYMPANIC THERMOMETER | TYMPANIC THERMOMETER | BRAUN | PRO 6000 | 2023-11-29 | 178.8
TYMPANIC THERMOMETER | TYMPANIC THERMOMETER | BRAUN | PRO 6000 | 2023-11-29 | 178.8
TYMPANIC THERMOMETER | TYMPANIC THERMOMETER | BRAUN | PRO 6000 | 2023-11-29 | 178.8
TYMPANIC THERMOMETER | TYMPANIC THERMOMETER | BRAUN | PRO 6000 | 2023-11-24 | 178.8
TYMPANIC THERMOMETER | TYMPANIC THERMOMETER | BRAUN | PRO 6000 | 2023-11-16 | 178.8
TYMPANIC THERMOMETER | TYMPANIC THERMOMETER | BRAUN | PRO 6000 | 2023-10-26 | 178.8
TYMPANIC THERMOMETER | TYMPANIC THERMOMETER | BRAUN | PRO 6000 | 2023-10-25 | 178.8
TYMPANIC THERMOMETER | TYMPANIC THERMOMETER | BRAUN | PRO 6000 | 2023-10-19 | 158.4
TYMPANIC THERMOMETER | TYMPANIC THERMOMETER | BRAUN | PRO 6000 | 2023-10-12 | 178.8
TYMPANIC THERMOMETER | TYMPANIC THERMOMETER | BRAUN | PRO 6000 | 2023-10-10 | 178.8
TYMPANIC THERMOMETER | TYMPANIC THERMOMETER | BRAUN | PRO 6000 | 2023-10-10 | 178.8
TYMPANIC THERMOMETER | TYMPANIC THERMOMETER | BRAUN | PRO 6000 | 2023-10-05 | 178.8
TYMPANIC THERMOMETER | TYMPANIC THERMOMETER | BRAUN | PRO 6000 | 2023-10-02 | 178.8
TYMPANIC THERMOMETER | TYMPANIC THERMOMETER | BRAUN | PRO 6000 | 2023-09-26 | 178.8
TYMPANIC THERMOMETER | TYMPANIC THERMOMETER | BRAUN | PRO 6000 | 2023-09-26 | 178.8
TYMPANIC THERMOMETER | TYMPANIC THERMOMETER | BRAUN | PRO 6000 | 2023-09-20 | 178.8
TYMPANIC THERMOMETER | TYMPANIC THERMOMETER | BRAUN | PRO 6000 | 2023-09-19 | 178.8
TYMPANIC THERMOMETER | TYMPANIC THERMOMETER | BRAUN | PRO 6000 | 2023-09-13 | 178.8
TYMPANIC THERMOMETER | TYMPANIC THERMOMETER | BRAUN | PRO 6000 | 2023-09-08 | 178.8
TYMPANIC THERMOMETER | TYMPANIC THERMOMETER | BRAUN | PRO 6000 | 2023-09-08 | 178.8
TYMPANIC THERMOMETER | TYMPANIC THERMOMETER | BRAUN | PRO 6000 | 2023-09-08 | 178.8
TYMPANIC THERMOMETER | TYMPANIC THERMOMETER | BRAUN | PRO 6000 | 2023-09-04 | 178.8
TYMPANIC THERMOMETER | TYMPANIC THERMOMETER | BRAUN | PRO 6000 | 2023-09-05 | 178.8
CO2 MODULE | CO2 MODULE + PRESS & TEMP | PHILIPS LTD | 867041 B06 | 2023-11-03 | 2986.776 |  | 2024-11-15
CO2 MODULE | CO2 MODULE + PRESS & TEMP | PHILIPS LTD | 867041 B06 | 2023-11-03 | 2986.776 |  | 2024-11-15
CO2 MODULE | CO2 MODULE + PRESS & TEMP | PHILIPS LTD | 867041 B06 | 2023-11-03 | 2986.776 |  | 2024-11-15
TRANSPORT MONITOR | PATIENT MONITOR INTELLIVUE X3 (6mm NIBP Port) | PHILIPS LTD | INTELLIVUE X3 (6mm NIBP) | 2023-11-03 | 3912.708 |  | 2026-11-15
TRANSPORT MONITOR | PATIENT MONITOR INTELLIVUE X3 (6mm NIBP Port) | PHILIPS LTD | INTELLIVUE X3 (6mm NIBP) | 2023-11-03 | 3912.708 |  | 2026-11-15
TRANSPORT MONITOR | PATIENT MONITOR INTELLIVUE X3 (6mm NIBP Port) | PHILIPS LTD | INTELLIVUE X3 (6mm NIBP) | 2023-11-03 | 3912.708 |  | 2026-11-15
TRANSPORT MONITOR | PATIENT MONITOR INTELLIVUE X3 (6mm NIBP Port) | PHILIPS LTD | INTELLIVUE X3 (6mm NIBP) | 2023-11-03 | 3912.708 |  | 2026-11-15
TRANSPORT MONITOR | PATIENT MONITOR INTELLIVUE X3 (6mm NIBP Port) | PHILIPS LTD | INTELLIVUE X3 (6mm NIBP) | 2023-11-03 | 3912.708 |  | 2026-11-15
TRANSPORT MONITOR | PATIENT MONITOR INTELLIVUE X3 (6mm NIBP Port) | PHILIPS LTD | INTELLIVUE X3 (6mm NIBP) | 2023-11-03 | 3912.708 |  | 2026-11-15
TRANSPORT MONITOR | PATIENT MONITOR INTELLIVUE X3 (6mm NIBP Port) | PHILIPS LTD | INTELLIVUE X3 (6mm NIBP) | 2023-11-03 | 3912.708 |  | 2026-11-15
TRANSPORT MONITOR | PATIENT MONITOR INTELLIVUE X3 (6mm NIBP Port) | PHILIPS LTD | INTELLIVUE X3 (6mm NIBP) | 2023-11-03 | 3912.708 |  | 2026-11-15
TRANSPORT MONITOR | PATIENT MONITOR INTELLIVUE X3 (6mm NIBP Port) | PHILIPS LTD | INTELLIVUE X3 (6mm NIBP) | 2023-11-03 | 3912.708 |  | 2026-11-15
TRANSPORT MONITOR | PATIENT MONITOR INTELLIVUE X3 (6mm NIBP Port) | PHILIPS LTD | INTELLIVUE X3 (6mm NIBP) | 2023-11-03 | 3912.708 |  | 2026-11-15
TRANSPORT MONITOR | PATIENT MONITOR INTELLIVUE X3 (6mm NIBP Port) | PHILIPS LTD | INTELLIVUE X3 (6mm NIBP) | 2023-11-03 | 3912.708 |  | 2026-11-15
TRANSPORT MONITOR | PATIENT MONITOR INTELLIVUE X3 (6mm NIBP Port) | PHILIPS LTD | INTELLIVUE X3 (6mm NIBP) | 2023-11-03 | 3912.708 |  | 2026-11-15
TRANSPORT MONITOR | PATIENT MONITOR INTELLIVUE X3 (6mm NIBP Port) | PHILIPS LTD | INTELLIVUE X3 (6mm NIBP) | 2023-11-03 | 3912.708 |  | 2026-11-15
TRANSPORT MONITOR | PATIENT MONITOR INTELLIVUE X3 (6mm NIBP Port) | PHILIPS LTD | INTELLIVUE X3 (6mm NIBP) | 2023-11-03 | 3912.708 |  | 2026-11-15
TRANSPORT MONITOR | PATIENT MONITOR INTELLIVUE X3 (6mm NIBP Port) | PHILIPS LTD | INTELLIVUE X3 (6mm NIBP) | 2023-11-03 | 3912.708 |  | 2026-11-15
TRANSPORT MONITOR | PATIENT MONITOR INTELLIVUE X3 (6mm NIBP Port) | PHILIPS LTD | INTELLIVUE X3 (6mm NIBP) | 2023-11-03 | 3912.708 |  | 2026-11-15
TRANSPORT MONITOR | PATIENT MONITOR INTELLIVUE X3 (6mm NIBP Port) | PHILIPS LTD | INTELLIVUE X3 (6mm NIBP) | 2023-11-03 | 3912.708 |  | 2026-11-15
TRANSPORT MONITOR | PATIENT MONITOR INTELLIVUE X3 (6mm NIBP Port) | PHILIPS LTD | INTELLIVUE X3 (6mm NIBP) | 2023-11-03 | 3912.708 |  | 2026-11-15
TRANSPORT MONITOR | PATIENT MONITOR INTELLIVUE X3 (6mm NIBP Port) | PHILIPS LTD | INTELLIVUE X3 (6mm NIBP) | 2023-11-03 | 3912.708 |  | 2026-11-15
TRANSPORT MONITOR | PATIENT MONITOR INTELLIVUE X3 (6mm NIBP Port) | PHILIPS LTD | INTELLIVUE X3 (6mm NIBP) | 2023-11-03 | 3912.708 |  | 2026-11-15
TRANSPORT MONITOR | PATIENT MONITOR INTELLIVUE X3 (6mm NIBP Port) | PHILIPS LTD | INTELLIVUE X3 (6mm NIBP) | 2023-11-03 | 3912.708 |  | 2026-11-15
TRANSPORT MONITOR | PATIENT MONITOR INTELLIVUE X3 (6mm NIBP Port) | PHILIPS LTD | INTELLIVUE X3 (6mm NIBP) | 2023-11-03 | 3912.708 |  | 2026-11-15
TRANSPORT MONITOR | PATIENT MONITOR INTELLIVUE X3 (6mm NIBP Port) | PHILIPS LTD | INTELLIVUE X3 (6mm NIBP) | 2023-11-03 | 3912.708 |  | 2026-11-15
TRANSPORT MONITOR | PATIENT MONITOR INTELLIVUE X3 (6mm NIBP Port) | PHILIPS LTD | INTELLIVUE X3 (6mm NIBP) | 2023-11-03 | 3912.708 |  | 2026-11-15
TRANSPORT MONITOR | PATIENT MONITOR INTELLIVUE X3 (6mm NIBP Port) | PHILIPS LTD | INTELLIVUE X3 (6mm NIBP) | 2023-11-03 | 3912.708 |  | 2026-11-15
TRANSPORT MONITOR | PATIENT MONITOR INTELLIVUE X3 (6mm NIBP Port) | PHILIPS LTD | INTELLIVUE X3 (6mm NIBP) | 2023-11-03 | 3912.708 |  | 2026-11-15
TRANSPORT MONITOR | PATIENT MONITOR INTELLIVUE X3 (6mm NIBP Port) | PHILIPS LTD | INTELLIVUE X3 (6mm NIBP) | 2023-11-03 | 3912.708 |  | 2026-11-15
TRANSPORT MONITOR | PATIENT MONITOR INTELLIVUE X3 (6mm NIBP Port) | PHILIPS LTD | INTELLIVUE X3 (6mm NIBP) | 2023-11-03 | 3912.708 |  | 2026-11-15
TRANSPORT MONITOR | PATIENT MONITOR INTELLIVUE X3 (6mm NIBP Port) | PHILIPS LTD | INTELLIVUE X3 (6mm NIBP) | 2023-11-03 | 3912.708 |  | 2026-11-15
TRANSPORT MONITOR | PATIENT MONITOR INTELLIVUE X3 (6mm NIBP Port) | PHILIPS LTD | INTELLIVUE X3 (6mm NIBP) | 2023-11-03 | 3912.708 |  | 2026-11-15
TRANSPORT MONITOR | PATIENT MONITOR INTELLIVUE X3 (6mm NIBP Port) | PHILIPS LTD | INTELLIVUE X3 (6mm NIBP) | 2023-11-03 | 3912.708 |  | 2026-11-15
TRANSPORT MONITOR | PATIENT MONITOR INTELLIVUE X3 (6mm NIBP Port) | PHILIPS LTD | INTELLIVUE X3 (6mm NIBP) | 2023-11-03 | 3912.708 |  | 2026-11-15
TRANSPORT MONITOR | PATIENT MONITOR INTELLIVUE X3 (6mm NIBP Port) | PHILIPS LTD | INTELLIVUE X3 (6mm NIBP) | 2023-11-03 | 3912.708 |  | 2026-11-15
TRANSPORT MONITOR | PATIENT MONITOR INTELLIVUE X3 (6mm NIBP Port) | PHILIPS LTD | INTELLIVUE X3 (6mm NIBP) | 2023-11-03 | 3912.708 |  | 2026-11-15
TRANSPORT MONITOR | PATIENT MONITOR INTELLIVUE X3 (6mm NIBP Port) | PHILIPS LTD | INTELLIVUE X3 (6mm NIBP) | 2023-11-03 | 3912.708 |  | 2026-11-15
TRANSPORT MONITOR | PATIENT MONITOR INTELLIVUE X3 (6mm NIBP Port) | PHILIPS LTD | INTELLIVUE X3 (6mm NIBP) | 2023-11-03 | 3912.708 |  | 2026-11-15
TRANSPORT MONITOR | PATIENT MONITOR INTELLIVUE X3 (6mm NIBP Port) | PHILIPS LTD | INTELLIVUE X3 (6mm NIBP) | 2023-11-03 | 3912.708 |  | 2026-11-15
PATIENT MONITOR | PATIENT MONITOR | PHILIPS LTD | MX550 | 2023-11-03 | 7724.52 |  | 2026-11-15
PATIENT MONITOR | PATIENT MONITOR | PHILIPS LTD | MX550 | 2023-11-03 | 7724.52 |  | 2026-11-15
PATIENT MONITOR | PATIENT MONITOR | PHILIPS LTD | MX550 | 2023-11-03 | 7724.52 |  | 2026-11-15
PATIENT MONITOR | PATIENT MONITOR | PHILIPS LTD | MX550 | 2023-11-03 | 7724.52 |  | 2026-11-15
PATIENT MONITOR | PATIENT MONITOR | PHILIPS LTD | MX550 | 2023-11-03 | 7724.52 |  | 2026-11-15
PATIENT MONITOR | PATIENT MONITOR | PHILIPS LTD | MX550 | 2023-11-03 | 7724.52 |  | 2026-11-15
PATIENT MONITOR | PATIENT MONITOR | PHILIPS LTD | MX550 | 2023-11-03 | 7724.52 |  | 2026-11-15
PATIENT MONITOR | PATIENT MONITOR | PHILIPS LTD | MX550 | 2023-11-03 | 7724.52 |  | 2026-11-15
PATIENT MONITOR | PATIENT MONITOR | PHILIPS LTD | MX550 | 2023-11-03 | 7724.52 |  | 2026-11-15
PATIENT MONITOR | PATIENT MONITOR | PHILIPS LTD | MX550 | 2023-11-03 | 7724.52 |  | 2026-11-15
PATIENT MONITOR | PATIENT MONITOR | PHILIPS LTD | MX550 | 2023-11-03 | 7724.52 |  | 2026-11-15
PATIENT MONITOR | PATIENT MONITOR | PHILIPS LTD | MX550 | 2023-11-03 | 7724.52 |  | 2026-11-15
PATIENT MONITOR | PATIENT MONITOR | PHILIPS LTD | MX550 | 2023-11-03 | 7724.52 |  | 2026-11-15
PATIENT MONITOR | PATIENT MONITOR | PHILIPS LTD | MX550 | 2023-11-03 | 7724.52 |  | 2026-11-15
PATIENT MONITOR | PATIENT MONITOR | PHILIPS LTD | MX550 | 2023-11-03 | 7724.52 |  | 2026-11-15
PATIENT MONITOR | PATIENT MONITOR | PHILIPS LTD | MX550 | 2023-11-03 | 7724.52 |  | 2026-11-15
PATIENT MONITOR | PATIENT MONITOR | PHILIPS LTD | MX550 | 2023-11-03 | 7724.52 |  | 2026-11-15
PATIENT MONITOR | PATIENT MONITOR | PHILIPS LTD | MX550 | 2023-11-03 | 7724.52 |  | 2026-11-15
PATIENT MONITOR | PATIENT MONITOR | PHILIPS LTD | MX550 | 2023-11-03 | 7724.52 |  | 2026-11-15
PATIENT MONITOR | PATIENT MONITOR | PHILIPS LTD | MX550 | 2023-11-03 | 7724.52 |  | 2026-11-15
PATIENT MONITOR | PATIENT MONITOR | PHILIPS LTD | MX550 | 2023-11-03 | 7724.52 |  | 2026-11-15
PATIENT MONITOR | PATIENT MONITOR | PHILIPS LTD | MX550 | 2023-11-03 | 7724.52 |  | 2026-11-15
PATIENT MONITOR | PATIENT MONITOR | PHILIPS LTD | MX550 | 2023-10-17 | 7724.52 |  | 2026-11-15
DOCKING STATION | DOCKING STATION | PHILIPS LTD | INTELLIVUE DOCK | 2023-10-06 | 509.196
CO2 MODULE | CO2 MODULE + PRESS & TEMP | PHILIPS LTD | 867041 B06 | 2023-10-06 | 3152.928 |  | 2024-10-06
TRANSPORT MONITOR | PATIENT MONITOR INTELLIVUE X3 (6mm NIBP Port) | PHILIPS LTD | INTELLIVUE X3 (6mm NIBP) | 2023-10-06 | 4563.624 |  | 2026-10-06
CO2 MODULE | CO2 MODULE + PRESS & TEMP | PHILIPS LTD | 867041 B06 | 2023-10-04 | 3000 |  | 2025-07-15
PATIENT MONITOR | PATIENT MONITOR INTELLIVUE | PHILIPS LTD | MX450 | 2023-10-02 | 3063.456 |  | 2026-10-15
DEFIBRILLATOR - AED BIPHASIC | DEFIBRILLATOR - AED BIPHASIC | MINDRAY | BENEHEART D1 PRO | 2023-09-26 | 1826.868 |  | 2025-09-15
DEFIBRILLATOR - AED BIPHASIC | DEFIBRILLATOR - AED BIPHASIC | MINDRAY | BENEHEART D1 PRO | 2023-09-26 | 1826.868 |  | 2025-09-15
COUCH | COUCH 3-SECTION ELECTRIC | MEDI-PLINTH | BA03E | 2023-09-21 | 870 |  | 2026-09-16
COUCH | COUCH - 3 SECTION ELECTRIC | BRISTOL MAID (HOSP.M.CRAFT) | EC025/EC050 | 2023-09-21 | 1200 |  | 2026-09-17
COUCH | COUCH - 2 SECTION ELECTRIC | MEDI-PLINTH | BA02E | 2023-09-21 | 859.86 |  | 2026-09-16
COUCH | COUCH - 2 SECTION ELECTRIC | MEDI-PLINTH | BA02E | 2023-09-21 | 859.86 |  | 2026-09-16
COUCH | COUCH | BRISTOL MAID (HOSP.M.CRAFT) | EC020/GH | 2023-09-21 | 1200 |  | 2026-09-16
COUCH | COUCH 2-SECTION ELECTRIC | PLINTH 2000 | 502E | 2023-09-21 | 120 |  | 2026-09-16
COUCH | COUCH - 3 SECTION | BRISTOL MAID (HOSP.M.CRAFT) | ECO35 | 2023-09-21 | 1200 |  | 2026-09-16
COUCH | COUCH - 2 SECTION ELECTRIC | MEDI-PLINTH | BA02E | 2023-09-21 | 859.86 |  | 2026-09-16
CAPNOGRAPH | CAPNOGRAPH AND OXIMETER | MASIMO UK | RAD-97 | 2023-11-07 | 3000 | 2024-09-07 | 2025-09-07
CHAIR | PHLEBOTOMY CHAIR, VARIABLE HEIGHT, THREE SECTION, HYDRAULIC, COSTAL BLUE | BRISTOL MAID (HOSP.M.CRAFT) | EC5305/VCB | 2023-11-01 | 1852.56 |  | 2026-04-15
DIGITAL VIDEO RECORDER | MEDICAL VIDEO SYSTEM | MEDICAPTURE | MVR PRO | 2023-11-30 | 8208 |  | 2025-01-15
SCALES | SCALES - FLUID | TERAOKA | DS-502 | 2023-10-27 | 229.44 |  | 2024-11-15
DEFIBRILLATOR - AED BIPHASIC | DEFIBRILLATOR - AED BIPHASIC | MINDRAY | BENEHEART D1 PRO | 2023-09-19 | 1826.868 |  | 2025-09-15
CARDIAC OUTPUT COMP | MODULE CARDIAC OUTPUT | PHILIPS LTD | M1012A | 2023-08-30 | 1477.056
CARDIAC OUTPUT COMP | MODULE CARDIAC OUTPUT | PHILIPS LTD | M1012A | 2023-08-30 | 1477.056
CARDIAC OUTPUT COMP | MODULE CARDIAC OUTPUT | PHILIPS LTD | M1012A | 2023-08-30 | 1477.056
CARDIAC OUTPUT COMP | MODULE CARDIAC OUTPUT | PHILIPS LTD | M1012A | 2023-08-30 | 1477.056
CARDIAC OUTPUT COMP | MODULE CARDIAC OUTPUT | PHILIPS LTD | M1012A | 2023-08-30 | 1477.056
PRINTER | PRINTER - LASER MONO | HP | LASERJET PRO 4002DN | 2023-08-31 | 340.8
DATA TRANSFER MODULE | DATA TRANSFER MODULE - 8 PORT | CAPSULE | SMARTLINX AXON 810 | 2023-08-09 | 1200
DATA TRANSFER MODULE | DATA TRANSFER MODULE - 8 PORT | CAPSULE | SMARTLINX AXON 810 | 2023-08-09 | 1200
DATA TRANSFER MODULE | DATA TRANSFER MODULE - 8 PORT | CAPSULE | SMARTLINX AXON 810 | 2023-08-09 | 1200
DATA TRANSFER MODULE | DATA TRANSFER MODULE - 8 PORT | CAPSULE | SMARTLINX AXON 810 | 2023-08-09 | 1200
DATA TRANSFER MODULE | DATA TRANSFER MODULE - 8 PORT | CAPSULE | SMARTLINX AXON 810 | 2023-08-09 | 1200
DATA TRANSFER MODULE | DATA TRANSFER MODULE - 8 PORT | CAPSULE | SMARTLINX AXON 810 | 2023-08-09 | 1200
DATA TRANSFER MODULE | DATA TRANSFER MODULE - 8 PORT | CAPSULE | SMARTLINX AXON 810 | 2023-08-09 | 1200
DATA TRANSFER MODULE | DATA TRANSFER MODULE - 8 PORT | CAPSULE | SMARTLINX AXON 810 | 2023-08-09 | 1200
DATA TRANSFER MODULE | DATA TRANSFER MODULE - 8 PORT | CAPSULE | SMARTLINX AXON 810 | 2023-08-09 | 1200
DATA TRANSFER MODULE | DATA TRANSFER MODULE - 8 PORT | CAPSULE | SMARTLINX AXON 810 | 2023-08-09 | 1200
DATA TRANSFER MODULE | DATA TRANSFER MODULE - 8 PORT | CAPSULE | SMARTLINX AXON 810 | 2023-08-09 | 1200
INFLATION/PUMP UNIT | COMPRESSION SYSTEM | COVIDIEN UK | SCD 700 | 2023-09-06 | 0
OPERATING TABLE | OPERATING TABLE - SURGICAL ROBOT | HILL-ROM | TS7000DV | 2023-09-07 | 105028.476 |  | 2024-11-01
SURGICAL AID ROBOT | VISION CART | INTUITIVE | IS4000 | 2023-09-07 | 360000 |  | 2024-11-01
SURGICAL AID ROBOT | SURGEON CONSOLE | INTUITIVE | SS4000 | 2023-09-07 | 360000 |  | 2024-11-01
SURGICAL AID ROBOT | SURGEON CONSOLE | INTUITIVE | SS4000 | 2023-09-07 | 360000 |  | 2024-11-01
DERMATOSCOPE | DERMATOSCOPE | OPTICLAR | DERMATOSCOPE | 2023-08-25 | 286.08
SURGICAL AID ROBOT | PATIENT CART | INTUITIVE | PS4000 | 2023-09-07 | 360000 |  | 2024-11-01
INFUSION PUMP | VOLUMETRIC INFUSION PUMP | FRESENIUS KABI | AGILIA VP MC WIFI GB | 2023-08-23 | 660 |  | 2026-05-23
INFUSION PUMP | VOLUMETRIC INFUSION PUMP | FRESENIUS KABI | AGILIA VP MC WIFI GB | 2023-08-23 | 660 |  | 2026-05-23
INFUSION PUMP | VOLUMETRIC INFUSION PUMP | FRESENIUS KABI | AGILIA VP MC WIFI GB | 2023-08-23 | 660 |  | 2026-05-23
INFUSION PUMP | VOLUMETRIC INFUSION PUMP | FRESENIUS KABI | AGILIA VP MC WIFI GB | 2023-08-23 | 660 |  | 2026-05-23
INFUSION PUMP | VOLUMETRIC INFUSION PUMP | FRESENIUS KABI | AGILIA VP MC WIFI GB | 2023-08-23 | 660 |  | 2026-05-23
INFUSION PUMP | VOLUMETRIC INFUSION PUMP | FRESENIUS KABI | AGILIA VP MC WIFI GB | 2023-08-23 | 660 |  | 2026-05-23
INFUSION PUMP | VOLUMETRIC INFUSION PUMP | FRESENIUS KABI | AGILIA VP MC WIFI GB | 2023-08-23 | 660 |  | 2026-05-23
INFUSION PUMP | VOLUMETRIC INFUSION PUMP | FRESENIUS KABI | AGILIA VP MC WIFI GB | 2023-08-23 | 660 |  | 2026-05-23
INFUSION PUMP | VOLUMETRIC INFUSION PUMP | FRESENIUS KABI | AGILIA VP MC WIFI GB | 2023-08-23 | 660 |  | 2026-05-23
INFUSION PUMP | VOLUMETRIC INFUSION PUMP | FRESENIUS KABI | AGILIA VP MC WIFI GB | 2023-08-23 | 660 |  | 2026-05-23
INFUSION PUMP | VOLUMETRIC INFUSION PUMP | FRESENIUS KABI | AGILIA VP MC WIFI GB | 2023-08-23 | 660 |  | 2026-05-23
INFUSION PUMP | VOLUMETRIC INFUSION PUMP | FRESENIUS KABI | AGILIA VP MC WIFI GB | 2023-08-23 | 660 |  | 2026-05-23
INFUSION PUMP | VOLUMETRIC INFUSION PUMP | FRESENIUS KABI | AGILIA VP MC WIFI GB | 2023-08-23 | 660 |  | 2026-05-23
INFUSION PUMP | VOLUMETRIC INFUSION PUMP | FRESENIUS KABI | AGILIA VP MC WIFI GB | 2023-08-23 | 660 |  | 2026-05-23
INFUSION PUMP | VOLUMETRIC INFUSION PUMP | FRESENIUS KABI | AGILIA VP MC WIFI GB | 2023-08-23 | 660 |  | 2026-05-23
INFUSION PUMP | VOLUMETRIC INFUSION PUMP | FRESENIUS KABI | AGILIA VP MC WIFI GB | 2023-08-23 | 660 |  | 2026-05-23
INFUSION PUMP | VOLUMETRIC INFUSION PUMP | FRESENIUS KABI | AGILIA VP MC WIFI GB | 2023-08-23 | 660 |  | 2026-05-23
INFUSION PUMP | VOLUMETRIC INFUSION PUMP | FRESENIUS KABI | AGILIA VP MC WIFI GB | 2023-08-23 | 660 |  | 2026-05-23
INFUSION PUMP | VOLUMETRIC INFUSION PUMP | FRESENIUS KABI | AGILIA VP MC WIFI GB | 2023-08-23 | 660 |  | 2026-05-23
INFUSION PUMP | VOLUMETRIC INFUSION PUMP | FRESENIUS KABI | AGILIA VP MC WIFI GB | 2023-08-23 | 660 |  | 2026-05-23
INFUSION PUMP | VOLUMETRIC INFUSION PUMP | FRESENIUS KABI | AGILIA VP MC WIFI GB | 2023-08-23 | 660 |  | 2026-05-23
INFUSION PUMP | VOLUMETRIC INFUSION PUMP | FRESENIUS KABI | AGILIA VP MC WIFI GB | 2023-08-23 | 660 |  | 2026-05-23
INFUSION PUMP | VOLUMETRIC INFUSION PUMP | FRESENIUS KABI | AGILIA VP MC WIFI GB | 2023-08-23 | 660 |  | 2026-05-23
INFUSION PUMP | VOLUMETRIC INFUSION PUMP | FRESENIUS KABI | AGILIA VP MC WIFI GB | 2023-08-23 | 660 |  | 2026-05-23
INFUSION PUMP | VOLUMETRIC INFUSION PUMP | FRESENIUS KABI | AGILIA VP MC WIFI GB | 2023-08-23 | 660 |  | 2026-05-23
INFUSION PUMP | VOLUMETRIC INFUSION PUMP | FRESENIUS KABI | AGILIA VP MC WIFI GB | 2023-08-23 | 660 |  | 2026-05-23
INFUSION PUMP | VOLUMETRIC INFUSION PUMP | FRESENIUS KABI | AGILIA VP MC WIFI GB | 2023-08-23 | 660 |  | 2026-05-23
INFUSION PUMP | VOLUMETRIC INFUSION PUMP | FRESENIUS KABI | AGILIA VP MC WIFI GB | 2023-08-23 | 660 |  | 2026-05-23
INFUSION PUMP | VOLUMETRIC INFUSION PUMP | FRESENIUS KABI | AGILIA VP MC WIFI GB | 2023-08-23 | 660 |  | 2026-05-23
INFUSION PUMP | VOLUMETRIC INFUSION PUMP | FRESENIUS KABI | AGILIA VP MC WIFI GB | 2023-08-23 | 660 |  | 2026-05-23
INFUSION PUMP | VOLUMETRIC INFUSION PUMP | FRESENIUS KABI | AGILIA VP MC WIFI GB | 2023-08-23 | 660 |  | 2026-05-23
INFUSION PUMP | VOLUMETRIC INFUSION PUMP | FRESENIUS KABI | AGILIA VP MC WIFI GB | 2023-08-23 | 660 |  | 2026-05-23
INFUSION PUMP | VOLUMETRIC INFUSION PUMP | FRESENIUS KABI | AGILIA VP MC WIFI GB | 2023-08-23 | 660 |  | 2026-05-23
INFUSION PUMP | VOLUMETRIC INFUSION PUMP | FRESENIUS KABI | AGILIA VP MC WIFI GB | 2023-08-23 | 660 |  | 2026-05-23
INFUSION PUMP | VOLUMETRIC INFUSION PUMP | FRESENIUS KABI | AGILIA VP MC WIFI GB | 2023-08-23 | 660 |  | 2026-05-23
PATIENT WARMING SYSTEM | IOB WARMING UNIT | GBUK Group Ltd | IOB | 2023-08-17 | 636 | 2024-08-07 | 2025-08-07
PATIENT WARMING SYSTEM | IOB WARMING UNIT | GBUK Group Ltd | IOB | 2023-08-17 | 636 | 2024-07-11 | 2025-07-11
PATIENT WARMING SYSTEM | IOB WARMING UNIT | GBUK Group Ltd | IOB | 2023-08-17 | 636 | 2024-07-11 | 2025-07-11
PATIENT WARMING SYSTEM | IOB WARMING UNIT | GBUK Group Ltd | IOB | 2023-08-17 | 636 |  | 2025-08-17
PATIENT WARMING SYSTEM | IOB WARMING UNIT | GBUK Group Ltd | IOB | 2023-08-17 | 636 |  | 2025-08-17
PATIENT WARMING SYSTEM | IOB WARMING UNIT | GBUK Group Ltd | IOB | 2023-08-17 | 636 |  | 2025-08-17
PATIENT WARMING SYSTEM | IOB WARMING UNIT | GBUK Group Ltd | IOB | 2023-08-17 | 636 |  | 2025-08-17
PATIENT WARMING SYSTEM | IOB WARMING UNIT | GBUK Group Ltd | IOB | 2023-08-17 | 636 |  | 2025-08-17
PATIENT WARMING SYSTEM | IOB WARMING UNIT | GBUK Group Ltd | IOB | 2023-08-17 | 636 | 2024-08-06 | 2025-08-06
PATIENT WARMING SYSTEM | IOB WARMING UNIT | GBUK Group Ltd | IOB | 2023-08-17 | 636 | 2024-08-07 | 2025-08-07
PATIENT WARMING SYSTEM | IOB WARMING UNIT | GBUK Group Ltd | IOB | 2023-08-17 | 636 | 2024-08-06 | 2025-08-06
ENDOSCOPY STACKING TROLLEY | ENDOSCOPY STACKING TROLLEY - ENDO-SYMBIO CART | ARTHREX INC | W450 35-40U | 2023-08-11 | 2090.4 |  | 2023-11-01
VIDEO PRINTER | VIDEO PRINTER | SONY | UP-DR80MD | 2023-08-11 | 2400 |  | 2024-08-11
INSUFFLATOR CO2 | SYNERGY INSUFFLATOR CO2 | ARTHREX INC | SYNERGY INSUFFLATOR | 2023-08-11 | 6554.4 |  | 2023-11-01
LIGHT SOURCE | LIGHT SOURCE - LASER | ARTHREX INC | SYNERGY LASER LIGHT SOURCE | 2023-08-11 | 6000 |  | 2023-11-01
COMPUTER - TABLET/NETBOOK | TABLET - SYNERGY UHD4 DIGITAL DOCUMENTATION TABLET | SAMSUNG | GALAXY TAB A 10.1 INCH | 2023-08-11 | 4152
FLAT SCREEN DISPLAY | FLAT SCREEN DISPLAY - 4K 32 INCH | LG | 32HL710S | 2023-08-11 | 9000 |  | 2024-08-15
VENTILATOR | VENTILATOR | BREAS MEDICAL | NIPPY 4+ | 2023-08-24 | 4560 |  | 2025-08-01
VENTILATOR | VENTILATOR | BREAS MEDICAL | NIPPY 4+ | 2023-08-24 | 4560 |  | 2025-08-01
VENTILATOR | VENTILATOR | RESMED LTD | AIRSENSE 10 AUTOSET | 2023-08-24 | 3600
VENTILATOR | VENTILATOR | RESMED LTD | AIRSENSE 10 AUTOSET | 2023-08-24 | 3600
DRILL | PIEZO DRILL | BIOSPECTRUM LTD | PIEZOTOME SOLO M+ | 2023-08-22 | 17022 |  | 2024-12-15
VENTILATOR | VENTILATOR | BREAS MEDICAL | NIPPY 4+ | 2023-08-17 | 4560 |  | 2025-08-01
VENTILATOR | VENTILATOR | BREAS MEDICAL | NIPPY 4+ | 2023-08-17 | 4560 |  | 2025-08-01
VENTILATOR | VENTILATOR | RESMED LTD | AIRSENSE 10 AUTOSET | 2023-08-17 | 396
VENTILATOR | VENTILATOR | RESMED LTD | AIRSENSE 10 AUTOSET | 2023-08-17 | 396
DIETARY FEED PUMP | ENTERAL FEEDING PUMP | NUTRICIA | FLOCARE INFINITY III | 2023-08-11 | 960 |  | 2024-12-01
VENTILATOR | VENTILATOR | BREAS MEDICAL | NIPPY 4+ | 2023-08-30 | 4560 | 2023-10-05
VENTILATOR | VENTILATOR | BREAS MEDICAL | NIPPY 4+ | 2023-09-05 | 4560 |  | 2025-09-01
VENTILATOR | VENTILATOR | BREAS MEDICAL | NIPPY 4+ | 2023-09-05 | 4560 |  | 2025-09-01
VENTILATOR | VENTILATOR | BREAS MEDICAL | NIPPY 4+ | 2023-09-05 | 4560 |  | 2025-09-01
GASTROSCOPE | GASTROSCOPE | OLYMPUS | GIF-HQ290 | 2024-04-05 | 28800
VENTILATOR | TRANSPORT VENTILATOR | HAMILTON MEDICAL | T1 | 2023-08-24 | 19614.024 |  | 2024-08-24
ENDOSCOPY VIDEO SYSTEM | SYNERGY ID CAMERA CONTROLLER | ARTHREX INC | SYNERGY ID | 2023-08-18 | 20662.8 |  | 2023-11-01
CAMERA HEAD | CAMERA HEAD - 4K SYNERGY ID | ARTHREX INC | 4K SYNERGY ID | 2023-08-18 | 22748.4
EXTENSION LEAD | MAINS ADAPTOR BLOCK | SAFETY MEDIC | 10 WAY | 2023-08-31 | 958.8 |  | 2024-09-01
EXTENSION LEAD | MAINS ADAPTOR BLOCK | SAFETY MEDIC | 10 WAY | 2023-08-31 | 958.8 |  | 2024-09-01
EXTENSION LEAD | MAINS ADAPTOR BLOCK | SAFETY MEDIC | 10 WAY | 2023-08-31 | 958.8 |  | 2024-09-01
EXTENSION LEAD | MAINS ADAPTOR BLOCK | SAFETY MEDIC | 10 WAY | 2023-08-31 | 958.8 |  | 2024-09-01
EXTENSION LEAD | MAINS ADAPTOR BLOCK | SAFETY MEDIC | 10 WAY | 2023-08-31 | 958.8 |  | 2024-09-01
DUODENOSCOPE | DUODENOSCOPE | OLYMPUS | TJF-Q290V | 2024-04-05 | 42000
SUCTION UNIT | SUCTION - LAERDAL - BATTERY | LAERDAL | LSU-2 | 2023-09-13 | 1110.216 |  | 2026-09-13
WATER BATH | UNSTIRED WATER BATH | GRANT INSTRUMENTS | SUB AQUA PRO (SAP5) | 2023-09-12 | 818.64 |  | 2024-10-15
NEBULIZER | ULTRASONIC NEBULIZER | OMRON | NE-U17 | 2023-08-23 | 900
SUCTION UNIT | SUCTION - LAERDAL - BATTERY | LAERDAL | LSU-2 | 2023-09-07 | 1110.216 |  | 2026-09-07
DUODENOSCOPE | DUODENOSCOPE | OLYMPUS | TJF-Q290V | 2024-04-05 | 42000
PATIENT WARMING SYSTEM | IOB WARMING UNIT | GBUK Group Ltd | IOB | 2023-09-11 | 636 |  | 2024-09-11
VACUUM SPLITTER | VACUUM PENDANT SPLITTER | MEC MEDICAL LTD | 1920216 | 2023-08-21 | 180
ROLLER PUMP/CONSOLE | ROLLER PUMP | SPECTRUM | QPS | 2023-08-16 | 6000 |  | 2024-09-15
MULTI FLUID WARMER | BLOOD AND FLUID WARMER | 3M HEALTH CARE | RANGER 245 | 2023-08-10 | 1616.4 |  | 2024-08-09
MULTI FLUID WARMER | BLOOD AND FLUID WARMER | 3M HEALTH CARE | RANGER 245 | 2023-08-10 | 1616.4 | 2024-06-03 | 2025-06-03
MULTI FLUID WARMER | BLOOD AND FLUID WARMER | 3M HEALTH CARE | RANGER 245 | 2023-08-10 | 1616.4 |  | 2024-08-09
EAR SYRINGE | EAR SYRINGE | MIRAGE | PROPULSE NG | 2024-01-23 | 300 |  | 2025-01-23
SCALES | SCALES - BABY | SECA | 385 | 2023-11-21 | 277.44 |  | 2024-11-15
CARDIOTOCOGRAPH | AVALON FM30 MONITOR | PHILIPS LTD | M2703A | 2023-11-21 | 4798.8 |  | 2024-11-21
CARDIOTOCOGRAPH | AVALON FM30 MONITOR | PHILIPS LTD | M2703A | 2023-11-21 | 4798.8 |  | 2024-11-21
TRANSDUCER | US TRANSDUCER | PHILIPS LTD | M2736A | 2023-11-20 | 1172.4
SPHYGMOMANOMETER | SPHYGMOMANOMETER | HILL-ROM | 7670-01S | 2023-11-10 | 180 |  | 2025-11-10
HUMALACTOR | HUMALACTOR | ARDO | BELLIS | 2023-11-09 | 270.72 |  | 2024-11-09
HUMALACTOR | HUMALACTOR | ARDO | BELLIS | 2023-11-09 | 270.72 |  | 2024-11-09
HUMALACTOR | HUMALACTOR | ARDO | BELLIS | 2023-11-09 | 270.72 |  | 2024-11-09
HUMALACTOR | HUMALACTOR | ARDO | BELLIS | 2023-11-09 | 270.72 |  | 2024-11-09
HUMALACTOR | HUMALACTOR | ARDO | BELLIS | 2023-11-09 | 270.72 |  | 2024-11-09
HUMALACTOR | HUMALACTOR | ARDO | BELLIS | 2023-11-09 | 270.72 |  | 2024-11-09
HUMALACTOR | HUMALACTOR | ARDO | BELLIS | 2023-11-09 | 270.72 |  | 2024-11-09
HUMALACTOR | HUMALACTOR | ARDO | BELLIS | 2023-11-09 | 270.72 |  | 2024-11-09
HUMALACTOR | HUMALACTOR | ARDO | BELLIS | 2023-11-09 | 270.72 |  | 2024-11-09
HUMALACTOR | HUMALACTOR | ARDO | BELLIS | 2023-11-09 | 270.72 |  | 2024-11-09
HUMALACTOR | HUMALACTOR | ARDO | BELLIS | 2023-11-09 | 270.72 |  | 2024-11-09
HUMALACTOR | HUMALACTOR | ARDO | BELLIS | 2023-11-09 | 270.72 |  | 2024-11-09
HUMALACTOR | HUMALACTOR | ARDO | BELLIS | 2023-11-09 | 270.72 |  | 2024-11-09
SUCTION CONTROLLER | 3M DIAMOND HIGH SUCTION RAIL MOUNT | THERAPY EQUIPMENT | 7705/3M | 2023-11-02 | 290.832
SPHYGMOMANOMETER | SPHYGMOMANOMETER - MOBILE | WELCH ALLYN | 7670-10 | 2023-10-31 | 180 |  | 2024-10-31
REGULATOR | TWO STAGE REGULATOR | GCE LTD | MMR+ | 2023-10-27 | 0 |  | 2024-10-27
DEFIBRILLATOR - AED BIPHASIC | DEFIBRILLATOR - AED BIPHASIC | MINDRAY | BENEHEART D1 PRO | 2023-10-19 | 1826.868 |  | 2025-10-19
DEFIBRILLATOR - AED BIPHASIC | DEFIBRILLATOR - AED BIPHASIC | MINDRAY | BENEHEART D1 PRO | 2023-10-19 | 1826.868 |  | 2025-10-19
DEFIBRILLATOR - AED BIPHASIC | DEFIBRILLATOR - AED BIPHASIC | MINDRAY | BENEHEART D1 PRO | 2023-10-19 | 1826.868 |  | 2025-10-19
DEFIBRILLATOR - AED BIPHASIC | DEFIBRILLATOR - AED BIPHASIC | MINDRAY | BENEHEART D1 PRO | 2023-10-19 | 1826.868 |  | 2025-10-19
DEFIBRILLATOR - AED BIPHASIC | DEFIBRILLATOR - AED BIPHASIC | MINDRAY | BENEHEART D1 PRO | 2023-10-19 | 1826.868 |  | 2025-10-19
DEFIBRILLATOR - AED BIPHASIC | DEFIBRILLATOR - AED BIPHASIC | MINDRAY | BENEHEART D1 PRO | 2023-10-19 | 1826.868 |  | 2025-10-19
OXIMETER | PULSE OXIMETER | MASIMO UK | RADICAL-7 | 2023-10-17 | 600 |  | 2026-10-17
CO2 MODULE | CO2 MODULE + PRESS & TEMP | PHILIPS LTD | 867041 B06 | 2023-10-17 | 3152.94 |  | 2024-10-17
SUCTION CONTROLLER | 3M DIAMOND HIGH SUCTION RAIL MOUNT | THERAPY EQUIPMENT | 7705/3M | 2024-08-07 | 290.832
ANALYSER | ANALYSER - FLUORESCENCE-BASED FOR COVID-19 | ABBOTT LABS | ID NOW | 2023-10-12 | 3600
SUCTION UNIT | SUCTION - LAERDAL - BATTERY | LAERDAL | LSU-2 | 2023-10-09 | 816 |  | 2026-10-09
DIATHERMY MACHINE | GYNECARE BIPOLAR ELECTRO-SURGICAL SYSTEM | OLYMPUS | VERSAPOINT II | 2023-10-03 | 14079.348 |  | 2024-10-03
SUCTION CONTROLLER | HIGH FLOW SUCTION CONTROLLER - MEDI RAIL 1.5M HOSE | THERAPY EQUIPMENT | 7705/1.5M | 2023-10-03 | 211.2
HUMIDIFIER | HUMIDIFIER | F & P | MR850 | 2023-10-02 | 1320 |  | 2024-10-02
SUCTION UNIT | PORTABLE SUCTION UNIT | WEINMANN | ACCUVAC PRO | 2023-09-28 | 0 | 2024-09-03 | 2025-09-03
SPHYGMOMANOMETER | DESK SPHYGMOMANOMETER | WELCH ALLYN | 7670-16 | 2023-09-19 | 100.8 |  | 2024-09-19
TRANSDUCER | US TRANSDUCER | PHILIPS LTD | M2736A | 2023-09-18 | 937.2
SUCTION CONTROLLER | HIGH SUCTION CONTROLLER | THERAPY EQUIPMENT | DIAMOND RANGE HIGH | 2023-09-18 | 156
LARYNGOSCOPE | C-MAC LARYNGOSCOPE BLADE | KARL STORZ | 8403BXC | 2023-09-12 | 3304.8
ULTRASOUND PHANTOM | TRAINING PHANTOM | MIANYANG SHANDIANMA TECHNOLOGY CO., LTD | BV160 | 2023-09-08 | 0
SUCTION UNIT | SUCTION - LAERDAL - BATTERY | LAERDAL | LSU-2 | 2023-09-01 | 816 |  | 2026-09-01
HEIGHT GAUGE | HEIGHT GAUGE | MARSDEN | HM-250P | 2023-08-22 | 81.6 |  | 2024-08-22
HUMALACTOR | HUMALACTOR | MEDELA | SYMPHONY | 2023-08-25 | 2280 |  | 2025-08-25
FLOWMETER | O2 DIAMOND FLOWMETER | THERAPY EQUIPMENT | 9501/8501 | 2023-09-25 | 75.6 | 2024-10-24 | 2033-01-01
HUMALACTOR | HUMALACTOR | ARDO | CALYPSO PRO | 2023-09-21 | 142.8
ULTRASONIC UNIT | ULTRASONIC GENERATOR | LOTUS ULTRASONIC | LOTUS LG4 | 2023-09-20 | 0 | 2023-11-22 | 2024-11-22
ULTRASONIC UNIT | ULTRASONIC GENERATOR | LOTUS ULTRASONIC | LOTUS LG4 | 2023-09-20 | 0 | 2023-11-22 | 2024-11-22
PRESSURE CHAMBER | PRESSURE CHAMBER | LEVEL 1 | H-2 | 2023-08-31 | 0
PRESSURE CHAMBER | PRESSURE CHAMBER | LEVEL 1 | H-2 | 2023-08-31 | 0
SYRINGE DRIVER | SYRINGE DRIVER | FRESENIUS KABI | PRONEO AGILIA ENTERAL | 2023-08-16 | 960 |  | 2026-08-16
SYRINGE DRIVER | SYRINGE DRIVER | FRESENIUS KABI | PRONEO AGILIA ENTERAL | 2023-08-16 | 960 |  | 2026-08-16
SYRINGE DRIVER | SYRINGE DRIVER | FRESENIUS KABI | PRONEO AGILIA ENTERAL | 2023-08-16 | 960 |  | 2026-08-16
OXIMETER | PULSE OXIMETER | MASIMO UK | RADICAL-7 | 2023-08-15 | 600 |  | 2026-08-15
DOCKING STATION | DOCKING STATION - RADICAL | MASIMO UK | DOCKING - RADICAL | 2023-08-15 | 198
LARYNGOSCOPE | C-MAC LARYNGOSCOPE BLADE | KARL STORZ | 8404HX | 2023-08-09 | 4740
LARYNGOSCOPE | C-MAC LARYNGOSCOPE BLADE | KARL STORZ | 8404AXC | 2023-08-09 | 4740
LARYNGOSCOPE | C-MAC LARYNGOSCOPE BLADE | KARL STORZ | 8404AXC | 2023-08-09 | 4740
LARYNGOSCOPE | C-MAC LARYNGOSCOPE BLADE | KARL STORZ | 8404HX | 2023-08-09 | 4740
LARYNGOSCOPE | C-MAC LARYNGOSCOPE BLADE | KARL STORZ | 8404BXC | 2023-08-09 | 4740
PATIENT WARMING SYSTEM | IOB WARMING UNIT | GBUK Group Ltd | IOB | 2023-08-09 | 636 |  | 2024-08-09
PATIENT WARMING SYSTEM | IOB WARMING UNIT | GBUK Group Ltd | IOB | 2023-08-09 | 636 | 2024-08-27 | 2025-08-27
PATIENT WARMING SYSTEM | IOB WARMING UNIT | GBUK Group Ltd | IOB | 2023-08-09 | 636 | 2024-08-21 | 2025-08-21
PATIENT WARMING SYSTEM | IOB WARMING UNIT | GBUK Group Ltd | IOB | 2023-08-09 | 636 | 2024-08-21 | 2025-08-21
PATIENT WARMING SYSTEM | IOB WARMING UNIT | GBUK Group Ltd | IOB | 2023-08-09 | 636 |  | 2024-08-09
PATIENT WARMING SYSTEM | IOB WARMING UNIT | GBUK Group Ltd | IOB | 2023-08-09 | 636 | 2024-08-21 | 2025-08-21
PATIENT WARMING SYSTEM | IOB WARMING UNIT | GBUK Group Ltd | IOB | 2023-08-09 | 636 |  | 2024-08-09
PATIENT WARMING SYSTEM | IOB WARMING UNIT | GBUK Group Ltd | IOB | 2023-08-09 | 636 |  | 2024-08-09
PATIENT WARMING SYSTEM | IOB WARMING UNIT | GBUK Group Ltd | IOB | 2023-08-09 | 636 |  | 2024-08-09
PATIENT WARMING SYSTEM | IOB WARMING UNIT | GBUK Group Ltd | IOB | 2023-08-09 | 636 | 2024-08-21 | 2025-08-21
PATIENT WARMING SYSTEM | IOB WARMING UNIT | GBUK Group Ltd | IOB | 2023-08-09 | 636 | 2024-03-07 | 2025-03-07
WHEELCHAIR | WHEELCHAIR | NA | PLEASE ENTER MODEL! (276) | 2023-08-08 | 7633.644 |  | 2024-08-08
LARYNGOSCOPE | C-MAC TOUCH SCREEN | KARL STORZ | C-MAC 8404ZX | 2023-08-08 | 7632 |  | 2024-08-08
VITAL SIGNS MONITOR | VITAL SIGNS MONITOR: NIBP, SPO2, TEMP | HILL-ROM | 75CE CONNEX | 2023-07-31 | 2728.32 |  | 2026-07-31
SCALES | SCALES - BABY | SECA | 376 | 2023-07-31 | 373.5 |  | 2024-11-15
TELEMETRY/FETAL | TELEMETRY BASE STATION | PHILIPS LTD | AVALON CL | 2023-07-27 | 3091.92
OXIMETER | PULSE OXIMETER | MASIMO UK | RAD-97 | 2023-07-24 | 198 | 2024-07-11 | 2027-07-11
RESUSCITATION-INFANT | NEOPUFF INFANT RESUSCITATOR | F & P | RD900AEU | 2023-07-19 | 807.408 | 2024-08-21 | 2025-08-21
RESUSCITATION-INFANT | NEOPUFF INFANT RESUSCITATOR | F & P | RD900AEU | 2023-07-19 | 807.408 |  | 2024-07-19
RESUSCITATION-INFANT | NEOPUFF INFANT RESUSCITATOR | F & P | RD900AEU | 2023-07-19 | 807.408 | 2024-08-21 | 2025-08-21
RESUSCITATION-INFANT | NEOPUFF INFANT RESUSCITATOR | F & P | RD900AEU | 2023-07-19 | 807.408 | 2024-09-03 | 2025-09-03
RESUSCITATION-INFANT | NEOPUFF INFANT RESUSCITATOR | F & P | RD900AEU | 2023-07-19 | 807.408 | 2024-09-17 | 2025-09-17
RESUSCITATION-INFANT | NEOPUFF INFANT RESUSCITATOR | F & P | RD900AEU | 2023-07-19 | 807.408 |  | 2024-07-19
ULTRASOUND PROBE | ULTRASOUND PROBE | BK MEDICAL | 8666 | 2023-09-27 | 0
MOBILE X-RAY UNIT | SAMSUNG GM85 X-RAY MOBILE | SAMSUNG | GM85 | 2023-11-06 | 119483.736 | 2023-11-17 | 2025-11-08
MOBILE X-RAY UNIT | SAMSUNG GM85 X-RAY MOBILE | SAMSUNG | GM85 | 2023-11-06 | 119483.736 | 2023-11-17 | 2025-11-08
MOBILE X-RAY UNIT | SAMSUNG GM85 X-RAY MOBILE | SAMSUNG | GM85 | 2023-11-06 | 119483.736 | 2023-11-17 | 2025-11-04
DOSE CALIBRATOR | DOSE CALIBRATOR | CAPINTEC | CRC-55TR | 2024-01-11 | 11316 |  | 2025-01-10
ULTRASOUND PROBE | ULTRASOUND PROBE | FUJIFILM SONOSITE | L25X | 2024-07-01 | 4800
ULTRASOUND SCANNER | ULTRASOUND SCANNER | FUJIFILM SONOSITE | SII | 2024-01-11 | 15600 |  | 2025-01-11
ULTRASOUND PROBE | CARDIAC 4D (PAEDIATRIC) | GE LIMITED | 6VC-D | 2024-01-24 | 21600
ULTRASOUND PROBE | ULTRASOUND PROBE | GE LIMITED | 12S-D | 2023-12-21 | 12000
ULTRASOUND PROBE | ULTRASOUND PROBE | GE LIMITED | 6S-D | 2023-12-21 | 12000
ULTRASOUND PROBE | ULTRASOUND PROBE | GE LIMITED | 4Vc-D | 2023-12-21 | 21600
ULTRASOUND PROBE | ULTRASOUND PROBE | GE LIMITED | P2D | 2023-12-21 | 3600
ULTRASOUND-CARDIO | ULTRASOUND SCANNER | GE LIMITED | VIVID E95 | 2023-12-15 | 72000
ULTRASOUND PROBE | ULTRASOUND PROBE | GE LIMITED | 12S-D | 2024-01-08 | 12000
ULTRASOUND PROBE | ULTRASOUND PROBE | GE LIMITED | 6S-D | 2024-01-08 | 12000
ULTRASOUND PROBE | CARDIAC 4D (PAEDIATRIC) | GE LIMITED | 6VC-D | 2024-01-11 | 21600
ULTRASOUND PROBE | ULTRASOUND PROBE | GE LIMITED | 4Vc-D | 2024-01-04 | 21600
ULTRASOUND-CARDIO | ULTRASOUND SCANNER | GE LIMITED | VIVID E95 | 2023-12-15 | 72000
DIGITAL R/F ROOM | DIGITAL R/F ROOM | SIEMENS LTD | LUMINOS DRF MAX | 2023-12-15 | 120000 | 2024-10-10 | 2025-08-05
ULTRASOUND PROBE | ULTRASOUND PROBE | GE LIMITED | RIC5-9A-RS | 2023-11-16 | 6600
MOBILE X-RAY C-ARM | HOLOGIC FLUOROSCAN MINI X-RAY C-ARM | HOLOGIC | FLUOROSCAN MINI | 2024-02-16 | 60000
ULTRASOUND PROBE | ULTRASOUND PROBE | GE LIMITED | 4Vc-D | 2023-10-26 | 19224
ULTRASOUND PROBE | ULTRASOUND PROBE | TOSHIBA MED | PVT-781VT | 2023-11-07 | 5436
ULTRASOUND PROBE | ULTRASOUND PROBE | GE LIMITED | RIC5-9-D | 2023-10-23 | 6000
ULTRASOUND PROBE | ULTRASOUND PROBE | GE LIMITED | C1-6-D | 2023-10-20 | 7200
ULTRASOUND PROBE | 3D ULTRASOUND PROBE | GE LIMITED | RM7C-D | 2023-10-23 | 7200
ULTRASOUND PROBE | ULTRASOUND PROBE | GE LIMITED | C2-9-D | 2023-10-20 | 7200
ULTRASOUND SCANNER | OBSTETRIC ULTRASOUND SCANNER | GE LIMITED | VOLUSON EXPERT 22 | 2023-10-23 | 108000 |  | 2024-10-23
ULTRASOUND PROBE | ULTRASOUND PROBE | FUJIFILM SONOSITE | C60XI | 2023-10-17 | 6000
DENTAL X-RAY UNIT | INTRA-ORAL X-RAY MACHINE | SIRONA LTD | HELIODENT PLUS | 2023-10-04 | 4800 |  | 2024-10-04
CONTAMINATION MONITOR | CONTAMINATION AND RADIATION METER | THERMO SCIENTIFIC | MINI 900 | 2023-09-27 | 960
CONTAMINATION MONITOR | CONTAMINATION AND RADIATION METER | THERMO SCIENTIFIC | MINI 900 | 2023-08-16 | 960
R.A. MACHINE | R.A. MACHINE | PARKER HANNIFIN CORP | MATRX MDM | 2023-08-10 | 3600 | 2024-01-25 | 2024-07-08
EPILATION UNIT | STEREX EPILATOR SX-B BLEND | STEREX ELECTROLYSIS INTERNATIONAL LTD | SX-B | 2023-08-07 | 2103.6 | 2024-02-02 | 2024-12-18
DEFIBRILLATOR | DEFIBRILLATOR | MINDRAY | BENEHEART D30 | 2024-02-22 | 6345.3 | 2024-10-01 | 2025-09-15
DEFIBRILLATOR | DEFIBRILLATOR | MINDRAY | BENEHEART D30 | 2024-02-22 | 6345.3 |  | 2024-09-15
DEFIBRILLATOR | DEFIBRILLATOR | MINDRAY | BENEHEART D30 | 2024-02-22 | 6345.3 |  | 2024-09-15
DEFIBRILLATOR | DEFIBRILLATOR | MINDRAY | BENEHEART D30 | 2024-02-22 | 6345.3 | 2024-09-10 | 2025-09-15
DEFIBRILLATOR | DEFIBRILLATOR | MINDRAY | BENEHEART D30 | 2024-02-22 | 6345.3 | 2024-09-12 | 2025-09-15
DEFIBRILLATOR | DEFIBRILLATOR | MINDRAY | BENEHEART D30 | 2024-02-22 | 6345.3 | 2024-09-05 | 2025-09-15
DEFIBRILLATOR | DEFIBRILLATOR | MINDRAY | BENEHEART D30 | 2024-02-22 | 6345.3 | 2024-09-10 | 2025-09-15
DEFIBRILLATOR | DEFIBRILLATOR | MINDRAY | BENEHEART D30 | 2024-02-22 | 6345.3 | 2024-09-09 | 2025-09-15
DEFIBRILLATOR | DEFIBRILLATOR | MINDRAY | BENEHEART D30 | 2024-01-05 | 6345.3 | 2024-10-25 | 2025-09-15
DEFIBRILLATOR | DEFIBRILLATOR | MINDRAY | BENEHEART D30 | 2024-01-05 | 6345.3 | 2024-09-11 | 2025-09-15
DEFIBRILLATOR | DEFIBRILLATOR | MINDRAY | BENEHEART D30 | 2024-01-05 | 6345.3 | 2024-10-24 | 2025-09-15
DEFIBRILLATOR | DEFIBRILLATOR | MINDRAY | BENEHEART D30 | 2024-01-05 | 6345.3 | 2024-09-11 | 2025-09-15
DEFIBRILLATOR | DEFIBRILLATOR | MINDRAY | BENEHEART D30 | 2024-01-05 | 6345.3 | 2024-09-11 | 2025-09-15
DEFIBRILLATOR | DEFIBRILLATOR | MINDRAY | BENEHEART D30 | 2024-01-05 | 6345.3 | 2024-10-04 | 2025-09-15
DEFIBRILLATOR | DEFIBRILLATOR | MINDRAY | BENEHEART D30 | 2024-01-05 | 6345.3 |  | 2024-09-15
DEFIBRILLATOR | DEFIBRILLATOR | MINDRAY | BENEHEART D30 | 2024-01-05 | 6345.3 | 2024-09-11 | 2025-09-15
DEFIBRILLATOR | DEFIBRILLATOR | MINDRAY | BENEHEART D30 | 2024-01-05 | 6345.3 | 2024-09-09 | 2025-09-15
DEFIBRILLATOR | DEFIBRILLATOR | MINDRAY | BENEHEART D30 | 2024-01-05 | 6345.3 | 2024-09-26 | 2025-09-15
DEFIBRILLATOR | DEFIBRILLATOR | MINDRAY | BENEHEART D30 | 2024-01-05 | 6345.3 |  | 2024-09-15
DEFIBRILLATOR | DEFIBRILLATOR | MINDRAY | BENEHEART D30 | 2024-01-05 | 6345.3 |  | 2024-09-15
DEFIBRILLATOR | DEFIBRILLATOR | MINDRAY | BENEHEART D30 | 2024-01-05 | 6345.3 |  | 2024-09-15
DEFIBRILLATOR | DEFIBRILLATOR | MINDRAY | BENEHEART D30 | 2023-10-13 | 6345.3 |  | 2024-09-15
DEFIBRILLATOR | DEFIBRILLATOR | MINDRAY | BENEHEART D30 | 2024-01-05 | 6345.3 | 2024-09-11 | 2025-09-15
DEFIBRILLATOR | DEFIBRILLATOR | MINDRAY | BENEHEART D30 | 2023-08-29 | 6148.8 | 2024-09-03 | 2025-08-29
GAS REGULATOR & FLOWMETER | REGULATOR - TWO STAGE | MEC CO. LTD | TWO STAGE | 2023-07-28 | 405.36 |  | 2028-06-21
COUCH | DAY SURGERY TROLLEY | ANETIC AID | QA3 OPHTHALMIC STRETCHER | 2023-08-01 | 8064
HANDPIECE MICROMOTOR | ENDO MOTOR | VDW | VDW.SILVER RECIPROC | 2023-07-24 | 1434 |  | 2025-07-24
DEFIBRILLATOR | DEFIBRILLATOR | MINDRAY | BENEHEART D30 | 2023-12-04 | 6345.3 | 2024-09-10 | 2025-09-15
DEFIBRILLATOR | DEFIBRILLATOR | MINDRAY | BENEHEART D30 | 2023-12-04 | 6345.3 | 2024-10-16 | 2025-09-15
DEFIBRILLATOR | DEFIBRILLATOR | MINDRAY | BENEHEART D30 | 2023-12-05 | 6345.3 | 2024-10-18 | 2025-09-15
DEFIBRILLATOR | DEFIBRILLATOR | MINDRAY | BENEHEART D30 | 2023-12-05 | 6345.3 | 2024-10-18 | 2025-09-15
DEFIBRILLATOR | DEFIBRILLATOR | MINDRAY | BENEHEART D30 | 2023-12-05 | 6345.3 | 2024-10-18 | 2025-09-15
DEFIBRILLATOR | DEFIBRILLATOR | MINDRAY | BENEHEART D30 | 2023-12-05 | 6345.3 |  | 2024-09-15
DEFIBRILLATOR | DEFIBRILLATOR | MINDRAY | BENEHEART D30 | 2023-12-06 | 6345.3 | 2024-09-16 | 2025-09-15
DEFIBRILLATOR | DEFIBRILLATOR | MINDRAY | BENEHEART D30 | 2023-12-06 | 6345.3 |  | 2024-09-15
DEFIBRILLATOR | DEFIBRILLATOR | MINDRAY | BENEHEART D30 | 2023-12-06 | 6345.3 | 2024-10-25 | 2025-09-15
DEFIBRILLATOR | DEFIBRILLATOR | MINDRAY | BENEHEART D30 | 2023-12-06 | 6345.3 | 2024-09-12 | 2025-09-15
DEFIBRILLATOR | DEFIBRILLATOR | MINDRAY | BENEHEART D30 | 2023-12-06 | 6345.3 | 2024-10-25 | 2025-09-15
DEFIBRILLATOR | DEFIBRILLATOR | MINDRAY | BENEHEART D30 | 2023-12-06 | 6345.3 | 2024-10-24 | 2025-09-15
DEFIBRILLATOR | DEFIBRILLATOR | MINDRAY | BENEHEART D30 | 2023-12-06 | 6345.3 | 2024-09-12 | 2025-09-15
DEFIBRILLATOR | DEFIBRILLATOR | MINDRAY | BENEHEART D30 | 2023-12-06 | 6345.3 | 2024-09-12 | 2025-09-15
DEFIBRILLATOR | DEFIBRILLATOR | MINDRAY | BENEHEART D30 | 2023-12-14 | 6345.3 | 2024-10-02 | 2025-09-15
DEFIBRILLATOR | DEFIBRILLATOR | MINDRAY | BENEHEART D30 | 2023-12-14 | 6345.3 |  | 2024-09-15
DEFIBRILLATOR | DEFIBRILLATOR | MINDRAY | BENEHEART D30 | 2023-12-14 | 6345.3 | 2024-10-25 | 2025-09-15
DEFIBRILLATOR | DEFIBRILLATOR | MINDRAY | BENEHEART D30 | 2023-12-14 | 6345.3 | 2024-09-12 | 2025-09-15
DEFIBRILLATOR | DEFIBRILLATOR | MINDRAY | BENEHEART D30 | 2023-12-14 | 6345.3 | 2024-10-23 | 2025-09-15
DEFIBRILLATOR | DEFIBRILLATOR | MINDRAY | BENEHEART D30 | 2023-12-14 | 6345.3 | 2024-10-25 | 2025-09-15
DEFIBRILLATOR | DEFIBRILLATOR | MINDRAY | BENEHEART D30 | 2023-12-14 | 6345.3 |  | 2024-09-15
DEFIBRILLATOR | DEFIBRILLATOR | MINDRAY | BENEHEART D30 | 2023-12-14 | 6345.3 | 2024-10-21 | 2025-09-15
DEFIBRILLATOR | DEFIBRILLATOR | MINDRAY | BENEHEART D30 | 2023-12-14 | 6345.3 | 2024-09-20 | 2025-09-15
DEFIBRILLATOR | DEFIBRILLATOR | MINDRAY | BENEHEART D30 | 2023-12-14 | 6345.3 | 2024-09-20 | 2025-09-15
DEFIBRILLATOR | DEFIBRILLATOR | MINDRAY | BENEHEART D30 | 2023-12-13 | 6345.3 | 2024-10-25 | 2025-09-15
DEFIBRILLATOR | DEFIBRILLATOR | MINDRAY | BENEHEART D30 | 2023-12-13 | 6345.3 | 2024-10-08 | 2025-09-15
DEFIBRILLATOR | DEFIBRILLATOR | MINDRAY | BENEHEART D30 | 2023-12-13 | 6345.3 | 2024-10-08 | 2025-09-15
DEFIBRILLATOR | DEFIBRILLATOR | MINDRAY | BENEHEART D30 | 2023-12-13 | 6345.3 | 2024-10-09 | 2025-09-15
DEFIBRILLATOR | DEFIBRILLATOR | MINDRAY | BENEHEART D30 | 2023-12-13 | 6345.3 | 2024-10-08 | 2025-09-15
DEFIBRILLATOR | DEFIBRILLATOR | MINDRAY | BENEHEART D30 | 2023-12-13 | 6345.3 | 2024-10-08 | 2025-09-15
TILT CHAIR | TILT CHAIR - ELECTRIC | BIONIC | COMFORTLINE 2 | 2023-11-30 | 3000 |  | 2026-11-30
TILT CHAIR | TILT CHAIR - ELECTRIC | BIONIC | COMFORTLINE 2 | 2023-11-30 | 3000 |  | 2026-11-30
TILT CHAIR | TILT CHAIR - ELECTRIC | BIONIC | COMFORTLINE 2 | 2023-11-30 | 3000 |  | 2026-11-30
VAPORIZERS | VAPORIZER - SEVOFLURANE | DRAEGER | VAPOR 3000 SEVO | 2023-11-28 | 3000 |  | 2026-09-01
CHARGER | AC/DC CHARGER - OXYLOG 3000 | DRAEGER | OXYLOG AC/DC | 2023-11-27 | 174.18
NIBP MONITOR | NIBP MONITOR | SUNTECH | TANGO | 2024-02-16 | 3132 | 2024-02-16 | 2025-02-01
SCALES | SCALES - HOIST | MARSDEN | M-600 | 2023-11-16 | 696 |  | 2024-11-15
WATER BATH | WATER BATH | POLYSCIENCE | WBE10 | 2023-11-29 | 1200 |  | 2024-11-29
DOCKING STATION | THOPAZ PLUS DOCKING STATION | MEDELA | THOPAZ PLUS DOCKING STATION | 2023-10-31 | 122.4
DEFIBRILLATOR - AED BIPHASIC | DEFIBRILLATOR - AED BIPHASIC | MINDRAY | BENEHEART D1 PRO | 2023-10-30 | 1826.868 |  | 2025-09-15
DEFIBRILLATOR - AED BIPHASIC | DEFIBRILLATOR - AED BIPHASIC | MINDRAY | BENEHEART D1 PRO | 2023-10-30 | 1826.868 |  | 2025-09-15
DEFIBRILLATOR - AED BIPHASIC | DEFIBRILLATOR - AED BIPHASIC | MINDRAY | BENEHEART D1 PRO | 2023-10-30 | 1826.868 |  | 2025-09-15
DEFIBRILLATOR - AED BIPHASIC | DEFIBRILLATOR - AED BIPHASIC | MINDRAY | BENEHEART D1 PRO | 2023-10-30 | 1826.868 |  | 2025-09-15
DEFIBRILLATOR - AED BIPHASIC | DEFIBRILLATOR - AED BIPHASIC | MINDRAY | BENEHEART D1 PRO | 2023-10-30 | 1826.868 |  | 2025-09-15
VENTILATOR | VENTILATOR | BREAS MEDICAL | NIPPY CLEARWAY 2 | 2023-10-30 | 5400 |  | 2024-11-01
VENTILATOR | VENTILATOR | BREAS MEDICAL | NIPPY CLEARWAY 2 | 2023-10-30 | 5400 |  | 2024-11-01
VENTILATOR | VENTILATOR | BREAS MEDICAL | NIPPY CLEARWAY 2 | 2023-10-30 | 5400 |  | 2024-11-01
VENTILATOR | VENTILATOR | BREAS MEDICAL | NIPPY CLEARWAY 2 | 2023-10-30 | 5400 | 2024-10-07 | 2025-10-07
NEBULIZER | NEBULIZER | PARI MEDICAL | PARI BOY CLASSIC | 2023-10-09 | 83.748
NEBULIZER | NEBULIZER | PARI MEDICAL | PARI BOY CLASSIC | 2023-10-09 | 83.748
NEBULIZER | NEBULIZER | PARI MEDICAL | PARI BOY CLASSIC | 2023-10-09 | 83.748
VITAL SIGNS MONITOR | VITAL SIGNS MONITOR: NIBP, SPO2, TEMP | HILL-ROM | 75CE CONNEX | 2023-10-04 | 2098.68 |  | 2026-10-04
VITAL SIGNS MONITOR | VITAL SIGNS MONITOR: NIBP, SPO2, TEMP | HILL-ROM | 75CE CONNEX | 2023-10-04 | 2098.68 |  | 2026-10-04
CARDIOGRAPH | CARDIOGRAPH | GE LIMITED | MAC7 | 2023-09-27 | 9270 |  | 2024-09-27
CO2 MODULE | CO2 MODULE + PRESS & TEMP | PHILIPS LTD | 867041 B06 | 2023-09-19 | 3152.94 |  | 2025-02-13
CO2 MODULE | CO2 MODULE + PRESS & TEMP | PHILIPS LTD | 867041 B06 | 2023-09-19 | 3152.94 |  | 2025-02-13
CO2 MODULE | CO2 MODULE + PRESS & TEMP | PHILIPS LTD | 867041 B06 | 2023-09-19 | 3152.94 |  | 2025-02-13
ELECTRIC BED | CRITICAL CARE BED | LINET UK | ELEGANZA 5 | 2023-08-30 | 9480 |  | 2025-02-15
ELECTRIC BED | CRITICAL CARE BED | LINET UK | ELEGANZA 5 | 2023-08-30 | 9480 |  | 2025-02-15
ELECTRIC BED | CRITICAL CARE BED | LINET UK | ELEGANZA 5 | 2023-08-30 | 9480 |  | 2025-02-15
ELECTRIC BED | CRITICAL CARE BED | LINET UK | ELEGANZA 5 | 2023-08-30 | 9480 |  | 2025-02-15
ELECTRIC BED | CRITICAL CARE BED | LINET UK | ELEGANZA 5 | 2023-08-30 | 9480 |  | 2025-02-15
ELECTRIC BED | CRITICAL CARE BED | LINET UK | ELEGANZA 5 | 2023-08-30 | 9480 |  | 2025-02-15
ELECTRIC BED | CRITICAL CARE BED | LINET UK | ELEGANZA 5 | 2023-08-30 | 9480 |  | 2025-02-15
ELECTRIC BED | CRITICAL CARE BED | LINET UK | ELEGANZA 5 | 2023-08-30 | 9480 |  | 2025-02-15
ELECTRIC BED | CRITICAL CARE BED | LINET UK | ELEGANZA 5 | 2023-08-30 | 9480 |  | 2025-02-15
ELECTRIC BED | CRITICAL CARE BED | LINET UK | ELEGANZA 5 | 2023-08-30 | 9480 |  | 2025-02-15
ELECTRIC BED | CRITICAL CARE BED | LINET UK | ELEGANZA 5 | 2023-08-30 | 9480 |  | 2025-02-15
COUCH | COUCH - OPERATING | ANETIC AID | QA4M | 2023-08-25 | 4200 |  | 2024-08-25
COUCH | COUCH - OPERATING | ANETIC AID | QA4M | 2023-08-25 | 4200 |  | 2024-08-25
COUCH | COUCH - OPERATING | ANETIC AID | QA4M | 2023-08-25 | 4200 |  | 2024-08-25
CO2 MODULE | CO2 MODULE + PRESS & TEMP | PHILIPS LTD | 867041 B06 | 2023-08-24 | 3000 |  | 2025-02-15
CO2 MODULE | CO2 MODULE + PRESS & TEMP | PHILIPS LTD | 867041 B06 | 2023-08-22 | 3000 |  | 2025-02-15
TRANSPORT MONITOR | PATIENT MONITOR INTELLIVUE X3 (6mm NIBP Port) | PHILIPS LTD | INTELLIVUE X3 (6mm NIBP) | 2023-08-22 | 3796.536 |  | 2027-02-15
PATIENT MONITOR | PATIENT MONITOR INTELLIVUE | PHILIPS LTD | MX450 | 2023-08-22 | 3737.16 |  | 2027-02-15
MULTI-MEASUREMENT SERVER | MULTI-MEASUREMENT SERVER | PHILIPS LTD | INTELLIVUE MMX | 2023-08-21 | 2078.184
CO2 MODULE | CO2 MODULE + PRESS & TEMP | PHILIPS LTD | 867041 B06 | 2023-08-21 | 3000 | 2024-07-09 | 2025-07-09
TRANSPORT MONITOR | PATIENT MONITOR INTELLIVUE X3 (6mm NIBP Port) | PHILIPS LTD | INTELLIVUE X3 (6mm NIBP) | 2023-08-21 | 3796.536 |  | 2026-07-15
PATIENT MONITOR | PATIENT MONITOR INTELLIVUE | PHILIPS LTD | MX450 | 2023-08-21 | 3737.16 |  | 2026-07-15
CO2 MODULE | CO2 MODULE + PRESS & TEMP | PHILIPS LTD | 867041 B06 | 2023-08-21 | 3000 | 2024-07-09 | 2025-07-09
TRANSPORT MONITOR | PATIENT MONITOR INTELLIVUE X3 (6mm NIBP Port) | PHILIPS LTD | INTELLIVUE X3 (6mm NIBP) | 2023-08-21 | 3796.536 |  | 2026-07-15
PATIENT MONITOR | PATIENT MONITOR INTELLIVUE | PHILIPS LTD | MX450 | 2023-08-21 | 3737.16 |  | 2026-07-15
CO2 MODULE | CO2 MODULE + PRESS & TEMP | PHILIPS LTD | 867041 B06 | 2023-08-21 | 3000 | 2024-07-09 | 2025-07-09
TRANSPORT MONITOR | PATIENT MONITOR INTELLIVUE X3 (6mm NIBP Port) | PHILIPS LTD | INTELLIVUE X3 (6mm NIBP) | 2023-08-21 | 3796.536 |  | 2026-07-15
PATIENT MONITOR | PATIENT MONITOR INTELLIVUE | PHILIPS LTD | MX450 | 2023-08-21 | 3737.16 |  | 2026-07-15
TRANSPORT MONITOR | PATIENT MONITOR INTELLIVUE X3 (6mm NIBP Port) | PHILIPS LTD | INTELLIVUE X3 (6mm NIBP) | 2023-08-21 | 3796.536 |  | 2026-07-15
PATIENT MONITOR | PATIENT MONITOR INTELLIVUE | PHILIPS LTD | MX450 | 2023-08-21 | 3737.16 |  | 2026-07-15
CO2 MODULE | CO2 MODULE + PRESS & TEMP | PHILIPS LTD | 867041 B06 | 2023-08-21 | 3000 | 2024-07-09 | 2025-07-09
TRANSPORT MONITOR | PATIENT MONITOR INTELLIVUE X3 (6mm NIBP Port) | PHILIPS LTD | INTELLIVUE X3 (6mm NIBP) | 2023-08-21 | 3796.536 |  | 2026-07-15
PATIENT MONITOR | PATIENT MONITOR INTELLIVUE | PHILIPS LTD | MX450 | 2023-08-21 | 3737.16 |  | 2026-07-15
CO2 MODULE | CO2 MODULE + PRESS & TEMP | PHILIPS LTD | 867041 B06 | 2023-08-21 | 3000 | 2024-07-09 | 2025-07-09
TRANSPORT MONITOR | PATIENT MONITOR INTELLIVUE X3 (6mm NIBP Port) | PHILIPS LTD | INTELLIVUE X3 (6mm NIBP) | 2023-08-21 | 3796.536 |  | 2026-07-15
PATIENT MONITOR | PATIENT MONITOR INTELLIVUE | PHILIPS LTD | MX450 | 2023-08-21 | 3737.16 |  | 2026-07-15
CO2 MODULE | CO2 MODULE + PRESS & TEMP | PHILIPS LTD | 867041 B06 | 2023-08-21 | 3000 | 2024-07-09 | 2025-07-09
TRANSPORT MONITOR | PATIENT MONITOR INTELLIVUE X3 (6mm NIBP Port) | PHILIPS LTD | INTELLIVUE X3 (6mm NIBP) | 2023-08-21 | 3796.536 |  | 2026-07-15
PATIENT MONITOR | PATIENT MONITOR INTELLIVUE | PHILIPS LTD | MX450 | 2023-08-21 | 3737.16 |  | 2026-07-15
CO2 MODULE | CO2 MODULE + PRESS & TEMP | PHILIPS LTD | 867041 B06 | 2023-08-21 | 3000 | 2024-07-09 | 2025-07-09
TRANSPORT MONITOR | PATIENT MONITOR INTELLIVUE X3 (6mm NIBP Port) | PHILIPS LTD | INTELLIVUE X3 (6mm NIBP) | 2023-08-21 | 3796.536 |  | 2026-07-15
PATIENT MONITOR | PATIENT MONITOR INTELLIVUE | PHILIPS LTD | MX450 | 2023-08-21 | 3737.16 |  | 2026-07-15
CO2 MODULE | CO2 MODULE + PRESS & TEMP | PHILIPS LTD | 867041 B06 | 2023-08-21 | 3000 | 2024-07-09 | 2025-07-09
TRANSPORT MONITOR | PATIENT MONITOR INTELLIVUE X3 (6mm NIBP Port) | PHILIPS LTD | INTELLIVUE X3 (6mm NIBP) | 2023-08-21 | 3796.536 |  | 2026-07-15
PATIENT MONITOR | PATIENT MONITOR INTELLIVUE | PHILIPS LTD | MX450 | 2023-08-21 | 3737.16 |  | 2026-07-15
CO2 MODULE | CO2 MODULE + PRESS & TEMP | PHILIPS LTD | 867041 B06 | 2023-08-21 | 3000 | 2024-07-09 | 2025-07-09
TRANSPORT MONITOR | PATIENT MONITOR INTELLIVUE X3 (6mm NIBP Port) | PHILIPS LTD | INTELLIVUE X3 (6mm NIBP) | 2023-08-21 | 3796.536 |  | 2026-07-15
PATIENT MONITOR | PATIENT MONITOR INTELLIVUE | PHILIPS LTD | MX450 | 2023-08-21 | 3737.16 |  | 2026-07-15
CO2 MODULE | CO2 MODULE + PRESS & TEMP | PHILIPS LTD | 867041 B06 | 2023-08-21 | 3000 |  | 2025-07-15
TRANSPORT MONITOR | PATIENT MONITOR INTELLIVUE X3 (6mm NIBP Port) | PHILIPS LTD | INTELLIVUE X3 (6mm NIBP) | 2023-08-21 | 3796.536 |  | 2026-07-15
PATIENT MONITOR | PATIENT MONITOR INTELLIVUE | PHILIPS LTD | MX450 | 2023-08-21 | 3737.16 |  | 2026-07-15
CO2 MODULE | CO2 MODULE + PRESS & TEMP | PHILIPS LTD | 867041 B06 | 2023-08-21 | 3000 | 2024-07-09 | 2025-07-09
TRANSPORT MONITOR | PATIENT MONITOR INTELLIVUE X3 (6mm NIBP Port) | PHILIPS LTD | INTELLIVUE X3 (6mm NIBP) | 2023-08-21 | 3796.536 |  | 2026-07-15
PATIENT MONITOR | PATIENT MONITOR INTELLIVUE | PHILIPS LTD | MX450 | 2023-08-21 | 3737.16 |  | 2026-07-15
CO2 MODULE | CO2 MODULE + PRESS & TEMP | PHILIPS LTD | 867041 B06 | 2023-08-21 | 3000 |  | 2025-07-15
TRANSPORT MONITOR | PATIENT MONITOR INTELLIVUE X3 (6mm NIBP Port) | PHILIPS LTD | INTELLIVUE X3 (6mm NIBP) | 2023-08-21 | 3796.536 |  | 2026-07-15
PATIENT MONITOR | PATIENT MONITOR INTELLIVUE | PHILIPS LTD | MX450 | 2023-08-21 | 3737.16 |  | 2026-07-15
CO2 MODULE | CO2 MODULE + PRESS & TEMP | PHILIPS LTD | 867041 B06 | 2023-08-21 | 3000 | 2024-07-11 | 2025-07-11
TRANSPORT MONITOR | PATIENT MONITOR INTELLIVUE X3 (6mm NIBP Port) | PHILIPS LTD | INTELLIVUE X3 (6mm NIBP) | 2023-08-21 | 3796.536 |  | 2026-07-15
PATIENT MONITOR | PATIENT MONITOR INTELLIVUE | PHILIPS LTD | MX450 | 2023-08-21 | 3737.16 |  | 2026-07-15
CO2 MODULE | CO2 MODULE + PRESS & TEMP | PHILIPS LTD | 867041 B06 | 2023-08-21 | 3000 | 2024-07-09 | 2025-07-09
TRANSPORT MONITOR | PATIENT MONITOR INTELLIVUE X3 (6mm NIBP Port) | PHILIPS LTD | INTELLIVUE X3 (6mm NIBP) | 2023-08-21 | 3796.536 |  | 2026-07-15
PATIENT MONITOR | PATIENT MONITOR INTELLIVUE | PHILIPS LTD | MX450 | 2023-08-21 | 3737.16 |  | 2026-07-15
CO2 MODULE | CO2 MODULE + PRESS & TEMP | PHILIPS LTD | 867041 B06 | 2023-08-21 | 3000 | 2024-07-09 | 2025-07-09
TRANSPORT MONITOR | PATIENT MONITOR INTELLIVUE X3 (6mm NIBP Port) | PHILIPS LTD | INTELLIVUE X3 (6mm NIBP) | 2023-08-21 | 3796.536 |  | 2026-07-15
PATIENT MONITOR | PATIENT MONITOR INTELLIVUE | PHILIPS LTD | MX450 | 2023-08-21 | 3737.16 |  | 2026-07-15
CO2 MODULE | CO2 MODULE + PRESS & TEMP | PHILIPS LTD | 867041 B06 | 2023-08-21 | 3000 | 2024-07-11 | 2025-07-11
TRANSPORT MONITOR | PATIENT MONITOR INTELLIVUE X3 (6mm NIBP Port) | PHILIPS LTD | INTELLIVUE X3 (6mm NIBP) | 2023-08-21 | 3796.536 |  | 2026-07-15
PATIENT MONITOR | PATIENT MONITOR INTELLIVUE | PHILIPS LTD | MX450 | 2023-08-21 | 3737.16 |  | 2026-07-15
PUMP DOCKING STATION | PUMP DOCKING STATION | FRESENIUS KABI | LINK 8 + AGILIA | 2023-08-15 | 870 |  | 2027-02-15
PUMP DOCKING STATION | PUMP DOCKING STATION | FRESENIUS KABI | LINK 8 + AGILIA | 2023-08-15 | 870 |  | 2027-02-15
PUMP DOCKING STATION | PUMP DOCKING STATION | FRESENIUS KABI | LINK 8 + AGILIA | 2023-08-15 | 870 |  | 2027-02-15
PUMP DOCKING STATION | PUMP DOCKING STATION | FRESENIUS KABI | LINK 8 + AGILIA | 2023-08-15 | 870 |  | 2027-02-15
PUMP DOCKING STATION | PUMP DOCKING STATION | FRESENIUS KABI | LINK 8 + AGILIA | 2023-08-15 | 870 |  | 2027-02-15
PUMP DOCKING STATION | PUMP DOCKING STATION | FRESENIUS KABI | LINK 8 + AGILIA | 2023-08-15 | 870 |  | 2027-02-15
PUMP DOCKING STATION | PUMP DOCKING STATION | FRESENIUS KABI | LINK 8 + AGILIA | 2023-08-15 | 870 |  | 2027-02-15
PUMP DOCKING STATION | PUMP DOCKING STATION | FRESENIUS KABI | LINK 8 + AGILIA | 2023-08-15 | 870 |  | 2027-02-15
PUMP DOCKING STATION | PUMP DOCKING STATION | FRESENIUS KABI | LINK 8 + AGILIA | 2023-08-15 | 870 |  | 2027-02-15
PUMP DOCKING STATION | PUMP DOCKING STATION | FRESENIUS KABI | LINK 4 + AGILIA | 2023-08-15 | 780 |  | 2027-02-15
PUMP DOCKING STATION | PUMP DOCKING STATION | FRESENIUS KABI | LINK 4 + AGILIA | 2023-08-15 | 780 |  | 2027-02-15
PUMP DOCKING STATION | PUMP DOCKING STATION | FRESENIUS KABI | LINK 4 + AGILIA | 2023-08-15 | 780 |  | 2027-02-15
PUMP DOCKING STATION | PUMP DOCKING STATION | FRESENIUS KABI | LINK 4 + AGILIA | 2023-08-15 | 780 |  | 2027-02-15
PUMP DOCKING STATION | PUMP DOCKING STATION | FRESENIUS KABI | LINK 4 + AGILIA | 2023-08-15 | 780 |  | 2027-02-15
PUMP DOCKING STATION | PUMP DOCKING STATION | FRESENIUS KABI | LINK 4 + AGILIA | 2023-08-15 | 780 |  | 2027-02-15
PUMP DOCKING STATION | PUMP DOCKING STATION | FRESENIUS KABI | LINK 4 + AGILIA | 2023-08-15 | 780 |  | 2027-02-15
PUMP DOCKING STATION | PUMP DOCKING STATION | FRESENIUS KABI | LINK 4 + AGILIA | 2023-08-15 | 780 |  | 2027-02-15
PUMP DOCKING STATION | PUMP DOCKING STATION | FRESENIUS KABI | LINK 4 + AGILIA | 2023-08-15 | 780 |  | 2027-02-15
DUODENOSCOPE | DUODENOSCOPE | OLYMPUS | TJF-Q290V | 2024-04-05 | 42000
PRINTER | PRINTER - LASER MONO | HP | LASERJET PRO M404DN | 2023-08-10 | 264
MODULE HOLDER | MODULE HOLDER | PHILIPS LTD | FMX-4 | 2023-08-10 | 319.2
MODULE HOLDER | MODULE HOLDER | PHILIPS LTD | FMX-4 | 2023-08-10 | 319.2
MODULE HOLDER | MODULE HOLDER | PHILIPS LTD | FMX-4 | 2023-08-10 | 319.2
MODULE HOLDER | MODULE HOLDER | PHILIPS LTD | FMX-4 | 2023-08-10 | 319.2
MODULE HOLDER | MODULE HOLDER | PHILIPS LTD | FMX-4 | 2023-08-10 | 319.2
MODULE HOLDER | MODULE HOLDER | PHILIPS LTD | FMX-4 | 2023-08-10 | 319.2
MODULE HOLDER | MODULE HOLDER | PHILIPS LTD | FMX-4 | 2023-08-10 | 319.2
MODULE HOLDER | MODULE HOLDER | PHILIPS LTD | FMX-4 | 2023-08-10 | 319.2
MODULE HOLDER | MODULE HOLDER | PHILIPS LTD | FMX-4 | 2023-08-10 | 319.2
MODULE HOLDER | MODULE HOLDER | PHILIPS LTD | FMX-4 | 2023-08-10 | 319.2
MODULE HOLDER | MODULE HOLDER | PHILIPS LTD | FMX-4 | 2023-08-10 | 319.2
PATIENT MONITOR | PATIENT MONITOR | PHILIPS LTD | MX750 | 2023-08-10 | 4911.6 |  | 2029-02-15
PATIENT MONITOR | PATIENT MONITOR | PHILIPS LTD | MX750 | 2023-08-10 | 4911.6 |  | 2029-02-15
PATIENT MONITOR | PATIENT MONITOR | PHILIPS LTD | MX750 | 2023-08-10 | 4911.6 |  | 2029-02-15
PATIENT MONITOR | PATIENT MONITOR | PHILIPS LTD | MX750 | 2023-08-10 | 4911.6 |  | 2029-02-15
PATIENT MONITOR | PATIENT MONITOR | PHILIPS LTD | MX750 | 2023-08-10 | 4911.6 |  | 2029-02-15
PATIENT MONITOR | PATIENT MONITOR | PHILIPS LTD | MX750 | 2023-08-10 | 4911.6 |  | 2029-02-15
PATIENT MONITOR | PATIENT MONITOR | PHILIPS LTD | MX750 | 2023-08-10 | 4911.6 |  | 2029-02-15
PATIENT MONITOR | PATIENT MONITOR | PHILIPS LTD | MX750 | 2023-08-10 | 4911.6 |  | 2029-02-15
PATIENT MONITOR | PATIENT MONITOR | PHILIPS LTD | MX750 | 2023-08-10 | 4911.6 |  | 2029-02-15
PATIENT MONITOR | PATIENT MONITOR | PHILIPS LTD | MX750 | 2023-08-10 | 4911.6 |  | 2029-02-15
PATIENT MONITOR | PATIENT MONITOR | PHILIPS LTD | MX750 | 2023-08-10 | 4911.6 |  | 2029-02-15
CO2 MODULE | CO2 MODULE + PRESS & TEMP | PHILIPS LTD | 867041 B06 | 2023-08-10 | 3000 |  | 2025-02-15
TRANSPORT MONITOR | PATIENT MONITOR INTELLIVUE X3 (6mm NIBP Port) | PHILIPS LTD | INTELLIVUE X3 (6mm NIBP) | 2023-08-10 | 3796.536 |  | 2027-02-15
CO2 MODULE | CO2 MODULE + PRESS & TEMP | PHILIPS LTD | 867041 B06 | 2023-08-10 | 3000 |  | 2025-02-15
TRANSPORT MONITOR | PATIENT MONITOR INTELLIVUE X3 (6mm NIBP Port) | PHILIPS LTD | INTELLIVUE X3 (6mm NIBP) | 2023-08-10 | 3796.536 |  | 2027-02-15
CO2 MODULE | CO2 MODULE + PRESS & TEMP | PHILIPS LTD | 867041 B06 | 2023-08-10 | 3000 |  | 2025-02-15
TRANSPORT MONITOR | PATIENT MONITOR INTELLIVUE X3 (6mm NIBP Port) | PHILIPS LTD | INTELLIVUE X3 (6mm NIBP) | 2023-08-10 | 3796.536 |  | 2027-02-15
CO2 MODULE | CO2 MODULE + PRESS & TEMP | PHILIPS LTD | 867041 B06 | 2023-08-10 | 3000 |  | 2025-02-15
TRANSPORT MONITOR | PATIENT MONITOR INTELLIVUE X3 (6mm NIBP Port) | PHILIPS LTD | INTELLIVUE X3 (6mm NIBP) | 2023-08-10 | 3796.536 |  | 2027-02-15
CO2 MODULE | CO2 MODULE + PRESS & TEMP | PHILIPS LTD | 867041 B06 | 2023-08-10 | 3000 |  | 2025-02-15
TRANSPORT MONITOR | PATIENT MONITOR INTELLIVUE X3 (6mm NIBP Port) | PHILIPS LTD | INTELLIVUE X3 (6mm NIBP) | 2023-08-10 | 3796.536 |  | 2027-02-15
CO2 MODULE | CO2 MODULE + PRESS & TEMP | PHILIPS LTD | 867041 B06 | 2023-08-10 | 3000 |  | 2025-02-15
TRANSPORT MONITOR | PATIENT MONITOR INTELLIVUE X3 (6mm NIBP Port) | PHILIPS LTD | INTELLIVUE X3 (6mm NIBP) | 2023-08-10 | 3796.536 |  | 2027-02-15
CO2 MODULE | CO2 MODULE + PRESS & TEMP | PHILIPS LTD | 867041 B06 | 2023-08-10 | 3000 |  | 2025-02-15
TRANSPORT MONITOR | PATIENT MONITOR INTELLIVUE X3 (6mm NIBP Port) | PHILIPS LTD | INTELLIVUE X3 (6mm NIBP) | 2023-08-10 | 3796.536 |  | 2027-02-15
CO2 MODULE | CO2 MODULE + PRESS & TEMP | PHILIPS LTD | 867041 B06 | 2023-08-10 | 3000 |  | 2025-02-15
TRANSPORT MONITOR | PATIENT MONITOR INTELLIVUE X3 (6mm NIBP Port) | PHILIPS LTD | INTELLIVUE X3 (6mm NIBP) | 2023-08-10 | 3796.536 |  | 2027-02-15
CO2 MODULE | CO2 MODULE + PRESS & TEMP | PHILIPS LTD | 867041 B06 | 2023-08-10 | 3000 |  | 2025-02-15
TRANSPORT MONITOR | PATIENT MONITOR INTELLIVUE X3 (6mm NIBP Port) | PHILIPS LTD | INTELLIVUE X3 (6mm NIBP) | 2023-08-10 | 3796.536 |  | 2027-02-15
CO2 MODULE | CO2 MODULE + PRESS & TEMP | PHILIPS LTD | 867041 B06 | 2023-08-10 | 3000 |  | 2025-02-15
TRANSPORT MONITOR | PATIENT MONITOR INTELLIVUE X3 (6mm NIBP Port) | PHILIPS LTD | INTELLIVUE X3 (6mm NIBP) | 2023-08-10 | 3796.536 |  | 2027-02-15
CO2 MODULE | CO2 MODULE + PRESS & TEMP | PHILIPS LTD | 867041 B06 | 2023-08-10 | 3000 |  | 2025-02-15
TRANSPORT MONITOR | PATIENT MONITOR INTELLIVUE X3 (6mm NIBP Port) | PHILIPS LTD | INTELLIVUE X3 (6mm NIBP) | 2023-08-10 | 3796.536 |  | 2027-02-15
DEFIBRILLATOR | DEFIBRILLATOR | MINDRAY | BENEHEART D30 | 2023-07-18 | 6345.3 | 2024-09-09 | 2025-09-15
CARDIOGRAPH | CARDIOGRAPH | GE LIMITED | MAC2000 | 2023-07-17 | 6187.2 |  | 2024-07-17
HOT AIR GUN | HOT AIR GUN | STEINEL | HL1820S | 2023-07-12 | 99.708
PATIENT HOIST | PATIENT HOIST - STANDING AID | ARJO HUNTLEIGH | SARA STEDY | 2023-12-01 | 1800 | 2024-07-15 | 2025-07-15
PATIENT HOIST | PATIENT HOIST - OVERHEAD | LIKO | LIKOGUARD L | 2023-11-21 | 0 | 2024-07-11 | 2025-01-11
PATIENT HOIST | PATIENT HOIST - OVERHEAD | LIKO | LIKOGUARD L | 2023-11-21 | 0 | 2024-07-11 | 2025-01-11
PATIENT HOIST | PATIENT HOIST - OVERHEAD | LIKO | LIKOGUARD L | 2023-11-21 | 0 | 2024-07-11 | 2025-01-11
PATIENT HOIST | PATIENT HOIST - OVERHEAD | LIKO | LIKOGUARD L | 2023-11-21 | 0 | 2024-07-11 | 2025-01-11
PATIENT HOIST | PATIENT HOIST - OVERHEAD | LIKO | LIKOGUARD L | 2023-11-21 | 0 | 2024-07-11 | 2025-01-11
PATIENT HOIST | PATIENT HOIST - OVERHEAD | LIKO | LIKOGUARD L | 2023-11-21 | 0 | 2024-07-11 | 2025-01-11
PATIENT HOIST | PATIENT HOIST - OVERHEAD | LIKO | LIKOGUARD L | 2023-11-21 | 0 | 2024-07-11 | 2025-01-11
PATIENT HOIST | PATIENT HOIST - OVERHEAD | LIKO | LIKOGUARD L | 2023-11-21 | 0 | 2024-07-11 | 2025-01-11
WHEELCHAIR | WHEELCHAIR | INVACARE LTD | ALU LITE | 2023-10-30 | 240
PATIENT HOIST | PATIENT HOIST - STANDING AID | ARJO HUNTLEIGH | SARA PLUS | 2023-10-25 | 4944 | 2024-07-12 | 2025-01-25
WHEELCHAIR | WHEELCHAIR | INVACARE LTD | ACTION 3 | 2023-09-13 | 120
STANDING AID | STANDING AID | JENX LTD | SUPINE STANDER 3 | 2023-09-13 | 4080
AREA ALARM SYSTEM | MEDICAL GAS ALARM | MILLENNIUM MEDICAL | ATHENA | 2023-11-07 | 560.4 | 2024-10-09 | 2025-01-20
AREA ALARM SYSTEM | MEDICAL GAS ALARM | SHIRE | SAX-6 | 2023-09-08 | 0 | 2024-10-09 | 2025-01-20
AREA ALARM SYSTEM | MEDICAL GAS ALARM | SHIRE | SAX-6 | 2023-09-08 | 0 | 2024-10-09 | 2025-01-20
AREA ALARM SYSTEM | MEDICAL GAS ALARM | SHIRE | SAX-6 | 2023-09-08 | 0 | 2024-10-09 | 2025-01-20
AREA ALARM SYSTEM | MEDICAL GAS ALARM | SHIRE | SAX-6 | 2023-09-08 | 0 | 2024-10-09 | 2025-01-20
AREA ALARM SYSTEM | MEDICAL GAS ALARM | SHIRE | SAX-6 | 2023-09-08 | 0 | 2024-10-09 | 2025-01-20
AREA ALARM SYSTEM | MEDICAL GAS ALARM | SHIRE | SAX-6 | 2023-09-08 | 0 | 2024-10-09 | 2025-01-20
MULTI FLUID WARMER | BLOOD AND FLUID WARMER | 3M HEALTH CARE | RANGER 245 | 2023-08-10 | 1616.4 | 2023-11-21 | 2024-11-21
MULTI FLUID WARMER | BLOOD AND FLUID WARMER | 3M HEALTH CARE | RANGER 245 | 2023-08-10 | 1616.4 | 2023-11-21 | 2024-11-21
MULTI FLUID WARMER | BLOOD AND FLUID WARMER | 3M HEALTH CARE | RANGER 245 | 2023-08-10 | 1616.4 |  | 2024-08-09
MULTI FLUID WARMER | BLOOD AND FLUID WARMER | 3M HEALTH CARE | RANGER 245 | 2023-08-10 | 1616.4 |  | 2024-08-09
MULTI FLUID WARMER | BLOOD AND FLUID WARMER | 3M HEALTH CARE | RANGER 245 | 2023-08-10 | 1616.4 | 2024-03-05 | 2025-03-05
MULTI FLUID WARMER | BLOOD AND FLUID WARMER | 3M HEALTH CARE | RANGER 245 | 2023-08-10 | 1616.4 |  | 2024-08-09
MULTI FLUID WARMER | BLOOD AND FLUID WARMER | 3M HEALTH CARE | RANGER 245 | 2023-08-10 | 1616.4 |  | 2024-08-09
MULTI FLUID WARMER | BLOOD AND FLUID WARMER | 3M HEALTH CARE | RANGER 245 | 2023-08-10 | 1616.4 |  | 2024-08-09
MULTI FLUID WARMER | BLOOD AND FLUID WARMER | 3M HEALTH CARE | RANGER 245 | 2023-08-10 | 1616.4 |  | 2024-08-09
MULTI FLUID WARMER | BLOOD AND FLUID WARMER | 3M HEALTH CARE | RANGER 245 | 2023-08-10 | 1616.4 |  | 2024-08-09
MULTI FLUID WARMER | BLOOD AND FLUID WARMER | 3M HEALTH CARE | RANGER 245 | 2023-08-10 | 1616.4 |  | 2024-08-09
MULTI FLUID WARMER | BLOOD AND FLUID WARMER | 3M HEALTH CARE | RANGER 245 | 2023-08-10 | 1616.4 |  | 2024-08-09
MULTI FLUID WARMER | BLOOD AND FLUID WARMER | 3M HEALTH CARE | RANGER 245 | 2023-08-10 | 1616.4 |  | 2024-08-09
MULTI FLUID WARMER | BLOOD AND FLUID WARMER | 3M HEALTH CARE | RANGER 245 | 2023-08-10 | 1616.4 |  | 2024-08-09
MULTI FLUID WARMER | BLOOD AND FLUID WARMER | 3M HEALTH CARE | RANGER 245 | 2023-08-10 | 1616.4 |  | 2024-08-09
MULTI FLUID WARMER | BLOOD AND FLUID WARMER | 3M HEALTH CARE | RANGER 245 | 2023-08-10 | 1616.4 |  | 2024-08-09
MULTI FLUID WARMER | BLOOD AND FLUID WARMER | 3M HEALTH CARE | RANGER 245 | 2023-08-10 | 1616.4 |  | 2024-08-09
MULTI FLUID WARMER | BLOOD AND FLUID WARMER | 3M HEALTH CARE | RANGER 245 | 2023-08-10 | 1616.4 |  | 2024-08-09
MULTI FLUID WARMER | BLOOD AND FLUID WARMER | 3M HEALTH CARE | RANGER 245 | 2023-08-10 | 1616.4 |  | 2024-08-09
MULTI FLUID WARMER | BLOOD AND FLUID WARMER | 3M HEALTH CARE | RANGER 245 | 2023-08-10 | 1616.4 |  | 2024-08-09
MULTI FLUID WARMER | BLOOD AND FLUID WARMER | 3M HEALTH CARE | RANGER 245 | 2023-08-10 | 1616.4 |  | 2024-08-09
MULTI FLUID WARMER | BLOOD AND FLUID WARMER | 3M HEALTH CARE | RANGER 245 | 2023-08-10 | 1616.4 | 2024-05-23 | 2025-05-23
MULTI FLUID WARMER | BLOOD AND FLUID WARMER | 3M HEALTH CARE | RANGER 245 | 2023-08-10 | 1616.4 |  | 2024-08-09
MULTI FLUID WARMER | BLOOD AND FLUID WARMER | 3M HEALTH CARE | RANGER 245 | 2023-08-10 | 1616.4 | 2024-03-22 | 2025-05-15
MULTI FLUID WARMER | BLOOD AND FLUID WARMER | 3M HEALTH CARE | RANGER 245 | 2023-08-10 | 1616.4 |  | 2024-08-09
MULTI FLUID WARMER | BLOOD AND FLUID WARMER | 3M HEALTH CARE | RANGER 245 | 2023-08-09 | 1616.4 |  | 2024-08-09
LARYNGOSCOPE | C-MAC LARYNGOSCOPE BLADE | KARL STORZ | 8404HX | 2023-08-08 | 4500
ENDOSCOPY VIDEO SYSTEM | DIGITAL VIDEO LARYNGOSCOPE | KARL STORZ | 8404ZX | 2023-08-09 | 12000 |  | 2024-08-09
SCALES | SCALES - FLUID | TERAOKA | DS-502 | 2023-08-03 | 229.44 | 2023-12-13 | 2024-11-15
OPERATING TABLE | FOOT SUPPORT SYSTEM - STIRRUPS | AMATECH LTD | YELLOFINS ELITE | 2023-08-03 | 5220
VENTILATOR | VENTILATOR | BREAS MEDICAL | NIPPY 4+ | 2023-08-03 | 4560 |  | 2025-08-01
VENTILATOR | VENTILATOR | BREAS MEDICAL | NIPPY 4+ | 2023-08-03 | 4560 |  | 2025-08-01
PACEMAKER PROGRAMMER | PACEMAKER PROGRAMMER | ST JUDE MEDICAL | 3700 | 2023-08-29 | 12000 |  | 2026-08-20
LARYNGOSCOPE | C-MAC LARYNGOSCOPE BLADE | KARL STORZ | 8404BXC | 2023-08-08 | 12000
VENTILATOR | VENTILATOR | BREAS MEDICAL | NIPPY CLEARWAY 2 | 2023-08-07 | 5400 | 2024-08-05 | 2025-08-05
CARDIOGRAPH | CARDIOGRAPH | GE LIMITED | MAC7 | 2024-03-19 | 9510 |  | 2025-03-19
PUMP DOCKING STATION | PUMP DOCKING STATION | FRESENIUS KABI | LINK 8 + AGILIA | 2023-08-14 | 870 |  | 2027-02-15
PUMP DOCKING STATION | PUMP DOCKING STATION | FRESENIUS KABI | LINK 8 + AGILIA | 2023-08-14 | 870 |  | 2027-02-15
PUMP DOCKING STATION | PUMP DOCKING STATION | FRESENIUS KABI | LINK 4 + AGILIA | 2023-08-14 | 780 |  | 2027-02-15
PUMP DOCKING STATION | PUMP DOCKING STATION | FRESENIUS KABI | LINK 4 + AGILIA | 2023-08-14 | 780 |  | 2027-02-15
VITAL SIGNS MONITOR | VITAL SIGNS MONITOR: NBP. | OMRON | M6 (HEM-7211-E8 V ) | 2023-07-27 | 84
VITAL SIGNS MONITOR | VITAL SIGNS MONITOR: NBP. | OMRON | M6 (HEM-7211-E8 V ) | 2023-07-27 | 84
VITAL SIGNS MONITOR | VITAL SIGNS MONITOR: NBP. | OMRON | M6 (HEM-7211-E8 V ) | 2023-07-27 | 84
VITAL SIGNS MONITOR | VITAL SIGNS MONITOR: NBP. | OMRON | M6 (HEM-7211-E8 V ) | 2023-07-27 | 84
SCALES | SCALES - BABY | SECA | 376 | 2023-07-27 | 512.94 | 2023-12-13 | 2024-11-15
OXIMETER | PULSE OXIMETER | NELLCOR | PM100N | 2023-07-26 | 846 |  | 2026-07-26
VENTILATOR | VENTILATOR | DRAEGER | EVITA V800 | 2023-07-25 | 33996.348 | 2024-09-10 | 2025-07-25
VENTILATOR | VENTILATOR | DRAEGER | EVITA V800 | 2023-07-25 | 33996.348 | 2024-08-29 | 2025-07-25
VENTILATOR | VENTILATOR | DRAEGER | EVITA V800 | 2023-07-25 | 33996.348 | 2024-06-05 | 2025-07-25
VENTILATOR | VENTILATOR | DRAEGER | EVITA V800 | 2023-07-25 | 33996.348 | 2024-08-23 | 2025-07-25
VENTILATOR | VENTILATOR | DRAEGER | EVITA V800 | 2023-07-25 | 33996.348 | 2024-08-23 | 2025-07-25
VENTILATOR | VENTILATOR | DRAEGER | EVITA V800 | 2023-07-25 | 33996.348 | 2024-08-22 | 2025-07-25
VENTILATOR | VENTILATOR | DRAEGER | EVITA V800 | 2023-07-25 | 33996.348 | 2024-07-04 | 2025-07-25
VENTILATOR | VENTILATOR | DRAEGER | EVITA V800 | 2023-07-25 | 33996.348 | 2024-09-26 | 2025-09-10
VENTILATOR | VENTILATOR | DRAEGER | EVITA V800 | 2023-07-25 | 33996.348 |  | 2024-07-25
VENTILATOR | VENTILATOR | DRAEGER | EVITA V800 | 2023-07-25 | 33996.348 | 2024-07-04 | 2025-07-25
PACEMAKER PROGRAMMER | PACEMAKER PROGRAMMER | BIOTRONIK | RENAMIC | 2023-07-26 | 3600 |  | 2026-07-26
SCALES | SCALES - STAND ON | MARSDEN | M-510 | 2023-07-19 | 372 | 2023-12-13 | 2024-11-15
SCALES | SCALES - STAND ON | MARSDEN | M-510 | 2023-07-19 | 372 | 2023-12-13 | 2024-11-15
SUCTION UNIT | SUCTION - LAERDAL - BATTERY | LAERDAL | LSU-2 | 2023-07-19 | 816 |  | 2026-07-19
PATIENT WARMING SYSTEM | IOB WARMING UNIT | GBUK Group Ltd | IOB | 2023-07-18 | 636 |  | 2025-07-18
PATIENT WARMING SYSTEM | IOB WARMING UNIT | GBUK Group Ltd | IOB | 2023-07-18 | 636 |  | 2025-07-18
PATIENT WARMING SYSTEM | IOB WARMING UNIT | GBUK Group Ltd | IOB | 2023-07-18 | 636 |  | 2025-07-18
PATIENT WARMING SYSTEM | IOB WARMING UNIT | GBUK Group Ltd | IOB | 2023-07-18 | 636 |  | 2025-07-18
PATIENT WARMING SYSTEM | IOB WARMING UNIT | GBUK Group Ltd | IOB | 2023-07-18 | 636 |  | 2025-07-18
PATIENT WARMING SYSTEM | IOB WARMING UNIT | GBUK Group Ltd | IOB | 2023-07-18 | 636 |  | 2025-07-18
PATIENT WARMING SYSTEM | IOB WARMING UNIT | GBUK Group Ltd | IOB | 2023-07-18 | 636 | 2024-07-10 | 2025-07-10
PATIENT WARMING SYSTEM | IOB WARMING UNIT | GBUK Group Ltd | IOB | 2023-07-18 | 636 | 2024-06-14 | 2025-06-14
PATIENT WARMING SYSTEM | IOB WARMING UNIT | GBUK Group Ltd | IOB | 2023-07-18 | 636 |  | 2025-07-18
PATIENT WARMING SYSTEM | IOB WARMING UNIT | GBUK Group Ltd | IOB | 2023-07-18 | 636 |  | 2025-07-18
PATIENT WARMING SYSTEM | IOB WARMING UNIT | GBUK Group Ltd | IOB | 2023-07-18 | 636 |  | 2025-07-18
PATIENT WARMING SYSTEM | IOB WARMING UNIT | GBUK Group Ltd | IOB | 2023-07-18 | 636 | 2024-07-10 | 2025-07-10
BATTERY CHARGER | BATTERY CHARGER - LI-ION 2 BANK CLICK IN | BREAS MEDICAL | 2 BANK 007573 | 2023-07-14 | 453.6
VENTILATOR | VENTILATOR | RESMED LTD | AIRSENSE 10 AUTOSET | 2023-07-14 | 3600
VENTILATOR | VENTILATOR | RESMED LTD | AIRSENSE 10 AUTOSET | 2023-07-14 | 3600
VENTILATOR | VENTILATOR | RESMED LTD | AIRSENSE 10 AUTOSET | 2023-07-14 | 3600
PATIENT WARMING SYSTEM | IOB WARMING UNIT | GBUK Group Ltd | IOB | 2023-07-13 | 636 | 2024-06-04 | 2025-06-04
PATIENT WARMING SYSTEM | IOB WARMING UNIT | GBUK Group Ltd | IOB | 2023-07-13 | 636 | 2024-07-10 | 2025-07-10
WATER BATH | UNSTIRED WATER BATH | GRANT INSTRUMENTS | SUB AQUA PRO (SAP5) | 2023-07-12 | 480
PACEMAKER PROGRAMMER | PACEMAKER PROGRAMMER | ST JUDE MEDICAL | 3650 | 2023-07-10 | 2400 |  | 2026-07-10
NEBULIZER | NEBULIZER | PARI MEDICAL | PARI BOY CLASSIC | 2023-07-05 | 83.748
NEBULIZER | NEBULIZER | PARI MEDICAL | PARI BOY CLASSIC | 2023-07-05 | 83.748
NEBULIZER | NEBULIZER | PARI MEDICAL | PARI BOY CLASSIC | 2023-07-05 | 83.748
NEBULIZER | NEBULIZER | PARI MEDICAL | EFLOW RAPID | 2023-07-05 | 510
NEBULIZER | NEBULIZER | PARI MEDICAL | EFLOW RAPID | 2023-07-05 | 510
VENTILATOR | VENTILATOR | BREAS MEDICAL | NIPPY CLEARWAY | 2023-07-04 | 5400 | 2024-06-20 | 2025-07-04
INSUFFLATOR CO2 | HIGH FLOW INSUFFLATOR | CONMED | AIRSEAL IFS | 2023-07-04 | 22794 | 2024-08-29 | 2025-08-29
INSUFFLATOR CO2 | HIGH FLOW INSUFFLATOR | CONMED | AIRSEAL IFS | 2023-07-04 | 22794 |  | 2024-07-04
ULTRASOUND SCANNER - BLADDER | ULTRASOUND SCANNER - BLADDER | VERATHON MEDICAL INC | i10 | 2023-07-03 | 11473.2 |  | 2025-07-03
ULTRASOUND SCANNER - BLADDER | ULTRASOUND SCANNER - BLADDER | VERATHON MEDICAL INC | i10 | 2023-07-03 | 8428.8 |  | 2025-07-03
PRESSURE TEST EQUIP | FORCE GAUGE | MECMESIN | FORCE GAUGE 100N | 2023-07-10 | 2138.4 | 2024-07-25 | 2025-07-25
PRESSURE TEST EQUIP | FORCE GAUGE | MECMESIN | FORCE GAUGE 100N | 2023-07-10 | 2138.4 | 2024-08-14 | 2025-08-14
SUCTION CONTROLLER | CARDIOTHORACIC DRAINAGE | MEDELA | THOPAZ PLUS | 2023-06-30 | 4540.8
SUCTION CONTROLLER | CARDIOTHORACIC DRAINAGE | MEDELA | THOPAZ PLUS | 2023-06-30 | 4540.8
SUCTION CONTROLLER | CARDIOTHORACIC DRAINAGE | MEDELA | THOPAZ PLUS | 2023-06-30 | 4540.8
SUCTION CONTROLLER | CARDIOTHORACIC DRAINAGE | MEDELA | THOPAZ PLUS | 2023-06-30 | 4540.8
TRANSDUCER | TOCO TRANSDUCER | PHILIPS LTD | M2734B | 2023-10-17 | 836.688
BLOOD GLUCOSE METER (GLUCOMETER) | BLOOD GLUCOSE METER (GLUCOMETER) | ABBOTT LABS | FREESTYLE PRECISION PRO | 2023-10-24 | 1200
AUDIO DOPPLER | AUDIO DOPPLER | HUNTLEIGH | D920 | 2023-10-23 | 373.968
AUDIO DOPPLER | AUDIO DOPPLER | EDAN INSTRUMENTS | SONOTRAX BASIC | 2023-10-19 | 123.6
AUDIO DOPPLER | AUDIO DOPPLER | EDAN INSTRUMENTS | SONOTRAX BASIC | 2023-10-19 | 123.6
BABY CRIB | BABY CRIB - FIXED HEIGHT, SMALL CUPBOARD | BRISTOL MAID (HOSP.M.CRAFT) | BA/6 | 2023-10-18 | 691.68
BABY CRIB | BABY CRIB - FIXED HEIGHT, SMALL CUPBOARD | BRISTOL MAID (HOSP.M.CRAFT) | BA/6 | 2023-10-18 | 691.68
BABY CRIB | BABY CRIB - FIXED HEIGHT, SMALL CUPBOARD | BRISTOL MAID (HOSP.M.CRAFT) | BA/6 | 2023-10-18 | 691.68
BABY CRIB | BABY CRIB - FIXED HEIGHT, SMALL CUPBOARD | BRISTOL MAID (HOSP.M.CRAFT) | BA/6 | 2023-10-18 | 691.68
TRANSDUCER | US TRANSDUCER | PHILIPS LTD | M2736A | 2023-10-09 | 937.308
BABY CRIB | BABY CRIB - FIXED HEIGHT, SMALL CUPBOARD | BRISTOL MAID (HOSP.M.CRAFT) | BA/6 | 2023-09-26 | 691.68
BABY CRIB | BABY CRIB - FIXED HEIGHT, SMALL CUPBOARD | BRISTOL MAID (HOSP.M.CRAFT) | BA/6 | 2023-09-27 | 691.68
BABY CRIB | BABY CRIB - FIXED HEIGHT, SMALL CUPBOARD | BRISTOL MAID (HOSP.M.CRAFT) | BA/6 | 2023-09-27 | 691.68
BABY CRIB | BABY CRIB - FIXED HEIGHT, SMALL CUPBOARD | BRISTOL MAID (HOSP.M.CRAFT) | BA/6 | 2023-09-27 | 691.68
BABY CRIB | BABY CRIB - FIXED HEIGHT, SMALL CUPBOARD | BRISTOL MAID (HOSP.M.CRAFT) | BA/6 | 2023-09-27 | 691.68
BABY CRIB | BABY CRIB - FIXED HEIGHT, SMALL CUPBOARD | BRISTOL MAID (HOSP.M.CRAFT) | BA/6 | 2023-09-27 | 691.68
BABY CRIB | BABY CRIB - FIXED HEIGHT, SMALL CUPBOARD | BRISTOL MAID (HOSP.M.CRAFT) | BA/6 | 2023-09-26 | 691.68
BABY CRIB | BABYCARE CRIB TROLLEY | HUNTLEIGH | 34200 | 2023-09-26 | 691.68
BABY CRIB | BABY CRIB - FIXED HEIGHT, SMALL CUPBOARD | BRISTOL MAID (HOSP.M.CRAFT) | BA/6 | 2023-09-26 | 691.68
BABY CRIB | BABY CRIB - FIXED HEIGHT, SMALL CUPBOARD | BRISTOL MAID (HOSP.M.CRAFT) | BA/6 | 2023-09-26 | 691.68
BABY CRIB | BABY CRIB - FIXED HEIGHT, SMALL CUPBOARD | BRISTOL MAID (HOSP.M.CRAFT) | BA/6 | 2023-09-26 | 691.68
BABY CRIB | BABY CRIB - FIXED HEIGHT, SMALL CUPBOARD | BRISTOL MAID (HOSP.M.CRAFT) | BA/6 | 2023-09-26 | 691.68
BABY CRIB | BABY CRIB - FIXED HEIGHT, SMALL CUPBOARD | BRISTOL MAID (HOSP.M.CRAFT) | BA/6 | 2023-09-26 | 691.68
BABY CRIB | BABY CRIB - FIXED HEIGHT, SMALL CUPBOARD | BRISTOL MAID (HOSP.M.CRAFT) | BA/6 | 2023-09-26 | 691.68
BABY CRIB | BABY CRIB - FIXED HEIGHT, SMALL CUPBOARD | BRISTOL MAID (HOSP.M.CRAFT) | BA/6 | 2023-09-26 | 691.68
BABY CRIB | BABY CRIB - FIXED HEIGHT, SMALL CUPBOARD | BRISTOL MAID (HOSP.M.CRAFT) | BA/6 | 2023-09-26 | 691.68
BABY CRIB | BABY CRIB - FIXED HEIGHT, SMALL CUPBOARD | BRISTOL MAID (HOSP.M.CRAFT) | BA/6 | 2023-09-26 | 691.68
BABY CRIB | BABY CRIB - FIXED HEIGHT, SMALL CUPBOARD | BRISTOL MAID (HOSP.M.CRAFT) | BA/6 | 2023-09-26 | 691.68
BABY CRIB | BABY CRIB - FIXED HEIGHT, SMALL CUPBOARD | BRISTOL MAID (HOSP.M.CRAFT) | BA/6 | 2023-09-26 | 691.68
BABY CRIB | BABY CRIB - FIXED HEIGHT, SMALL CUPBOARD | BRISTOL MAID (HOSP.M.CRAFT) | BA/6 | 2023-09-26 | 691.68
BABY CRIB | BABY CRIB - FIXED HEIGHT, SMALL CUPBOARD | BRISTOL MAID (HOSP.M.CRAFT) | BA/6 | 2023-09-26 | 691.68
BABY CRIB | BABY CRIB - FIXED HEIGHT, SMALL CUPBOARD | BRISTOL MAID (HOSP.M.CRAFT) | BA/6 | 2023-09-26 | 691.68
BABY CRIB | BABY CRIB - FIXED HEIGHT, SMALL CUPBOARD | BRISTOL MAID (HOSP.M.CRAFT) | BA/6 | 2023-09-26 | 691.68
BABY CRIB | BABY CRIB - FIXED HEIGHT, SMALL CUPBOARD | BRISTOL MAID (HOSP.M.CRAFT) | BA/6 | 2023-09-26 | 691.68
BABY CRIB | BABY CRIB - FIXED HEIGHT, SMALL CUPBOARD | BRISTOL MAID (HOSP.M.CRAFT) | BA/6 | 2023-09-26 | 691.68
BABY CRIB | BABY CRIB - FIXED HEIGHT, SMALL CUPBOARD | BRISTOL MAID (HOSP.M.CRAFT) | BA/6 | 2023-09-26 | 691.68
BABY CRIB | BABY CRIB - FIXED HEIGHT, SMALL CUPBOARD | BRISTOL MAID (HOSP.M.CRAFT) | BA/6 | 2023-09-26 | 691.68
BABY CRIB | BABY CRIB - FIXED HEIGHT, SMALL CUPBOARD | BRISTOL MAID (HOSP.M.CRAFT) | BA/6 | 2023-09-26 | 691.68
BABY CRIB | BABY CRIB - FIXED HEIGHT, SMALL CUPBOARD | BRISTOL MAID (HOSP.M.CRAFT) | BA/6 | 2023-09-26 | 691.68
BABY CRIB | BABY CRIB - FIXED HEIGHT, SMALL CUPBOARD | BRISTOL MAID (HOSP.M.CRAFT) | BA/6 | 2023-09-26 | 691.68
BABY CRIB | BABY CRIB - FIXED HEIGHT, SMALL CUPBOARD | BRISTOL MAID (HOSP.M.CRAFT) | BA/6 | 2023-09-26 | 691.68
BABY CRIB | BABY CRIB - FIXED HEIGHT, SMALL CUPBOARD | BRISTOL MAID (HOSP.M.CRAFT) | BA/6 | 2023-09-26 | 691.68
BABY CRIB | BABY CRIB - FIXED HEIGHT, SMALL CUPBOARD | BRISTOL MAID (HOSP.M.CRAFT) | BA/6 | 2023-09-26 | 691.68
BABY CRIB | BABY CRIB - FIXED HEIGHT, SMALL CUPBOARD | BRISTOL MAID (HOSP.M.CRAFT) | BA/6 | 2023-09-26 | 691.68
BABY CRIB | BABY CRIB - FIXED HEIGHT, SMALL CUPBOARD | BRISTOL MAID (HOSP.M.CRAFT) | BA/6 | 2023-09-26 | 691.68
BABY CRIB | BABY CRIB - FIXED HEIGHT, SMALL CUPBOARD | BRISTOL MAID (HOSP.M.CRAFT) | BA/6 | 2023-09-26 | 691.68
BABY CRIB | BABY CRIB - FIXED HEIGHT, SMALL CUPBOARD | BRISTOL MAID (HOSP.M.CRAFT) | BA/6 | 2023-09-26 | 691.68
BABY CRIB | BABY CRIB - FIXED HEIGHT, SMALL CUPBOARD | BRISTOL MAID (HOSP.M.CRAFT) | BA/6 | 2023-09-26 | 691.68
BABY CRIB | BABYCARE CRIB TROLLEY | HUNTLEIGH | 34200 | 2023-09-26 | 0
TYMPANIC THERMOMETER | TYMPANIC THERMOMETER | BRAUN | PRO 6000 | 2023-09-26 | 178.8
GAS REGULATOR & FLOWMETER | DIRECT DIAL FLOWMETER 0-5L/MIN | THERAPY EQUIPMENT | 6564 | 2023-09-21 | 153.6 |  | 2024-09-21
GAS REGULATOR & FLOWMETER | DIRECT DIAL FLOWMETER 0-5L/MIN | THERAPY EQUIPMENT | 6564 | 2023-09-21 | 153.6 |  | 2024-09-21
GAS REGULATOR & FLOWMETER | DIRECT DIAL FLOWMETER 0-5L/MIN | THERAPY EQUIPMENT | 6564 | 2023-09-21 | 153.6 |  | 2024-09-21
ENTONOX DEMAND SYSTEM | ENTONOX DEMAND VALVE | BNOS MEDITECH LTD | 900-0031-00 | 2023-09-18 | 213.6 |  | 2028-09-18
REGULATOR | REGULATOR - AIR - PIN INDEX | BPR MEDICAL | 819-0034 | 2023-08-24 | 128.304 |  | 2027-08-24
CO2 MODULE | MODULE CO2 MICROSTREAM | PHILIPS LTD | M3015A | 2023-08-23 | 0 | 2024-09-17 | 2025-09-17
CO2 MODULE | MODULE CO2 MICROSTREAM | PHILIPS LTD | M3015A | 2023-08-23 | 0 |  | 2024-08-23
TYMPANIC THERMOMETER | TYMPANIC THERMOMETER | BRAUN | PRO 6000 | 2023-08-07 | 178.8
TYMPANIC THERMOMETER | TYMPANIC THERMOMETER | BRAUN | PRO 6000 | 2023-08-07 | 178.8
TYMPANIC THERMOMETER | TYMPANIC THERMOMETER | BRAUN | PRO 6000 | 2023-07-31 | 278.976
MULTI FLUID WARMER | BLOOD AND FLUID WARMER | 3M HEALTH CARE | RANGER 245 | 2023-07-31 | 1616.4 |  | 2024-07-31
MULTI FLUID WARMER | BLOOD AND FLUID WARMER | 3M HEALTH CARE | RANGER 245 | 2023-07-31 | 1616.4 |  | 2024-07-31
MULTI FLUID WARMER | BLOOD AND FLUID WARMER | 3M HEALTH CARE | RANGER 245 | 2023-07-31 | 1616.4 |  | 2024-07-31
MULTI FLUID WARMER | BLOOD AND FLUID WARMER | 3M HEALTH CARE | RANGER 245 | 2023-07-31 | 1616.4 |  | 2024-07-31
MULTI FLUID WARMER | BLOOD AND FLUID WARMER | 3M HEALTH CARE | RANGER 245 | 2023-07-31 | 1616.4 |  | 2024-07-31
TYMPANIC THERMOMETER | TYMPANIC THERMOMETER | BRAUN | PRO 6000 | 2023-07-20 | 178.8
OXIMETER | O3 REGIONAL OXIMETER MODULE | MASIMO UK | O3 MODULE | 2023-07-20 | 0
OXIMETER | O3 REGIONAL OXIMETER MODULE | MASIMO UK | O3 MODULE | 2023-07-20 | 0
OXIMETER | O3 REGIONAL OXIMETER MODULE | MASIMO UK | O3 MODULE | 2023-07-20 | 0
SUCTION CONTROLLER | HIGH SUCTION CONTROLLER | THERAPY EQUIPMENT | DIAMOND RANGE HIGH | 2023-06-27 | 156
TYMPANIC THERMOMETER | TYMPANIC THERMOMETER | BRAUN | PRO 6000 | 2023-06-28 | 178.8
TYMPANIC THERMOMETER | TYMPANIC THERMOMETER | BRAUN | PRO 6000 | 2023-06-28 | 178.8
TYMPANIC THERMOMETER | TYMPANIC THERMOMETER | BRAUN | PRO 6000 | 2023-06-28 | 178.8
TYMPANIC THERMOMETER | TYMPANIC THERMOMETER | BRAUN | PRO 6000 | 2023-06-28 | 178.8
SUCTION CONTROLLER | HIGH SUCTION CONTROLLER | THERAPY EQUIPMENT | DIAMOND RANGE HIGH | 2023-06-28 | 156
SUCTION CONTROLLER | HIGH SUCTION CONTROLLER | THERAPY EQUIPMENT | DIAMOND RANGE HIGH | 2023-06-28 | 156
BLOOD GLUCOSE METER (GLUCOMETER) | BLOOD GLUCOSE METER (GLUCOMETER) | ABBOTT LABS | FREESTYLE PRECISION PRO | 2023-07-14 | 330
SUCTION CONTROLLER | HIGH SUCTION CONTROLLER | THERAPY EQUIPMENT | DIAMOND RANGE HIGH | 2023-07-17 | 156
SUCTION CONTROLLER | HIGH SUCTION CONTROLLER | THERAPY EQUIPMENT | DIAMOND RANGE HIGH | 2023-07-17 | 156
SUCTION CONTROLLER | HIGH SUCTION CONTROLLER | THERAPY EQUIPMENT | DIAMOND RANGE HIGH | 2023-07-17 | 156
SUCTION CONTROLLER | HIGH SUCTION CONTROLLER | THERAPY EQUIPMENT | DIAMOND RANGE HIGH | 2023-07-17 | 156
SUCTION CONTROLLER | HIGH SUCTION CONTROLLER | THERAPY EQUIPMENT | DIAMOND RANGE HIGH | 2023-07-17 | 156
SUCTION CONTROLLER | HIGH SUCTION CONTROLLER | THERAPY EQUIPMENT | DIAMOND RANGE HIGH | 2023-07-17 | 156
BATTERY CHARGER | BATTERY CHARGER - LI-ION 2 BANK CLICK IN | BREAS MEDICAL | 2 BANK 007573 | 2023-07-19 | 453.6
VENTILATOR | VENTILATOR | BREAS MEDICAL | NIPPY 4+ | 2023-07-19 | 4560 |  | 2025-07-01
VENTILATOR | VENTILATOR | BREAS MEDICAL | NIPPY 4+ | 2023-07-19 | 4560 |  | 2025-07-01
VENTILATOR | VENTILATOR | BREAS MEDICAL | NIPPY 4+ | 2023-07-19 | 4560 |  | 2025-07-01
VENTILATOR | VENTILATOR | RESMED LTD | AIRSENSE 10 AUTOSET | 2023-07-19 | 3600
VENTILATOR | VENTILATOR | RESMED LTD | AIRSENSE 10 AUTOSET | 2023-07-19 | 3600
SPHYGMOMANOMETER | TRIGGER MODEL PREMIUM SPHYGMOMANOMETER | WELCH ALLYN | DS-6601-189 | 2023-07-27 | 60
SPHYGMOMANOMETER | TRIGGER MODEL PREMIUM SPHYGMOMANOMETER | WELCH ALLYN | DS-6601-189 | 2023-07-27 | 60
DIETARY FEED PUMP | ENTERAL FEEDING PUMP | NUTRICIA | FLOCARE INFINITY | 2023-07-31 | 960
AMBULATORY ARRHYTHMIA MONITOR | AMBULATORY ECG RECORDER | SPACELABS | LIFECARD CF | 2023-08-25 | 2152.8
AMBULATORY ARRHYTHMIA MONITOR | AMBULATORY ECG RECORDER | SPACELABS | LIFECARD CF | 2023-08-25 | 2152.8
AMBULATORY ARRHYTHMIA MONITOR | AMBULATORY ECG RECORDER | SPACELABS | LIFECARD CF | 2023-08-25 | 2152.8
TYMPANIC THERMOMETER | TYMPANIC THERMOMETER | BRAUN | PRO 6000 | 2023-08-24 | 178.8
NEBULIZER | NEBULIZER | AEROGEN | AERONEB PRO | 2023-08-22 | 240
TYMPANIC THERMOMETER | TYMPANIC THERMOMETER CONNEX MONITOR | WELCH ALLYN | PRO 6000 CONNEX | 2023-08-15 | 278.976
ULTRASOUND PROBE | ULTRASOUND CABLE | OLYMPUS | MAJ-2056 | 2023-08-15 | 6000
SUCTION CONTROLLER | HIGH SUCTION CONTROLLER | THERAPY EQUIPMENT | DIAMOND RANGE HIGH | 2023-08-15 | 156
TYMPANIC THERMOMETER | TYMPANIC THERMOMETER | BRAUN | PRO 6000 | 2023-07-06 | 178.8
TYMPANIC THERMOMETER | TYMPANIC THERMOMETER CONNEX MONITOR | WELCH ALLYN | PRO 6000 CONNEX | 2023-09-01 | 246
DIETARY FEED PUMP | ENTERAL FEEDING PUMP | NUTRICIA | FLOCARE INFINITY III | 2023-09-01 | 960 |  | 2024-12-01
VACUUM SPLITTER | VACUUM PENDANT SPLITTER | MEC MEDICAL LTD | 1920216 | 2023-08-10 | 180
TYMPANIC THERMOMETER | TYMPANIC THERMOMETER CONNEX MONITOR | WELCH ALLYN | PRO 6000 CONNEX | 2023-08-09 | 278.976
BLOOD PRESSURE MONITOR | DIGITAL BLOOD PRESSURE DEVICE | WELCH ALLYN | CONNEX PROBP 3400 | 2023-08-09 | 750 |  | 2026-08-09
BLOOD PRESSURE MONITOR | DIGITAL BLOOD PRESSURE DEVICE | WELCH ALLYN | CONNEX PROBP 3400 | 2023-08-09 | 750 |  | 2026-08-09
DIETARY FEED PUMP | ENTERAL FEEDING PUMP | NUTRICIA | FLOCARE INFINITY III | 2023-07-31 | 960 |  | 2025-07-31
OXIMETER | HAND HELD PULSE OXIMETER | NELLCOR | PM10N | 2023-07-26 | 924
TYMPANIC THERMOMETER | TYMPANIC THERMOMETER CONNEX MONITOR | WELCH ALLYN | PRO 6000 CONNEX | 2023-07-25 | 278.976
TYMPANIC THERMOMETER | TYMPANIC THERMOMETER | BRAUN | PRO 6000 | 2023-07-24 | 178.8
AUDIO DOPPLER | POCKET AUDIO DOPPLER | ULTRASOUND TECHNOLOGIES LTD | PD1 | 2023-07-19 | 584.4
AUDIO DOPPLER | POCKET AUDIO DOPPLER | ULTRASOUND TECHNOLOGIES LTD | PD1 | 2023-07-19 | 584.4
SUCTION CONTROLLER | HIGH SUCTION CONTROLLER | THERAPY EQUIPMENT | DIAMOND RANGE HIGH | 2023-07-13 | 156
SUCTION CONTROLLER | HIGH SUCTION CONTROLLER | THERAPY EQUIPMENT | DIAMOND RANGE HIGH | 2023-07-11 | 156
TYMPANIC THERMOMETER | TYMPANIC THERMOMETER | BRAUN | PRO 6000 | 2023-07-11 | 178.8
PACEMAKER | EXTERNAL PACEMAKER | BIOTRONIK | REOCOR/S | 2023-07-07 | 1731.792
GAS REGULATOR & FLOWMETER | OXYGEN DIAL FLOWMETER | MEC CO. LTD | 496127 | 2023-07-05 | 156 |  | 2027-07-05
SUCTION CONTROLLER | HIGH SUCTION CONTROLLER | THERAPY EQUIPMENT | DIAMOND RANGE HIGH | 2023-07-04 | 156
SUCTION CONTROLLER | HIGH SUCTION CONTROLLER | THERAPY EQUIPMENT | DIAMOND RANGE HIGH | 2023-07-03 | 156
ULTRASOUND PROBE | BLADDER SCANNER PROBE | VERATHON MEDICAL INC | i10 PROBE | 2023-07-03 | 3600
ULTRASOUND PROBE | BLADDER SCANNER PROBE | VERATHON MEDICAL INC | i10 PROBE | 2023-07-03 | 3600
TYMPANIC THERMOMETER | TYMPANIC THERMOMETER CONNEX MONITOR | WELCH ALLYN | PRO 6000 CONNEX | 2023-07-12 | 246
SUCTION CONTROLLER | HIGH SUCTION CONTROLLER | THERAPY EQUIPMENT | DIAMOND RANGE HIGH | 2023-06-29 | 156
NEURO STIMULATOR | DEEP BRAIN STIMULATOR CLINICIAN PROGRAMMER | MEDTRONIC | 8840 N'VISION | 2023-06-29 | 2998.8
NEURO STIMULATOR | DEEP BRAIN STIMULATOR CLINICIAN PROGRAMMER | MEDTRONIC | 8840 N'VISION | 2023-06-29 | 2998.8
AMBULATORY ARRHYTHMIA MONITOR | AMBULATORY ECG RECORDER | SPACELABS | LIFECARD CF | 2023-06-29 | 2197.2
AMBULATORY ARRHYTHMIA MONITOR | AMBULATORY ECG RECORDER | SPACELABS | LIFECARD CF | 2023-06-29 | 2197.2
AMBULATORY ARRHYTHMIA MONITOR | AMBULATORY ECG RECORDER | SPACELABS | LIFECARD CF | 2023-06-29 | 2197.2
DIETARY FEED PUMP | ENTERAL FEEDING PUMP | NUTRICIA | FLOCARE INFINITY III | 2023-06-29 | 960 |  | 2024-12-01
TYMPANIC THERMOMETER | TYMPANIC THERMOMETER | BRAUN | PRO 6000 | 2023-07-18 | 178.8
TYMPANIC THERMOMETER | TYMPANIC THERMOMETER | BRAUN | PRO 6000 | 2023-08-01 | 178.8
DIETARY FEED PUMP | ENTERAL FEEDING PUMP | NUTRICIA | FLOCARE INFINITY | 2023-08-07 | 960
DIETARY FEED PUMP | ENTERAL FEEDING PUMP | NUTRICIA | FLOCARE INFINITY III | 2023-09-01 | 960 |  | 2024-12-01
DIETARY FEED PUMP | ENTERAL FEEDING PUMP | NUTRICIA | FLOCARE INFINITY III | 2023-09-01 | 960 |  | 2024-12-01
TYMPANIC THERMOMETER | TYMPANIC THERMOMETER | BRAUN | PRO 6000 | 2023-08-08 | 178.8
DIETARY FEED PUMP | ENTERAL FEEDING PUMP | NUTRICIA | FLOCARE INFINITY III | 2023-10-24 | 960 |  | 2024-12-01
DIETARY FEED PUMP | ENTERAL FEEDING PUMP | NUTRICIA | FLOCARE INFINITY III | 2023-10-24 | 960 |  | 2024-12-01
TYMPANIC THERMOMETER | TYMPANIC THERMOMETER | BRAUN | PRO 6000 | 2023-10-09 | 178.8
TYMPANIC THERMOMETER | TYMPANIC THERMOMETER | BRAUN | PRO 6000 | 2023-10-09 | 178.8
TYMPANIC THERMOMETER | TYMPANIC THERMOMETER | BRAUN | PRO 6000 | 2023-10-09 | 178.8
AUDIO DOPPLER | POCKET AUDIO DOPPLER | ULTRASOUND TECHNOLOGIES LTD | PD1 | 2023-09-19 | 584.4
SPHYGMOMANOMETER | SPHYGMOMANOMETER | WELCH ALLYN | DS-6501-300 | 2023-09-19 | 58.8
TYMPANIC THERMOMETER | TYMPANIC THERMOMETER | BRAUN | PRO 6000 | 2023-08-11 | 178.8
COLONOSCOPE | COLONOSCOPE - PAEDIATRIC | OLYMPUS | PCF-H290DL | 2024-04-05 | 28800
TYMPANIC THERMOMETER | TYMPANIC THERMOMETER | BRAUN | PRO 6000 | 2023-08-17 | 178.8
TYMPANIC THERMOMETER | TYMPANIC THERMOMETER | BRAUN | PRO 6000 | 2023-08-15 | 178.8
TYMPANIC THERMOMETER | TYMPANIC THERMOMETER CONNEX MONITOR | WELCH ALLYN | PRO 6000 CONNEX | 2023-08-15 | 278.976
THERMAL PRINTER | THERMAL PRINTER I-STAT ALINITY | ABBOTT LABS | PR-500 | 2023-08-01 | 571.272
TYMPANIC THERMOMETER | TYMPANIC THERMOMETER | BRAUN | PRO 6000 | 2023-07-20 | 178.8
TYMPANIC THERMOMETER | TYMPANIC THERMOMETER | BRAUN | PRO 6000 | 2023-06-23 | 178.8
TYMPANIC THERMOMETER | TYMPANIC THERMOMETER | BRAUN | PRO 6000 | 2023-06-23 | 178.8
TYMPANIC THERMOMETER | TYMPANIC THERMOMETER | BRAUN | PRO 6000 | 2023-06-23 | 178.8
TYMPANIC THERMOMETER | TYMPANIC THERMOMETER | BRAUN | PRO 6000 | 2023-06-23 | 178.8
LARYNGOSCOPE | C-MAC LARYNGOSCOPE BLADE | KARL STORZ | 8404HX | 2023-08-08 | 4500
SCALES | SCALES - BABY | SECA | 376 | 2023-07-27 | 512.94 | 2023-12-13 | 2024-11-15
TRANSPORT MONITOR | PATIENT MONITOR INTELLIVUE X3 (6mm NIBP Port) | PHILIPS LTD | INTELLIVUE X3 (6mm NIBP) | 2023-07-18 | 3796.536 |  | 2026-07-18
TRANSPORT MONITOR | PATIENT MONITOR INTELLIVUE X3 (6mm NIBP Port) | PHILIPS LTD | INTELLIVUE X3 (6mm NIBP) | 2023-07-18 | 3796.536 |  | 2026-07-18
FLAT SCREEN MONITOR - TOUCH | DISPLAY LCD FLAT SCREEN 24 INCH TOUCH SCREEN | ELO | ET2403LM | 2023-06-08 | 1359.6
TRANSPORT MONITOR | PATIENT MONITOR INTELLIVUE X3 (6mm NIBP Port) | PHILIPS LTD | INTELLIVUE X3 (6mm NIBP) | 2023-06-27 | 3796.536 |  | 2026-06-27
VENTILATOR | VENTILATOR | BREAS MEDICAL | NIPPY 4+ | 2023-06-27 | 4560 |  | 2025-06-01
VENTILATOR | VENTILATOR | BREAS MEDICAL | NIPPY 4+ | 2023-06-27 | 4560 |  | 2025-06-01
VENTILATOR | VENTILATOR | BREAS MEDICAL | NIPPY 4+ | 2023-06-27 | 4560 |  | 2025-06-01
VENTILATOR | VENTILATOR | BREAS MEDICAL | NIPPY 4+ | 2023-06-27 | 4560 |  | 2025-06-01
HEART LUNG PUMP | HEATER UNIT FOR HEART LUNG MACHINE | GETINGE LTD | HU35 | 2023-06-23 | 12000 | 2023-12-28 | 2024-12-15
PATIENT TROLLEY | FLUOROSCOPY TROLLEY | STRYKER | 1080 | 2023-06-22 | 5371.596 |  | 2024-12-15
TYMPANIC THERMOMETER | TYMPANIC THERMOMETER | BRAUN | PRO 6000 | 2023-06-21 | 178.8
VENTILATOR | VENTILATOR | BREAS MEDICAL | NIPPY 4+ | 2023-06-20 | 4560 |  | 2025-06-01
VENTILATOR | VENTILATOR | BREAS MEDICAL | NIPPY 4+ | 2023-06-20 | 4560 |  | 2025-06-01
PH METER | PH METER - AMBULATORY | MEDICAL MEASUREMENT SYSTEMS | OHMEGA | 2023-06-19 | 4825.692 |  | 2023-11-15
PH METER | PH METER - AMBULATORY | MEDICAL MEASUREMENT SYSTEMS | OHMEGA | 2023-06-19 | 4825.692 |  | 2023-11-15
PH METER | PH METER - AMBULATORY | MEDICAL MEASUREMENT SYSTEMS | OHMEGA | 2023-06-19 | 4825.692 |  | 2023-11-15
PH METER | PH METER - AMBULATORY | MEDICAL MEASUREMENT SYSTEMS | OHMEGA | 2023-06-19 | 4825.692 |  | 2023-11-15
GASTROSCOPE | Ultrasound Gastroscope - linear | OLYMPUS | GF-UCT260 | 2023-06-19 | 24000
SUCTION CONTROLLER | HIGH SUCTION CONTROLLER | THERAPY EQUIPMENT | DIAMOND RANGE HIGH | 2023-06-19 | 156
DOPPLER FLOWMETER | DOPPLER FLOWMETER | COOK MEDICAL | DP-M350 | 2023-06-19 | 3060
COLONOSCOPE | COLONOSCOPE - PAEDIATRIC | OLYMPUS | PCF-H290DL | 2023-06-16 | 24000
COLONOSCOPE | LUCERA COLONOSCOPE | OLYMPUS | CF-HQ290L | 2023-06-16 | 24000
COLONOSCOPE | LUCERA COLONOSCOPE | OLYMPUS | CF-HQ290L | 2023-06-16 | 24000
COLONOSCOPE | LUCERA COLONOSCOPE | OLYMPUS | CF-HQ290L | 2023-06-16 | 24000
COLONOSCOPE | LUCERA COLONOSCOPE | OLYMPUS | CF-HQ290L | 2023-06-16 | 24000
GASTROSCOPE | GASTROSCOPE | OLYMPUS | GIF-HQ290 | 2023-06-16 | 24000
GASTROSCOPE | GASTROSCOPE | OLYMPUS | GIF-HQ290 | 2023-06-16 | 24000
GASTROSCOPE | GASTROSCOPE | OLYMPUS | GIF-HQ290 | 2023-06-16 | 24000
GASTROSCOPE | GASTROSCOPE | OLYMPUS | GIF-HQ290 | 2023-06-16 | 24000
GASTROSCOPE | GASTROSCOPE | OLYMPUS | GIF-HQ290 | 2023-06-16 | 24000
GASTROSCOPE | GASTROSCOPE | OLYMPUS | GIF-HQ290 | 2023-06-16 | 24000
BRONCHOSCOPE | BRONCHOSCOPE | OLYMPUS | BF-1TH1200 | 2023-06-16 | 24000
COLONOSCOPE | COLONOSCOPE - PAEDIATRIC | OLYMPUS | PCF-Q260JL | 2023-06-16 | 24000
COLONOSCOPE | COLONOSCOPE | OLYMPUS | CF-H260DL | 2023-06-16 | 24000
COLONOSCOPE | VIDEO COLONOSCOPE | OLYMPUS | TJF-260V | 2023-06-16 | 24000
COLONOSCOPE | COLONOSCOPE - PAEDIATRIC | OLYMPUS | PCF-H290DL | 2023-06-16 | 24000
CYSTOSCOPE | CYSTOSCOPE | OLYMPUS | CYF-VH | 2023-06-16 | 24000
COLONOSCOPE | COLONOSCOPE - PAEDIATRIC | OLYMPUS | PCF-H290DL | 2023-06-16 | 24000
GASTROSCOPE | GASTROSCOPE | OLYMPUS | GIF-HQ290 | 2023-06-16 | 24000
COLONOSCOPE | LUCERA COLONOSCOPE | OLYMPUS | CF-HQ290L | 2023-06-16 | 24000
COLONOSCOPE | LUCERA COLONOSCOPE | OLYMPUS | CF-HQ290L | 2023-06-16 | 24000
CYSTOSCOPE | CYSTOSCOPE WITH DIATHERMY CHANNEL | OLYMPUS | CYF-4A | 2023-06-16 | 24000
COLONOSCOPE | COLONOSCOPE - PAEDIATRIC | OLYMPUS | PCF-H290DL | 2023-06-16 | 24000
CYSTOSCOPE | CYSTOSCOPE | OLYMPUS | CYF-VH | 2023-06-16 | 24000
GASTROSCOPE | Ultrasound Gastroscope - linear | OLYMPUS | GF-UCT260 | 2023-06-16 | 24000
GASTROSCOPE | Ultrasound Gastroscope - linear | OLYMPUS | GF-UCT260 | 2023-06-16 | 24000
GASTROSCOPE | Ultrasound Gastroscope - linear | OLYMPUS | GF-UCT260 | 2023-06-16 | 24000
GASTROSCOPE | GASTROSCOPE | OLYMPUS | GIF-HQ290 | 2023-06-16 | 24000
GASTROSCOPE | GASTROSCOPE | OLYMPUS | GIF-HQ290 | 2023-06-16 | 24000
GASTROSCOPE | Video Echogastroscope - radial | OLYMPUS | GF-UE290 | 2023-06-16 | 24000
GASTROSCOPE | Video Echogastroscope - radial | OLYMPUS | GF-UE290 | 2023-06-16 | 24000
BLENDER | AIR, O2, CO2 MIXER | SECHRIST | 3500/3500HL | 2023-06-16 | 3600 | 2023-09-21 | 2024-09-15
HEART LUNG PUMP | PORTABLE HEART LUNG MACHINE | MAQUET (UK) | CARDIOHELP | 2023-06-16 | 12000 |  | 2024-02-15
ISOLATION POWER SUPPLY | ISOLATION POWER SUPPLY | REO | REOMED 1000 | 2023-06-16 | 2400 |  | 2024-09-15
HEART LUNG PUMP | PORTABLE HEART LUNG MACHINE | MAQUET (UK) | CARDIOHELP | 2023-06-16 | 12000 |  | 2024-11-15
SUCTION CONTROLLER | HIGH SUCTION CONTROLLER | THERAPY EQUIPMENT | DIAMOND RANGE HIGH | 2023-06-15 | 156
AUDIO DOPPLER | POCKET AUDIO DOPPLER | ULTRASOUND TECHNOLOGIES LTD | PD1 | 2023-06-15 | 584.4
AUDIO DOPPLER | POCKET AUDIO DOPPLER | ULTRASOUND TECHNOLOGIES LTD | PD1 | 2023-06-15 | 584.4
AUDIO DOPPLER | POCKET AUDIO DOPPLER | ULTRASOUND TECHNOLOGIES LTD | PD1 | 2023-06-15 | 584.4
AUDIO DOPPLER | POCKET AUDIO DOPPLER | ULTRASOUND TECHNOLOGIES LTD | PD1 | 2023-06-15 | 584.4
PATIENT WARMING SYSTEM | IOB WARMING UNIT | GBUK Group Ltd | IOB | 2023-06-15 | 636 | 2024-07-10 | 2025-07-10
PATIENT WARMING SYSTEM | IOB WARMING UNIT | GBUK Group Ltd | IOB | 2023-06-15 | 636 | 2024-08-28 | 2025-08-28
PATIENT WARMING SYSTEM | IOB WARMING UNIT | GBUK Group Ltd | IOB | 2023-06-15 | 636 | 2024-06-04 | 2025-06-04
PATIENT WARMING SYSTEM | IOB WARMING UNIT | GBUK Group Ltd | IOB | 2023-06-15 | 636 | 2024-05-01 | 2025-05-01
PATIENT WARMING SYSTEM | IOB WARMING UNIT | GBUK Group Ltd | IOB | 2023-06-15 | 636 | 2024-06-05 | 2025-06-05
PATIENT WARMING SYSTEM | IOB WARMING UNIT | GBUK Group Ltd | IOB | 2023-06-15 | 636 | 2024-05-01 | 2025-05-01
PATIENT WARMING SYSTEM | IOB WARMING UNIT | GBUK Group Ltd | IOB | 2023-06-15 | 636 | 2024-08-28 | 2025-08-28
PATIENT WARMING SYSTEM | IOB WARMING UNIT | GBUK Group Ltd | IOB | 2023-06-15 | 636 | 2024-08-06 | 2025-08-06
PATIENT WARMING SYSTEM | IOB WARMING UNIT | GBUK Group Ltd | IOB | 2023-06-15 | 636 |  | 2025-06-15
PATIENT WARMING SYSTEM | IOB WARMING UNIT | GBUK Group Ltd | IOB | 2023-06-15 | 636 | 2024-08-06 | 2025-08-06
PATIENT WARMING SYSTEM | IOB WARMING UNIT | GBUK Group Ltd | IOB | 2023-06-15 | 636 |  | 2025-06-15
PATIENT WARMING SYSTEM | IOB WARMING UNIT | GBUK Group Ltd | IOB | 2023-06-15 | 636 | 2024-06-14 | 2025-06-14
VENTILATOR | ASTRAL 150 VENTILATOR | RESMED LTD | ASTRAL 150 | 2023-06-13 | 7200 |  | 2025-06-13
VENTILATOR | ASTRAL 150 VENTILATOR | RESMED LTD | ASTRAL 150 | 2023-06-13 | 7200 |  | 2025-06-13
DOPPLER FLOWMETER | DOPPLER FLOWMETER | COOK MEDICAL | DP-M350 | 2023-06-20 | 2998.8 |  | 2025-04-15
DOPPLER FLOWMETER | DOPPLER FLOWMETER | COOK MEDICAL | DP-M350 | 2023-06-20 | 2998.8 |  | 2024-06-20
WALKING AID | ROLLATOR (WALKING FRAME) | TOPRO | TAURUS H BASIC | 2023-06-19 | 864 |  | 2024-06-19
MODULE | MULTIPARAMETER MODULE - ECG, SPO2, NIBP, IBP, TEMP MODULE | GE LIMITED | PATIENT DATA MODULE | 2023-06-08 | 4800
BLOOD COUNTER | AUTOMATED HEMATOLOGY ANALYSER | BECKMAN COULTER | DXH 520 | 2023-06-08 | 14400
BLOOD COUNTER | AUTOMATED HEMATOLOGY ANALYSER | BECKMAN COULTER | DXH 520 | 2023-06-08 | 14400
BLOOD COUNTER | AUTOMATED HEMATOLOGY ANALYSER | BECKMAN COULTER | DXH 520 | 2023-06-08 | 14400
BLOOD COUNTER | AUTOMATED HEMATOLOGY ANALYSER | BECKMAN COULTER | DXH 520 | 2023-06-08 | 14400
BLOOD COUNTER | AUTOMATED HEMATOLOGY ANALYSER | BECKMAN COULTER | DXH 520 | 2023-06-08 | 14400
CARDIAC MONITOR SYSTEM | INTEGRATED ELECTRONICS BOX | GE LIMITED | IEB | 2023-06-08 | 1200 |  | 2025-06-08
COMPUTER - DESKTOP | PC WORKSTATION - MACLAB PC SYSTEM | DELL COMPUTERS | MACLAB | 2023-06-08 | 12000 |  | 2025-06-08
UNINTERRUPTIBLE POWER SUPPLY | UNINTERRUPTIBLE POWER SUPPLY | POWERCOM | BNT-1500AP | 2023-06-08 | 120 |  | 2025-06-08
FLAT SCREEN MONITOR - TOUCH | DISPLAY LCD FLAT SCREEN 24 INCH TOUCH SCREEN | ELO | ET2403LM | 2023-06-08 | 1359.6
CENTRAL STATION | CENTRAL STATION INTELLIVUE INFORMATION CENTRE IX | PHILIPS LTD | PIIC IX | 2023-06-07 | 9432.816 |  | 2024-06-07
FLAT SCREEN MONITOR - TOUCH | DISPLAY LCD FLAT SCREEN 24 INCH TOUCH SCREEN | ELO | ET2403LM | 2023-06-08 | 1359.6
FLAT SCREEN MONITOR - TOUCH | DISPLAY LCD FLAT SCREEN 24 INCH TOUCH SCREEN | ELO | ET2403LM | 2023-06-08 | 1359.6
CENTRAL STATION | CENTRAL STATION INTELLIVUE INFORMATION CENTRE IX | PHILIPS LTD | PIIC IX | 2023-06-07 | 9432.816 | 2024-08-27 | 2025-08-27
SUCTION UNIT | PORTABLE SUCTION UNIT | RA MEDICAL | MINI SCAV | 2023-07-17 | 1500 | 2024-05-15 | 2025-04-08
HEATED GUTTA-PERCHA UNIT | OBTURATION DEVICE | DENTSPLY LTD | AEU-55M | 2023-07-24 | 1800 |  | 2024-07-15
VIDEO CAMERA | VIDEO CAMERA FOR LASER SLIT LAMP | LITECHNICA | HR4 LITE | 2023-07-19 | 8194.8 |  | 2024-07-19
GAS ANALYSER | INTELLIVUE G7m ANAESTHETIC GAS MODULE | PHILIPS LTD | INTELLIVUE G7m | 2023-07-18 | 5000.688 |  | 2024-07-18
TRANSPORT MONITOR | PATIENT MONITOR INTELLIVUE X3 (6mm NIBP Port) | PHILIPS LTD | INTELLIVUE X3 (6mm NIBP) | 2023-07-18 | 3796.536 |  | 2026-07-15
PATIENT MONITOR | PATIENT MONITOR | PHILIPS LTD | MX550 | 2023-07-13 | 4626 |  | 2026-07-15
HANDPIECE MICROMOTOR | ENDO MOTOR | VDW | VDW.SILVER RECIPROC | 2023-07-13 | 1504.5 |  | 2025-08-15
IMPLANT DRILL | IMPLANT DRILL | W&H UK LTD | IMPLANTMED | 2023-07-14 | 9337.2 |  | 2025-07-15
R.A. MACHINE | R.A. MACHINE | PARKER HANNIFIN CORP | MATRX MDM | 2023-07-17 | 7200 | 2024-05-15 | 2024-10-08
SYRINGE DRIVER | SYRINGE DRIVER | FRESENIUS KABI | AGILIA SP MC WIFI | 2023-07-06 | 660 |  | 2026-07-06
SYRINGE DRIVER | SYRINGE DRIVER | FRESENIUS KABI | AGILIA SP MC WIFI | 2023-07-06 | 660 |  | 2026-07-06
SYRINGE DRIVER | SYRINGE DRIVER | FRESENIUS KABI | AGILIA SP MC WIFI | 2023-07-06 | 660 |  | 2026-07-06
HANDPIECE | DENTAL STRAIGHT HANDPIECE | NSK | EX-6B | 2023-07-06 | 206.4
GAS REGULATOR & FLOWMETER | REGULATOR - TWO STAGE | MEC CO. LTD | TWO STAGE | 2023-06-21 | 405.36 |  | 2028-06-21
AMALGAM DISPENSER | AMALGAM DISPENSER | DE GOTZEN | SOFTLY 8 | 2023-06-12 | 473.328 |  | 2025-06-21
AMALGAM DISPENSER | AMALGAM DISPENSER | DE GOTZEN | SOFTLY 8 | 2023-06-12 | 473.328 | 2024-05-15 | 2026-05-15
TONOMETER | TONOMETER | ICARE | TA031 | 2023-06-08 | 4800
TONOMETER | TONOMETER | ICARE | TA031 | 2023-06-08 | 4800
TONOMETER | TONOMETER | ICARE | TA031 | 2023-06-08 | 4800
TONOMETER | TONOMETER | ICARE | TA031 | 2023-06-08 | 4800
CARDIOGRAPH | CARDIOGRAPH | GE LIMITED | MAC7 | 2023-10-03 | 9510 | 2024-09-10 | 2025-09-10
ELECTRIC BED | SMART ACUTE CARE ELECTRIC BED | LINET UK | ELEGANZA 2 | 2023-10-05 | 1609.2 |  | 2024-11-01
ELECTRIC BED | SMART ACUTE CARE ELECTRIC BED | LINET UK | ELEGANZA 2 | 2023-10-05 | 1609.2 |  | 2024-11-01
ELECTRIC BED | SMART ACUTE CARE ELECTRIC BED | LINET UK | ELEGANZA 2 | 2023-10-05 | 1609.2 |  | 2024-11-01
ELECTRIC BED | SMART ACUTE CARE ELECTRIC BED | LINET UK | ELEGANZA 2 | 2023-10-05 | 1609.2 |  | 2024-11-01
ELECTRIC BED | SMART ACUTE CARE ELECTRIC BED | LINET UK | ELEGANZA 2 | 2023-10-05 | 1609.2 |  | 2024-11-01
ELECTRIC BED | SMART ACUTE CARE ELECTRIC BED | LINET UK | ELEGANZA 2 | 2023-10-05 | 1609.2 |  | 2024-11-01
CALIBRATION ANALYSER | GAS FLOW ANALYSER | FLUKE | VT900A | 2023-10-03 | 11970 | 2024-09-18 | 2025-09-18
TYMPANIC THERMOMETER | TYMPANIC THERMOMETER | COVIDIEN UK | GENIUS 3B | 2023-10-02 | 0 | 2024-09-24 | 2025-09-24
SUCTION CONTROLLER | HIGH SUCTION CONTROLLER | THERAPY EQUIPMENT | DIAMOND RANGE HIGH | 2023-09-29 | 156
SUCTION CONTROLLER | HIGH SUCTION CONTROLLER | THERAPY EQUIPMENT | DIAMOND RANGE HIGH | 2023-09-29 | 156
FLUID MANAGEMENT SYSTEM | FLUID MANAGEMENT SYSTEM | HOLOGIC | FLUENT | 2023-09-28 | 19728 |  | 2025-09-28
TYMPANIC THERMOMETER | TYMPANIC THERMOMETER | COVIDIEN UK | GENIUS 3B | 2023-09-25 | 276 | 2024-10-08 | 2025-10-08
SUCTION CONTROLLER | 3M DIAMOND HIGH SUCTION RAIL MOUNT | THERAPY EQUIPMENT | 7705/3M | 2023-09-14 | 290.832
TYMPANIC THERMOMETER | TYMPANIC THERMOMETER | COVIDIEN UK | GENIUS 3B | 2023-09-07 | 0 | 2024-08-20 | 2025-08-20
INFLATION/PUMP UNIT | COMPRESSION SYSTEM | COVIDIEN UK | SCD 700 | 2023-09-04 | 1402.884
SUCTION UNIT | SUCTION - LAERDAL - BATTERY | LAERDAL | LSU-2 | 2023-08-29 | 816 | 2024-10-25 | 2025-06-13
SUCTION UNIT | SUCTION - LAERDAL - BATTERY | LAERDAL | LSU-2 | 2023-08-29 | 816 |  | 2025-06-13
TYMPANIC THERMOMETER | TYMPANIC THERMOMETER | COVIDIEN UK | GENIUS 3B | 2023-08-21 | 0 | 2024-08-14 | 2025-08-14
MULTI FLUID WARMER | BLOOD AND FLUID WARMER | 3M HEALTH CARE | RANGER 245 | 2023-08-11 | 1616.4 | 2024-06-03 | 2025-06-03
MULTI FLUID WARMER | BLOOD AND FLUID WARMER | 3M HEALTH CARE | RANGER 245 | 2023-08-11 | 1616.4 | 2024-06-03 | 2025-06-03
MULTI FLUID WARMER | BLOOD AND FLUID WARMER | 3M HEALTH CARE | RANGER 245 | 2023-08-11 | 1616.4 | 2024-06-03 | 2025-06-03
SCALP COOLER | SCALP COOLER | PAXMAN LTD | PSCSII | 2023-08-10 | 25488
SUCTION CONTROLLER | HIGH SUCTION CONTROLLER | THERAPY EQUIPMENT | DIAMOND RANGE HIGH | 2023-08-07 | 156
INFLATION/PUMP UNIT | COMPRESSION SYSTEM | COVIDIEN UK | SCD 700 | 2023-08-03 | 1402.884
INFLATION/PUMP UNIT | COMPRESSION SYSTEM | COVIDIEN UK | SCD 700 | 2023-08-03 | 1402.884
INFLATION/PUMP UNIT | COMPRESSION SYSTEM | COVIDIEN UK | SCD 700 | 2023-08-03 | 1402.884
INFLATION/PUMP UNIT | COMPRESSION SYSTEM | COVIDIEN UK | SCD 700 | 2023-08-02 | 1402.884
INFLATION/PUMP UNIT | COMPRESSION SYSTEM | COVIDIEN UK | SCD 700 | 2023-08-02 | 1402.884
INFLATION/PUMP UNIT | COMPRESSION SYSTEM | COVIDIEN UK | SCD 700 | 2023-08-02 | 1402.884
INFLATION/PUMP UNIT | COMPRESSION SYSTEM | COVIDIEN UK | SCD 700 | 2023-08-02 | 1402.884
INFLATION/PUMP UNIT | COMPRESSION SYSTEM | COVIDIEN UK | SCD 700 | 2023-08-02 | 1402.884
SUCTION CONTROLLER | HIGH SUCTION CONTROLLER | THERAPY EQUIPMENT | DIAMOND RANGE HIGH | 2023-08-01 | 96
SUCTION CONTROLLER | HIGH SUCTION CONTROLLER | THERAPY EQUIPMENT | DIAMOND RANGE HIGH | 2023-07-31 | 156
NEBULIZER | NEBULIZER | SCIAN | NB-210C | 2023-07-28 | 45
MULTI FLUID WARMER | BLOOD AND FLUID WARMER | 3M HEALTH CARE | RANGER 245 | 2023-07-27 | 1616.4 | 2024-06-03 | 2025-06-03
MULTI FLUID WARMER | BLOOD AND FLUID WARMER | 3M HEALTH CARE | RANGER 245 | 2023-07-27 | 1616.4 | 2024-06-03 | 2025-06-03
MULTI FLUID WARMER | BLOOD AND FLUID WARMER | 3M HEALTH CARE | RANGER 245 | 2023-07-27 | 1616.4 | 2024-06-03 | 2025-06-03
MULTI FLUID WARMER | BLOOD AND FLUID WARMER | 3M HEALTH CARE | RANGER 245 | 2023-07-27 | 1616.4 |  | 2024-07-27
TYMPANIC THERMOMETER | TYMPANIC THERMOMETER | COVIDIEN UK | GENIUS 3B | 2023-08-15 | 0 | 2024-08-07 | 2025-08-07
MULTI FLUID WARMER | BLOOD AND FLUID WARMER | 3M HEALTH CARE | RANGER 245 | 2023-07-27 | 1616.4 | 2024-06-03 | 2025-06-03
MULTI FLUID WARMER | BLOOD AND FLUID WARMER | 3M HEALTH CARE | RANGER 245 | 2023-07-27 | 1616.4 | 2024-06-03 | 2025-06-03
COUCH | COUCH | SEERS MEDICAL | SM3590 | 2023-07-20 | 2770.2
TYMPANIC THERMOMETER | TYMPANIC THERMOMETER | COVIDIEN UK | GENIUS 3B | 2023-07-19 | 0 | 2024-06-17 | 2025-06-17
ELECTRIC BED | CRITICAL CARE BED | LINET UK | ELEGANZA 5 | 2023-07-19 | 9480 |  | 2024-07-19
ELECTRIC BED | CRITICAL CARE BED | LINET UK | ELEGANZA 5 | 2023-07-19 | 9480 |  | 2024-07-19
ELECTRIC BED | CRITICAL CARE BED | LINET UK | ELEGANZA 5 | 2023-07-19 | 9480 |  | 2024-07-19
ELECTRIC BED | CRITICAL CARE BED | LINET UK | ELEGANZA 5 | 2023-07-19 | 9480 |  | 2024-07-19
ELECTRIC BED | CRITICAL CARE BED | LINET UK | ELEGANZA 5 | 2023-07-19 | 9480 |  | 2024-07-19
TYMPANIC THERMOMETER | TYMPANIC THERMOMETER | COVIDIEN UK | GENIUS 3B | 2023-07-10 | 0 | 2024-07-26 | 2025-07-26
TYMPANIC THERMOMETER | TYMPANIC THERMOMETER | COVIDIEN UK | GENIUS 3B | 2023-07-10 | 0 | 2024-07-03 | 2025-07-03
TYMPANIC THERMOMETER | TYMPANIC THERMOMETER | COVIDIEN UK | GENIUS 3B | 2023-07-06 | 0 | 2024-07-26 | 2025-07-26
TYMPANIC THERMOMETER | TYMPANIC THERMOMETER | COVIDIEN UK | GENIUS 3B | 2023-07-06 | 0 | 2024-06-28 | 2025-06-28
TYMPANIC THERMOMETER | TYMPANIC THERMOMETER | COVIDIEN UK | GENIUS 3B | 2023-07-05 | 0 | 2024-07-03 | 2025-07-03
SUCTION CONTROLLER | HIGH SUCTION CONTROLLER | THERAPY EQUIPMENT | DIAMOND RANGE HIGH | 2023-07-04 | 156
SUCTION CONTROLLER | HIGH SUCTION CONTROLLER | THERAPY EQUIPMENT | DIAMOND RANGE HIGH | 2023-07-04 | 156
VITAL SIGNS MONITOR | VITAL SIGNS MONITOR: NBP, SPO2 | MINDRAY | VS9 | 2023-06-29 | 1780.2 |  | 2026-06-29
VITAL SIGNS MONITOR | VITAL SIGNS MONITOR: NBP, SPO2 | MINDRAY | VS9 | 2023-06-29 | 1780.2 |  | 2026-06-29
TYMPANIC THERMOMETER | TYMPANIC THERMOMETER | COVIDIEN UK | GENIUS 3B | 2023-06-27 | 0 |  | 2025-06-15
TYMPANIC THERMOMETER | TYMPANIC THERMOMETER | COVIDIEN UK | GENIUS 3B | 2023-06-27 | 0 | 2024-07-04 | 2025-07-04
TYMPANIC THERMOMETER | TYMPANIC THERMOMETER | COVIDIEN UK | GENIUS 3B | 2023-06-23 | 0 | 2024-07-09 | 2025-07-09
TYMPANIC THERMOMETER | TYMPANIC THERMOMETER | COVIDIEN UK | GENIUS 3B | 2023-06-22 | 0 | 2024-06-27
BATTERY THERMOMETER | BATTERY THERMOMETER | WELCH ALLYN | SURETEMP PLUS 692 | 2023-06-23 | 178.2
BATTERY THERMOMETER | BATTERY THERMOMETER | WELCH ALLYN | SURETEMP PLUS 692 | 2023-06-23 | 178.2
TYMPANIC THERMOMETER | TYMPANIC THERMOMETER | BRAUN | PRO 6000 | 2023-06-19 | 178.8
PACEMAKER | EXTERNAL PACEMAKER | BIOTRONIK | REOCOR/D | 2023-06-14 | 3887.124
PACEMAKER | EXTERNAL PACEMAKER | BIOTRONIK | REOCOR/D | 2023-06-14 | 3887.124
PACEMAKER | EXTERNAL PACEMAKER | BIOTRONIK | REOCOR/D | 2023-06-14 | 3887.124
ENTONOX DEMAND SYSTEM | ENTONOX DEMAND VALVE | GCE LTD | EASE II | 2023-06-13 | 364.8 | 2024-10-07 | 2025-10-07
OXIMETER | HAND HELD PULSE OXIMETER | NELLCOR | PM10N | 2023-06-13 | 780
TYMPANIC THERMOMETER | TYMPANIC THERMOMETER | BRAUN | PRO 6000 | 2023-06-13 | 178.8
DIETARY FEED PUMP | ENTERAL FEEDING PUMP | NUTRICIA | FLOCARE INFINITY | 2023-06-12 | 960
DIETARY FEED PUMP | ENTERAL FEEDING PUMP | NUTRICIA | FLOCARE INFINITY | 2023-06-12 | 960
DIETARY FEED PUMP | ENTERAL FEEDING PUMP | NUTRICIA | FLOCARE INFINITY | 2023-06-12 | 960
DIETARY FEED PUMP | ENTERAL FEEDING PUMP | NUTRICIA | FLOCARE INFINITY | 2023-06-12 | 960
DIETARY FEED PUMP | ENTERAL FEEDING PUMP | NUTRICIA | FLOCARE INFINITY | 2023-06-12 | 960
DIETARY FEED PUMP | ENTERAL FEEDING PUMP | NUTRICIA | FLOCARE INFINITY | 2023-06-12 | 960
DIETARY FEED PUMP | ENTERAL FEEDING PUMP | NUTRICIA | FLOCARE INFINITY | 2023-06-12 | 960
DIETARY FEED PUMP | ENTERAL FEEDING PUMP | NUTRICIA | FLOCARE INFINITY | 2023-06-12 | 960
DIETARY FEED PUMP | ENTERAL FEEDING PUMP | NUTRICIA | FLOCARE INFINITY | 2023-06-12 | 960
DIETARY FEED PUMP | ENTERAL FEEDING PUMP | NUTRICIA | FLOCARE INFINITY | 2023-06-12 | 960
DIETARY FEED PUMP | ENTERAL FEEDING PUMP | NUTRICIA | FLOCARE INFINITY | 2023-06-12 | 960
DIETARY FEED PUMP | ENTERAL FEEDING PUMP | NUTRICIA | FLOCARE INFINITY | 2023-06-12 | 960
DIETARY FEED PUMP | ENTERAL FEEDING PUMP | NUTRICIA | FLOCARE INFINITY | 2023-06-12 | 960
DIETARY FEED PUMP | ENTERAL FEEDING PUMP | NUTRICIA | FLOCARE INFINITY | 2023-06-12 | 960
DIETARY FEED PUMP | ENTERAL FEEDING PUMP | NUTRICIA | FLOCARE INFINITY | 2023-06-12 | 960
DIETARY FEED PUMP | ENTERAL FEEDING PUMP | NUTRICIA | FLOCARE INFINITY | 2023-06-12 | 960
DIETARY FEED PUMP | ENTERAL FEEDING PUMP | NUTRICIA | FLOCARE INFINITY | 2023-06-12 | 960
DIETARY FEED PUMP | ENTERAL FEEDING PUMP | NUTRICIA | FLOCARE INFINITY | 2023-06-12 | 960
DIETARY FEED PUMP | ENTERAL FEEDING PUMP | NUTRICIA | FLOCARE INFINITY | 2023-06-12 | 960
DIETARY FEED PUMP | ENTERAL FEEDING PUMP | NUTRICIA | FLOCARE INFINITY | 2023-06-12 | 960
DIETARY FEED PUMP | ENTERAL FEEDING PUMP | NUTRICIA | FLOCARE INFINITY | 2023-06-12 | 960
DIETARY FEED PUMP | ENTERAL FEEDING PUMP | NUTRICIA | FLOCARE INFINITY | 2023-06-12 | 960
DIETARY FEED PUMP | ENTERAL FEEDING PUMP | NUTRICIA | FLOCARE INFINITY | 2023-06-12 | 960
DIETARY FEED PUMP | ENTERAL FEEDING PUMP | NUTRICIA | FLOCARE INFINITY | 2023-06-12 | 960
DIETARY FEED PUMP | ENTERAL FEEDING PUMP | NUTRICIA | FLOCARE INFINITY | 2023-06-12 | 960
DIETARY FEED PUMP | ENTERAL FEEDING PUMP | NUTRICIA | FLOCARE INFINITY | 2023-06-12 | 960
DIETARY FEED PUMP | ENTERAL FEEDING PUMP | NUTRICIA | FLOCARE INFINITY | 2023-06-12 | 960
TYMPANIC THERMOMETER | TYMPANIC THERMOMETER CONNEX MONITOR | WELCH ALLYN | PRO 6000 CONNEX | 2023-06-09 | 278.976
TYMPANIC THERMOMETER | TYMPANIC THERMOMETER CONNEX MONITOR | WELCH ALLYN | PRO 6000 CONNEX | 2023-06-07 | 278.976
RESPIRATION MONITOR | HOME SLEEP APNEA TEST | ITAMAR MEDICAL UK LIMITED | WATCH-PAT300 | 2023-06-07 | 480
RESPIRATION MONITOR | HOME SLEEP APNEA TEST | ITAMAR MEDICAL UK LIMITED | WATCH-PAT300 | 2023-06-07 | 480
RESPIRATION MONITOR | HOME SLEEP APNEA TEST | ITAMAR MEDICAL UK LIMITED | WATCH-PAT300 | 2023-06-07 | 480
RESPIRATION MONITOR | HOME SLEEP APNEA TEST | ITAMAR MEDICAL UK LIMITED | WATCH-PAT300 | 2023-06-07 | 480
RESPIRATION MONITOR | HOME SLEEP APNEA TEST | ITAMAR MEDICAL UK LIMITED | WATCH-PAT300 | 2023-06-07 | 480
RESPIRATION MONITOR | HOME SLEEP APNEA TEST | ITAMAR MEDICAL UK LIMITED | WATCH-PAT300 | 2023-06-07 | 480
TYMPANIC THERMOMETER | TYMPANIC THERMOMETER | BRAUN | PRO 6000 | 2023-06-06 | 178.8
TYMPANIC THERMOMETER | TYMPANIC THERMOMETER | BRAUN | PRO 6000 | 2023-06-06 | 178.8
AUDIO DOPPLER | AUDIO DOPPLER | HUNTLEIGH | D900 | 2023-06-05 | 336
AUDIO DOPPLER | AUDIO DOPPLER | HUNTLEIGH | D900 | 2023-06-05 | 336
BATTERY THERMOMETER | BATTERY THERMOMETER | WELCH ALLYN | SURETEMP PLUS 692 | 2023-06-23 | 178.2
NEBULIZER | NEBULIZER | PARI MEDICAL | EFLOW RAPID | 2023-06-02 | 732.252
NEBULIZER | NEBULIZER | PARI MEDICAL | EFLOW RAPID | 2023-06-02 | 732.252
TYMPANIC THERMOMETER | TYMPANIC THERMOMETER | BRAUN | PRO 6000 | 2023-06-01 | 178.8
TYMPANIC THERMOMETER | TYMPANIC THERMOMETER | BRAUN | PRO 6000 | 2023-06-01 | 178.8
DIETARY FEED PUMP | ENTERAL FEEDING PUMP | NUTRICIA | FLOCARE INFINITY III | 2023-05-30 | 960 |  | 2025-05-30
DIETARY FEED PUMP | ENTERAL FEEDING PUMP | NUTRICIA | FLOCARE INFINITY III | 2023-05-30 | 960 |  | 2025-05-30
DIETARY FEED PUMP | ENTERAL FEEDING PUMP | NUTRICIA | FLOCARE INFINITY III | 2023-05-30 | 960 |  | 2025-05-30
DIETARY FEED PUMP | ENTERAL FEEDING PUMP | NUTRICIA | FLOCARE INFINITY III | 2023-05-30 | 960 |  | 2025-05-30
DIETARY FEED PUMP | ENTERAL FEEDING PUMP | NUTRICIA | FLOCARE INFINITY III | 2023-05-30 | 960 |  | 2025-05-30
DIETARY FEED PUMP | ENTERAL FEEDING PUMP | NUTRICIA | FLOCARE INFINITY III | 2023-05-30 | 960 |  | 2025-05-30
TYMPANIC THERMOMETER | TYMPANIC THERMOMETER CONNEX MONITOR | WELCH ALLYN | PRO 6000 CONNEX | 2023-05-25 | 278.976
SUCTION CONTROLLER | HIGH SUCTION CONTROLLER | THERAPY EQUIPMENT | DIAMOND RANGE HIGH | 2023-05-25 | 156
TRANSCUT NERVE STIMULATOR | DUAL CHANNEL STIMULATOR | EVERYWAY MED | TPN200 PLUS MOD N601 | 2023-05-24 | 132
TRANSCUT NERVE STIMULATOR | DUAL CHANNEL STIMULATOR | EVERYWAY MED | TPN200 PLUS MOD N601 | 2023-05-24 | 132
TRANSCUT NERVE STIMULATOR | DUAL CHANNEL STIMULATOR | EVERYWAY MED | TPN200 PLUS MOD N601 | 2023-05-24 | 132
TRANSCUT NERVE STIMULATOR | DUAL CHANNEL STIMULATOR | EVERYWAY MED | TPN200 PLUS MOD N601 | 2023-05-24 | 132
TRANSCUT NERVE STIMULATOR | DUAL CHANNEL STIMULATOR | EVERYWAY MED | TPN200 PLUS MOD N601 | 2023-05-24 | 132
TRANSCUT NERVE STIMULATOR | DUAL CHANNEL STIMULATOR | EVERYWAY MED | TPN200 PLUS MOD N601 | 2023-05-24 | 132
DIETARY FEED PUMP | ENTERAL FEEDING PUMP | NUTRICIA | FLOCARE INFINITY III | 2023-05-23 | 960 |  | 2025-05-23
DIETARY FEED PUMP | ENTERAL FEEDING PUMP | NUTRICIA | FLOCARE INFINITY III | 2023-05-23 | 960 |  | 2025-05-23
DIETARY FEED PUMP | ENTERAL FEEDING PUMP | NUTRICIA | FLOCARE INFINITY III | 2023-05-23 | 960 |  | 2025-05-23
ENTONOX DEMAND SYSTEM | ENTONOX DEMAND VALVE | THERAPY EQUIPMENT | ENTONOX | 2023-05-19 | 302.4 | 2024-03-12 | 2025-05-19
SPHYGMOMANOMETER | TRIGGER MODEL PREMIUM SPHYGMOMANOMETER | WELCH ALLYN | DS-6601-189 | 2023-05-19 | 60
SPHYGMOMANOMETER | TRIGGER MODEL PREMIUM SPHYGMOMANOMETER | WELCH ALLYN | DS-6601-189 | 2023-05-19 | 60
SPHYGMOMANOMETER | TRIGGER MODEL PREMIUM SPHYGMOMANOMETER | WELCH ALLYN | DS-6601-189 | 2023-05-19 | 60
SPHYGMOMANOMETER | TRIGGER MODEL PREMIUM SPHYGMOMANOMETER | WELCH ALLYN | DS-6601-189 | 2023-05-19 | 60
SPHYGMOMANOMETER | TRIGGER MODEL PREMIUM SPHYGMOMANOMETER | WELCH ALLYN | DS-6601-189 | 2023-05-19 | 60
SPHYGMOMANOMETER | TRIGGER MODEL PREMIUM SPHYGMOMANOMETER | WELCH ALLYN | DS-6601-189 | 2023-05-19 | 60
AMBULATORY ARRHYTHMIA MONITOR | AMBULATORY ECG RECORDER | SPACELABS | LIFECARD CF | 2023-05-16 | 2152.8
AMBULATORY ARRHYTHMIA MONITOR | AMBULATORY ECG RECORDER | SPACELABS | LIFECARD CF | 2023-05-16 | 2152.8
AMBULATORY ARRHYTHMIA MONITOR | AMBULATORY ECG RECORDER | SPACELABS | LIFECARD CF | 2023-05-16 | 2152.8
AMBULATORY ARRHYTHMIA MONITOR | AMBULATORY ECG RECORDER | SPACELABS | LIFECARD CF | 2023-05-16 | 2152.8
AMBULATORY ARRHYTHMIA MONITOR | AMBULATORY ECG RECORDER | SPACELABS | LIFECARD CF | 2023-05-16 | 2152.8
AMBULATORY ARRHYTHMIA MONITOR | AMBULATORY ECG RECORDER | SPACELABS | LIFECARD CF | 2023-05-16 | 2152.8
AMBULATORY ARRHYTHMIA MONITOR | AMBULATORY ECG RECORDER | SPACELABS | LIFECARD CF | 2023-05-16 | 2152.8
AMBULATORY ARRHYTHMIA MONITOR | AMBULATORY ECG RECORDER | SPACELABS | LIFECARD CF | 2023-05-16 | 2152.8
AMBULATORY ARRHYTHMIA MONITOR | AMBULATORY ECG RECORDER | SPACELABS | LIFECARD CF | 2023-05-16 | 2152.8
AMBULATORY ARRHYTHMIA MONITOR | AMBULATORY ECG RECORDER | SPACELABS | LIFECARD CF | 2023-05-16 | 2152.8
AMBULATORY ARRHYTHMIA MONITOR | AMBULATORY ECG RECORDER | SPACELABS | LIFECARD CF | 2023-05-16 | 2152.8
AMBULATORY ARRHYTHMIA MONITOR | AMBULATORY ECG RECORDER | SPACELABS | LIFECARD CF | 2023-05-16 | 2152.8
LABEL PRINTER | ZINC COLOUR LABEL PRINTER | BROTHER | VC-500W | 2024-01-15 | 216
EXAMINATION LAMP | EXAMINATION LAMP - HALOGEN | LUXO UK LTD | LHH | 2024-01-08 | 360 | 2024-01-08 | 2024-07-01
OXIMETER | PULSE OXIMETER FINGERTIP | BEIJING CHOICE ELECTRONIC TECHNOLOGY CO., LTD. | MD300C52 | 2023-07-18 | 0 | 2023-06-05
SCALES | SCALES - HOIST | MARSDEN | M-600 | 2023-07-18 | 720 | 2023-12-06 | 2024-11-15
SCALES | SCALES - STAND ON | SECA | 875 | 2023-07-18 | 178.8 | 2023-12-06 | 2024-11-15
SCALES | SCALES - BABY | SECA | 384 | 2023-07-18 | 240 |  | 2024-11-15
HEATED GUTTA-PERCHA UNIT | OBTURATION DEVICE | DENTSPLY LTD | AEU-55M | 2023-06-16 | 2503.2 |  | 2024-06-16
HANDPIECE | DENTAL AIR SLOW MOTOR | NSK | S-MAXM205 M4 | 2023-06-06 | 403.2
HANDPIECE | DENTAL AIR SLOW MOTOR | NSK | S-MAXM205 M4 | 2023-06-06 | 403.2
HANDPIECE | DENTAL AIR SLOW MOTOR | NSK | S-MAXM205 M4 | 2023-06-06 | 403.2
INFUSION PUMP | VOLUMETRIC INFUSION PUMP | FRESENIUS KABI | AGILIA VP MC WIFI GB | 2023-06-01 | 660 |  | 2026-04-15
INFUSION PUMP | VOLUMETRIC INFUSION PUMP | FRESENIUS KABI | AGILIA VP MC WIFI GB | 2023-06-01 | 660 |  | 2026-04-15
INFUSION PUMP | VOLUMETRIC INFUSION PUMP | FRESENIUS KABI | AGILIA VP MC WIFI GB | 2023-06-01 | 660 |  | 2026-04-15
DIATHERMY MACHINE | RADIOFREQUENCY ABLATION SYSTEM | COVIDIEN UK | BARRX | 2023-07-05 | 56400 |  | 2024-07-05
ABERROMETER | OCULAR ABERROMETER | CSO | OSIRIS | 2023-05-18 | 0 |  | 2024-05-15
ABERROMETER | OCULAR ABERROMETER | CSO | OSIRIS | 2023-05-18 | 0 |  | 2024-05-31
VIS/ACUITY APPARATUS | MINI-PC | THOMSON | GEOMINI | 2023-05-19 | 420
HANDPIECE | FIBRE OPTIC TURBINE | KAVO | SMARTtorque LUX S619L | 2023-05-09 | 273.6
SUCTION UNIT | SUCTION - LAERDAL - BATTERY | LAERDAL | LSU-2 | 2023-05-09 | 1080 |  | 2026-05-15
RETINAL CAMERA | OPTICAL COHERENCE TOMOGRAPHY | TOPCON | DRI OCT TRITON PLUS | 2023-04-20 | 125518.392 |  | 2024-04-15
POWERED TABLE | POWERED TABLE | TOPCON | ECO OCT "L" SHAPED TABLE TOP | 2023-04-20 | 1800 |  | 2024-04-15
PATIENT HOIST | PATIENT HOIST - STANDING AID | ARJO HUNTLEIGH | SARA STEDY | 2024-05-13 | 930 | 2024-07-10 | 2025-07-10
WHEELCHAIR | MANUAL WHEELCHAIR | INVACARE LTD | REA | 2024-05-09 | 0
WHEELCHAIR | WHEELCHAIR | SCHUCHMANN | MADITA FUN MINI | 2024-05-09 | 1800
OXYGEN MANIFOLD | MANIFOLD - OXYGEN | MILLENIUM | CALISTRA O2 | 2024-05-15 | 5646.936 | 2024-09-03 | 2024-12-20
WHEELCHAIR | MANUAL WHEELCHAIR | INVACARE LTD | REA | 2024-05-09 | 0
WHEELCHAIR | WHEELCHAIR | KARMA | MISSING | 2024-04-04 | 0
WHEELCHAIR | WHEELCHAIR | INVACARE LTD | ACTION 3 | 2023-12-05 | 120
CENTRAL ALARM SYSTEM | MEDICAL GAS ALARM | SHIRE | SDX-15 | 2023-11-16 | 830.4 | 2024-08-14 | 2024-11-20
CENTRAL ALARM SYSTEM | MEDICAL GAS ALARM | SHIRE | SDX-15 | 2023-11-16 | 914.88 | 2024-08-14 | 2024-11-20
PMG TEST KIT | MEDICAL GAS TEST AND COMMISSIONING KIT | MEC CO. LTD | 2004 | 2023-07-12 | 6054 | 2024-03-27 | 2025-03-27
AREA ALARM SYSTEM | MEDICAL GAS ALARM | SHIRE | SAX-6 | 2023-07-14 | 0 | 2024-10-09 | 2025-01-20
AREA ALARM SYSTEM | MEDICAL GAS ALARM | SHIRE | SAX-6 | 2023-07-14 | 0 | 2024-10-09 | 2025-01-20
AREA ALARM SYSTEM | MEDICAL GAS ALARM | SHIRE | SAX-6 | 2023-07-14 | 0 | 2024-10-09 | 2025-01-20
AREA ALARM SYSTEM | MEDICAL GAS ALARM | SHIRE | SAX-6 | 2023-07-14 | 0 | 2024-10-09 | 2025-01-20
AREA ALARM SYSTEM | MEDICAL GAS ALARM | SHIRE | SAX-6 | 2023-07-14 | 0 | 2024-10-09 | 2025-01-20
AREA ALARM SYSTEM | MEDICAL GAS ALARM | SHIRE | SAX-6 | 2023-07-14 | 0 | 2024-10-09 | 2025-01-20
TYMPANIC THERMOMETER | TYMPANIC THERMOMETER | BRAUN | PRO 6000 | 2023-04-26 | 178.8
AMBULATORY 24 HR NIBP MONITOR | AMBULATORY NIBP MONITOR ON TRAK | SPACELABS | 90227 | 2023-04-27 | 1800
AMBULATORY 24 HR NIBP MONITOR | AMBULATORY NIBP MONITOR ON TRAK | SPACELABS | 90227 | 2023-04-27 | 1800
AMBULATORY 24 HR NIBP MONITOR | AMBULATORY NIBP MONITOR ON TRAK | SPACELABS | 90227 | 2023-04-27 | 1800
TYMPANIC THERMOMETER | TYMPANIC THERMOMETER CONNEX MONITOR | WELCH ALLYN | PRO 6000 CONNEX | 2023-05-02 | 278.976
TYMPANIC THERMOMETER | TYMPANIC THERMOMETER CONNEX MONITOR | WELCH ALLYN | PRO 6000 CONNEX | 2023-05-02 | 278.976
DIETARY FEED PUMP | ENTERAL FEEDING PUMP | NUTRICIA | FLOCARE INFINITY III | 2023-05-09 | 960 |  | 2025-05-09
DIETARY FEED PUMP | ENTERAL FEEDING PUMP | NUTRICIA | FLOCARE INFINITY III | 2023-05-09 | 960 |  | 2025-05-09
TYMPANIC THERMOMETER | THERMOMETER TEMPORAL SCANNER | EXERGEN CORP | TAT-5000 | 2023-05-10 | 450 |  | 2025-01-15
VITAL SIGNS MONITOR | VITAL SIGNS MONITOR: NBP | OMRON | M6 (HEM-7001-E) | 2023-05-12 | 216
DIETARY FEED PUMP | ENTERAL FEEDING PUMP | NUTRICIA | FLOCARE INFINITY III | 2023-05-22 | 960 |  | 2024-12-01
BLOOD GLUCOSE METER (GLUCOMETER) | BLOOD GLUCOSE METER (GLUCOMETER) | ABBOTT LABS | FREESTYLE PRECISION PRO | 2023-05-16 | 1200
TYMPANIC THERMOMETER | TYMPANIC THERMOMETER | BRAUN | PRO 6000 | 2023-05-16 | 178.8
TYMPANIC THERMOMETER | TYMPANIC THERMOMETER | BRAUN | PRO 6000 | 2023-05-16 | 178.8
GAS REGULATOR & FLOWMETER | REGULATOR - NITROUS OXIDE PIN INDEX, WITH SCHRADER | B.O.C. | 86739 BOC SERIES 6000 FLOWGAUGE REGULATOR ARC 40L | 2023-05-10 | 151.2 |  | 2027-05-10
REGULATOR | REGULATOR - BULLNOSE , HIGH PRESSURE MEDICAL AIR (MA-7) 3/8BSP OUTLET | OXYLITRE | R1700A | 2023-05-09 | 213.6 |  | 2030-04-17
REGULATOR | REGULATOR & SELF SEALING VALVE MEDICAL AIR (MA-4) | OXYLITRE | R16215 | 2023-05-09 | 204.936 |  | 2028-04-12
REGULATOR | REGULATOR - AIR BULLNOSE WITH 15LPM FLOWMETER AND GUARD | OXYLITRE | R1600A | 2023-05-04 | 204.936 |  | 2030-04-28
REGULATOR | REGULATOR - AIR BULLNOSE WITH 15LPM FLOWMETER AND GUARD | OXYLITRE | R1600A | 2023-05-04 | 204.936 |  | 2030-04-28
TYMPANIC THERMOMETER | TYMPANIC THERMOMETER CONNEX MONITOR | WELCH ALLYN | PRO 6000 CONNEX | 2023-04-25 | 290.4
TYMPANIC THERMOMETER | TYMPANIC THERMOMETER CONNEX MONITOR | WELCH ALLYN | PRO 6000 CONNEX | 2023-04-25 | 289.2
SUCTION CONTROLLER | HIGH SUCTION CONTROLLER | THERAPY EQUIPMENT | DIAMOND RANGE HIGH | 2023-04-24 | 156
LARYNGOSCOPE | C-MAC LARYNGOSCOPE BLADE | KARL STORZ | 8404BXC | 2023-04-24 | 4500
LARYNGOSCOPE | C-MAC LARYNGOSCOPE BLADE | KARL STORZ | 8404HX | 2023-04-24 | 4500
LARYNGOSCOPE | C-MAC LARYNGOSCOPE BLADE | KARL STORZ | 8404HX | 2023-04-24 | 4500
DERMATOSCOPE | DERMATOSCOPE | OPTICLAR | DERMATOSCOPE | 2023-06-06 | 960.96
AUDIO DOPPLER | AUDIO DOPPLER | HUNTLEIGH | D900 | 2023-05-31 | 353.04
DIETARY FEED PUMP | ENTERAL FEEDING PUMP | NUTRICIA | FLOCARE INFINITY III | 2023-04-20 | 960 |  | 2025-04-20
DIETARY FEED PUMP | ENTERAL FEEDING PUMP | NUTRICIA | FLOCARE INFINITY III | 2023-04-20 | 960 |  | 2025-04-20
OXIMETER | HAND HELD PULSE OXIMETER | NELLCOR | PM10N | 2023-04-19 | 180
OXIMETER | HAND HELD PULSE OXIMETER | NELLCOR | PM10N | 2023-04-19 | 180
OXIMETER | HAND HELD PULSE OXIMETER | NELLCOR | PM10N | 2023-04-18 | 180
NEBULIZER | NEBULIZER | PARI MEDICAL | PARI BOY CLASSIC | 2023-06-01 | 83.748
NEBULIZER | NEBULIZER | PARI MEDICAL | PARI BOY CLASSIC | 2023-06-01 | 83.748
NEBULIZER | NEBULIZER | PARI MEDICAL | PARI BOY CLASSIC | 2023-06-01 | 83.748
NEBULIZER | NEBULIZER | PARI MEDICAL | PARI BOY CLASSIC | 2023-06-01 | 83.748
NEBULIZER | NEBULIZER | PARI MEDICAL | PARI BOY CLASSIC | 2023-06-01 | 83.748
NEBULIZER | NEBULIZER | PARI MEDICAL | PARI BOY CLASSIC | 2023-06-01 | 83.748
NEBULIZER | NEBULIZER | PARI MEDICAL | PARI BOY CLASSIC | 2023-06-01 | 83.748
NEBULIZER | NEBULIZER | PARI MEDICAL | PARI BOY CLASSIC | 2023-06-01 | 83.748
NEBULIZER | NEBULIZER | PARI MEDICAL | PARI BOY CLASSIC | 2023-06-01 | 83.748
NEBULIZER | NEBULIZER | PARI MEDICAL | PARI BOY CLASSIC | 2023-06-01 | 83.748
NEBULIZER | NEBULIZER | PARI MEDICAL | PARI BOY CLASSIC | 2023-06-01 | 83.748
NEBULIZER | NEBULIZER | PARI MEDICAL | PARI BOY CLASSIC | 2023-06-01 | 83.748
MODULE HOLDER | MODULE HOLDER | PHILIPS LTD | FMS-4 | 2023-05-30 | 804
MODULE HOLDER | MODULE HOLDER | PHILIPS LTD | FMS-4 | 2023-05-30 | 804
MODULE HOLDER | MODULE HOLDER | PHILIPS LTD | FMS-4 | 2023-05-30 | 804
MODULE HOLDER | MODULE HOLDER | PHILIPS LTD | FMS-4 | 2023-05-30 | 804
MODULE HOLDER | MODULE HOLDER | PHILIPS LTD | FMS-4 | 2023-05-30 | 804
MODULE HOLDER | MODULE HOLDER | PHILIPS LTD | FMS-4 | 2023-05-30 | 804
MODULE HOLDER | MODULE HOLDER | PHILIPS LTD | FMS-4 | 2023-05-30 | 804
HUMIDIFIER | HUMIDIFIER RESPIRATORY | F & P | F&P 950 | 2023-05-30 | 2640
HUMIDIFIER | HUMIDIFIER RESPIRATORY | F & P | F&P 950 | 2023-05-30 | 2640
HUMIDIFIER | HUMIDIFIER RESPIRATORY | F & P | F&P 950 | 2023-05-30 | 2640
HUMIDIFIER | HUMIDIFIER RESPIRATORY | F & P | F&P 950 | 2023-05-30 | 2640
HUMIDIFIER | HUMIDIFIER RESPIRATORY | F & P | F&P 950 | 2023-05-30 | 2640
HUMIDIFIER | HUMIDIFIER RESPIRATORY | F & P | F&P 950 | 2023-05-30 | 2640
HUMIDIFIER | HUMIDIFIER RESPIRATORY | F & P | F&P 950 | 2023-05-30 | 2640
HUMIDIFIER | HUMIDIFIER RESPIRATORY | F & P | F&P 950 | 2023-05-30 | 2640
HUMIDIFIER | HUMIDIFIER RESPIRATORY | F & P | F&P 950 | 2023-05-30 | 2640
HUMIDIFIER | HUMIDIFIER RESPIRATORY | F & P | F&P 950 | 2023-05-30 | 2640
WATER PURIFICATION UNIT | WATER PURIFICATION UNIT | VEOLIA | ANALYST 320 | 2023-06-07 | 6237.6 | 2024-03-27 | 2025-03-27
FLAT SCREEN DISPLAY | FLAT SCREEN DISPLAY - 32 INCH LCD | PHILIPS LTD | 32BDL3550Q | 2023-06-13 | 1440
SUCTION CONTROLLER | CARDIOTHORACIC DRAINAGE | MEDELA | THOPAZ PLUS | 2023-06-05 | 4540.8
VAPORIZERS | VAPORIZER - ISOFLURANE | DATEX-OHMEDA | ISOTEC-5 | 2023-05-25 | 2400 |  | 2026-06-17
VAPORIZERS | VAPORIZER - ISOFLURANE | DATEX-OHMEDA | ISOTEC-5 | 2023-05-25 | 2400 |  | 2026-06-17
VAPORIZERS | VAPORIZER - ISOFLURANE | DATEX-OHMEDA | ISOTEC-5 | 2023-05-25 | 2400 |  | 2026-06-17
VAPORIZERS | VAPORIZER - ISOFLURANE | DATEX-OHMEDA | ISOTEC-5 | 2023-05-25 | 2400 |  | 2026-06-17
VAPORIZERS | VAPORIZER - ISOFLURANE | DATEX-OHMEDA | ISOTEC-5 | 2023-05-25 | 2400 |  | 2026-06-17
CHARGER | AC/DC CHARGER - OXYLOG 3000 | DRAEGER | OXYLOG AC/DC | 2023-05-25 | 174.18
WARMING MATTRESS | WARMING MATTRESS | AUGUSTINE MEDICAL | U101 | 2023-05-25 | 2040
WARMING MATTRESS | WARMING MATTRESS | AUGUSTINE MEDICAL | U102 | 2023-05-25 | 2220
WARMING MATTRESS | WARMING MATTRESS | AUGUSTINE MEDICAL | U102 | 2023-05-25 | 2220
VENTILATOR | VENTILATOR | BREAS MEDICAL | NIPPY CLEARWAY | 2023-05-25 | 5400 | 2024-05-13 | 2025-05-25
VENTILATOR | VENTILATOR | BREAS MEDICAL | NIPPY 4+ | 2023-05-24 | 4560 |  | 2025-05-01
VENTILATOR | VENTILATOR | BREAS MEDICAL | NIPPY 4+ | 2023-05-24 | 4560 |  | 2025-05-01
SUCTION CONTROLLER | CARDIOTHORACIC DRAINAGE | MEDELA | THOPAZ PLUS | 2023-05-23 | 4540.8
VENTILATOR | TRANSPORT VENTILATOR | HAMILTON MEDICAL | T1 | 2023-05-18 | 19614.024 | 2024-05-14 | 2025-05-18
VAPORIZERS | VAPORIZER - SEVOFLURANE | DATEX-OHMEDA | SEVOTEC5 | 2023-05-16 | 192 |  | 2026-05-16
BATTERY THERMOMETER | BATTERY THERMOMETER | WELCH ALLYN | SURETEMP PLUS 692 | 2023-05-16 | 178.2
BATTERY THERMOMETER | BATTERY THERMOMETER | WELCH ALLYN | SURETEMP PLUS 692 | 2023-05-16 | 178.2
BATTERY THERMOMETER | BATTERY THERMOMETER | WELCH ALLYN | SURETEMP PLUS 692 | 2023-05-16 | 178.2
BATTERY THERMOMETER | BATTERY THERMOMETER | WELCH ALLYN | SURETEMP PLUS 692 | 2023-05-16 | 178.2
CONTROL-WARMING MATT | HEATED MATTRESS CONTROLLER- HOTDOG | AUGUSTINE MEDICAL | WC77 | 2023-05-16 | 3552 |  | 2025-05-16
CONTROL-WARMING MATT | HEATED MATTRESS CONTROLLER- HOTDOG | AUGUSTINE MEDICAL | WC77 | 2023-05-16 | 3552 |  | 2025-05-16
CONTROL-WARMING MATT | HEATED MATTRESS CONTROLLER- HOTDOG | AUGUSTINE MEDICAL | WC77 | 2023-05-16 | 3552 |  | 2025-05-16
PATIENT WARMING SYSTEM | IOB WARMING UNIT | GBUK Group Ltd | IOB | 2023-05-12 | 636 | 2024-10-14 | 2025-10-14
VENTILATOR | VENTILATOR | RESMED LTD | AIRSENSE 10 AUTOSET | 2023-05-11 | 3600
VENTILATOR | VENTILATOR | RESMED LTD | AIRSENSE 10 AUTOSET | 2023-05-11 | 3600
VENTILATOR | VENTILATOR | RESMED LTD | AIRSENSE 10 AUTOSET | 2023-05-11 | 3600
VENTILATOR | VENTILATOR | RESMED LTD | AIRSENSE 10 AUTOSET | 2023-05-11 | 3600
OXIMETER | PULSE OXIMETER | NELLCOR | PM100N | 2023-05-10 | 1200 |  | 2026-05-10
OXIMETER | PULSE OXIMETER | NELLCOR | PM100N | 2023-05-10 | 1200 |  | 2026-05-10
VENTILATOR | VENTILATOR | BREAS MEDICAL | NIPPY 4+ | 2023-05-10 | 4560 |  | 2025-05-01
VENTILATOR | VENTILATOR | BREAS MEDICAL | NIPPY 4+ | 2023-05-10 | 4560 |  | 2025-05-01
BATTERY CHARGER | BATTERY CHARGER - LI-ION 2 BANK CLICK IN | BREAS MEDICAL | 2 BANK 007573 | 2023-05-10 | 453.6
BATTERY CHARGER | BATTERY CHARGER - LI-ION 2 BANK CLICK IN | BREAS MEDICAL | 2 BANK 007573 | 2023-05-10 | 453.6
SUCTION CONTROLLER | CARDIOTHORACIC DRAINAGE | MEDELA | THOPAZ PLUS | 2023-05-09 | 4540.8
LARYNGOSCOPE | C-MAC LARYNGOSCOPE BLADE | KARL STORZ | 8403BXC | 2023-05-04 | 3304.8
INFUSION PUMP | INFUSION PUMP | B.BRAUN | INFUSOMAT SPACE | 2023-05-03 | 1500 |  | 2025-05-01
MEDICAL GAS HOSE | EXTENSION HOSE - O2- 3M 4BAR | MEC MEDICAL LTD | 19221HA | 2023-05-03 | 94.8 |  | 2027-05-03
PATIENT WARMING SYSTEM | IOB WARMING UNIT | GBUK Group Ltd | IOB | 2023-05-02 | 636 |  | 2025-04-03
LARYNGOSCOPE | C-MAC TOUCH SCREEN | KARL STORZ | C-MAC 8404ZX | 2023-04-27 | 7632 |  | 2024-10-15
VENTILATOR | VENTILATOR | BREAS MEDICAL | NIPPY 4+ | 2023-04-26 | 4560 |  | 2025-04-01
VENTILATOR | VENTILATOR | BREAS MEDICAL | NIPPY 4+ | 2023-04-26 | 4560 |  | 2025-04-01
OXIMETER MODULE | MRI SPO2 PATIENT MODULE | PHILIPS LTD | EXPRESSION MR SPO2 | 2023-05-23 | 2142
COUCH | COUCH - 3 SECTION ELECTRIC | BRISTOL MAID (HOSP.M.CRAFT) | EC1310 | 2023-05-19 | 1527.9 |  | 2026-05-19
COUCH | COUCH - 3 SECTION ELECTRIC | BRISTOL MAID (HOSP.M.CRAFT) | EC1310 | 2023-05-18 | 1224.36 |  | 2026-05-18
COUCH | COUCH - 3 SECTION ELECTRIC | BRISTOL MAID (HOSP.M.CRAFT) | EC1310 | 2023-05-18 | 1224.36 |  | 2026-05-18
COUCH | COUCH - 3 SECTION ELECTRIC | BRISTOL MAID (HOSP.M.CRAFT) | EC1310 | 2023-05-18 | 1224.36 |  | 2026-05-18
COUCH | COUCH - 3 SECTION ELECTRIC | BRISTOL MAID (HOSP.M.CRAFT) | EC1310 | 2023-05-18 | 1224.36 |  | 2026-05-18
TRANSPORT MONITOR | PATIENT MONITOR INTELLIVUE X3 (6mm NIBP Port) | PHILIPS LTD | INTELLIVUE X3 (6mm NIBP) | 2023-05-15 | 3892.62 |  | 2026-05-15
LARYNGOSCOPE | C-MAC TOUCH SCREEN | KARL STORZ | C-MAC 8404ZX | 2023-04-24 | 7632 | 2024-10-14 | 2025-10-14
NEBULIZER | NEBULIZER | PARI MEDICAL | PARI BOY CLASSIC | 2023-04-17 | 83.748
NEBULIZER | NEBULIZER | PARI MEDICAL | PARI BOY CLASSIC | 2023-04-17 | 83.748
NEBULIZER | NEBULIZER | PARI MEDICAL | PARI BOY CLASSIC | 2023-04-17 | 83.748
NEBULIZER | NEBULIZER | PARI MEDICAL | PARI BOY CLASSIC | 2023-04-17 | 83.748
NEBULIZER | NEBULIZER | PARI MEDICAL | PARI BOY CLASSIC | 2023-04-17 | 83.748
NEBULIZER | NEBULIZER | PARI MEDICAL | PARI BOY CLASSIC | 2023-04-17 | 83.748
NEBULIZER | NEBULIZER | PARI MEDICAL | PARI BOY CLASSIC | 2023-04-17 | 83.748
NEBULIZER | NEBULIZER | PARI MEDICAL | PARI BOY CLASSIC | 2023-04-17 | 83.748
RETINAL CAMERA | OPTICAL COHERENCE TOMOGRAPHY | TOPCON | DRI OCT TRITON PLUS | 2023-04-18 | 125518.392 |  | 2024-04-30
POWERED TABLE | POWERED TABLE | TOPCON | ECO OCT "L" SHAPED TABLE TOP | 2023-04-18 | 1800 | 2024-04-17 | 2025-04-15
RETINAL CAMERA | OPTICAL COHERENCE TOMOGRAPHY | TOPCON | DRI OCT TRITON PLUS | 2023-04-18 | 125518.392 |  | 2024-04-30
POWERED TABLE | POWERED TABLE | TOPCON | ECO OCT "L" SHAPED TABLE TOP | 2023-04-18 | 1800 |  | 2024-04-18
RETINAL CAMERA | 3D OPTICAL COHERENCE TOMOGRAPHY | TOPCON | 3D OCT-1 MAESTRO2 | 2023-05-04 | 28800 |  | 2024-05-31
LASER - CLASS 4 | CORNEAL CROSS LINKING SYSTEM | AVEDRO | KXL | 2023-04-21 | 1800 |  | 2024-04-19
SLIT LAMP HAND HELD | HAND HELD SLIT LAMP | KEELER | PSL CLASSIC | 2023-04-21 | 5640 |  | 2025-04-14
DENTAL UNIT | DENTAL UNIT | DCI DENTAL | R4511 | 2023-04-20 | 5844 | 2024-05-01 | 2025-04-20
PATIENT WARMING SYSTEM | IOB WARMING UNIT | GBUK Group Ltd | IOB | 2023-04-18 | 636 |  | 2024-04-18
PATIENT WARMING SYSTEM | IOB WARMING UNIT | GBUK Group Ltd | IOB | 2023-04-18 | 636 |  | 2024-04-18
PATIENT WARMING SYSTEM | IOB WARMING UNIT | GBUK Group Ltd | IOB | 2023-04-18 | 636 |  | 2024-04-18
PATIENT WARMING SYSTEM | IOB WARMING UNIT | GBUK Group Ltd | IOB | 2023-04-18 | 636 |  | 2024-04-18
PATIENT WARMING SYSTEM | IOB WARMING UNIT | GBUK Group Ltd | IOB | 2023-04-18 | 636 |  | 2024-04-18
PATIENT WARMING SYSTEM | IOB WARMING UNIT | GBUK Group Ltd | IOB | 2023-04-18 | 636 |  | 2024-04-18
HEADLIGHT SYSTEM | HEADLIGHT SYSTEM | RIESTER | RI-FOCUS LED | 2023-04-14 | 126.252
HANDPIECE MICROMOTOR | HANDPIECE MICROMOTOR | BIEN-AIR UK | BASCH | 2023-04-14 | 480
PACHYMETER | PACHYMETER | DGH TECH | PACHMATE 2 | 2023-04-14 | 2901.6
DENTAL LIGHT | LED DENTAL LIGHT CEILING MOUNTED | ADEC DENTAL | 576L | 2023-04-12 | 4818 | 2024-05-01 | 2025-04-15
DENTAL LIGHT | ADEC LED DENTAL LIGHT CEILING MOUNTED | ADEC DENTAL | 376L | 2023-04-12 | 4518 | 2024-05-07 | 2025-04-12
DENTAL UNIT | DENTAL UNIT | DCI DENTAL | R4511 | 2023-04-12 | 5844 | 2024-05-01 | 2025-04-12
LINAC MULTI MODE MLC | LEAF DRIVE MODULE | ELEKTA | Y2 LEAF DRIVE MODULE (ISOCENTRE) | 2024-07-02 | 21600
LINAC MULTI MODE MLC | LEAF DRIVE MODULE | ELEKTA | Y1 LEAF DRIVE MODULE (ISOCENTRE) | 2024-06-24 | 21600
LINAC MULTI MODE MLC | LEAF DRIVE MODULE | ELEKTA | Y2 LEAF DRIVE MODULE (ISOCENTRE) | 2024-06-19 | 21600
LINAC MULTI MODE MLC | LEAF DRIVE MODULE | ELEKTA | Y1 LEAF DRIVE MODULE (ISOCENTRE) | 2024-06-17 | 21600
EAR SYRINGE | EAR SYRINGE | MIRAGE | PROPULSE GS | 2024-02-22 | 286.8
EAR SYRINGE | EAR SYRINGE | MIRAGE | PROPULSE GS | 2024-02-22 | 286.8
BEAM ANALYSER | FLATNESS CHECKER | IBA DOSIMETRY | MATRIXX EVOLUTION | 2024-01-19 | 26880 |  | 2027-01-19
TORQUE SCREWDRIVER | TORQUE SCREWDRIVER | SEARS ROEBUC | TORQUE LEADER MINOR | 2024-01-10 | 60
TYMPANIC THERMOMETER | TYMPANIC THERMOMETER | BRAUN | PRO 6000 | 2023-11-15 | 178.8
TYMPANIC THERMOMETER | TYMPANIC THERMOMETER | BRAUN | PRO 6000 | 2023-11-15 | 178.8
PATIENT HOIST | PATIENT HOIST - OVERHEAD | ARJO HUNTLEIGH | MAXI SKY 2 | 2023-10-24 | 3000 | 2024-07-24 | 2025-04-24
TYMPANOGRAPH | DIAGNOSTIC TYMPANOMETER | GN OTOMETRIC | ZODIAC | 2023-08-17 | 8899.2 | 2024-05-09 | 2024-08-17
TILT CHAIR | ELECTRICALLY RECLINING ARMCHAIR ON CASTORS | OCURA HEALTHCARE FURNITURE LIMITED | CA1973 | 2023-08-02 | 3600 |  | 2025-12-01
TILT CHAIR | ELECTRICALLY RECLINING ARMCHAIR ON CASTORS | OCURA HEALTHCARE FURNITURE LIMITED | CA1973 | 2023-08-02 | 3600 |  | 2025-12-01
TILT CHAIR | ELECTRICALLY RECLINING ARMCHAIR ON CASTORS | OCURA HEALTHCARE FURNITURE LIMITED | CA1973 | 2023-08-02 | 3600 |  | 2025-12-01
TILT CHAIR | ELECTRICALLY RECLINING ARMCHAIR ON CASTORS | OCURA HEALTHCARE FURNITURE LIMITED | CA1973 | 2023-08-02 | 3600 |  | 2025-12-01
TILT CHAIR | ELECTRICALLY RECLINING ARMCHAIR ON CASTORS | OCURA HEALTHCARE FURNITURE LIMITED | CA1973 | 2023-08-02 | 3600 |  | 2025-12-01
TILT CHAIR | ELECTRICALLY RECLINING ARMCHAIR ON CASTORS | OCURA HEALTHCARE FURNITURE LIMITED | CA1973 | 2023-08-02 | 3600 |  | 2025-12-01
TILT CHAIR | ELECTRICALLY RECLINING ARMCHAIR ON CASTORS | OCURA HEALTHCARE FURNITURE LIMITED | CA1973 | 2023-08-02 | 3600 |  | 2025-12-01
TILT CHAIR | ELECTRICALLY RECLINING ARMCHAIR ON CASTORS | OCURA HEALTHCARE FURNITURE LIMITED | CA1973 | 2023-08-02 | 3600 |  | 2025-12-01
TILT CHAIR | ELECTRICALLY RECLINING ARMCHAIR ON CASTORS | OCURA HEALTHCARE FURNITURE LIMITED | CA1973 | 2023-08-02 | 3600 |  | 2025-12-01
TILT CHAIR | ELECTRICALLY RECLINING ARMCHAIR ON CASTORS | OCURA HEALTHCARE FURNITURE LIMITED | CA1973 | 2023-08-02 | 3600 |  | 2025-12-01
RESUSCITATION-INFANT | NEOPUFF INFANT RESUSCITATOR | F & P | RD900AEU | 2023-07-19 | 807.408 |  | 2024-07-19
RESUSCITATION-INFANT | NEOPUFF INFANT RESUSCITATOR | F & P | RD900AEU | 2023-07-19 | 807.408 |  | 2024-07-19
RESUSCITATION-INFANT | NEOPUFF INFANT RESUSCITATOR | F & P | RD900AEU | 2023-07-19 | 807.408 |  | 2024-07-19
RESUSCITATION-INFANT | NEOPUFF INFANT RESUSCITATOR | F & P | RD900AEU | 2023-07-19 | 807.408 |  | 2024-07-19
RESUSCITATION-INFANT | NEOPUFF INFANT RESUSCITATOR | F & P | RD900AEU | 2023-07-19 | 807.408 | 2024-08-06 | 2025-08-06
RESUSCITATION-INFANT | NEOPUFF INFANT RESUSCITATOR | F & P | RD900AEU | 2023-07-19 | 807.408 | 2024-08-21 | 2025-08-21
RESUSCITATION-INFANT | NEOPUFF INFANT RESUSCITATOR | F & P | RD900AEU | 2023-07-19 | 807.408 | 2024-08-21 | 2025-08-21
RESUSCITATION-INFANT | NEOPUFF INFANT RESUSCITATOR | F & P | RD900AEU | 2023-07-19 | 807.408 | 2024-08-21 | 2025-08-21
RESUSCITATION-INFANT | NEOPUFF INFANT RESUSCITATOR | F & P | RD900AEU | 2023-07-19 | 807.408 | 2024-08-21 | 2025-08-21
RESUSCITATION-INFANT | NEOPUFF INFANT RESUSCITATOR | F & P | RD900AEU | 2023-07-19 | 807.408 | 2024-08-21 | 2025-08-21
RESUSCITATION-INFANT | NEOPUFF INFANT RESUSCITATOR | F & P | RD900AEU | 2023-07-19 | 807.408 | 2024-09-17 | 2025-09-17
RESUSCITATION-INFANT | NEOPUFF INFANT RESUSCITATOR | F & P | RD900AEU | 2023-07-19 | 807.408 | 2024-08-21 | 2025-08-21
RESUSCITATION-INFANT | NEOPUFF INFANT RESUSCITATOR | F & P | RD900AEU | 2023-07-19 | 807.408 | 2024-08-21 | 2025-08-21
RESUSCITATION-INFANT | NEOPUFF INFANT RESUSCITATOR | F & P | RD900AEU | 2023-07-19 | 807.408 |  | 2024-07-19
RESUSCITATION-INFANT | NEOPUFF INFANT RESUSCITATOR | F & P | RD900AEU | 2023-07-19 | 807.408 |  | 2024-07-19
RESUSCITATION-INFANT | NEOPUFF INFANT RESUSCITATOR | F & P | RD900AEU | 2023-07-19 | 807.408 |  | 2024-07-19
RESUSCITATION-INFANT | NEOPUFF INFANT RESUSCITATOR | F & P | RD900AEU | 2023-07-19 | 807.408 |  | 2024-07-19
RESUSCITATION-INFANT | NEOPUFF INFANT RESUSCITATOR | F & P | RD900AEU | 2023-07-19 | 807.408 | 2024-09-03 | 2025-09-03
RESUSCITATION-INFANT | NEOPUFF INFANT RESUSCITATOR | F & P | RD900AEU | 2023-07-19 | 807.408 | 2024-08-21 | 2025-08-21
RESUSCITATION-INFANT | NEOPUFF INFANT RESUSCITATOR | F & P | RD900AEU | 2023-07-19 | 807.408 |  | 2024-07-19
RESUSCITATION-INFANT | NEOPUFF INFANT RESUSCITATOR | F & P | RD900AEU | 2023-07-19 | 807.408 | 2024-08-21 | 2025-08-21
RESUSCITATION-INFANT | NEOPUFF INFANT RESUSCITATOR | F & P | RD900AEU | 2023-07-19 | 807.408 | 2024-08-15 | 2025-08-15
RESUSCITATION-INFANT | NEOPUFF INFANT RESUSCITATOR | F & P | RD900AEU | 2023-07-19 | 807.408 |  | 2024-07-19
DEFIBRILLATOR | DEFIBRILLATOR | MINDRAY | BENEHEART D30 | 2023-07-12 | 6148.8 | 2024-08-05 | 2025-09-01
DEFIBRILLATOR | DEFIBRILLATOR | MINDRAY | BENEHEART D30 | 2023-07-12 | 6148.8 | 2024-09-05 | 2025-09-15
DEFIBRILLATOR | DEFIBRILLATOR | MINDRAY | BENEHEART D30 | 2023-07-12 | 6148.8 | 2024-10-23 | 2025-07-12
DEFIBRILLATOR | DEFIBRILLATOR | MINDRAY | BENEHEART D30 | 2023-07-12 | 6148.8 | 2024-10-23 | 2025-09-01
DEFIBRILLATOR | DEFIBRILLATOR | MINDRAY | BENEHEART D30 | 2023-07-12 | 6148.8 | 2024-08-23 | 2025-09-01
DEFIBRILLATOR | DEFIBRILLATOR | MINDRAY | BENEHEART D30 | 2023-07-12 | 6148.8 | 2024-10-22 | 2025-09-01
DEFIBRILLATOR | DEFIBRILLATOR | MINDRAY | BENEHEART D30 | 2023-07-12 | 6148.8 | 2024-07-30 | 2025-09-01
DEFIBRILLATOR | DEFIBRILLATOR | MINDRAY | BENEHEART D30 | 2023-07-12 | 6148.8 | 2024-08-21 | 2025-09-01
DEFIBRILLATOR | DEFIBRILLATOR | MINDRAY | BENEHEART D30 | 2023-07-12 | 6148.8 | 2024-08-16 | 2025-09-01
DEFIBRILLATOR | DEFIBRILLATOR | MINDRAY | BENEHEART D30 | 2023-07-12 | 6148.8 | 2024-08-20 | 2025-09-01
TEST EQUIP/SPEC | LENGTH GAUGE | B.BRAUN | 7705190 | 2023-07-10 | 31.14 |  | 2025-07-10
NERVE STIMULATOR | NERVE STIMULATOR MODULE | PHILIPS LTD | NMT | 2023-07-05 | 0 |  | 2025-07-01
SPHYGMOMANOMETER | MOBILE SPHYGMOMANOMETER | WELCH ALLYN | 7670-03 | 2023-07-04 | 0 | 2024-08-08 | 2026-08-08
SPHYGMOMANOMETER | MOBILE SPHYGMOMANOMETER | WELCH ALLYN | 7670-03 | 2023-07-04 | 0 | 2024-07-22 | 2027-07-04
FLAT SCREEN DISPLAY | DISPLAY VN800 | DRAEGER | 8422340 | 2023-06-29 | 0
VENTILATOR | BABYLOG VN800 | DRAEGER | 8422400 | 2023-06-29 | 35431.464 | 2024-10-28 | 2025-06-01
TRANSDUCER | US TRANSDUCER | PHILIPS LTD | M2736A | 2023-06-23 | 823.092
OXIMETER | PULSE OXIMETER | MASIMO UK | RAD-97 | 2023-06-23 | 1200 |  | 2026-06-23
SPHYGMOMANOMETER | SPHYGMOMANOMETER | HILL-ROM | 7670-01S | 2023-06-21 | 180 |  | 2025-06-21
TRANSDUCER | TOCO+ TRANSDUCER | PHILIPS LTD | M2735A | 2023-06-12 | 967.32
TRANSDUCER | US TRANSDUCER | PHILIPS LTD | M2736A | 2023-06-12 | 781.092
DEFIBRILLATOR | DEFIBRILLATOR - PACED/SPO2/NIBP/CO2/IBP/TEMP | ZOLL MEDICAL | X SERIES | 2023-05-30 | 17313.912 |  | 2024-05-30
OXIMETER | PULSE OXIMETER | MASIMO UK | RADICAL-7 | 2023-07-20 | 600 |  | 2026-07-20
OXIMETER | PULSE OXIMETER | MASIMO UK | RADICAL-7 | 2023-07-20 | 600 |  | 2026-07-20
OXIMETER | PULSE OXIMETER | MASIMO UK | RADICAL-7 | 2023-07-20 | 600 |  | 2026-07-20
PATIENT MONITOR | PATIENT MONITOR CONNECTIVITY PLATFORM | MASIMO UK | ROOT | 2023-05-26 | 3600 |  | 2026-05-26
PATIENT MONITOR | PATIENT MONITOR CONNECTIVITY PLATFORM | MASIMO UK | ROOT | 2023-05-26 | 3600 |  | 2026-05-26
PATIENT MONITOR | PATIENT MONITOR CONNECTIVITY PLATFORM | MASIMO UK | ROOT | 2023-05-26 | 3600 |  | 2026-05-26
PATIENT TEMPERATURE MANAGEMENT SYSTEM | CUDDLECOT COOLING SYSTEM | FLEXMORT | CUDDLECOT | 2023-05-25 | 0 | 2024-05-02 | 2025-05-02
VITAL SIGNS MONITOR | VITAL SIGNS MONITOR: NIBP, SPO2, TEMP | HILL-ROM | 75CE CONNEX | 2023-05-24 | 2728.32 |  | 2026-05-24
SPEECH AID | SPEECH AID ELECTROLARYNX | ATOS MEDICAL UK | TRUTONE EMOTE | 2023-05-16 | 732.6
SPEECH AID | SPEECH AID ELECTROLARYNX | ATOS MEDICAL UK | TRUTONE EMOTE | 2023-05-16 | 732.6
SPEECH AID | SPEECH AID ELECTROLARYNX | ATOS MEDICAL UK | TRUTONE EMOTE | 2023-05-16 | 732.6
SPEECH AID | SPEECH AID ELECTROLARYNX | ATOS MEDICAL UK | TRUTONE EMOTE | 2023-05-16 | 732.6
VENTILATOR | TRANSPORT VENTILATOR | HAMILTON MEDICAL | T1 | 2023-05-15 | 22582.824 | 2024-09-19 | 2025-05-15
VITAL SIGNS MONITOR | VITAL SIGNS MONITOR: NIBP, SPO2, TEMP | HILL-ROM | 75CE CONNEX | 2023-05-11 | 2728.32 |  | 2026-05-11
TRANSDUCER | TOCO+ TRANSDUCER | PHILIPS LTD | M2735A | 2023-04-26 | 1160.784
TRANSDUCER | TOCO+ TRANSDUCER | PHILIPS LTD | M2735A | 2023-04-26 | 1160.784
CARDIOGRAPH | CARDIOGRAPH | GE LIMITED | MAC7 | 2023-04-25 | 9270 |  | 2024-04-25
TRANSDUCER | TOCO+ TRANSDUCER | PHILIPS LTD | M2735A | 2023-04-24 | 1160.4
SPHYGMOMANOMETER | SPHYGMOMANOMETER | HILL-ROM | 7670-01S | 2023-04-20 | 180 |  | 2025-04-20
COUCH | COUCH - VARIABLE HEIGHT | OCURA HEALTHCARE FURNITURE LIMITED | OCURA +02E | 2023-04-11 | 1260 |  | 2026-04-11
OXIMETER | PULSE OXIMETER | MASIMO UK | RAD-97 | 2023-04-06 | 1200 |  | 2026-04-06
SCALES | SCALES - BABY | SECA | 384 | 2023-04-06 | 216 |  | 2024-11-15
COLPOSCOPE | COLPOSCOPE | ZUMAX MEDICAL CO., LTD. | CLS3080 | 2023-04-06 | 12600 |  | 2024-04-06
COLPOSCOPE | COLPOSCOPE | ZUMAX MEDICAL CO., LTD. | CLS3080 | 2023-04-06 | 12600 |  | 2024-04-06
COLPOSCOPE | COLPOSCOPE | ZUMAX MEDICAL CO., LTD. | CLS3080 | 2023-04-06 | 12600 | 2024-03-22 | 2025-05-15
SCALES | SCALES - BABY | SECA | 384 | 2023-04-05 | 216 | 2023-12-07 | 2024-11-15
OPERATING TABLE | OPERATING TABLE | STERIS | CMAX-3 | 2023-04-03 | 34741.992 | 2024-05-31 | 2024-11-30
OPERATING TABLE | OPERATING TABLE | STERIS | CMAX-3 | 2023-04-03 | 34741.992 | 2024-05-31 | 2024-11-30
OPERATING TABLE | OPERATING TABLE | STERIS | CMAX-3 | 2023-04-03 | 34741.992 | 2024-09-12 | 2025-03-12
OPERATING TABLE | OPERATING TABLE | STERIS | CMAX-3 | 2023-04-03 | 34741.992 | 2024-05-31 | 2024-11-30
OPERATING TABLE | OPERATING TABLE | STERIS | CMAX-3 | 2023-04-03 | 34741.992 | 2024-05-31 | 2024-11-30
INFANT TRANSPORT CAPSULE | INFANT TRANSPORT CAPSULE | ADVANCED HEALTHCARE TECHNOLOGY | BABYPOD2 | 2023-03-30 | 7687.86 |  | 2024-03-30
PUMP DOCKING STATION | PUMP DOCKING STATION | B.BRAUN | SPACESTATION | 2023-03-30 | 1200 |  | 2025-03-30
PUMP DOCKING STATION | PUMP DOCKING STATION | B.BRAUN | SPACESTATION | 2023-03-30 | 1200 |  | 2025-03-30
SYRINGE DRIVER | SYRINGE DRIVER | B.BRAUN | PERFUSOR SPACE | 2023-03-29 | 1200 |  | 2025-03-29
SYRINGE DRIVER | SYRINGE DRIVER | B.BRAUN | PERFUSOR SPACE | 2023-03-29 | 1200 |  | 2025-03-29
SYRINGE DRIVER | SYRINGE DRIVER | B.BRAUN | PERFUSOR SPACE | 2023-03-29 | 1200 |  | 2025-03-29
SYRINGE DRIVER | SYRINGE DRIVER | B.BRAUN | PERFUSOR SPACE | 2023-03-29 | 1200 |  | 2025-03-29
SYRINGE DRIVER | SYRINGE DRIVER | B.BRAUN | PERFUSOR SPACE | 2023-03-29 | 1200 |  | 2025-03-29
SYRINGE DRIVER | SYRINGE DRIVER | B.BRAUN | PERFUSOR SPACE | 2023-03-29 | 1200 |  | 2025-03-29
SYRINGE DRIVER | SYRINGE DRIVER | B.BRAUN | PERFUSOR SPACE | 2023-03-29 | 1200 |  | 2025-03-29
SYRINGE DRIVER | SYRINGE DRIVER | B.BRAUN | PERFUSOR SPACE | 2023-03-29 | 1200 |  | 2025-03-29
TRANSDUCER | US TRANSDUCER | PHILIPS LTD | M2736A | 2023-03-27 | 0
TRANSDUCER | TOCO+ TRANSDUCER | PHILIPS LTD | M2735A | 2023-03-27 | 967.32
TRANSDUCER | TOCO+ TRANSDUCER | PHILIPS LTD | M2735A | 2023-03-27 | 966
TRANSDUCER | WIRELESS TOCO+ MP | PHILIPS LTD | 866075 | 2023-03-27 | 1350
COAGULATION TIMER | COAGULATION TIMER | ROCHE LTD | COAGUCHEK INRANGE | 2023-04-06 | 720
HANDPIECE | FIBRE OPTIC TURBINE | KAVO | SMARTtorque LUX S619L | 2023-04-05 | 273.6
SLIT LAMP TABLE | INSTRUMENT SLIT LAMP TABLE | TOPCON | ATE-600 | 2023-05-04 | 1548 |  | 2024-05-04
OPHTHALMOSCOPE | PANORAMIC OPHTHALMOSCOPE ICG | OPTOS PLC | P200DTX CALIFORNIA | 2023-03-31 | 81894.036 | 2024-04-11 | 2025-03-01
POWERED TABLE | POWERED TABLE | OPTOS PLC | A10741005 | 2023-03-31 | 2400 | 2024-03-01 | 2025-03-15
HANDPIECE | FIBRE OPTIC TURBINE | KAVO | SMARTtorque LUX S619L | 2023-03-30 | 273.6
SUCTION UNIT | SUCTION - LAERDAL - BATTERY | LAERDAL | LSU-2 | 2023-03-30 | 1080 |  | 2026-08-15
BIOMETER | BIOMETER | ZEISS | IOLMASTER 700 | 2023-04-03 | 58200 |  | 2024-04-03
POWERED TABLE | OPHTHALMIC INSTRUMENT TABLE | BASE DESIGN | TSL-160/CZ | 2023-03-31 | 4320
BIOMETER | BIOMETER | ZEISS | IOLMASTER 700 | 2023-04-03 | 58200 |  | 2024-04-03
POWERED TABLE | OPHTHALMIC INSTRUMENT TABLE | BASE DESIGN | TSL-160/CZ | 2023-03-31 | 4320 | 2024-05-02 | 2025-03-31
POWER SUPPLY | AS-OCT/OSIRIS POWER SUPPLY | CSO | PSP2404 | 2023-03-31 | 1440
POWER SUPPLY | ABERROMETER/OSIRIS POWER SUPPLY | CSO | PSP2402 | 2023-03-30 | 1440
PATIENT TROLLEY | PATIENT TROLLEY | STRYKER | ST1-X (6300-000-200) | 2023-03-28 | 3363.6
COUCH | OPERATING COUCH - POWERED | ANETIC AID | QA4 | 2023-03-23 | 10032 | 2024-07-19 | 2025-07-15
COUCH | OPERATING COUCH - POWERED | ANETIC AID | QA4 | 2023-03-23 | 10032 | 2024-07-19 | 2025-07-15
HANDPIECE MICROMOTOR | ELECTRIC MOTOR | W&H UK LTD | EM-19 LC | 2023-03-21 | 10384.8
ANTERIOR SEGMENT IMAGING UNIT | CSO MS39 AS-OCT ANTERIOR SEGMENT IMAGING UNIT | HANSON | MS39 | 2023-03-28 | 66000 |  | 2024-03-21
ABERROMETER | OCULAR ABERROMETER | CSO | OSIRIS | 2023-03-28 | 0 |  | 2024-03-15
POWERED TABLE | HANSON INSTRUMENT TABLE | HANSON | T300 3 | 2023-03-28 | 1150.8 | 2024-04-17 | 2025-03-08
DIETARY FEED PUMP | ENTERAL FEEDING PUMP | NUTRICIA | FLOCARE INFINITY | 2023-06-12 | 960 |  | 2025-03-15
DIETARY FEED PUMP | ENTERAL FEEDING PUMP | NUTRICIA | FLOCARE INFINITY | 2023-06-12 | 960 |  | 2025-03-15
DIETARY FEED PUMP | ENTERAL FEEDING PUMP | NUTRICIA | FLOCARE INFINITY | 2023-06-12 | 960 |  | 2025-03-15
DIETARY FEED PUMP | ENTERAL FEEDING PUMP | NUTRICIA | FLOCARE INFINITY | 2023-06-12 | 960 |  | 2025-03-15
TRANSFORMER | OPHTHALMOSCOPE/OTOSCOPE UNIVERSAL CHARGER | WELCH ALLYN | 7114 | 2023-06-06 | 645.6
TYMPANIC THERMOMETER | TYMPANIC THERMOMETER | COVIDIEN UK | GENIUS 3B | 2023-06-01 | 0 | 2024-08-06 | 2025-08-06
TYMPANIC THERMOMETER | TYMPANIC THERMOMETER | COVIDIEN UK | GENIUS 3B | 2023-06-01 | 0 | 2024-08-06 | 2025-08-06
TYMPANIC THERMOMETER | TYMPANIC THERMOMETER | COVIDIEN UK | GENIUS 3B | 2023-06-01 | 0 | 2024-08-06 | 2025-08-06
ELECTRIC BED | SMART ACUTE CARE ELECTRIC BED | LINET UK | ELEGANZA 2 JUNIOR KIT | 2023-06-01 | 2040 |  | 2024-06-01
ELECTRIC BED | SMART ACUTE CARE ELECTRIC BED | LINET UK | ELEGANZA 2 JUNIOR KIT | 2023-06-01 | 2040 |  | 2024-06-01
ELECTRIC BED | SMART ACUTE CARE ELECTRIC BED | LINET UK | ELEGANZA 2 JUNIOR KIT | 2023-06-01 | 2040 |  | 2024-06-01
ELECTRIC BED | SMART ACUTE CARE ELECTRIC BED | LINET UK | ELEGANZA 2 JUNIOR KIT | 2023-06-01 | 2040 |  | 2024-06-01
TYMPANIC THERMOMETER | TYMPANIC THERMOMETER | COVIDIEN UK | GENIUS 3B | 2023-06-01 | 0 | 2024-06-28 | 2025-06-28
TYMPANIC THERMOMETER | TYMPANIC THERMOMETER | COVIDIEN UK | GENIUS 3B | 2023-06-01 | 0 | 2024-07-09 | 2025-07-09
TYMPANIC THERMOMETER | TYMPANIC THERMOMETER | COVIDIEN UK | GENIUS 3B | 2023-06-01 | 0 | 2024-08-13 | 2025-08-13
SCALES | SCALES - FLUID | TERAOKA | DS-502 | 2023-05-24 | 226.8 | 2023-11-14 | 2024-11-15
SUCTION CONTROLLER | HIGH SUCTION CONTROLLER | THERAPY EQUIPMENT | DIAMOND RANGE HIGH | 2023-05-22 | 96
SUCTION UNIT | SUCTION - LAERDAL - BATTERY | LAERDAL | LSU-2 | 2024-02-26 | 1077.924 |  | 2027-02-06
SUCTION UNIT | SUCTION - LAERDAL - BATTERY | LAERDAL | LSU-2 | 2024-02-26 | 1077.924 |  | 2027-02-06
SUCTION UNIT | SUCTION - LAERDAL - BATTERY | LAERDAL | LSU-2 | 2024-02-26 | 1077.924 |  | 2027-02-06
SUCTION UNIT | SUCTION - LAERDAL - BATTERY | LAERDAL | LSU-2 | 2024-02-26 | 1077.924 |  | 2027-02-06
SUCTION UNIT | SUCTION - LAERDAL - BATTERY | LAERDAL | LSU-2 | 2024-02-26 | 1077.924 |  | 2027-02-06
SPHYGMOMANOMETER | SPHYGMOMANOMETER | HILL-ROM | 7670-01S | 2023-05-11 | 180 |  | 2025-05-11
SUCTION CONTROLLER | HIGH SUCTION CONTROLLER | THERAPY EQUIPMENT | DIAMOND RANGE HIGH | 2023-05-03 | 156
NEBULIZER | NEBULIZER | PARI MEDICAL | PARI BOY CLASSIC | 2023-05-03 | 83.748
NEBULIZER | NEBULIZER | PARI MEDICAL | PARI BOY CLASSIC | 2023-05-03 | 83.748
NEBULIZER | NEBULIZER | PARI MEDICAL | PARI BOY CLASSIC | 2023-05-03 | 83.748
NEBULIZER | NEBULIZER | PARI MEDICAL | PARI BOY CLASSIC | 2023-05-03 | 83.748
NEBULIZER | NEBULIZER | PARI MEDICAL | PARI BOY CLASSIC | 2023-05-03 | 83.748
NEBULIZER | NEBULIZER | PARI MEDICAL | PARI BOY CLASSIC | 2023-05-03 | 83.748
AMBULATORY ARRHYTHMIA MONITOR | AMBULATORY ECG RECORDER | NOVACOR UK | R.TEST 4 EVOLUTION | 2023-05-02 | 2527.5
AMBULATORY ARRHYTHMIA MONITOR | AMBULATORY ECG RECORDER | NOVACOR UK | R.TEST 4 EVOLUTION | 2023-05-02 | 2527.5
AMBULATORY ARRHYTHMIA MONITOR | AMBULATORY ECG RECORDER | NOVACOR UK | R.TEST 4 EVOLUTION | 2023-05-02 | 2527.5
AMBULATORY ARRHYTHMIA MONITOR | AMBULATORY ECG RECORDER | NOVACOR UK | R.TEST 4 EVOLUTION | 2023-05-02 | 2527.5
SUCTION UNIT | SUCTION - LAERDAL - BATTERY | LAERDAL | LSU-2 | 2024-02-26 | 1077.924 |  | 2027-02-06
SUCTION UNIT | SUCTION - LAERDAL - BATTERY | LAERDAL | LSU-2 | 2024-02-26 | 1077.924 |  | 2027-02-06
SUCTION UNIT | SUCTION - LAERDAL - BATTERY | LAERDAL | LSU-2 | 2024-02-26 | 1077.924 |  | 2027-02-06
SUCTION UNIT | SUCTION - LAERDAL - BATTERY | LAERDAL | LSU-2 | 2024-02-26 | 1077.924 |  | 2027-02-06
SUCTION UNIT | SUCTION - LAERDAL - BATTERY | LAERDAL | LSU-2 | 2024-02-26 | 1077.924 |  | 2027-02-06
SUCTION UNIT | SUCTION - LAERDAL - BATTERY | LAERDAL | LSU-2 | 2024-02-26 | 1077.924 |  | 2027-02-06
SUCTION UNIT | SUCTION - LAERDAL - BATTERY | LAERDAL | LSU-2 | 2024-02-26 | 1077.924 |  | 2027-02-06
SUCTION CONTROLLER | HIGH SUCTION CONTROLLER | THERAPY EQUIPMENT | DIAMOND RANGE HIGH | 2023-04-26 | 156
SUCTION UNIT | SUCTION - LAERDAL - BATTERY | LAERDAL | LSU-2 | 2024-02-26 | 1077.924
SUCTION UNIT | SUCTION - LAERDAL - BATTERY | LAERDAL | LSU-2 | 2024-02-26 | 1077.924 |  | 2027-02-06
SUCTION UNIT | SUCTION - LAERDAL - BATTERY | LAERDAL | LSU-2 | 2024-02-26 | 1077.924 |  | 2027-02-06
SUCTION CONTROLLER | HIGH SUCTION CONTROLLER | THERAPY EQUIPMENT | DIAMOND RANGE HIGH | 2023-04-24 | 156
SUCTION CONTROLLER | HIGH SUCTION CONTROLLER | THERAPY EQUIPMENT | DIAMOND RANGE HIGH | 2023-04-24 | 156
SUCTION CONTROLLER | HIGH SUCTION CONTROLLER | THERAPY EQUIPMENT | DIAMOND RANGE HIGH | 2023-04-24 | 156
SPECIMEN RADIOGRAPHY SYSTEM | MAMMOGRAPH X-RAY BIOPSY UNIT | HOLOGIC | FAXITRON TRIDENT HD | 2023-04-20 | 16800
SUCTION CONTROLLER | HIGH SUCTION CONTROLLER | THERAPY EQUIPMENT | DIAMOND RANGE HIGH | 2023-04-19 | 156
SUCTION CONTROLLER | HIGH SUCTION CONTROLLER | THERAPY EQUIPMENT | DIAMOND RANGE HIGH | 2023-04-19 | 156
SUCTION CONTROLLER | HIGH SUCTION CONTROLLER | THERAPY EQUIPMENT | DIAMOND RANGE HIGH | 2023-04-18 | 107.4
SUCTION CONTROLLER | HIGH SUCTION CONTROLLER | THERAPY EQUIPMENT | DIAMOND RANGE HIGH | 2023-04-17 | 107.4
ULTRASOUND SYSTEM | ULTRASOUND SCANNER | GE LIMITED | VENUE GO R4 | 2023-04-03 | 31477.2 | 2024-03-07 | 2025-03-07
VITAL SIGNS MONITOR | VITAL SIGNS MONITOR: NBP, SPO2 | MINDRAY | VS9 | 2023-03-30 | 1780.2 |  | 2026-04-01
VITAL SIGNS MONITOR | VITAL SIGNS MONITOR: NBP, SPO2 | MINDRAY | VS9 | 2023-03-30 | 1780.2 |  | 2026-04-01
SUCTION CONTROLLER | HIGH SUCTION CONTROLLER | THERAPY EQUIPMENT | DIAMOND RANGE HIGH | 2023-03-29 | 97.2
SUCTION CONTROLLER | HIGH SUCTION CONTROLLER | THERAPY EQUIPMENT | DIAMOND RANGE HIGH | 2023-03-29 | 97.2
AMBULATORY 24 HR NIBP MONITOR | AMBULATORY NIBP MONITOR ON TRAK | SPACELABS | 90227 | 2023-03-27 | 1800
AMBULATORY 24 HR NIBP MONITOR | AMBULATORY NIBP MONITOR ON TRAK | SPACELABS | 90227 | 2023-03-27 | 1800
SUCTION CONTROLLER | HIGH SUCTION CONTROLLER | THERAPY EQUIPMENT | DIAMOND RANGE HIGH | 2023-03-24 | 156
SUCTION CONTROLLER | HIGH SUCTION CONTROLLER | THERAPY EQUIPMENT | DIAMOND RANGE HIGH | 2023-03-24 | 156
SUCTION CONTROLLER | HIGH SUCTION CONTROLLER | THERAPY EQUIPMENT | DIAMOND RANGE HIGH | 2023-03-27 | 107.4
SCALES | SCALES - CHAIR | SECA | 959 | 2023-03-23 | 912 | 2023-11-14 | 2024-11-15
ULTRASOUND SYSTEM | SCOPE GUIDE - RECEIVER DISH | OLYMPUS | MAJ-1868 | 2023-03-22 | 2400
SUCTION CONTROLLER | HIGH FLOW SUCTION CONTROLLER - MEDI RAIL 6M HOSE | THERAPY EQUIPMENT | 7705/6M | 2023-03-20 | 231.6
SUCTION CONTROLLER | HIGH FLOW SUCTION CONTROLLER - MEDI RAIL 6M HOSE | THERAPY EQUIPMENT | 7705/6M | 2023-03-20 | 231.6
VITAL SIGNS MONITOR | VITAL SIGNS MONITOR: NBP, SPO2 | MINDRAY | VS9 | 2023-03-21 | 1780.2
VITAL SIGNS MONITOR | VITAL SIGNS MONITOR: NBP, SPO2 | MINDRAY | VS9 | 2023-03-21 | 1780.2 |  | 2025-11-21
VITAL SIGNS MONITOR | VITAL SIGNS MONITOR: NBP, SPO2 | MINDRAY | VS9 | 2023-03-21 | 1780.2 |  | 2026-03-21
DIETARY FEED PUMP | ENTERAL FEEDING PUMP | NUTRICIA | FLOCARE INFINITY | 2023-03-17 | 960 |  | 2025-03-15
DIETARY FEED PUMP | ENTERAL FEEDING PUMP | NUTRICIA | FLOCARE INFINITY | 2023-03-17 | 960 |  | 2025-03-15
DIETARY FEED PUMP | ENTERAL FEEDING PUMP | NUTRICIA | FLOCARE INFINITY | 2023-03-17 | 960 |  | 2025-03-15
DIETARY FEED PUMP | ENTERAL FEEDING PUMP | NUTRICIA | FLOCARE INFINITY | 2023-03-17 | 960 |  | 2025-03-15
DIETARY FEED PUMP | ENTERAL FEEDING PUMP | NUTRICIA | FLOCARE INFINITY | 2023-03-17 | 960 |  | 2025-03-15
DIETARY FEED PUMP | ENTERAL FEEDING PUMP | NUTRICIA | FLOCARE INFINITY | 2023-03-17 | 960 |  | 2025-03-15
DIETARY FEED PUMP | ENTERAL FEEDING PUMP | NUTRICIA | FLOCARE INFINITY | 2023-03-17 | 960 |  | 2025-03-15
DIETARY FEED PUMP | ENTERAL FEEDING PUMP | NUTRICIA | FLOCARE INFINITY | 2023-03-17 | 960 |  | 2025-03-15
DIETARY FEED PUMP | ENTERAL FEEDING PUMP | NUTRICIA | FLOCARE INFINITY | 2023-03-17 | 960 |  | 2025-03-15
DIETARY FEED PUMP | ENTERAL FEEDING PUMP | NUTRICIA | FLOCARE INFINITY | 2023-03-17 | 960 |  | 2025-03-15
DIETARY FEED PUMP | ENTERAL FEEDING PUMP | NUTRICIA | FLOCARE INFINITY | 2023-03-17 | 960 |  | 2025-03-15
DIETARY FEED PUMP | ENTERAL FEEDING PUMP | NUTRICIA | FLOCARE INFINITY | 2023-03-17 | 960 |  | 2025-03-15
DIETARY FEED PUMP | ENTERAL FEEDING PUMP | NUTRICIA | FLOCARE INFINITY | 2023-03-17 | 960 |  | 2025-03-15
DIETARY FEED PUMP | ENTERAL FEEDING PUMP | NUTRICIA | FLOCARE INFINITY | 2023-03-17 | 960 |  | 2025-03-15
DIETARY FEED PUMP | ENTERAL FEEDING PUMP | NUTRICIA | FLOCARE INFINITY | 2023-03-17 | 960 |  | 2025-03-15
DIETARY FEED PUMP | ENTERAL FEEDING PUMP | NUTRICIA | FLOCARE INFINITY | 2023-03-17 | 960 |  | 2025-03-15
X-RAY FILM PROCESSOR | DENTAL FILM PROCESSOR | MEDIVANCE IN | VELOPEX | 2023-03-29 | 2100.9
CONTAMINATION MONITOR | CONTAMINATION AND RADIATION METER | THERMO SCIENTIFIC | MINI 900 | 2023-05-10 | 540
X-RAY FLAT PANEL DETECTOR | WIFI X-RAY FLAT PANEL DETECTOR | FUJIFILM | FDR D-EVO III | 2023-07-13 | 45000 | 2024-08-14
DR WORKSTATION | LAPTOP DR RETROFIT | FUJIFILM | GOFLEX | 2023-06-22 | 54000 | 2024-08-09 | 2025-08-01
X-RAY FLAT PANEL DETECTOR | WIFI X-RAY FLAT PANEL DETECTOR | FUJIFILM | FDR D-EVO III | 2023-07-13 | 45000 | 2024-08-09
DR WORKSTATION | LAPTOP DR RETROFIT | FUJIFILM | GOFLEX | 2023-06-22 | 54000 |  | 2024-07-30
X-RAY FLAT PANEL DETECTOR | WIFI X-RAY FLAT PANEL DETECTOR | FUJIFILM | FDR D-EVO III | 2023-07-13 | 45000 | 2024-08-09
DR WORKSTATION | LAPTOP DR RETROFIT | FUJIFILM | GOFLEX | 2023-06-22 | 54000 | 2024-08-09 | 2025-07-30
X-RAY FLAT PANEL DETECTOR | WIFI X-RAY FLAT PANEL DETECTOR | FUJIFILM | FDR D-EVO III | 2023-07-13 | 45000 | 2024-08-09
DR WORKSTATION | LAPTOP DR RETROFIT | FUJIFILM | GOFLEX | 2023-06-22 | 54000 | 2024-08-09 | 2025-07-30
X-RAY FLAT PANEL DETECTOR | WIFI X-RAY FLAT PANEL DETECTOR | FUJIFILM | FDR D-EVO III | 2023-07-13 | 45000 | 2024-08-09
DR WORKSTATION | LAPTOP DR RETROFIT | FUJIFILM | GOFLEX | 2023-06-22 | 54000 | 2024-08-09 | 2025-07-30
SOLDERING IRON | SOLDERING STATION | WELLER | WE1010 | 2023-06-28 | 192 |  | 2025-01-20
CONTRAST INJECTOR | CT CONTRAST INJECTOR | ULRICH MEDICAL | CT MOTION XD 8000 | 2023-06-26 | 36000 | 2024-05-13 | 2025-05-13
ULTRASOUND PROBE | ULTRASOUND PROBE | SAMSUNG | LA3-22AI | 2023-03-22 | 7200
ULTRASOUND PROBE | ULTRASOUND PROBE | SAMSUNG | EA2-11AR | 2023-03-22 | 7200
ULTRASOUND PROBE | ULTRASOUND PROBE | SAMSUNG | CA1-7A | 2023-03-22 | 7200
ULTRASOUND PROBE | ULTRASOUND PROBE | SAMSUNG | LA2-14A | 2023-03-22 | 7200
ULTRASOUND PROBE | ULTRASOUND PROBE | SAMSUNG | LA4-18A | 2023-03-22 | 7200
ULTRASOUND PROBE | ULTRASOUND PROBE | SAMSUNG | EA2-11AR | 2023-03-22 | 7200
ULTRASOUND PROBE | ULTRASOUND PROBE | SAMSUNG | CA1-7A | 2023-03-22 | 7200
ULTRASOUND PROBE | ULTRASOUND PROBE | SAMSUNG | LA2-14A | 2023-03-22 | 7200
ULTRASOUND PROBE | ULTRASOUND PROBE | SAMSUNG | LA4-18A | 2023-03-22 | 7200
ULTRASOUND SCANNER | ULTRASOUND SCANNER | SAMSUNG | RS85 | 2023-03-22 | 78940.524 | 2024-02-08 | 2025-03-17
ULTRASOUND PROBE | ULTRASOUND PROBE | SAMSUNG | EA2-11AR | 2023-03-22 | 7200
ULTRASOUND PROBE | ULTRASOUND PROBE | SAMSUNG | CA1-7A | 2023-03-22 | 7200
ULTRASOUND PROBE | ULTRASOUND PROBE | SAMSUNG | LA2-14A | 2023-03-22 | 7200
ULTRASOUND PROBE | ULTRASOUND PROBE | SAMSUNG | LA4-18A | 2023-03-22 | 7200
ULTRASOUND SCANNER | ULTRASOUND SCANNER | SAMSUNG | RS85 | 2023-03-22 | 78940.524 | 2023-10-12 | 2025-03-17
ULTRASOUND PROBE | ULTRASOUND PROBE | SAMSUNG | EA2-11AR | 2023-03-20 | 7200
ULTRASOUND PROBE | ULTRASOUND PROBE | SAMSUNG | CA1-7A | 2023-03-20 | 7200
ULTRASOUND PROBE | ULTRASOUND PROBE | SAMSUNG | LA2-14A | 2023-03-20 | 7200
ULTRASOUND PROBE | ULTRASOUND PROBE | SAMSUNG | LA3-22AI | 2023-03-20 | 7200
ULTRASOUND PROBE | ULTRASOUND PROBE | SAMSUNG | LA4-18A | 2023-03-20 | 7200
ULTRASOUND SCANNER | ULTRASOUND SCANNER | SAMSUNG | RS85 | 2023-03-17 | 78940.524 | 2024-01-08 | 2025-01-08
SUCTION CONTROLLER | HIGH SUCTION CONTROLLER | THERAPY EQUIPMENT | DIAMOND RANGE HIGH | 2023-04-17 | 156
TYMPANIC THERMOMETER | TYMPANIC THERMOMETER CONNEX MONITOR | WELCH ALLYN | PRO 6000 CONNEX | 2023-04-20 | 278.976
DIETARY FEED PUMP | ENTERAL FEEDING PUMP | NUTRICIA | FLOCARE INFINITY III | 2023-04-18 | 960 |  | 2024-12-01
TYMPANIC THERMOMETER | TYMPANIC THERMOMETER | BRAUN | PRO 6000 | 2023-06-15 | 178.8
SUCTION CONTROLLER | HIGH SUCTION CONTROLLER | THERAPY EQUIPMENT | DIAMOND RANGE HIGH | 2023-04-14 | 156
LARYNGOSCOPE | C-MAC LARYNGOSCOPE BLADE | KARL STORZ | 8403AXC | 2023-04-05 | 3304.8
SUCTION CONTROLLER | HIGH SUCTION CONTROLLER | THERAPY EQUIPMENT | DIAMOND RANGE HIGH | 2023-04-04 | 156
SUCTION CONTROLLER | HIGH SUCTION CONTROLLER | THERAPY EQUIPMENT | DIAMOND RANGE HIGH | 2023-04-04 | 156
SUCTION CONTROLLER | HIGH SUCTION CONTROLLER | THERAPY EQUIPMENT | DIAMOND RANGE HIGH | 2023-04-04 | 156
SUCTION CONTROLLER | HIGH SUCTION CONTROLLER | THERAPY EQUIPMENT | DIAMOND RANGE HIGH | 2023-04-04 | 156
SUCTION CONTROLLER | HIGH SUCTION CONTROLLER | THERAPY EQUIPMENT | DIAMOND RANGE HIGH | 2023-04-04 | 156
PH METER | PH METER - AMBULATORY | MEDICAL MEASUREMENT SYSTEMS | OHMEGA | 2023-04-04 | 4825.692 |  | 2024-04-15
PH METER | PH METER - AMBULATORY | MEDICAL MEASUREMENT SYSTEMS | OHMEGA | 2023-04-04 | 4825.692 |  | 2024-04-15
SUCTION CONTROLLER | 3M DIAMOND HIGH SUCTION RAIL MOUNT | THERAPY EQUIPMENT | 7705/3M | 2023-04-04 | 290.832
SUCTION CONTROLLER | HIGH SUCTION REMOTE | THERAPY EQUIPMENT | DIAMOND RANGE HIGH (REMOTE) | 2023-03-31 | 168
PHOTOTHERAPY UNIT | PHOTOTHERAPY UNIT | MEDLIGHT GMBH | KN-4003 | 2023-03-30 | 432 |  | 2025-02-15
SUCTION CONTROLLER | HIGH SUCTION CONTROLLER | THERAPY EQUIPMENT | DIAMOND RANGE HIGH | 2023-03-30 | 156
SUCTION CONTROLLER | HIGH SUCTION CONTROLLER | THERAPY EQUIPMENT | DIAMOND RANGE HIGH | 2023-03-30 | 156
VIDEO IMAGING UNIT | VIDEO LARYNGASCOPE | AIRCRAFT MEDICAL | MCGRATH MAC | 2023-03-28 | 1800
SUCTION CONTROLLER | HIGH SUCTION CONTROLLER | THERAPY EQUIPMENT | DIAMOND RANGE HIGH | 2023-03-27 | 156
VENTILATOR | VENTILATOR | BREAS MEDICAL | NIPPY 4+ | 2023-03-24 | 4560 |  | 2025-03-01
TYMPANIC THERMOMETER | TYMPANIC THERMOMETER CONNEX MONITOR | WELCH ALLYN | PRO 6000 CONNEX | 2023-03-24 | 278.976
RESPIRATION MONITOR | HOME SLEEP APNEA TEST | ITAMAR MEDICAL UK LIMITED | WATCH-PAT300 | 2023-03-21 | 480
RESPIRATION MONITOR | HOME SLEEP APNEA TEST | ITAMAR MEDICAL UK LIMITED | WATCH-PAT300 | 2023-03-21 | 480
RESPIRATION MONITOR | HOME SLEEP APNEA TEST | ITAMAR MEDICAL UK LIMITED | WATCH-PAT300 | 2023-03-21 | 480
RESPIRATION MONITOR | HOME SLEEP APNEA TEST | ITAMAR MEDICAL UK LIMITED | WATCH-PAT300 | 2023-03-21 | 480
RESPIRATION MONITOR | HOME SLEEP APNEA TEST | ITAMAR MEDICAL UK LIMITED | WATCH-PAT300 | 2023-03-21 | 480
SUCTION CONTROLLER | HIGH SUCTION CONTROLLER | THERAPY EQUIPMENT | DIAMOND RANGE HIGH | 2023-03-20 | 156
SUCTION CONTROLLER | HIGH SUCTION CONTROLLER | THERAPY EQUIPMENT | DIAMOND RANGE HIGH | 2023-03-17 | 156
SUCTION CONTROLLER | THORACIC SUCTION CONTROLLER - MEDI RAIL 1.5M HOSE | THERAPY EQUIPMENT | 7745 DIAMOND RANGE THORACIC | 2023-03-16 | 301.2
SUCTION CONTROLLER | THORACIC SUCTION CONTROLLER - MEDI RAIL 1.5M HOSE | THERAPY EQUIPMENT | 7745 DIAMOND RANGE THORACIC | 2023-03-16 | 301.2
SUCTION CONTROLLER | THORACIC SUCTION CONTROLLER - MEDI RAIL 1.5M HOSE | THERAPY EQUIPMENT | 7745 DIAMOND RANGE THORACIC | 2023-03-16 | 301.2
SUCTION CONTROLLER | THORACIC SUCTION CONTROLLER - MEDI RAIL 1.5M HOSE | THERAPY EQUIPMENT | 7745 DIAMOND RANGE THORACIC | 2023-03-16 | 301.2
SUCTION CONTROLLER | THORACIC SUCTION CONTROLLER - MEDI RAIL 1.5M HOSE | THERAPY EQUIPMENT | 7745 DIAMOND RANGE THORACIC | 2023-03-16 | 301.2
SUCTION CONTROLLER | THORACIC SUCTION CONTROLLER - MEDI RAIL 1.5M HOSE | THERAPY EQUIPMENT | 7745 DIAMOND RANGE THORACIC | 2023-03-16 | 301.2
SUCTION CONTROLLER | THORACIC SUCTION CONTROLLER - MEDI RAIL 1.5M HOSE | THERAPY EQUIPMENT | 7745 DIAMOND RANGE THORACIC | 2023-03-16 | 301.2
TYMPANIC THERMOMETER | TYMPANIC THERMOMETER CONNEX MONITOR | WELCH ALLYN | PRO 6000 CONNEX | 2023-05-09 | 278.976
TYMPANIC THERMOMETER | TYMPANIC THERMOMETER CONNEX MONITOR | WELCH ALLYN | PRO 6000 CONNEX | 2023-04-13 | 278.976
SPHYGMOMANOMETER | SPHYGMOMANOMETER | WELCH ALLYN | DS-6501-300 | 2023-04-03 | 69.6
SPHYGMOMANOMETER | SPHYGMOMANOMETER | WELCH ALLYN | DS-6501-300 | 2023-04-03 | 69.6
COAGULATION TIMER | COAGULATION TIMER - HAND HELD UNIT | ROCHE LTD | COAGUCHEK PRO II | 2023-03-17 | 1179.9
TYMPANIC THERMOMETER | TYMPANIC THERMOMETER | COVIDIEN UK | GENIUS 3 | 2023-03-17 | 193.2 | 2024-07-04 | 2025-01-04
TYMPANIC THERMOMETER | TYMPANIC THERMOMETER | COVIDIEN UK | GENIUS 3 | 2023-03-17 | 193.2 | 2024-10-08 | 2025-04-08
SUCTION CONTROLLER | HIGH FLOW SUCTION CONTROLLER - MEDI RAIL 1.5M HOSE | THERAPY EQUIPMENT | 7705/1.5M | 2023-03-14 | 211.2
VITAL SIGNS MONITOR | VITAL SIGNS MONITOR: NIBP, SPO2, TEMP | HILL-ROM | 75CE CONNEX | 2023-04-20 | 2152.8 |  | 2026-04-20
BALANCE | PRECISION BALANCE, CAPACITY 2500G, RESOLUTION 0.01G, PAN SIZE 192 X 192MM | ADAM EQUIPMENT | PGW 2502I | 2023-06-05 | 504 |  | 2024-11-15
TRANSPORT MONITOR | PATIENT MONITOR INTELLIVUE X3 (6mm NIBP Port) | PHILIPS LTD | INTELLIVUE X3 (6mm NIBP) | 2023-06-05 | 4671.144 |  | 2026-06-05
TRANSPORT MONITOR | PATIENT MONITOR INTELLIVUE X3 (6mm NIBP Port) | PHILIPS LTD | INTELLIVUE X3 (6mm NIBP) | 2023-06-05 | 4671.144 |  | 2026-06-05
TYMPANIC THERMOMETER | TYMPANIC THERMOMETER CONNEX MONITOR | WELCH ALLYN | PRO 6000 CONNEX | 2023-04-17 | 278.976
TILT CHAIR | TILT CHAIR - BARIATRIC | YORKSHIRE CARE EQUIPMENT | LENTO | 2023-04-17 | 9000 |  | 2026-04-17
VENTILATOR | TRANSPORT VENTILATOR | HAMILTON MEDICAL | T1 | 2023-04-13 | 27499.2 | 2024-04-19 | 2025-04-13
VENTILATOR | VENTILATOR | RESMED LTD | STELLAR 150 | 2023-04-06 | 3600 |  | 2028-04-06
VENTILATOR | VENTILATOR | RESMED LTD | STELLAR 150 | 2023-04-06 | 3600 |  | 2028-04-06
VENTILATOR | VENTILATOR | RESMED LTD | STELLAR 150 | 2023-04-06 | 3600 |  | 2028-04-06
VENTILATOR | VENTILATOR | RESMED LTD | STELLAR 150 | 2023-04-06 | 3600 |  | 2028-04-06
DIETARY FEED PUMP | ENTERAL FEEDING PUMP | NUTRICIA | FLOCARE INFINITY III | 2023-04-05 | 960 |  | 2025-04-05
DIETARY FEED PUMP | ENTERAL FEEDING PUMP | NUTRICIA | FLOCARE INFINITY III | 2023-04-05 | 960 |  | 2025-04-05
DIETARY FEED PUMP | ENTERAL FEEDING PUMP | NUTRICIA | FLOCARE INFINITY III | 2023-04-05 | 960 |  | 2025-04-05
DIETARY FEED PUMP | ENTERAL FEEDING PUMP | NUTRICIA | FLOCARE INFINITY III | 2023-04-05 | 960 |  | 2025-04-05
VENTILATOR | VENTILATOR | RESMED LTD | AIRSENSE 10 AUTOSET | 2023-04-04 | 3600
VENTILATOR | VENTILATOR | RESMED LTD | AIRSENSE 10 AUTOSET | 2023-04-04 | 3600
VENTILATOR | VENTILATOR | RESMED LTD | AIRSENSE 10 AUTOSET | 2023-04-04 | 3600
VENTILATOR | VENTILATOR | RESMED LTD | AIRSENSE 10 AUTOSET | 2023-04-04 | 3600
PLASTER SAW | PLASTER SAW WITH VACUUM | DESOUTTER MEDICAL | CC7 | 2023-04-05 | 3163.2 |  | 2024-04-05
SCALES | SCALES - FLUID | TERAOKA | DS-502 | 2023-04-06 | 226.8 |  | 2024-11-15
PATIENT WARMING SYSTEM | IOB WARMING UNIT | GBUK Group Ltd | IOB | 2023-04-03 | 636 | 2024-10-14 | 2025-10-14
PATIENT WARMING SYSTEM | IOB WARMING UNIT | GBUK Group Ltd | IOB | 2023-04-03 | 636 | 2024-06-17 | 2025-06-17
PATIENT WARMING SYSTEM | IOB WARMING UNIT | GBUK Group Ltd | IOB | 2023-04-03 | 636 |  | 2025-04-03
PACEMAKER PROGRAMMER | PACEMAKER PROGRAMMER | ST JUDE MEDICAL | 3650 | 2023-05-31 | 2400 |  | 2026-05-31
BLOOD GAS ANALYSER | BLOOD ANALYSER | CEPHEID | GENEXPERT IV | 2023-03-31 | 48586.56
COMPUTER - LAPTOP/NOTEBOOK | LAPTOP COMPUTER | DELL COMPUTERS | LATITUDE 5240 | 2023-03-31 | 1200
BLOOD GAS ANALYSER | BLOOD ANALYSER | CEPHEID | GENEXPERT IV | 2023-03-31 | 48586.56
COMPUTER - LAPTOP/NOTEBOOK | LAPTOP COMPUTER | DELL COMPUTERS | LATITUDE 5240 | 2023-03-31 | 1200
SUCTION CONTROLLER | CARDIOTHORACIC DRAINAGE | MEDELA | THOPAZ PLUS | 2023-03-30 | 4540.8
TILT CHAIR | TILT CHAIR - PRESSURE MANAGEMENT | CAREFLEX | MULTIADJUST | 2023-04-17 | 3063.6
TILT CHAIR | TILT CHAIR - PRESSURE MANAGEMENT | CAREFLEX | MULTIADJUST | 2023-04-17 | 3063.6
TILT CHAIR | TILT CHAIR - PRESSURE MANAGEMENT | CAREFLEX | MULTIADJUST | 2023-04-17 | 3063.6
SCALES | SCALES | ADAM EQUIPMENT | CKT4 | 2023-04-03 | 360 |  | 2024-11-15
ANALYSER-URINE CHEM | URINALYSIS MACHINE | SIEMENS LTD | CLINITEK STATUS+ | 2023-04-03 | 506.4
NASAL CPAP | NASAL CPAP | SEFAM | S.BOX | 2023-03-31 | 600
NASAL CPAP | NASAL CPAP | SEFAM | S.BOX | 2023-03-31 | 600
NASAL CPAP | NASAL CPAP | SEFAM | S.BOX | 2023-03-31 | 600
NASAL CPAP | NASAL CPAP | SEFAM | S.BOX | 2023-03-31 | 600
NASAL CPAP | NASAL CPAP | SEFAM | S.BOX | 2023-03-31 | 600
BLOOD GAS ANALYSER | BLOOD ANALYSER | CEPHEID | GENEXPERT IV | 2023-03-29 | 48353.664
COMPUTER - LAPTOP/NOTEBOOK | LAPTOP COMPUTER | DELL COMPUTERS | LATITUDE 5240 | 2023-03-30 | 1200
ELECTRIC COT | ELECTRIC COT | LINET UK | TOM 2 | 2024-04-17 | 3840 |  | 2024-07-15
ELECTRIC BED | SMART ACUTE CARE ELECTRIC BED | LINET UK | ELEGANZA 2 | 2024-04-17 | 2040 |  | 2025-04-17
COUCH | COUCH - ELECTRIC | AKRON | A2222/2/SHS | 2023-03-29 | 1200 |  | 2026-02-15
CARDIOGRAPH | CARDIOGRAPH | GE LIMITED | MAC7 | 2023-03-28 | 9270 | 2024-07-01 | 2025-07-01
TYMPANIC THERMOMETER | TYMPANIC THERMOMETER | BRAUN | PRO 6000 | 2023-03-28 | 178.8
TYMPANIC THERMOMETER | TYMPANIC THERMOMETER | BRAUN | PRO 6000 | 2023-03-28 | 178.8
CARDIOGRAPH | CARDIOGRAPH | GE LIMITED | MAC7 | 2023-03-27 | 9270 |  | 2024-03-27
DIATHERMY MACHINE | ELECTROSURGICAL GENERATOR ARGON BEAM | CONMED | HELIXAR | 2023-03-27 | 23512.812 | 2024-04-30 | 2025-10-15
CARDIOGRAPH | CARDIOGRAPH | GE LIMITED | MAC7 | 2023-03-27 | 9510 | 2024-05-15 | 2025-05-15
VITAL SIGNS MONITOR | VITAL SIGNS MONITOR: NIBP, SPO2, TEMP | WELCH ALLYN | 75CE CONNEX | 2023-03-24 | 2152.8 |  | 2026-03-24
VITAL SIGNS MONITOR | VITAL SIGNS MONITOR: NIBP, SPO2, TEMP | WELCH ALLYN | 75CE CONNEX | 2023-03-24 | 2152.8 |  | 2026-03-24
INFUSION PUMP | INFUSION PUMP | B.BRAUN | INFUSOMAT SPACE | 2023-04-13 | 1500 |  | 2025-04-16
OXIMETER MODULE | MRI SPO2 PATIENT MODULE | PHILIPS LTD | EXPRESSION MR SPO2 | 2023-06-13 | 2142
TRANSPORT MONITOR | PATIENT MONITOR INTELLIVUE X3 (6mm NIBP Port) | PHILIPS LTD | INTELLIVUE X3 (6mm NIBP) | 2023-06-07 | 4671.144 |  | 2026-06-05
MICROSCOPE OPERATING | MICROSCOPE OPERATING | ZEISS | KINEVO 900 | 2023-03-24 | 503358.708 |  | 2025-01-15
SCALES | SCALES - CHAIR | SECA | 959 | 2023-03-22 | 912 | 2023-11-28 | 2024-11-15
COUCH | OPERATING COUCH - POWERED | ANETIC AID | QA4 | 2023-03-21 | 10032 | 2024-09-12 | 2025-09-12
COUCH | OPERATING COUCH - POWERED | ANETIC AID | QA4 | 2023-03-21 | 10032 |  | 2024-03-21
HUMALACTOR | HUMALACTOR | MEDELA | SYMPHONY | 2023-03-21 | 2280 |  | 2025-03-21
HUMALACTOR | HUMALACTOR | ARDO | CALYPSO PRO | 2023-03-21 | 142.8
HUMALACTOR | HUMALACTOR | ARDO | CALYPSO PRO | 2023-03-21 | 142.8
HUMALACTOR | HUMALACTOR | ARDO | CALYPSO PRO | 2023-03-21 | 142.8
HUMALACTOR | HUMALACTOR | ARDO | CALYPSO PRO | 2023-03-21 | 142.8
HUMALACTOR | HUMALACTOR | ARDO | CALYPSO PRO | 2023-03-21 | 142.8
HUMALACTOR | HUMALACTOR | ARDO | CALYPSO PRO | 2023-03-21 | 142.8
HUMALACTOR | HUMALACTOR | ARDO | CALYPSO PRO | 2023-03-21 | 142.8
HUMALACTOR | HUMALACTOR | ARDO | CALYPSO PRO | 2023-03-21 | 142.8
HUMALACTOR | HUMALACTOR | ARDO | CALYPSO PRO | 2023-03-21 | 142.8
HUMALACTOR | HUMALACTOR | ARDO | CALYPSO PRO | 2023-03-21 | 142.8
HUMIDIFIER | HUMIDIFIER | F & P | MR850 | 2023-03-20 | 1320 |  | 2025-06-01
HUMIDIFIER | HUMIDIFIER | F & P | MR850 | 2023-03-20 | 1320 |  | 2025-06-01
HUMIDIFIER | HUMIDIFIER | F & P | MR850 | 2023-03-20 | 1320 |  | 2025-06-01
PATIENT WARMING SYSTEM | IOB WARMING UNIT | GBUK Group Ltd | IOB | 2023-03-22 | 636 |  | 2025-04-01
PATIENT WARMING SYSTEM | IOB WARMING UNIT | GBUK Group Ltd | IOB | 2023-03-22 | 636 | 2024-10-28 | 2025-10-28
PATIENT WARMING SYSTEM | IOB WARMING UNIT | GBUK Group Ltd | IOB | 2023-03-22 | 636 | 2024-05-07 | 2025-05-07
PATIENT WARMING SYSTEM | IOB WARMING UNIT | GBUK Group Ltd | IOB | 2023-03-22 | 636 | 2024-07-01 | 2025-07-01
PATIENT WARMING SYSTEM | IOB WARMING UNIT | GBUK Group Ltd | IOB | 2023-03-22 | 636 |  | 2025-02-12
PATIENT WARMING SYSTEM | IOB WARMING UNIT | GBUK Group Ltd | IOB | 2023-03-22 | 636 | 2024-07-26 | 2025-07-26
PATIENT WARMING SYSTEM | IOB WARMING UNIT | GBUK Group Ltd | IOB | 2023-03-22 | 636 | 2024-05-22 | 2025-05-22
PATIENT WARMING SYSTEM | IOB WARMING UNIT | GBUK Group Ltd | IOB | 2023-03-22 | 636 | 2024-07-09 | 2025-07-09
PATIENT WARMING SYSTEM | IOB WARMING UNIT | GBUK Group Ltd | IOB | 2023-03-22 | 636 |  | 2025-04-01
PATIENT WARMING SYSTEM | IOB WARMING UNIT | GBUK Group Ltd | IOB | 2023-03-22 | 636 |  | 2025-04-01
PATIENT WARMING SYSTEM | IOB WARMING UNIT | GBUK Group Ltd | IOB | 2023-03-22 | 636 | 2024-04-03 | 2025-04-03
PATIENT WARMING SYSTEM | IOB WARMING UNIT | GBUK Group Ltd | IOB | 2023-03-22 | 636 | 2024-07-30 | 2025-07-30
PATIENT WARMING SYSTEM | IOB WARMING UNIT | GBUK Group Ltd | IOB | 2023-03-22 | 636 | 2024-04-29 | 2025-04-29
PATIENT WARMING SYSTEM | IOB WARMING UNIT | GBUK Group Ltd | IOB | 2023-03-22 | 636 | 2024-04-03 | 2025-04-03
TORQUE WRENCH | TORQUE WRENCH 2.5-25 NCM | WERA | CLICK TORQUE A5 | 2023-06-12 | 188.016 |  | 2025-06-08
TYMPANIC THERMOMETER | TYMPANIC THERMOMETER | BRAUN | PRO 6000 | 2023-08-31 | 178.8
TYMPANIC THERMOMETER | TYMPANIC THERMOMETER | BRAUN | PRO 6000 | 2023-08-29 | 178.8
TYMPANIC THERMOMETER | TYMPANIC THERMOMETER | BRAUN | PRO 6000 | 2023-08-29 | 178.8
TYMPANIC THERMOMETER | TYMPANIC THERMOMETER | BRAUN | PRO 6000 | 2023-08-29 | 178.8
TYMPANIC THERMOMETER | TYMPANIC THERMOMETER | BRAUN | PRO 6000 | 2023-08-15 | 178.8
TYMPANIC THERMOMETER | TYMPANIC THERMOMETER | BRAUN | PRO 6000 | 2023-08-02 | 178.8
TYMPANIC THERMOMETER | TYMPANIC THERMOMETER | BRAUN | PRO 6000 | 2023-08-03 | 178.8
TYMPANIC THERMOMETER | TYMPANIC THERMOMETER | BRAUN | PRO 6000 | 2023-07-27 | 178.8
TYMPANIC THERMOMETER | TYMPANIC THERMOMETER | BRAUN | PRO 6000 | 2023-07-27 | 178.8
TYMPANIC THERMOMETER | TYMPANIC THERMOMETER | BRAUN | PRO 6000 | 2023-07-27 | 178.8
TYMPANIC THERMOMETER | TYMPANIC THERMOMETER | BRAUN | PRO 6000 | 2023-07-25 | 178.8
TYMPANIC THERMOMETER | TYMPANIC THERMOMETER | BRAUN | PRO 6000 | 2023-07-19 | 178.8
TYMPANIC THERMOMETER | TYMPANIC THERMOMETER | BRAUN | PRO 6000 | 2023-07-12 | 178.8
TYMPANIC THERMOMETER | TYMPANIC THERMOMETER | BRAUN | PRO 6000 | 2023-06-15 | 178.8
TYMPANIC THERMOMETER | TYMPANIC THERMOMETER | BRAUN | PRO 6000 | 2023-06-13 | 178.8
TYMPANIC THERMOMETER | TYMPANIC THERMOMETER | BRAUN | PRO 6000 | 2023-06-02 | 178.8
TYMPANIC THERMOMETER | TYMPANIC THERMOMETER | BRAUN | PRO 6000 | 2023-05-23 | 178.8
TYMPANIC THERMOMETER | TYMPANIC THERMOMETER | BRAUN | PRO 6000 | 2023-05-23 | 178.8
TYMPANIC THERMOMETER | TYMPANIC THERMOMETER | BRAUN | PRO 6000 | 2023-04-27 | 178.8
TYMPANIC THERMOMETER | TYMPANIC THERMOMETER | BRAUN | PRO 6000 | 2023-04-20 | 178.8
TYMPANIC THERMOMETER | TYMPANIC THERMOMETER | BRAUN | PRO 6000 | 2023-04-26 | 178.8
TYMPANIC THERMOMETER | TYMPANIC THERMOMETER | BRAUN | PRO 6000 | 2023-04-13 | 178.8
TYMPANIC THERMOMETER | TYMPANIC THERMOMETER | BRAUN | PRO 6000 | 2023-04-13 | 178.8
TYMPANIC THERMOMETER | TYMPANIC THERMOMETER | BRAUN | PRO 6000 | 2023-03-28 | 178.8
TYMPANIC THERMOMETER | TYMPANIC THERMOMETER | BRAUN | PRO 6000 | 2023-03-24 | 178.8
TYMPANIC THERMOMETER | TYMPANIC THERMOMETER | BRAUN | PRO 6000 | 2023-03-28 | 178.8
TYMPANIC THERMOMETER | TYMPANIC THERMOMETER | BRAUN | PRO 6000 | 2023-03-17 | 178.8
TYMPANIC THERMOMETER | TYMPANIC THERMOMETER | BRAUN | PRO 6000 | 2023-03-17 | 178.8
TYMPANIC THERMOMETER | TYMPANIC THERMOMETER | BRAUN | PRO 6000 | 2023-03-17 | 178.8
TYMPANIC THERMOMETER | TYMPANIC THERMOMETER | BRAUN | PRO 6000 | 2023-03-17 | 178.8
TYMPANIC THERMOMETER | TYMPANIC THERMOMETER | BRAUN | PRO 6000 | 2023-03-16 | 178.8
TYMPANIC THERMOMETER | TYMPANIC THERMOMETER | BRAUN | PRO 6000 | 2023-03-15 | 178.8
TYMPANIC THERMOMETER | TYMPANIC THERMOMETER | BRAUN | PRO 6000 | 2023-03-14 | 178.8
IMPLANT DRILL | IMPLANT DRILL | W&H UK LTD | IMPLANTMED | 2023-03-21 | 10384.272 |  | 2025-03-20
HANDPIECE MICROMOTOR | ELECTRIC MOTOR | W&H UK LTD | EM-19 LC | 2023-03-21 | 10384.8
IMPLANT DRILL | IMPLANT DRILL | W&H UK LTD | IMPLANTMED | 2023-03-21 | 10384.272 |  | 2025-03-20
IMPLANT DRILL | IMPLANT DRILL | W&H UK LTD | IMPLANTMED | 2023-03-20 | 10384.272 |  | 2025-03-20
HANDPIECE MICROMOTOR | ELECTRIC MOTOR | W&H UK LTD | EM-19 LC | 2023-03-21 | 10384.8
SCALES | SCALES - STAND ON | MARSDEN | M-420 | 2023-03-16 | 300 |  | 2024-11-15
HANDPIECE | DENTAL HANDPIECE | W&H UK LTD | TREND WD56 | 2023-03-13 | 480
VITAL SIGNS MONITOR | VITAL SIGNS MONITOR: NBP | OMRON | HBP-1320 (HBP-1320-E) | 2023-03-10 | 324 |  | 2024-03-10
SUCTION UNIT | PORTABLE SUCTION UNIT | LAERDAL | LCSU4 | 2023-03-08 | 531.264 |  | 2026-08-12
HEADLIGHT SYSTEM | HEADLIGHT SYSTEM | RIESTER | RI-FOCUS LED | 2023-03-07 | 126.252
HEADLIGHT SYSTEM | HEADLIGHT SYSTEM | RIESTER | RI-FOCUS LED | 2023-03-07 | 126.252
HEADLIGHT SYSTEM | HEADLIGHT SYSTEM | RIESTER | RI-FOCUS LED | 2023-03-03 | 126.252
HEADLIGHT SYSTEM | HEADLIGHT SYSTEM | RIESTER | RI-FOCUS LED | 2023-03-03 | 126.252
HEADLIGHT SYSTEM | HEADLIGHT SYSTEM | RIESTER | RI-FOCUS LED | 2023-03-03 | 126.252
HEADLIGHT SYSTEM | HEADLIGHT SYSTEM | RIESTER | RI-FOCUS LED | 2023-03-03 | 126.252
LIGHT CURE UNIT | LIGHT CURE UNIT | OPTIMA LTD | BA OPTIMA 10 | 2023-03-03 | 360 | 2024-05-15 | 2025-04-15
OPHTHALMOSCOPE | OPHTHALMOSCOPE | KEELER | STANDARD(OPTHALMO) | 2023-03-01 | 134.268
OPHTHALMOSCOPE-INDIRECT | VANTAGE PLUS LED/BULB | KEELER | 1205-P-1020 | 2023-02-28 | 3594 |  | 2025-02-03
CHARGER UNIT | INDIRECT OPHTHALMOSCOPE CHARGER SLIM LINE | KEELER | 1945-P-5019 | 2023-02-28 | 0 |  | 2025-02-03
REGULATOR | REGULATOR - OXYGEN - BULLNOSE DIAL | THERAPY EQUIPMENT | 5050 | 2023-02-21 | 192 |  | 2024-02-21
SOUND LEVEL METER | SOUND LEVEL METER | MERCURY | TSL01 | 2023-02-16 | 72 | 2023-03-01 10:01 | 2024-03-01
SOUND LEVEL METER | SOUND LEVEL METER | MERCURY | TSL01 | 2023-02-16 | 72 | 2023-03-01 09:59 | 2024-03-01
SOUND LEVEL METER | SOUND LEVEL METER | MERCURY | TSL01 | 2023-02-16 | 72 | 2024-06-13 | 2025-06-13
SOUND LEVEL METER | SOUND LEVEL METER | MERCURY | TSL01 | 2023-02-16 | 72 | 2024-06-13
SOUND LEVEL METER | SOUND LEVEL METER | MERCURY | TSL01 | 2023-02-16 | 72 | 2024-10-18 | 2024-02-15
DIATHERMY MACHINE | DIATHERMY MACHINE | ERBE | VIO 200D | 2023-02-27 | 13062 |  | 2024-02-15
DIATHERMY MACHINE | ARGON PLASMA COAGULATION UNIT | ERBE | APC 2 | 2023-02-27 | 13062 |  | 2024-02-15
TROLLEY | TROLLEY - ARGON DIATHERMY | ERBE | VIO CART | 2023-02-27 | 600 |  | 2024-02-15
HANDPIECE | STRAIGHT HANDPIECE | NSK | FX65M 1:1 | 2023-02-16 | 181.2
RETINAL CAMERA | 3D OPTICAL COHERENCE TOMOGRAPHY | TOPCON | 3D OCT-1 MAESTRO2 | 2023-02-15 | 38400 | 2024-04-17 | 2025-04-17
SLIT LAMP TABLE | INSTRUMENT SLIT LAMP TABLE | TOPCON | ATE-600 | 2023-02-15 | 1548 | 2024-04-12 | 2025-02-15
COUCH | COUCH - GYNAECOLOGICAL EXAMINATION | SEERS MEDICAL | SM8583D | 2023-02-17 | 1440 |  | 2024-02-17
HANDPIECE MICROMOTOR | ENDO MOTOR | VDW | VDW.SILVER RECIPROC | 2023-02-13 | 1434 |  | 2024-08-15
HANDPIECE MICROMOTOR | ENDO MOTOR | VDW | VDW.SILVER RECIPROC | 2023-02-13 | 1434 |  | 2024-08-15
HEATED GUTTA-PERCHA UNIT | OBTURATION DEVICE | DENTSPLY LTD | AEU-55M | 2023-01-30 | 2503.2 | 2023-11-30 | 2024-11-30
CARDIOGRAPH | CARDIOVIT | SCHILLER MED | FT-1 | 2023-02-14 | 1680 | 2024-01-15 | 2025-01-05
POWERED TABLE | K2 TABLE | 2020 MEDICAL SYSTEMS INC. | K2-230C | 2023-01-25 | 3600 | 2024-02-05 | 2025-01-15
VIS/FIELD ANALYSER | VISUAL FIELD ANALYSER | ZEISS | 840 | 2023-01-25 | 28097.568 |  | 2024-01-15
POWERED TABLE | K2 TABLE | 2020 MEDICAL SYSTEMS INC. | K2-230C | 2023-01-25 | 3600 | 2024-01-29 | 2025-01-15
VIS/FIELD ANALYSER | VISUAL FIELD ANALYSER | ZEISS | 840 | 2023-01-25 | 28097.568 |  | 2024-01-15
SUCTION CONTROLLER | HIGH SUCTION CONTROLLER | THERAPY EQUIPMENT | DIAMOND RANGE HIGH | 2023-03-07 | 156
SUCTION CONTROLLER | HIGH SUCTION CONTROLLER | THERAPY EQUIPMENT | DIAMOND RANGE HIGH | 2023-03-16 | 156
TYMPANIC THERMOMETER | TYMPANIC THERMOMETER CONNEX MONITOR | WELCH ALLYN | PRO 6000 CONNEX | 2023-03-09 | 278.976
TYMPANIC THERMOMETER | TYMPANIC THERMOMETER | BRAUN | PRO 6000 | 2023-03-14 | 178.8
SUCTION CONTROLLER | HIGH SUCTION CONTROLLER | THERAPY EQUIPMENT | DIAMOND RANGE HIGH | 2023-08-18 | 156
TYMPANIC THERMOMETER | TYMPANIC THERMOMETER | BRAUN | PRO 6000 | 2023-03-09 | 178.8
TYMPANIC THERMOMETER | TYMPANIC THERMOMETER | BRAUN | PRO 6000 | 2023-03-08 | 178.8
TYMPANIC THERMOMETER | TYMPANIC THERMOMETER | BRAUN | PRO 6000 | 2023-03-08 | 178.8
DIETARY FEED PUMP | ENTERAL FEEDING PUMP | NUTRICIA | FLOCARE INFINITY III | 2023-03-06 | 960 |  | 2025-03-06
SUCTION CONTROLLER | THORACIC SUCTION | THERAPY EQUIPMENT | DIAMOND RANGE THORACIC | 2023-03-06 | 205.2
SUCTION CONTROLLER | DIAMOND LOW SUCTION CONTROLLER- MEDI RAIL 1.5M HOSE | THERAPY EQUIPMENT | 7725 DIAMOND RANGE LOW | 2023-03-06 | 201.6
SUCTION CONTROLLER | THORACIC SUCTION CONTROLLER - MEDI RAIL 1.5M HOSE | THERAPY EQUIPMENT | 7745 DIAMOND RANGE THORACIC | 2023-03-01 | 301.2
AMBULATORY ARRHYTHMIA MONITOR | AMBULATORY ECG RECORDER | SPACELABS | LIFECARD CF | 2023-02-28 | 2152.8
AMBULATORY ARRHYTHMIA MONITOR | AMBULATORY ECG RECORDER | SPACELABS | LIFECARD CF | 2023-02-28 | 2152.8
AMBULATORY ARRHYTHMIA MONITOR | AMBULATORY ECG RECORDER | SPACELABS | LIFECARD CF | 2023-02-28 | 2152.8
TYMPANIC THERMOMETER | TYMPANIC THERMOMETER | BRAUN | PRO 6000 | 2023-02-27 | 178.8
TYMPANIC THERMOMETER | TYMPANIC THERMOMETER | BRAUN | PRO 6000 | 2023-02-24 | 178.8
HUMIDIFIER | HUMIDIFIER | HAMILTON MEDICAL | HAMILTON-H900 | 2023-02-17 | 1800 | 2024-03-18 | 2025-02-17
HUMIDIFIER | HUMIDIFIER | HAMILTON MEDICAL | HAMILTON-H900 | 2023-02-17 | 1800 | 2024-04-19 | 2025-02-17
HUMIDIFIER | HUMIDIFIER | HAMILTON MEDICAL | HAMILTON-H900 | 2023-02-17 | 1800 | 2024-03-18 | 2025-02-17
HUMIDIFIER | HUMIDIFIER | HAMILTON MEDICAL | HAMILTON-H900 | 2023-02-17 | 1800 | 2024-04-19 | 2025-02-17
SUCTION CONTROLLER | HIGH SUCTION CONTROLLER | THERAPY EQUIPMENT | DIAMOND RANGE HIGH | 2023-02-14 | 156
SUCTION CONTROLLER | HIGH SUCTION CONTROLLER | THERAPY EQUIPMENT | DIAMOND RANGE HIGH | 2023-02-14 | 156
VENTILATOR | VENTILATOR | BREAS MEDICAL | NIPPY 4+ | 2023-02-13 | 4560 |  | 2025-02-01
VENTILATOR | VENTILATOR | BREAS MEDICAL | NIPPY 4+ | 2023-02-13 | 4560 |  | 2025-02-01
DIETARY FEED PUMP | ENTERAL FEEDING PUMP | NUTRICIA | FLOCARE INFINITY III | 2023-06-08 | 960 |  | 2024-12-01
DIETARY FEED PUMP | ENTERAL FEEDING PUMP | NUTRICIA | FLOCARE INFINITY III | 2023-06-16 | 960 |  | 2024-12-01
TRANSILLUMINATOR | VEIN VIEWING SYSTEM | ACCUVEIN | AV400 | 2023-05-05 | 2052
TYMPANIC THERMOMETER | TYMPANIC THERMOMETER | BRAUN | PRO 6000 | 2023-04-26 | 178.8
TYMPANIC THERMOMETER | TYMPANIC THERMOMETER | BRAUN | PRO 6000 | 2023-04-20 | 178.8
DIETARY FEED PUMP | ENTERAL FEEDING PUMP | NUTRICIA | FLOCARE INFINITY III | 2023-04-05 | 960 |  | 2024-12-01
SUCTION CONTROLLER | HIGH SUCTION CONTROLLER | THERAPY EQUIPMENT | DIAMOND RANGE HIGH | 2023-02-02 | 107.4
SUCTION CONTROLLER | HIGH SUCTION CONTROLLER | THERAPY EQUIPMENT | DIAMOND RANGE HIGH | 2023-02-02 | 107.4
TYMPANIC THERMOMETER | TYMPANIC THERMOMETER CONNEX MONITOR | WELCH ALLYN | PRO 6000 CONNEX | 2023-02-13 | 278.976
TYMPANIC THERMOMETER | TYMPANIC THERMOMETER | BRAUN | PRO 6000 | 2023-01-27 | 178.8
CARDIOGRAPH | CARDIOGRAPH | GE LIMITED | MAC7 | 2023-03-09 | 9510 | 2024-09-13 | 2025-09-13
SCAVENGING UNIT | CONTRAFLURAN ANAESTHETIC GAS CAPTURE SYSTEM | ZEOSYS MEDICAL GMBH | SENSOfluran Plus | 2023-03-14 | 582 | 2024-03-15 | 2025-06-01
SCAVENGING UNIT | CONTRAFLURAN ANAESTHETIC GAS CAPTURE SYSTEM | ZEOSYS MEDICAL GMBH | SENSOfluran Plus | 2023-03-14 | 582 | 2024-03-15 | 2024-12-01
TYMPANIC THERMOMETER | TYMPANIC THERMOMETER | BRAUN | PRO 6000 | 2023-03-09 | 178.8
TYMPANIC THERMOMETER | TYMPANIC THERMOMETER | BRAUN | PRO 6000 | 2023-03-09 | 178.8
TYMPANIC THERMOMETER | TYMPANIC THERMOMETER | BRAUN | PRO 6000 | 2023-03-09 | 178.8
TYMPANIC THERMOMETER | TYMPANIC THERMOMETER | BRAUN | PRO 6000 | 2023-03-09 | 178.8
CARDIOGRAPH | CARDIOGRAPH | GE LIMITED | MAC7 | 2023-03-08 | 9510 | 2024-07-22 | 2025-07-22
PATIENT WARMING SYSTEM | IOB WARMING UNIT | GBUK Group Ltd | IOB | 2023-03-09 | 636 | 2024-03-01 | 2025-03-09
PATIENT WARMING SYSTEM | IOB WARMING UNIT | GBUK Group Ltd | IOB | 2023-03-07 | 636 | 2024-10-18 | 2025-10-18
PATIENT WARMING SYSTEM | IOB WARMING UNIT | GBUK Group Ltd | IOB | 2023-03-07 | 636 | 2024-04-02 | 2025-04-02
VENTILATOR | VENTILATOR | BREAS MEDICAL | NIPPY 4+ | 2023-03-02 | 4560 |  | 2025-03-01
VENTILATOR | VENTILATOR | BREAS MEDICAL | NIPPY 4+ | 2023-03-02 | 4560 |  | 2025-03-01
VENTILATOR | VENTILATOR | BREAS MEDICAL | NIPPY CLEARWAY 2 | 2023-02-28 | 5400 | 2024-08-05 | 2025-08-05
SUCTION CONTROLLER | CARDIOTHORACIC DRAINAGE | MEDELA | THOPAZ PLUS | 2023-02-27 | 4540.8
SUCTION CONTROLLER | CARDIOTHORACIC DRAINAGE | MEDELA | THOPAZ PLUS | 2023-02-27 | 4540.8
SCAVENGING UNIT | CONTRAFLURAN ANAESTHETIC GAS CAPTURE SYSTEM | ZEOSYS MEDICAL GMBH | SENSOfluran Plus | 2023-03-13 | 582 | 2023-12-08 | 2024-12-15
SCAVENGING UNIT | CONTRAFLURAN ANAESTHETIC GAS CAPTURE SYSTEM | ZEOSYS MEDICAL GMBH | SENSOfluran Plus | 2023-03-13 | 582 | 2024-05-17 | 2025-06-01
DIETARY FEED PUMP | ENTERAL FEEDING PUMP | NUTRICIA | FLOCARE INFINITY III | 2023-02-27 | 960 |  | 2025-02-27
VAPORIZERS | VAPORIZER - ISOFLURANE | DATEX-OHMEDA | ISOTEC-5 | 2023-02-24 | 230.4 |  | 2026-02-24
SCAVENGING UNIT | CONTRAFLURAN ANAESTHETIC GAS CAPTURE SYSTEM | ZEOSYS MEDICAL GMBH | SENSOfluran Plus | 2023-02-27 | 582 | 2023-12-15 | 2024-12-15
SCAVENGING UNIT | CONTRAFLURAN ANAESTHETIC GAS CAPTURE SYSTEM | ZEOSYS MEDICAL GMBH | SENSOfluran Plus | 2023-02-27 | 582 | 2023-12-09 | 2024-12-15
SCAVENGING UNIT | CONTRAFLURAN ANAESTHETIC GAS CAPTURE SYSTEM | ZEOSYS MEDICAL GMBH | SENSOfluran Plus | 2023-02-27 | 582 |  | 2024-12-11
SCAVENGING UNIT | CONTRAFLURAN ANAESTHETIC GAS CAPTURE SYSTEM | ZEOSYS MEDICAL GMBH | SENSOfluran Plus | 2023-02-27 | 582 | 2023-11-25 | 2024-12-15
SCAVENGING UNIT | CONTRAFLURAN ANAESTHETIC GAS CAPTURE SYSTEM | ZEOSYS MEDICAL GMBH | SENSOfluran Plus | 2023-02-27 | 582 | 2023-03-03 11:42 | 2024-12-11
SCAVENGING UNIT | CONTRAFLURAN ANAESTHETIC GAS CAPTURE SYSTEM | ZEOSYS MEDICAL GMBH | SENSOfluran Plus | 2023-02-27 | 582 | 2023-12-15 | 2024-12-15
SCAVENGING UNIT | CONTRAFLURAN ANAESTHETIC GAS CAPTURE SYSTEM | ZEOSYS MEDICAL GMBH | SENSOfluran Plus | 2023-02-27 | 582 | 2023-03-03 11:43 | 2024-12-11
SCAVENGING UNIT | CONTRAFLURAN ANAESTHETIC GAS CAPTURE SYSTEM | ZEOSYS MEDICAL GMBH | SENSOfluran Plus | 2023-02-27 | 582 | 2023-11-25 | 2024-12-15
SCAVENGING UNIT | CONTRAFLURAN ANAESTHETIC GAS CAPTURE SYSTEM | ZEOSYS MEDICAL GMBH | SENSOfluran Plus | 2023-02-27 | 582 | 2023-03-03 11:40 | 2024-12-11
SCAVENGING UNIT | CONTRAFLURAN ANAESTHETIC GAS CAPTURE SYSTEM | ZEOSYS MEDICAL GMBH | SENSOfluran Plus | 2023-02-27 | 582 | 2023-11-25 | 2024-12-15
VENTILATOR | VENTILATOR | BREAS MEDICAL | NIPPY 4+ | 2023-02-24 | 4560 |  | 2025-02-01
VENTILATOR | VENTILATOR | BREAS MEDICAL | NIPPY 4+ | 2023-02-24 | 4560 |  | 2025-02-01
DIETARY FEED PUMP | ENTERAL FEEDING PUMP | NUTRICIA | FLOCARE INFINITY III | 2023-02-23 | 960 |  | 2025-02-23
DIETARY FEED PUMP | ENTERAL FEEDING PUMP | NUTRICIA | FLOCARE INFINITY III | 2023-02-23 | 960 |  | 2025-02-23
SUCTION UNIT | MOBILE THEATRE SUCTION | THERAPY EQUIPMENT | 7763/SERRES | 2023-02-22 | 550.8
VENTILATOR | VENTILATOR | RESMED LTD | AIRSENSE 10 AUTOSET | 2023-02-22 | 3600
VENTILATOR | VENTILATOR | BREAS MEDICAL | NIPPY 4+ | 2023-02-22 | 4560 |  | 2025-02-01
VENTILATOR | VENTILATOR | BREAS MEDICAL | NIPPY 4+ | 2023-02-22 | 4560 |  | 2025-02-01
BATTERY CHARGER | BATTERY CHARGER - LI-ION 2 BANK CLICK IN | BREAS MEDICAL | 2 BANK 007573 | 2023-02-22 | 453.6
BATTERY CHARGER | BATTERY CHARGER - LI-ION 2 BANK CLICK IN | BREAS MEDICAL | 2 BANK 007573 | 2023-02-22 | 453.6
BATTERY CHARGER | BATTERY CHARGER - LI-ION 2 BANK CLICK IN | BREAS MEDICAL | 2 BANK 007573 | 2023-02-22 | 453.6
BATTERY CHARGER | BATTERY CHARGER - LI-ION 2 BANK CLICK IN | BREAS MEDICAL | 2 BANK 007573 | 2023-02-22 | 453.6
MEDICAL GAS HOSE | EXTENSION HOSE - MEDICAL AIR - 3M 7 BAR | MEC CO. LTD | 19224HA | 2023-02-21 | 113.4 |  | 2027-02-21
CHARGER | AC/DC CHARGER - OXYLOG 3000 | DRAEGER | OXYLOG AC/DC | 2023-07-12 | 174.18
MEDICAL GAS HOSE | EXTENSION HOSE AIR MRI | MEC MEDICAL LTD | HA68165 | 2023-05-18 | 146.4 |  | 2027-05-18
TYMPANIC THERMOMETER | TYMPANIC THERMOMETER | BRAUN | PRO 6000 | 2023-02-21 | 178.8
VENTILATOR | VENTILATOR | BREAS MEDICAL | NIPPY 4+ | 2023-02-17 | 4560 |  | 2025-02-01
VENTILATOR | VENTILATOR | BREAS MEDICAL | NIPPY 4+ | 2023-02-17 | 4560 |  | 2025-02-01
VITAL SIGNS MONITOR | VITAL SIGNS MONITOR: NBP | OMRON | HBP-1320 (HBP-1320-E) | 2024-04-17 | 324 |  | 2025-04-17
SCALES | SCALES - CHAIR | SECA | 959 | 2023-02-13 | 912 | 2023-11-28 | 2024-11-15
SUCTION UNIT | MOBILE THEATRE SUCTION | THERAPY EQUIPMENT | 7763/SERRES | 2023-02-22 | 550.8
NEBULIZER | NEBULIZER | PARI MEDICAL | PARI BOY CLASSIC | 2023-02-09 | 410.4
NEBULIZER | NEBULIZER | PARI MEDICAL | PARI BOY CLASSIC | 2023-02-09 | 410.4
NEBULIZER | NEBULIZER | PARI MEDICAL | PARI BOY CLASSIC | 2023-02-09 | 410.4
NEBULIZER | NEBULIZER | PARI MEDICAL | PARI BOY CLASSIC | 2023-02-09 | 410.4
HEATER BLOCK | HEATER BLOCK | COLE-PARMER | BH-200D-2 | 2023-06-27 | 952.8 |  | 2025-01-15
DIATHERMY MACHINE | ELECTROSURGICAL GENERATOR ARGON BEAM | CONMED | HELIXAR | 2023-04-21 | 23512.812 | 2024-05-10 | 2025-05-10
SPHYGMOMANOMETER | SPHYGMOMANOMETER | HILL-ROM | 7670-01S | 2023-03-24 | 180
DIAGNOSTIC SYSTEM | DIAGNOSTIC SYSTEM - WALL TRANSFORMER | WELCH ALLYN | GS777 | 2023-03-22 | 600
CHAIR | PHLEBOTOMY CHAIR, VARIABLE HEIGHT, THREE SECTION, HYDRAULIC, COSTAL BLUE | BRISTOL MAID (HOSP.M.CRAFT) | EC5305/VCB | 2023-02-24 | 1902 |  | 2026-04-15
VENTILATOR | VENTILATOR | BREAS MEDICAL | NIPPY CLEARWAY | 2023-02-08 | 5400 | 2024-03-13 | 2025-04-08
SCALES | SCALES - STAND ON | SECA | 875 | 2023-02-07 | 178.8 | 2023-12-06 | 2024-11-15
SCALES | SCALES - STAND ON | SECA | 875 | 2023-02-07 | 178.8 | 2023-12-06 | 2024-11-15
ULTRASOUND PROBE | ULTRASOUND PROBE | ECHOSENS | XL+ | 2023-03-10 | 20040 | 2024-03-08
ULTRASOUND PROBE | ULTRASOUND PROBE | ECHOSENS | M+ | 2023-03-10 | 20040 | 2024-03-08
ULTRASOUND SCANNER | LIVER SCANNER | ECHOSENS | FIBROSCAN 430 MINI | 2023-03-10 | 62479.2 | 2024-03-08 | 2025-03-08
COUCH | OPERATING COUCH - POWERED | ANETIC AID | QA4 | 2023-03-20 | 10032 | 2024-09-12 | 2025-09-12
COUCH | OPERATING COUCH - POWERED | ANETIC AID | QA4 | 2023-03-20 | 10032 |  | 2024-03-15
SCAVENGING UNIT | CONTRAFLURAN ANAESTHETIC GAS CAPTURE SYSTEM | ZEOSYS MEDICAL GMBH | SENSOfluran Plus | 2023-03-15 | 582 | 2023-11-24 | 2024-12-15
TILT CHAIR | TILT CHAIR MECHANICAL | OCURA HEALTHCARE FURNITURE LIMITED | MAURO | 2023-02-03 | 2160
TILT CHAIR | TILT CHAIR MECHANICAL | OCURA HEALTHCARE FURNITURE LIMITED | MAURO | 2023-02-03 | 2160
TILT CHAIR | TILT CHAIR MECHANICAL | OCURA HEALTHCARE FURNITURE LIMITED | MAURO | 2023-02-03 | 2160
TILT CHAIR | TILT CHAIR MECHANICAL | OCURA HEALTHCARE FURNITURE LIMITED | MAURO | 2023-02-03 | 2160
TILT CHAIR | TILT CHAIR MECHANICAL | OCURA HEALTHCARE FURNITURE LIMITED | MAURO | 2023-02-03 | 2160
VENTILATOR | TRANSPORT VENTILATOR | HAMILTON MEDICAL | T1 | 2023-02-02 | 19212.024 | 2024-01-23 | 2025-02-02
SCALES | SCALES - STAND ON | SECA | 875 | 2023-02-01 | 178.8 |  | 2024-11-15
SCALES | SCALES - STAND ON | SECA | 875 | 2023-02-01 | 178.8 |  | 2024-11-15
SCALES | SCALES - STAND ON | SECA | 875 | 2023-02-01 | 178.8 |  | 2024-11-15
COUCH | COUCH - OPERATING | ANETIC AID | QA3 EMERGENCY | 2023-01-31 | 3594 | 2023-01-31 10:09 | 2026-01-31
ANTI-STATIC MAT | BURIED LAYER DISSIPATIVE MAT | RS | 466-1643 | 2023-01-27 | 61.848 |  | 2025-01-27
ANTI-STATIC MAT | BURIED LAYER DISSIPATIVE MAT | RS | 466-1643 | 2023-01-27 | 61.848 |  | 2025-01-27
ANTI-STATIC MAT | BURIED LAYER DISSIPATIVE MAT | RS | 466-1643 | 2023-01-27 | 61.848 |  | 2025-01-27
ANTI-STATIC MAT | BURIED LAYER DISSIPATIVE MAT | RS | 466-1643 | 2023-01-27 | 61.848 |  | 2025-01-27
ANTI-STATIC MAT | BURIED LAYER DISSIPATIVE MAT | RS | 466-1643 | 2023-01-27 | 61.848 |  | 2025-01-27
ANTI-STATIC MAT | BURIED LAYER DISSIPATIVE MAT | RS | 466-1643 | 2023-01-27 | 61.848 |  | 2025-01-27
ANTI-STATIC MAT | BURIED LAYER DISSIPATIVE MAT | RS | 466-1643 | 2023-01-27 | 61.848 |  | 2025-01-27
VENTILATOR | VENTILATOR | BREAS MEDICAL | NIPPY 4+ | 2023-01-25 | 4560 |  | 2025-01-01
VENTILATOR | VENTILATOR | BREAS MEDICAL | NIPPY 4+ | 2023-01-25 | 4560 |  | 2025-01-01
BATTERY CHARGER | BATTERY CHARGER - LI-ION 2 BANK CLICK IN | BREAS MEDICAL | 2 BANK 007573 | 2023-01-25 | 453.6
PRINTER | PRINTER - LASER MONO | HP | LASERJET PRO M404DN | 2023-01-24 | 264
DIETARY FEED PUMP | ENTERAL FEEDING PUMP | NUTRICIA | FLOCARE INFINITY | 2023-03-17 | 960 |  | 2025-03-15
DIETARY FEED PUMP | ENTERAL FEEDING PUMP | NUTRICIA | FLOCARE INFINITY | 2023-03-17 | 960 |  | 2025-03-15
DIETARY FEED PUMP | ENTERAL FEEDING PUMP | NUTRICIA | FLOCARE INFINITY | 2023-03-17 | 960 |  | 2025-03-15
DIETARY FEED PUMP | ENTERAL FEEDING PUMP | NUTRICIA | FLOCARE INFINITY | 2023-03-17 | 960 |  | 2025-03-15
DIETARY FEED PUMP | ENTERAL FEEDING PUMP | NUTRICIA | FLOCARE INFINITY | 2023-03-17 | 960 |  | 2025-03-15
DIETARY FEED PUMP | ENTERAL FEEDING PUMP | NUTRICIA | FLOCARE INFINITY | 2023-03-17 | 960 |  | 2025-03-15
DIETARY FEED PUMP | ENTERAL FEEDING PUMP | NUTRICIA | FLOCARE INFINITY | 2023-03-17 | 960 |  | 2025-03-15
DIETARY FEED PUMP | ENTERAL FEEDING PUMP | NUTRICIA | FLOCARE INFINITY | 2023-03-17 | 960 |  | 2025-03-15
VITAL SIGNS MONITOR | VITAL SIGNS MONITOR: NBP, SPO2 | MINDRAY | VS9 | 2023-03-15 | 2122.8 |  | 2025-11-21
VITAL SIGNS MONITOR | VITAL SIGNS MONITOR: NBP, SPO2 | MINDRAY | VS9 | 2023-03-15 | 2122.8 |  | 2025-11-21
TEMP CALIBRATOR | CALIBRATOR/CHECKER | COVIDIEN UK | GENIUS 2 CALIBRATOR | 2023-03-13 | 2399.988 | 2024-01-23 | 2025-01-23
SUCTION CONTROLLER | HIGH SUCTION CONTROLLER | THERAPY EQUIPMENT | DIAMOND RANGE HIGH | 2023-03-06 | 156
FOCIMETER | AUTO LENSMETER | NIDEK | LM-7 | 2023-03-03 | 2370
AMBULATORY ARRHYTHMIA MONITOR | AMBULATORY ECG RECORDER | SPACELABS | LIFECARD CF | 2023-03-02 | 2152.8
AMBULATORY ARRHYTHMIA MONITOR | AMBULATORY ECG RECORDER | SPACELABS | LIFECARD CF | 2023-03-02 | 2152.8
AMBULATORY ARRHYTHMIA MONITOR | AMBULATORY ECG RECORDER | SPACELABS | LIFECARD CF | 2023-03-02 | 2152.8
TYMPANIC THERMOMETER | TYMPANIC THERMOMETER | COVIDIEN UK | GENIUS 3 | 2023-02-09 | 193.2 | 2024-07-11 | 2025-01-11
INTERFACE ADAPTOR | INTERFACE ADAPTOR | PHILIPS LTD | INTELLIBRIDGE EC10 | 2023-02-08 | 760.32
DOCKING STATION | DOCKING STATION | PHILIPS LTD | INTELLIVUE DOCK | 2023-02-08 | 480.372
DOCKING STATION | DOCKING STATION | PHILIPS LTD | INTELLIVUE DOCK | 2023-02-08 | 480.372
DOCKING STATION | DOCKING STATION | PHILIPS LTD | INTELLIVUE DOCK | 2023-02-08 | 480.372
DOCKING STATION | DOCKING STATION | PHILIPS LTD | INTELLIVUE DOCK | 2023-02-08 | 480.372
NERVE STIMULATOR | NERVE STIMULATOR MODULE | PHILIPS LTD | NMT | 2023-02-08 | 2117.808 | 2024-10-25 | 2026-10-25
NERVE STIMULATOR | NERVE STIMULATOR MODULE | PHILIPS LTD | NMT | 2023-02-08 | 2117.808 | 2024-10-25 | 2026-10-25
NERVE STIMULATOR | NERVE STIMULATOR MODULE | PHILIPS LTD | NMT | 2023-02-08 | 2117.808 | 2024-10-25 | 2026-10-25
NERVE STIMULATOR | NERVE STIMULATOR MODULE | PHILIPS LTD | NMT | 2023-02-08 | 2117.808 | 2024-10-25 | 2026-10-25
NERVE STIMULATOR | NERVE STIMULATOR MODULE | PHILIPS LTD | NMT | 2023-02-08 | 2117.808 | 2024-10-25 | 2026-10-25
NERVE STIMULATOR | NERVE STIMULATOR MODULE | PHILIPS LTD | NMT | 2023-02-08 | 2117.808 | 2024-10-25 | 2026-10-25
EEG MODULE | Bispectral Index Module (BIS) Depth of Anaesthesia | PHILIPS LTD | M1034B | 2023-02-08 | 2176.416 | 2024-10-04 | 2026-10-04
EEG MODULE | Bispectral Index Module (BIS) Depth of Anaesthesia | PHILIPS LTD | M1034B | 2023-02-08 | 2176.416 | 2024-10-04 | 2026-10-04
EEG MODULE | Bispectral Index Module (BIS) Depth of Anaesthesia | PHILIPS LTD | M1034B | 2023-02-08 | 2176.416 | 2024-10-04 | 2026-10-04
EEG MODULE | Bispectral Index Module (BIS) Depth of Anaesthesia | PHILIPS LTD | M1034B | 2023-02-08 | 2176.416 | 2024-10-04 | 2026-10-04
EEG MODULE | Bispectral Index Module (BIS) Depth of Anaesthesia | PHILIPS LTD | M1034B | 2023-02-08 | 2176.416 | 2024-10-04 | 2026-10-04
EEG MODULE | Bispectral Index Module (BIS) Depth of Anaesthesia | PHILIPS LTD | M1034B | 2023-02-08 | 2176.416 | 2024-10-04 | 2026-10-04
INTERFACE ADAPTOR | INTERFACE ADAPTOR | PHILIPS LTD | INTELLIBRIDGE EC10 | 2023-02-08 | 760.32
INTERFACE ADAPTOR | INTERFACE ADAPTOR | PHILIPS LTD | INTELLIBRIDGE EC10 | 2023-02-08 | 760.32
INTERFACE ADAPTOR | INTERFACE ADAPTOR | PHILIPS LTD | INTELLIBRIDGE EC10 | 2023-02-08 | 760.32
INTERFACE ADAPTOR | INTERFACE ADAPTOR | PHILIPS LTD | INTELLIBRIDGE EC10 | 2023-02-08 | 760.32
INTERFACE ADAPTOR | INTERFACE ADAPTOR | PHILIPS LTD | INTELLIBRIDGE EC10 | 2023-02-08 | 760.32
INTERFACE ADAPTOR | INTERFACE ADAPTOR | PHILIPS LTD | INTELLIBRIDGE EC10 | 2023-02-08 | 760.32
INTERFACE ADAPTOR | INTERFACE ADAPTOR | PHILIPS LTD | INTELLIBRIDGE EC10 | 2023-02-08 | 760.32
INTERFACE ADAPTOR | INTERFACE ADAPTOR | PHILIPS LTD | INTELLIBRIDGE EC10 | 2023-02-08 | 760.32
INTERFACE ADAPTOR | INTERFACE ADAPTOR | PHILIPS LTD | INTELLIBRIDGE EC10 | 2023-02-08 | 760.32
INTERFACE ADAPTOR | INTERFACE ADAPTOR | PHILIPS LTD | INTELLIBRIDGE EC10 | 2023-02-08 | 760.32
NIBP MONITOR | NIBP MONITOR | A&D INSTRUMENTS | UA-767 | 2023-02-07 | 81.6 | 2024-08-20 | 2025-08-20
CO2 MODULE | CO2 MODULE + PRESS & TEMP | PHILIPS LTD | 867041 B06 | 2023-02-02 | 2381.544 | 2024-09-30 | 2025-09-30
CO2 MODULE | CO2 MODULE + PRESS & TEMP | PHILIPS LTD | 867041 B06 | 2023-02-02 | 2381.544 | 2023-10-27 | 2025-09-16
CO2 MODULE | CO2 MODULE + PRESS & TEMP | PHILIPS LTD | 867041 B06 | 2023-02-02 | 2381.544 | 2024-10-10 | 2025-10-10
CO2 MODULE | CO2 MODULE + PRESS & TEMP | PHILIPS LTD | 867041 B06 | 2023-02-02 | 2381.544 | 2023-10-13 | 2025-09-16
CO2 MODULE | CO2 MODULE + PRESS & TEMP | PHILIPS LTD | 867041 B06 | 2023-02-02 | 2381.544 | 2023-10-17 | 2024-10-17
CO2 MODULE | CO2 MODULE + PRESS & TEMP | PHILIPS LTD | 867041 B06 | 2023-02-02 | 2381.544 | 2024-09-17 | 2025-09-17
CO2 MODULE | CO2 MODULE + PRESS & TEMP | PHILIPS LTD | 867041 B06 | 2023-02-02 | 2381.544 | 2024-09-17 | 2025-09-17
CO2 MODULE | CO2 MODULE + PRESS & TEMP | PHILIPS LTD | 867041 B06 | 2023-02-02 | 2381.544 | 2024-10-03 | 2025-10-03
CO2 MODULE | CO2 MODULE + PRESS & TEMP | PHILIPS LTD | 867041 B06 | 2023-02-02 | 2381.544 | 2024-10-04 | 2025-10-04
CO2 MODULE | CO2 MODULE + PRESS & TEMP | PHILIPS LTD | 867041 B06 | 2023-02-02 | 2381.544 | 2024-10-09 | 2025-10-09
CO2 MODULE | CO2 MODULE + PRESS & TEMP | PHILIPS LTD | 867041 B06 | 2023-02-02 | 2381.544 | 2023-10-16 | 2024-10-16
CO2 MODULE | CO2 MODULE + PRESS & TEMP | PHILIPS LTD | 867041 B06 | 2023-02-02 | 2381.544 | 2024-09-30 | 2025-09-30
CO2 MODULE | CO2 MODULE + PRESS & TEMP | PHILIPS LTD | 867041 B06 | 2023-02-02 | 2381.544 | 2024-09-16 | 2025-09-16
CO2 MODULE | CO2 MODULE + PRESS & TEMP | PHILIPS LTD | 867041 B06 | 2023-02-02 | 2381.544 | 2023-10-13 | 2025-09-17
CO2 MODULE | CO2 MODULE + PRESS & TEMP | PHILIPS LTD | 867041 B06 | 2023-02-02 | 2381.544 | 2023-10-26 | 2025-09-16
CO2 MODULE | CO2 MODULE + PRESS & TEMP | PHILIPS LTD | 867041 B06 | 2023-02-02 | 2381.544 | 2024-09-24 | 2025-09-24
CO2 MODULE | CO2 MODULE + PRESS & TEMP | PHILIPS LTD | 867041 B06 | 2023-02-02 | 2381.544 | 2024-09-17 | 2025-09-17
SPHYGMOMANOMETER | SPHYGMOMANOMETER | HILL-ROM | 7670-01S | 2023-01-31 | 180
TRANSILLUMINATOR | VEIN VIEWING SYSTEM | ACCUVEIN | AV500 | 2023-01-30 | 4920 | 2024-01-29 | 2025-01-30
SUCTION CONTROLLER | HIGH SUCTION CONTROLLER | THERAPY EQUIPMENT | DIAMOND RANGE HIGH | 2023-01-26 | 107.4
CHEST COMPRESSION SYSTEM | AUTOMATIC CPR UNIT | STRYKER | LUCAS 3 | 2023-01-26 | 10765.992 |  | 2024-01-26
PATIENT HOIST | PATIENT HOIST - MOBILE | JOERNS HEALTHCARE | OXFORD PRESENCE | 2023-01-23 | 105.6 | 2024-03-27
MODULE HOLDER | MODULE HOLDER | PHILIPS LTD | FMX-4 | 2023-01-19 | 319.2
MODULE HOLDER | MODULE HOLDER | PHILIPS LTD | FMX-4 | 2023-01-19 | 319.2
MODULE HOLDER | MODULE HOLDER | PHILIPS LTD | FMX-4 | 2023-01-19 | 319.2
MODULE HOLDER | MODULE HOLDER | PHILIPS LTD | FMX-4 | 2023-01-19 | 319.2
MODULE HOLDER | MODULE HOLDER | PHILIPS LTD | FMX-4 | 2023-01-19 | 319.2
MODULE HOLDER | MODULE HOLDER | PHILIPS LTD | FMX-4 | 2023-01-19 | 319.2
MODULE HOLDER | MODULE HOLDER | PHILIPS LTD | FMX-4 | 2023-01-19 | 319.2
MODULE HOLDER | MODULE HOLDER | PHILIPS LTD | FMX-4 | 2023-01-19 | 319.2
MODULE HOLDER | MODULE HOLDER | PHILIPS LTD | FMX-4 | 2023-01-19 | 319.2
MODULE HOLDER | MODULE HOLDER | PHILIPS LTD | FMX-4 | 2023-01-19 | 319.2
PATIENT MONITOR | PATIENT MONITOR | PHILIPS LTD | MX750 | 2023-01-19 | 4911.6 |  | 2027-10-16
PATIENT MONITOR | PATIENT MONITOR | PHILIPS LTD | MX750 | 2023-01-19 | 4911.6 |  | 2027-10-16
ENTONOX DEMAND SYSTEM | ENTONOX COMFORT 4 DEMAND VALVE | THERAPY EQUIPMENT | COMFORT 4 | 2023-01-26 | 364.8 |  | 2025-01-01
SUCTION CONTROLLER | HIGH SUCTION CONTROLLER | THERAPY EQUIPMENT | DIAMOND RANGE HIGH | 2023-01-27 | 107.4
TYMPANIC THERMOMETER | TYMPANIC THERMOMETER | BRAUN | PRO 6000 | 2023-02-23 | 178.8
TYMPANIC THERMOMETER | TYMPANIC THERMOMETER | BRAUN | PRO 6000 | 2023-02-16 | 178.8
OXIMETER | PULSE OXIMETER FINGERTIP | CHOICEMMED | OXYWATCH | 2023-02-14 | 42
OXIMETER | PULSE OXIMETER FINGERTIP | CHOICEMMED | OXYWATCH | 2023-02-14 | 42
NEBULIZER | NEBULIZER | PARI MEDICAL | EFLOW RAPID | 2023-02-14 | 510
NEBULIZER | NEBULIZER | PARI MEDICAL | EFLOW RAPID | 2023-02-14 | 510
NEBULIZER | NEBULIZER | PARI MEDICAL | EFLOW RAPID | 2023-02-14 | 510
TYMPANIC THERMOMETER | TYMPANIC THERMOMETER CONNEX MONITOR | WELCH ALLYN | PRO 6000 CONNEX | 2023-02-03 | 278.976
SUCTION CONTROLLER | HIGH SUCTION CONTROLLER | THERAPY EQUIPMENT | DIAMOND RANGE HIGH | 2023-01-23 | 107.4
SPHYGMOMANOMETER | SPHYGMOMANOMETER | WELCH ALLYN | DS-6501-300 | 2023-01-19 | 69.6
DIETARY FEED PUMP | ENTERAL FEEDING PUMP | NUTRICIA | FLOCARE INFINITY III | 2023-01-18 | 960 |  | 2024-12-01
DIETARY FEED PUMP | ENTERAL FEEDING PUMP | NUTRICIA | FLOCARE INFINITY III | 2023-01-18 | 960 |  | 2024-12-01
DIETARY FEED PUMP | ENTERAL FEEDING PUMP | NUTRICIA | FLOCARE INFINITY III | 2023-02-09 | 960 |  | 2024-12-01
TYMPANIC THERMOMETER | THERMOMETER TEMPORAL SCANNER | EXERGEN CORP | TAT-5000 | 2023-01-17 | 450 |  | 2025-01-15
AMBULATORY ARRHYTHMIA MONITOR | AMBULATORY ECG RECORDER | SPACELABS | LIFECARD CF | 2023-02-02 | 2152.8
AMBULATORY ARRHYTHMIA MONITOR | AMBULATORY ECG RECORDER | SPACELABS | LIFECARD CF | 2023-02-02 | 2152.8
AMBULATORY ARRHYTHMIA MONITOR | AMBULATORY ECG RECORDER | SPACELABS | LIFECARD CF | 2023-02-02 | 2152.8
SUCTION CONTROLLER | 3M DIAMOND HIGH SUCTION RAIL MOUNT | THERAPY EQUIPMENT | 7705/3M | 2023-01-17 | 290.832
SUCTION UNIT | TWIN MOBILE SUCTION UNIT | THERAPY EQUIPMENT | 7763 | 2023-01-17 | 290.832
SUCTION CONTROLLER | 3M DIAMOND HIGH SUCTION RAIL MOUNT | THERAPY EQUIPMENT | 7705/3M | 2023-01-17 | 290.832
SUCTION CONTROLLER | 3M DIAMOND HIGH SUCTION RAIL MOUNT | THERAPY EQUIPMENT | 7705/3M | 2023-01-17 | 290.832
SUCTION CONTROLLER | 3M DIAMOND HIGH SUCTION RAIL MOUNT | THERAPY EQUIPMENT | 7705/3M | 2023-01-17 | 290.832
SUCTION CONTROLLER | 3M DIAMOND HIGH SUCTION RAIL MOUNT | THERAPY EQUIPMENT | 7705/3M | 2023-01-17 | 290.832
SUCTION CONTROLLER | 3M DIAMOND HIGH SUCTION RAIL MOUNT | THERAPY EQUIPMENT | 7705/3M | 2023-01-17 | 290.832
SUCTION CONTROLLER | HIGH SUCTION CONTROLLER | THERAPY EQUIPMENT | DIAMOND RANGE HIGH | 2023-01-16 | 107.4
SUCTION CONTROLLER | 3M DIAMOND HIGH SUCTION RAIL MOUNT | THERAPY EQUIPMENT | 7705/3M | 2023-01-16 | 290.832
SUCTION CONTROLLER | HIGH SUCTION CONTROLLER | THERAPY EQUIPMENT | DIAMOND RANGE HIGH | 2023-01-16 | 107.4
CO2 MODULE | CO2 MODULE | GE LIMITED | E-sCO | 2023-01-16 | 2040
CO2 MODULE | CO2 MODULE | GE LIMITED | E-sCO | 2023-01-16 | 2040
VENTILATOR | VENTILATOR | RESMED LTD | AIRSENSE 10 AUTOSET | 2023-01-12 | 3600
VENTILATOR | VENTILATOR | RESMED LTD | AIRSENSE 10 AUTOSET | 2023-01-12 | 3600
VENTILATOR | VENTILATOR | BREAS MEDICAL | NIPPY 4+ | 2023-01-12 | 4560 |  | 2025-01-01
VENTILATOR | VENTILATOR | BREAS MEDICAL | NIPPY 4+ | 2023-01-12 | 4560 |  | 2025-01-01
VENTILATOR | VENTILATOR | BREAS MEDICAL | NIPPY 4+ | 2023-01-12 | 4560 |  | 2025-01-01
VENTILATOR | VENTILATOR | BREAS MEDICAL | NIPPY 4+ | 2023-01-12 | 4560 |  | 2025-01-01
TYMPANIC THERMOMETER | TYMPANIC THERMOMETER | BRAUN | PRO 6000 | 2023-03-09 | 178.8
TYMPANIC THERMOMETER | TYMPANIC THERMOMETER CONNEX MONITOR | WELCH ALLYN | PRO 6000 CONNEX | 2023-03-24 | 278.976
DIETARY FEED PUMP | ENTERAL FEEDING PUMP | NUTRICIA | FLOCARE INFINITY III | 2023-01-11 | 960 |  | 2024-12-01
SUCTION CONTROLLER | SUCTION CONTROLLER - HIGH SUCTION RAIL MOUNTED WITH HOSE | THERAPY EQUIPMENT | 7852 | 2023-01-10 | 184.8
NEBULIZER | NEBULIZER | PARI MEDICAL | EFLOW RAPID | 2023-01-10 | 510
NEBULIZER | NEBULIZER | PARI MEDICAL | EFLOW RAPID | 2023-01-10 | 510
DIETARY FEED PUMP | ENTERAL FEEDING PUMP | NUTRICIA | FLOCARE INFINITY III | 2023-01-09 | 960 |  | 2024-12-01
SUCTION CONTROLLER | HIGH SUCTION CONTROLLER | THERAPY EQUIPMENT | DIAMOND RANGE HIGH | 2023-01-10 | 107.4
TYMPANIC THERMOMETER | TYMPANIC THERMOMETER | BRAUN | PRO 6000 | 2023-01-05 | 178.8
TYMPANIC THERMOMETER | TYMPANIC THERMOMETER | BRAUN | PRO 6000 | 2023-01-05 | 178.8
SPHYGMOMANOMETER | TRIGGER MODEL PREMIUM SPHYGMOMANOMETER | WELCH ALLYN | DS-6601-189 | 2023-01-03 | 60
SUCTION CONTROLLER | HIGH SUCTION CONTROLLER | THERAPY EQUIPMENT | DIAMOND RANGE HIGH | 2023-01-03 | 107.4
TYMPANIC THERMOMETER | TYMPANIC THERMOMETER | BRAUN | PRO 6000 | 2023-01-03 | 178.8
TYMPANIC THERMOMETER | TYMPANIC THERMOMETER | BRAUN | PRO 6000 | 2023-01-03 | 178.8
TYMPANIC THERMOMETER | TYMPANIC THERMOMETER | BRAUN | PRO 6000 | 2023-01-03 | 178.8
SUCTION CONTROLLER | HIGH SUCTION CONTROLLER | THERAPY EQUIPMENT | DIAMOND RANGE HIGH | 2022-12-30 | 107.4
SUCTION CONTROLLER | HIGH SUCTION CONTROLLER | THERAPY EQUIPMENT | DIAMOND RANGE HIGH | 2022-12-29 | 107.4
SUCTION CONTROLLER | THORACIC SUCTION CONTROLLER - MEDI RAIL 1.5M HOSE | THERAPY EQUIPMENT | 7745 DIAMOND RANGE THORACIC | 2022-12-29 | 301.2
REGULATOR | REGULATOR - CO2 - PIN INDEX | OXYLITRE | R1600-C125 | 2022-12-23 | 273.24 |  | 2029-12-23
SCALES | CRANE SCALES | PCE | HS 50N | 2023-08-10 | 318.24 |  | 2024-11-15
TYMPANIC THERMOMETER | TYMPANIC THERMOMETER CONNEX MONITOR | WELCH ALLYN | PRO 6000 CONNEX | 2023-01-19 | 278.976
TYMPANIC THERMOMETER | TYMPANIC THERMOMETER CONNEX MONITOR | WELCH ALLYN | PRO 6000 CONNEX | 2023-01-12 | 278.976
TYMPANIC THERMOMETER | TYMPANIC THERMOMETER CONNEX MONITOR | WELCH ALLYN | PRO 6000 CONNEX | 2023-01-04 | 278.976
TYMPANIC THERMOMETER | TYMPANIC THERMOMETER | BRAUN | PRO 6000 | 2022-12-23 | 178.8
TYMPANIC THERMOMETER | TYMPANIC THERMOMETER | BRAUN | PRO 6000 | 2022-12-23 | 178.8
TYMPANIC THERMOMETER | TYMPANIC THERMOMETER | BRAUN | PRO 6000 | 2022-12-23 | 178.8
BATTERY CHARGER | PRIME BATTERY CHARGER | VERATHON MEDICAL INC | 0400-0130 | 2022-12-22 | 546
NEBULIZER | NEBULIZER | PARI MEDICAL | PARI BOY CLASSIC | 2023-12-07 | 83.748
NEBULIZER | NEBULIZER | PARI MEDICAL | PARI BOY CLASSIC | 2023-12-07 | 83.748
NEBULIZER | NEBULIZER | PARI MEDICAL | PARI BOY CLASSIC | 2023-12-07 | 83.748
NEBULIZER | NEBULIZER | PARI MEDICAL | PARI BOY CLASSIC | 2023-12-07 | 83.748
NEBULIZER | NEBULIZER | PARI MEDICAL | PARI BOY CLASSIC | 2023-12-07 | 83.748
NEBULIZER | NEBULIZER | PARI MEDICAL | PARI BOY CLASSIC | 2023-12-07 | 83.748
NEBULIZER | NEBULIZER | PARI MEDICAL | PARI BOY CLASSIC | 2023-12-07 | 83.748
NEBULIZER | NEBULIZER | PARI MEDICAL | PARI BOY CLASSIC | 2023-12-07 | 83.748
NEBULIZER | NEBULIZER | PARI MEDICAL | PARI BOY CLASSIC | 2023-12-07 | 83.748
NEBULIZER | NEBULIZER | PARI MEDICAL | PARI BOY CLASSIC | 2023-12-07 | 83.748
NEBULIZER | NEBULIZER | PARI MEDICAL | PARI BOY CLASSIC | 2023-11-06 | 83.748
NEBULIZER | NEBULIZER | PARI MEDICAL | PARI BOY CLASSIC | 2023-11-06 | 83.748
NEBULIZER | NEBULIZER | PARI MEDICAL | PARI BOY CLASSIC | 2023-11-06 | 83.748
NEBULIZER | NEBULIZER | PARI MEDICAL | PARI BOY CLASSIC | 2023-11-06 | 83.748
NEBULIZER | NEBULIZER | PARI MEDICAL | PARI BOY CLASSIC | 2023-11-06 | 83.748
NEBULIZER | NEBULIZER | PARI MEDICAL | PARI BOY CLASSIC | 2023-11-06 | 83.748
NEBULIZER | NEBULIZER | PARI MEDICAL | PARI BOY CLASSIC | 2023-11-06 | 83.748
NEBULIZER | NEBULIZER | PARI MEDICAL | PARI BOY CLASSIC | 2023-11-06 | 83.748
NEBULIZER | NEBULIZER | PARI MEDICAL | PARI BOY CLASSIC | 2023-11-06 | 83.748
NEBULIZER | NEBULIZER | PARI MEDICAL | PARI BOY CLASSIC | 2023-11-06 | 83.748
NEBULIZER | NEBULIZER | PARI MEDICAL | PARI BOY CLASSIC | 2023-11-06 | 83.748
NEBULIZER | NEBULIZER | PARI MEDICAL | PARI BOY CLASSIC | 2023-11-06 | 83.748
NEBULIZER | NEBULIZER | PARI MEDICAL | PARI BOY CLASSIC | 2023-11-06 | 83.748
NEBULIZER | NEBULIZER | PARI MEDICAL | PARI BOY CLASSIC | 2023-11-06 | 83.748
NEBULIZER | NEBULIZER | PARI MEDICAL | PARI BOY CLASSIC | 2023-11-06 | 83.748
NEBULIZER | NEBULIZER | PARI MEDICAL | PARI BOY CLASSIC | 2023-11-06 | 83.748
NEBULIZER | NEBULIZER | PARI MEDICAL | PARI BOY CLASSIC | 2023-11-06 | 83.748
NEBULIZER | NEBULIZER | PARI MEDICAL | PARI BOY CLASSIC | 2023-11-06 | 83.748
NEBULIZER | NEBULIZER | PARI MEDICAL | PARI BOY CLASSIC | 2023-10-20 | 83.748
NEBULIZER | NEBULIZER | PARI MEDICAL | PARI BOY CLASSIC | 2023-10-20 | 83.748
NEBULIZER | NEBULIZER | PARI MEDICAL | PARI BOY CLASSIC | 2023-10-20 | 83.748
NEBULIZER | NEBULIZER | PARI MEDICAL | PARI BOY CLASSIC | 2023-10-20 | 83.748
NEBULIZER | NEBULIZER | PARI MEDICAL | PARI BOY CLASSIC | 2023-10-20 | 83.748
NEBULIZER | NEBULIZER | PARI MEDICAL | PARI BOY CLASSIC | 2023-10-20 | 83.748
NEBULIZER | NEBULIZER | PARI MEDICAL | PARI BOY CLASSIC | 2023-10-20 | 83.748
NEBULIZER | NEBULIZER | PARI MEDICAL | PARI BOY CLASSIC | 2023-10-20 | 83.748
NEBULIZER | NEBULIZER | PARI MEDICAL | PARI BOY CLASSIC | 2023-10-20 | 83.748
NEBULIZER | NEBULIZER | PARI MEDICAL | PARI BOY CLASSIC | 2023-10-20 | 83.748
NEBULIZER | NEBULIZER | PARI MEDICAL | PARI BOY CLASSIC | 2023-10-20 | 83.748
NEBULIZER | NEBULIZER | PARI MEDICAL | PARI BOY CLASSIC | 2023-10-20 | 83.748
NEBULIZER | NEBULIZER | PARI MEDICAL | PARI BOY CLASSIC | 2023-10-20 | 83.748
NEBULIZER | NEBULIZER | PARI MEDICAL | PARI BOY CLASSIC | 2023-10-20 | 83.748
NEBULIZER | NEBULIZER | PARI MEDICAL | PARI BOY CLASSIC | 2023-10-20 | 83.748
NEBULIZER | NEBULIZER | PARI MEDICAL | PARI BOY CLASSIC | 2023-10-20 | 83.748
NEBULIZER | NEBULIZER | PARI MEDICAL | PARI BOY CLASSIC | 2023-10-20 | 83.748
NEBULIZER | NEBULIZER | PARI MEDICAL | PARI BOY CLASSIC | 2023-10-20 | 83.748
NEBULIZER | NEBULIZER | PARI MEDICAL | PARI BOY CLASSIC | 2023-10-20 | 83.748
NEBULIZER | NEBULIZER | PARI MEDICAL | PARI BOY CLASSIC | 2023-10-20 | 83.748
NEBULIZER | NEBULIZER | PARI MEDICAL | PARI BOY CLASSIC | 2023-09-19 | 83.748
NEBULIZER | NEBULIZER | PARI MEDICAL | PARI BOY CLASSIC | 2023-09-19 | 83.748
NEBULIZER | NEBULIZER | PARI MEDICAL | PARI BOY CLASSIC | 2023-09-19 | 83.748
NEBULIZER | NEBULIZER | PARI MEDICAL | PARI BOY CLASSIC | 2023-09-19 | 83.748
NEBULIZER | NEBULIZER | PARI MEDICAL | PARI BOY CLASSIC | 2023-09-19 | 83.748
NEBULIZER | NEBULIZER | PARI MEDICAL | PARI BOY CLASSIC | 2023-09-19 | 83.748
NEBULIZER | NEBULIZER | PARI MEDICAL | PARI BOY CLASSIC | 2023-09-19 | 83.748
NEBULIZER | NEBULIZER | PARI MEDICAL | PARI BOY CLASSIC | 2023-09-19 | 83.748
NEBULIZER | NEBULIZER | PARI MEDICAL | PARI BOY CLASSIC | 2023-09-19 | 83.748
NEBULIZER | NEBULIZER | PARI MEDICAL | PARI BOY CLASSIC | 2023-09-19 | 83.748
NEBULIZER | NEBULIZER | PARI MEDICAL | PARI BOY CLASSIC | 2023-08-03 | 83.748
NEBULIZER | NEBULIZER | PARI MEDICAL | PARI BOY CLASSIC | 2023-08-03 | 83.748
NEBULIZER | NEBULIZER | PARI MEDICAL | PARI BOY CLASSIC | 2023-08-03 | 83.748
NEBULIZER | NEBULIZER | PARI MEDICAL | PARI BOY CLASSIC | 2023-08-03 | 83.748
NEBULIZER | NEBULIZER | PARI MEDICAL | PARI BOY CLASSIC | 2023-08-03 | 83.748
NEBULIZER | NEBULIZER | PARI MEDICAL | PARI BOY CLASSIC | 2023-08-03 | 83.748
NEBULIZER | NEBULIZER | PARI MEDICAL | PARI BOY CLASSIC | 2023-08-03 | 83.748
NEBULIZER | NEBULIZER | PARI MEDICAL | PARI BOY CLASSIC | 2023-08-03 | 83.748
NEBULIZER | NEBULIZER | PARI MEDICAL | PARI BOY CLASSIC | 2023-08-03 | 83.748
NEBULIZER | NEBULIZER | PARI MEDICAL | PARI BOY CLASSIC | 2023-08-03 | 83.748
NEBULIZER | NEBULIZER | PARI MEDICAL | PARI BOY CLASSIC | 2023-08-03 | 83.748
NEBULIZER | NEBULIZER | PARI MEDICAL | PARI BOY CLASSIC | 2023-08-03 | 83.748
NEBULIZER | NEBULIZER | PARI MEDICAL | PARI BOY CLASSIC | 2023-08-03 | 83.748
NEBULIZER | NEBULIZER | PARI MEDICAL | PARI BOY CLASSIC | 2023-08-03 | 83.748
NEBULIZER | NEBULIZER | PARI MEDICAL | PARI BOY CLASSIC | 2023-08-03 | 83.748
NEBULIZER | NEBULIZER | PARI MEDICAL | PARI BOY CLASSIC | 2023-08-03 | 83.748
NEBULIZER | NEBULIZER | PARI MEDICAL | PARI BOY CLASSIC | 2023-08-03 | 83.748
NEBULIZER | NEBULIZER | PARI MEDICAL | PARI BOY CLASSIC | 2023-08-03 | 83.748
NEBULIZER | NEBULIZER | PARI MEDICAL | PARI BOY CLASSIC | 2023-08-11 | 83.748
NEBULIZER | NEBULIZER | PARI MEDICAL | PARI BOY CLASSIC | 2023-07-03 | 83.748
NEBULIZER | NEBULIZER | PARI MEDICAL | PARI BOY CLASSIC | 2023-07-03 | 83.748
NEBULIZER | NEBULIZER | PARI MEDICAL | PARI BOY CLASSIC | 2023-07-03 | 83.748
NEBULIZER | NEBULIZER | PARI MEDICAL | PARI BOY CLASSIC | 2023-07-03 | 83.748
NEBULIZER | NEBULIZER | PARI MEDICAL | PARI BOY CLASSIC | 2023-07-03 | 83.748
NEBULIZER | NEBULIZER | PARI MEDICAL | PARI BOY CLASSIC | 2023-07-03 | 83.748
NEBULIZER | NEBULIZER | PARI MEDICAL | PARI BOY CLASSIC | 2023-07-03 | 83.748
NEBULIZER | NEBULIZER | PARI MEDICAL | PARI BOY CLASSIC | 2023-07-03 | 83.748
NEBULIZER | NEBULIZER | PARI MEDICAL | PARI BOY CLASSIC | 2023-07-03 | 83.748
NEBULIZER | NEBULIZER | PARI MEDICAL | PARI BOY CLASSIC | 2023-07-03 | 83.748
NEBULIZER | NEBULIZER | PARI MEDICAL | PARI BOY CLASSIC | 2023-07-03 | 83.748
NEBULIZER | NEBULIZER | PARI MEDICAL | PARI BOY CLASSIC | 2023-07-03 | 83.748
NEBULIZER | NEBULIZER | PARI MEDICAL | PARI BOY CLASSIC | 2023-07-03 | 83.748
NEBULIZER | NEBULIZER | PARI MEDICAL | PARI BOY CLASSIC | 2023-07-03 | 83.748
NEBULIZER | NEBULIZER | PARI MEDICAL | PARI BOY CLASSIC | 2023-07-03 | 83.748
NEBULIZER | NEBULIZER | PARI MEDICAL | PARI BOY CLASSIC | 2023-07-03 | 83.748
NEBULIZER | NEBULIZER | PARI MEDICAL | PARI BOY CLASSIC | 2023-07-03 | 83.748
NEBULIZER | NEBULIZER | PARI MEDICAL | PARI BOY CLASSIC | 2023-07-03 | 83.748
NEBULIZER | NEBULIZER | PARI MEDICAL | PARI BOY CLASSIC | 2023-07-03 | 83.748
NEBULIZER | NEBULIZER | PARI MEDICAL | PARI BOY CLASSIC | 2023-06-05 | 83.748
NEBULIZER | NEBULIZER | PARI MEDICAL | PARI BOY CLASSIC | 2023-06-05 | 83.748
NEBULIZER | NEBULIZER | PARI MEDICAL | PARI BOY CLASSIC | 2023-06-05 | 83.748
NEBULIZER | NEBULIZER | PARI MEDICAL | PARI BOY CLASSIC | 2023-06-05 | 83.748
NEBULIZER | NEBULIZER | PARI MEDICAL | PARI BOY CLASSIC | 2023-06-05 | 83.748
NEBULIZER | NEBULIZER | PARI MEDICAL | PARI BOY CLASSIC | 2023-06-05 | 83.748
NEBULIZER | NEBULIZER | PARI MEDICAL | PARI BOY CLASSIC | 2023-06-05 | 83.748
NEBULIZER | NEBULIZER | PARI MEDICAL | PARI BOY CLASSIC | 2023-06-05 | 83.748
NEBULIZER | NEBULIZER | PARI MEDICAL | PARI BOY CLASSIC | 2023-06-05 | 83.748
NEBULIZER | NEBULIZER | PARI MEDICAL | PARI BOY CLASSIC | 2023-06-05 | 83.748
NEBULIZER | NEBULIZER | PARI MEDICAL | PARI BOY CLASSIC | 2023-06-05 | 83.748
NEBULIZER | NEBULIZER | PARI MEDICAL | PARI BOY CLASSIC | 2023-06-05 | 83.748
NEBULIZER | NEBULIZER | PARI MEDICAL | PARI BOY CLASSIC | 2023-06-05 | 83.748
NEBULIZER | NEBULIZER | PARI MEDICAL | PARI BOY CLASSIC | 2023-06-05 | 83.748
NEBULIZER | NEBULIZER | PARI MEDICAL | PARI BOY CLASSIC | 2023-06-05 | 83.748
NEBULIZER | NEBULIZER | PARI MEDICAL | PARI BOY CLASSIC | 2023-06-05 | 83.748
NEBULIZER | NEBULIZER | PARI MEDICAL | PARI BOY CLASSIC | 2023-05-26 | 83.748
NEBULIZER | NEBULIZER | PARI MEDICAL | PARI BOY CLASSIC | 2023-05-26 | 83.748
NEBULIZER | NEBULIZER | PARI MEDICAL | PARI BOY CLASSIC | 2023-05-26 | 83.748
NEBULIZER | NEBULIZER | PARI MEDICAL | PARI BOY CLASSIC | 2023-05-26 | 83.748
NEBULIZER | NEBULIZER | PARI MEDICAL | PARI BOY CLASSIC | 2023-05-19 | 83.748
NEBULIZER | NEBULIZER | PARI MEDICAL | PARI BOY CLASSIC | 2023-05-19 | 83.748
NEBULIZER | NEBULIZER | PARI MEDICAL | PARI BOY CLASSIC | 2023-05-19 | 83.748
NEBULIZER | NEBULIZER | PARI MEDICAL | PARI BOY CLASSIC | 2023-05-19 | 83.748
NEBULIZER | NEBULIZER | PARI MEDICAL | PARI BOY CLASSIC | 2023-05-19 | 83.748
NEBULIZER | NEBULIZER | PARI MEDICAL | PARI BOY CLASSIC | 2023-05-19 | 83.748
NEBULIZER | NEBULIZER | PARI MEDICAL | PARI BOY CLASSIC | 2023-05-19 | 83.748
NEBULIZER | NEBULIZER | PARI MEDICAL | PARI BOY CLASSIC | 2023-05-19 | 83.748
NEBULIZER | NEBULIZER | PARI MEDICAL | PARI BOY CLASSIC | 2023-05-15 | 83.748
NEBULIZER | NEBULIZER | PARI MEDICAL | PARI BOY CLASSIC | 2023-05-15 | 83.748
NEBULIZER | NEBULIZER | PARI MEDICAL | PARI BOY CLASSIC | 2023-05-15 | 83.748
NEBULIZER | NEBULIZER | PARI MEDICAL | PARI BOY CLASSIC | 2023-05-15 | 83.748
NEBULIZER | NEBULIZER | PARI MEDICAL | PARI BOY CLASSIC | 2023-05-15 | 83.748
NEBULIZER | NEBULIZER | PARI MEDICAL | PARI BOY CLASSIC | 2023-05-15 | 83.748
NEBULIZER | NEBULIZER | PARI MEDICAL | PARI BOY CLASSIC | 2023-05-15 | 83.748
NEBULIZER | NEBULIZER | PARI MEDICAL | PARI BOY CLASSIC | 2023-05-15 | 83.748
NEBULIZER | NEBULIZER | PARI MEDICAL | PARI BOY CLASSIC | 2023-05-15 | 83.748
NEBULIZER | NEBULIZER | PARI MEDICAL | PARI BOY CLASSIC | 2023-05-15 | 83.748
NEBULIZER | NEBULIZER | PARI MEDICAL | PARI BOY CLASSIC | 2023-05-15 | 83.748
NEBULIZER | NEBULIZER | PARI MEDICAL | PARI BOY CLASSIC | 2023-05-15 | 83.748
NEBULIZER | NEBULIZER | PARI MEDICAL | PARI BOY CLASSIC | 2023-04-04 | 83.748
NEBULIZER | NEBULIZER | PARI MEDICAL | PARI BOY CLASSIC | 2023-04-04 | 83.748
NEBULIZER | NEBULIZER | PARI MEDICAL | PARI BOY CLASSIC | 2023-04-04 | 83.748
NEBULIZER | NEBULIZER | PARI MEDICAL | PARI BOY CLASSIC | 2023-04-04 | 83.748
NEBULIZER | NEBULIZER | PARI MEDICAL | PARI BOY CLASSIC | 2023-04-04 | 83.748
NEBULIZER | NEBULIZER | PARI MEDICAL | PARI BOY CLASSIC | 2023-04-04 | 83.748
NEBULIZER | NEBULIZER | PARI MEDICAL | PARI BOY CLASSIC | 2023-04-04 | 83.748
NEBULIZER | NEBULIZER | PARI MEDICAL | PARI BOY CLASSIC | 2023-04-04 | 83.748
NEBULIZER | NEBULIZER | PARI MEDICAL | PARI BOY CLASSIC | 2023-04-04 | 83.748
NEBULIZER | NEBULIZER | PARI MEDICAL | PARI BOY CLASSIC | 2023-04-04 | 83.748
NEBULIZER | NEBULIZER | PARI MEDICAL | PARI BOY CLASSIC | 2023-04-04 | 83.748
NEBULIZER | NEBULIZER | PARI MEDICAL | PARI BOY CLASSIC | 2023-04-04 | 83.748
NEBULIZER | NEBULIZER | PARI MEDICAL | PARI BOY CLASSIC | 2023-03-20 | 83.748
NEBULIZER | NEBULIZER | PARI MEDICAL | PARI BOY CLASSIC | 2023-03-20 | 83.748
NEBULIZER | NEBULIZER | PARI MEDICAL | PARI BOY CLASSIC | 2023-03-20 | 83.748
NEBULIZER | NEBULIZER | PARI MEDICAL | PARI BOY CLASSIC | 2023-03-20 | 83.748
NEBULIZER | NEBULIZER | PARI MEDICAL | PARI BOY CLASSIC | 2023-03-20 | 83.748
NEBULIZER | NEBULIZER | PARI MEDICAL | PARI BOY CLASSIC | 2023-03-20 | 83.748
NEBULIZER | NEBULIZER | PARI MEDICAL | PARI BOY CLASSIC | 2023-03-20 | 83.748
NEBULIZER | NEBULIZER | PARI MEDICAL | PARI BOY CLASSIC | 2023-03-20 | 83.748
NEBULIZER | NEBULIZER | PARI MEDICAL | PARI BOY CLASSIC | 2023-03-20 | 83.748
NEBULIZER | NEBULIZER | PARI MEDICAL | PARI BOY CLASSIC | 2023-03-20 | 83.748
NEBULIZER | NEBULIZER | PARI MEDICAL | PARI BOY CLASSIC | 2023-03-20 | 83.748
NEBULIZER | NEBULIZER | PARI MEDICAL | PARI BOY CLASSIC | 2023-03-20 | 83.748
NEBULIZER | NEBULIZER | PARI MEDICAL | PARI BOY CLASSIC | 2023-03-20 | 83.748
NEBULIZER | NEBULIZER | PARI MEDICAL | PARI BOY CLASSIC | 2023-03-20 | 83.748
NEBULIZER | NEBULIZER | PARI MEDICAL | PARI BOY CLASSIC | 2023-03-20 | 83.748
NEBULIZER | NEBULIZER | PARI MEDICAL | PARI BOY CLASSIC | 2023-03-20 | 83.748
NEBULIZER | NEBULIZER | PARI MEDICAL | PARI BOY CLASSIC | 2023-03-20 | 83.748
NEBULIZER | NEBULIZER | PARI MEDICAL | PARI BOY CLASSIC | 2023-03-20 | 83.748
NEBULIZER | NEBULIZER | PARI MEDICAL | PARI BOY CLASSIC | 2023-03-20 | 83.748
NEBULIZER | NEBULIZER | PARI MEDICAL | PARI BOY CLASSIC | 2023-03-05 | 83.748
NEBULIZER | NEBULIZER | PARI MEDICAL | PARI BOY CLASSIC | 2023-03-05 | 83.748
NEBULIZER | NEBULIZER | PARI MEDICAL | PARI BOY CLASSIC | 2023-03-05 | 83.748
NEBULIZER | NEBULIZER | PARI MEDICAL | PARI BOY CLASSIC | 2023-03-05 | 83.748
NEBULIZER | NEBULIZER | PARI MEDICAL | PARI BOY CLASSIC | 2023-03-05 | 83.748
NEBULIZER | NEBULIZER | PARI MEDICAL | PARI BOY CLASSIC | 2023-03-05 | 83.748
NEBULIZER | NEBULIZER | PARI MEDICAL | PARI BOY CLASSIC | 2023-03-05 | 83.748
DIETARY FEED PUMP | ENTERAL FEEDING PUMP | NUTRICIA | FLOCARE INFINITY III | 2023-01-31 | 960 |  | 2025-01-31
CENTRAL STATION | CENTRAL STATION INTELLIVUE INFORMATION CENTRE IX | PHILIPS LTD | PIIC IX | 2023-01-24 | 5760 |  | 2024-10-15
UNINTERRUPTIBLE POWER SUPPLY | UNINTERRUPTIBLE POWER SUPPLY | AMERICAN POWER CONVERSION (APC) | SMART-UPS 500 | 2023-01-24 | 840 |  | 2024-10-15
CENTRAL STATION | CENTRAL STATION INTELLIVUE INFORMATION CENTRE IX | PHILIPS LTD | PIIC IX | 2023-01-24 | 5760 |  | 2024-10-15
UNINTERRUPTIBLE POWER SUPPLY | UNINTERRUPTIBLE POWER SUPPLY | AMERICAN POWER CONVERSION (APC) | SMART-UPS 500 | 2023-01-24 | 840 |  | 2024-10-15
COAGULATION TIMER | COAGULATION TIMER - HAND HELD UNIT | ROCHE LTD | COAGUCHEK PRO II | 2023-01-21 | 1179.9
SCALES | SCALES - FLUID | TERAOKA | DS-502 | 2023-01-20 | 204 | 2023-12-11 | 2024-11-15
BATTERY CHARGER | BATTERY CHARGER - LI-ION 2 BANK CLICK IN | BREAS MEDICAL | 2 BANK 007573 | 2023-01-18 | 453.6
BATTERY CHARGER | BATTERY CHARGER - LI-ION 2 BANK CLICK IN | BREAS MEDICAL | 2 BANK 007573 | 2023-01-18 | 453.6
SCALES | SCALES - STAND ON | MARSDEN | M-510 | 2023-01-19 | 342 | 2023-12-05 | 2024-11-15
SUCTION UNIT | SUCTION - LAERDAL - BATTERY | LAERDAL | LSU-2 | 2023-01-16 | 1080 |  | 2026-01-16
SUCTION UNIT | SUCTION - LAERDAL - BATTERY | LAERDAL | LSU-2 | 2023-01-13 | 1080 |  | 2026-01-13
SUCTION UNIT | SUCTION - LAERDAL - BATTERY | LAERDAL | LSU-2 | 2023-01-13 | 1080 |  | 2026-01-13
SUCTION UNIT | SUCTION - LAERDAL - BATTERY | LAERDAL | LSU-2 | 2023-01-13 | 1080 |  | 2026-01-13
VENTILATOR | VENTILATOR | GE LIMITED | CARESCAPE R860 | 2023-01-16 | 24000 | 2024-01-22 | 2025-01-17
VENTILATOR | VENTILATOR | GE LIMITED | CARESCAPE R860 | 2023-01-16 | 24000 | 2024-01-22 | 2025-01-17
MULTI-MEASUREMENT SERVER | MULTI-MEASUREMENT SERVER | PHILIPS LTD | INTELLIVUE MMX | 2023-01-10 | 2078.184
PATIENT MONITOR | PATIENT MONITOR INTELLIVUE | PHILIPS LTD | MX450 | 2023-01-10 | 3737.16 |  | 2025-10-15
MULTI-MEASUREMENT SERVER | MULTI-MEASUREMENT SERVER | PHILIPS LTD | INTELLIVUE MMX | 2023-01-10 | 2078.184
PATIENT MONITOR | PATIENT MONITOR INTELLIVUE | PHILIPS LTD | MX450 | 2023-01-10 | 3737.16 |  | 2025-10-15
MULTI-MEASUREMENT SERVER | MULTI-MEASUREMENT SERVER | PHILIPS LTD | INTELLIVUE MMX | 2023-01-10 | 2078.184
PATIENT MONITOR | PATIENT MONITOR INTELLIVUE | PHILIPS LTD | MX450 | 2023-01-10 | 3737.16 |  | 2025-10-15
MULTI-MEASUREMENT SERVER | MULTI-MEASUREMENT SERVER | PHILIPS LTD | INTELLIVUE MMX | 2023-01-10 | 2078.184
PATIENT MONITOR | PATIENT MONITOR INTELLIVUE | PHILIPS LTD | MX450 | 2023-01-10 | 3737.16 |  | 2025-10-15
MULTI-MEASUREMENT SERVER | MULTI-MEASUREMENT SERVER | PHILIPS LTD | INTELLIVUE MMX | 2023-01-10 | 2078.184
PATIENT MONITOR | PATIENT MONITOR INTELLIVUE | PHILIPS LTD | MX450 | 2023-01-10 | 3737.16 |  | 2025-10-15
MULTI-MEASUREMENT SERVER | MULTI-MEASUREMENT SERVER | PHILIPS LTD | INTELLIVUE MMX | 2023-01-10 | 2078.184
PATIENT MONITOR | PATIENT MONITOR INTELLIVUE | PHILIPS LTD | MX450 | 2023-01-10 | 3737.16 |  | 2025-10-15
MULTI-MEASUREMENT SERVER | MULTI-MEASUREMENT SERVER | PHILIPS LTD | INTELLIVUE MMX | 2023-01-10 | 2078.184
PATIENT MONITOR | PATIENT MONITOR INTELLIVUE | PHILIPS LTD | MX450 | 2023-01-10 | 3737.16 |  | 2025-10-15
MULTI-MEASUREMENT SERVER | MULTI-MEASUREMENT SERVER | PHILIPS LTD | INTELLIVUE MMX | 2023-01-10 | 2078.184
PATIENT MONITOR | PATIENT MONITOR INTELLIVUE | PHILIPS LTD | MX450 | 2023-01-10 | 3737.16 |  | 2025-10-15
MULTI-MEASUREMENT SERVER | MULTI-MEASUREMENT SERVER | PHILIPS LTD | INTELLIVUE MMX | 2023-01-10 | 2078.184
PATIENT MONITOR | PATIENT MONITOR INTELLIVUE | PHILIPS LTD | MX450 | 2023-01-10 | 3737.16 |  | 2025-10-15
MULTI-MEASUREMENT SERVER | MULTI-MEASUREMENT SERVER | PHILIPS LTD | INTELLIVUE MMX | 2023-01-10 | 2078.184
PATIENT MONITOR | PATIENT MONITOR INTELLIVUE | PHILIPS LTD | MX450 | 2023-01-10 | 3737.16 |  | 2025-10-15
MULTI-MEASUREMENT SERVER | MULTI-MEASUREMENT SERVER | PHILIPS LTD | INTELLIVUE MMX | 2023-01-10 | 2078.184
PATIENT MONITOR | PATIENT MONITOR INTELLIVUE | PHILIPS LTD | MX450 | 2023-01-10 | 3737.16 |  | 2025-10-15
MULTI-MEASUREMENT SERVER | MULTI-MEASUREMENT SERVER | PHILIPS LTD | INTELLIVUE MMX | 2023-01-10 | 2078.184
PATIENT MONITOR | PATIENT MONITOR INTELLIVUE | PHILIPS LTD | MX450 | 2023-01-10 | 3737.16 |  | 2025-10-15
MULTI-MEASUREMENT SERVER | MULTI-MEASUREMENT SERVER | PHILIPS LTD | INTELLIVUE MMX | 2023-01-10 | 2078.184
PATIENT MONITOR | PATIENT MONITOR INTELLIVUE | PHILIPS LTD | MX450 | 2023-01-10 | 3737.16 |  | 2025-10-15
MULTI-MEASUREMENT SERVER | MULTI-MEASUREMENT SERVER | PHILIPS LTD | INTELLIVUE MMX | 2023-01-10 | 2078.184
PATIENT MONITOR | PATIENT MONITOR INTELLIVUE | PHILIPS LTD | MX450 | 2023-01-10 | 3737.16 |  | 2025-10-15
MULTI-MEASUREMENT SERVER | MULTI-MEASUREMENT SERVER | PHILIPS LTD | INTELLIVUE MMX | 2023-01-10 | 2078.184
PATIENT MONITOR | PATIENT MONITOR INTELLIVUE | PHILIPS LTD | MX450 | 2023-01-10 | 3737.16 |  | 2025-10-15
TRANSPORT MONITOR | PATIENT MONITOR INTELLIVUE X3 (6mm NIBP Port) | PHILIPS LTD | INTELLIVUE X3 (6mm NIBP) | 2023-01-10 | 3796.536 |  | 2025-10-15
MULTI-MEASUREMENT SERVER | MULTI-MEASUREMENT SERVER | PHILIPS LTD | INTELLIVUE MMX | 2023-01-10 | 2078.184
PATIENT MONITOR | PATIENT MONITOR INTELLIVUE | PHILIPS LTD | MX450 | 2023-01-10 | 3737.16 |  | 2025-10-15
VENTILATOR | VENTILATOR | BREAS MEDICAL | NIPPY 4+ | 2023-01-05 | 4560 |  | 2025-01-01
VENTILATOR | VENTILATOR | BREAS MEDICAL | NIPPY 4+ | 2023-01-05 | 4560 |  | 2025-01-01
VENTILATOR | VENTILATOR | BREAS MEDICAL | NIPPY 4+ | 2023-01-04 | 4560 |  | 2025-01-01
VENTILATOR | VENTILATOR | BREAS MEDICAL | NIPPY 4+ | 2023-01-04 | 4560 |  | 2025-01-01
SPHYGMOMANOMETER | SPHYGMOMANOMETER - MOBILE | WELCH ALLYN | 7670-10 | 2023-01-03 | 180
SPHYGMOMANOMETER | SPHYGMOMANOMETER - MOBILE | WELCH ALLYN | 7670-10 | 2022-12-28 | 180
INFUSION PUMP | INFUSION PUMP - RENAL REPLACEMENT | RENALGUARD | FM1 | 2022-12-28 | 6000 | 2022-12-28 16:39 | 2023-12-28
VASCULAR FLOW DETECT | CARDIO-ANKLE VASCULAR INDEX | FUKUDA DENSHI | VS-2000 | 2022-12-23 | 5985.6 |  | 2024-12-23
COUCH | DAY SURGERY TROLLEY | ANETIC AID | QA3 | 2022-12-22 | 3594 |  | 2025-11-22
COUCH | DAY SURGERY TROLLEY | ANETIC AID | QA3 | 2022-12-22 | 3594 |  | 2025-12-22
MULTI FLUID WARMER | RAPID INFUSER | BELMONT | RI-2 | 2022-12-21 | 24008.4 | 2024-02-12 | 2025-02-12
COUCH | COUCH - OPERATING | ANETIC AID | QA3 EMERGENCY | 2022-12-21 | 3594 | 2022-12-21 15:19 | 2025-12-21
COUCH | COUCH - OPERATING | ANETIC AID | QA3 EMERGENCY | 2022-12-21 | 3594 | 2022-12-21 13:25 | 2025-12-21
CHARGER | AC/DC CHARGER - OXYLOG 3000 | DRAEGER | OXYLOG AC/DC | 2022-12-21 | 192
COUCH | COUCH - OPERATING | ANETIC AID | QA3 EMERGENCY | 2022-12-20 | 3594 | 2022-12-20 14:10 | 2025-12-20
SCALES | SCALES - COLUMN WITH HEIGHT MEASURE | MARSDEN | M-110 | 2023-02-17 | 432 | 2023-12-05 | 2024-11-15
SCALES | SCALES - COLUMN WITH HEIGHT MEASURE | MARSDEN | M-110 | 2023-02-17 | 432 | 2023-12-05 | 2024-11-15
SCALES | SCALES - COLUMN WITH HEIGHT MEASURE | MARSDEN | M-110 | 2023-02-17 | 432 | 2023-12-05 | 2024-11-15
COUCH | COUCH - 2 SECTION ELECTRIC | MEDI-PLINTH | CA5100 | 2023-02-13 | 1260 |  | 2026-08-15
COUCH | COUCH - 2 SECTION ELECTRIC | MEDI-PLINTH | BA02E | 2022-12-20 | 870 |  | 2025-08-15
COUCH | COUCH - 2 SECTION ELECTRIC | MEDI-PLINTH | BA02E | 2022-12-20 | 870 |  | 2025-08-15
COUCH | COUCH - 2 SECTION ELECTRIC | MEDI-PLINTH | BA02E | 2022-12-20 | 870 |  | 2025-08-15
COUCH | COUCH - 2 SECTION ELECTRIC | MEDI-PLINTH | BA02E | 2022-12-20 | 870 |  | 2025-08-15
COUCH | COUCH - 2 SECTION ELECTRIC | MEDI-PLINTH | BA02E | 2022-12-20 | 870 |  | 2025-08-15
COUCH | COUCH - OPERATING | ANETIC AID | QA3 EMERGENCY | 2022-12-19 | 3594 | 2022-12-19 14:39 | 2025-11-14
VENTILATOR | VENTILATOR | RESMED LTD | STELLAR 150 | 2022-12-16 | 3600 |  | 2027-12-16
VENTILATOR | VENTILATOR | RESMED LTD | STELLAR 150 | 2022-12-16 | 3600 |  | 2027-12-16
COUCH | COUCH - 3 SECTION ELECTRIC | BRISTOL MAID (HOSP.M.CRAFT) | EC1325 | 2022-12-15 | 1446 |  | 2025-12-15
NEBULIZER | NEBULIZER | PARI MEDICAL | PARI BOY CLASSIC | 2022-12-15 | 410.4
NEBULIZER | NEBULIZER | PARI MEDICAL | PARI BOY CLASSIC | 2022-12-15 | 410.4
NEBULIZER | NEBULIZER | PARI MEDICAL | PARI BOY CLASSIC | 2022-12-15 | 410.4
NEBULIZER | NEBULIZER | PARI MEDICAL | PARI BOY CLASSIC | 2022-12-15 | 410.4
NEBULIZER | NEBULIZER | PARI MEDICAL | PARI BOY CLASSIC | 2022-12-15 | 410.4
NEBULIZER | NEBULIZER | PARI MEDICAL | PARI BOY CLASSIC | 2022-12-15 | 410.4
NEBULIZER | NEBULIZER | PARI MEDICAL | PARI BOY CLASSIC | 2022-12-15 | 410.4
NEBULIZER | NEBULIZER | PARI MEDICAL | PARI BOY CLASSIC | 2022-12-15 | 410.4
RF GENERATOR SYS | RADIOFREQUENCY PUNCTURE GENERATOR | BAYLISS LTD | RFP-100A | 2022-12-14 | 19200 | 2024-02-14 | 2025-02-14
SUCTION CONTROLLER | HIGH SUCTION CONTROLLER | THERAPY EQUIPMENT | DIAMOND RANGE HIGH | 2024-05-10 | 156
OPHTHALMOSCOPE-INDIRECT | INDIRECT OPHTHALMOSCOPE | KEELER | VANTAGE + WIRELESS | 2022-12-01 | 3118.8 |  | 2024-12-01
SUCTION CONTROLLER | HIGH SUCTION CONTROLLER | THERAPY EQUIPMENT | DIAMOND RANGE HIGH | 2022-12-02 | 107.4
GAS REGULATOR & FLOWMETER | DIALREG - PIN INDEX O2 - WITH SHRADER | THERAPY EQUIPMENT | 5056 | 2022-12-05 | 163.2 | 2022-12-05 15:06
PATIENT MONITOR | PATIENT MONITOR | PHILIPS LTD | MX550 | 2022-12-12 | 4626 |  | 2025-12-15
PATIENT MONITOR | PATIENT MONITOR | PHILIPS LTD | MX550 | 2022-12-12 | 4626 |  | 2025-12-15
PATIENT MONITOR | PATIENT MONITOR | PHILIPS LTD | MX550 | 2022-12-12 | 4626 |  | 2025-12-15
PATIENT MONITOR | PATIENT MONITOR | PHILIPS LTD | MX550 | 2022-12-12 | 4626 |  | 2025-12-15
PATIENT MONITOR | PATIENT MONITOR | PHILIPS LTD | MX550 | 2022-12-12 | 4626 |  | 2025-12-15
PATIENT MONITOR | PATIENT MONITOR | PHILIPS LTD | MX550 | 2022-12-12 | 4626 |  | 2025-12-15
PATIENT MONITOR | PATIENT MONITOR | PHILIPS LTD | MX550 | 2022-12-12 | 4626 |  | 2025-12-15
PATIENT MONITOR | PATIENT MONITOR | PHILIPS LTD | MX550 | 2022-12-12 | 4626 |  | 2025-12-15
PATIENT MONITOR | PATIENT MONITOR | PHILIPS LTD | MX550 | 2022-12-12 | 4626 |  | 2025-12-15
PATIENT MONITOR | PATIENT MONITOR | PHILIPS LTD | MX550 | 2022-12-12 | 4626 |  | 2025-12-15
TRANSPORT MONITOR | PATIENT MONITOR INTELLIVUE X3 (6mm NIBP Port) | PHILIPS LTD | INTELLIVUE X3 (6mm NIBP) | 2022-12-12 | 3796.536 |  | 2025-12-15
TRANSPORT MONITOR | PATIENT MONITOR INTELLIVUE X3 (6mm NIBP Port) | PHILIPS LTD | INTELLIVUE X3 (6mm NIBP) | 2022-12-12 | 3796.536 |  | 2025-12-22
TRANSPORT MONITOR | PATIENT MONITOR INTELLIVUE X3 (6mm NIBP Port) | PHILIPS LTD | INTELLIVUE X3 (6mm NIBP) | 2022-12-12 | 3796.536 |  | 2025-12-22
TRANSPORT MONITOR | PATIENT MONITOR INTELLIVUE X3 (6mm NIBP Port) | PHILIPS LTD | INTELLIVUE X3 (6mm NIBP) | 2022-12-12 | 3796.536 |  | 2025-12-22
TRANSPORT MONITOR | PATIENT MONITOR INTELLIVUE X3 (6mm NIBP Port) | PHILIPS LTD | INTELLIVUE X3 (6mm NIBP) | 2022-12-12 | 3796.536 |  | 2025-12-22
TRANSPORT MONITOR | PATIENT MONITOR INTELLIVUE X3 (6mm NIBP Port) | PHILIPS LTD | INTELLIVUE X3 (6mm NIBP) | 2022-12-12 | 3796.536 |  | 2025-12-22
TRANSPORT MONITOR | PATIENT MONITOR INTELLIVUE X3 (6mm NIBP Port) | PHILIPS LTD | INTELLIVUE X3 (6mm NIBP) | 2022-12-12 | 3796.536 |  | 2025-12-22
TRANSPORT MONITOR | PATIENT MONITOR INTELLIVUE X3 (6mm NIBP Port) | PHILIPS LTD | INTELLIVUE X3 (6mm NIBP) | 2022-12-12 | 3796.536 |  | 2025-12-22
TRANSPORT MONITOR | PATIENT MONITOR INTELLIVUE X3 (6mm NIBP Port) | PHILIPS LTD | INTELLIVUE X3 (6mm NIBP) | 2022-12-12 | 3796.536 |  | 2025-12-15
TRANSPORT MONITOR | PATIENT MONITOR INTELLIVUE X3 (6mm NIBP Port) | PHILIPS LTD | INTELLIVUE X3 (6mm NIBP) | 2022-12-12 | 3796.536 |  | 2025-12-15
PATIENT MONITOR | PATIENT MONITOR | PHILIPS LTD | MX550 | 2022-12-12 | 4626 |  | 2025-12-15
PATIENT MONITOR | PATIENT MONITOR | PHILIPS LTD | MX550 | 2022-12-12 | 4626 |  | 2025-12-15
PATIENT MONITOR | PATIENT MONITOR | PHILIPS LTD | MX550 | 2022-12-12 | 4626 |  | 2026-01-15
PATIENT MONITOR | PATIENT MONITOR | PHILIPS LTD | MX550 | 2022-12-12 | 4626 |  | 2025-12-15
PATIENT MONITOR | PATIENT MONITOR | PHILIPS LTD | MX550 | 2022-12-12 | 4626 |  | 2025-12-15
PATIENT MONITOR | PATIENT MONITOR | PHILIPS LTD | MX550 | 2022-12-12 | 4626 |  | 2025-12-15
PATIENT MONITOR | PATIENT MONITOR | PHILIPS LTD | MX550 | 2022-12-12 | 4626 |  | 2025-12-15
PATIENT MONITOR | PATIENT MONITOR | PHILIPS LTD | MX550 | 2022-12-12 | 4626 |  | 2025-12-15
PATIENT MONITOR | PATIENT MONITOR | PHILIPS LTD | MX550 | 2022-12-12 | 4626 |  | 2025-12-15
TRANSPORT MONITOR | PATIENT MONITOR INTELLIVUE X3 (6mm NIBP Port) | PHILIPS LTD | INTELLIVUE X3 (6mm NIBP) | 2022-12-12 | 3796.536 | 2024-06-28 | 2029-01-15
TRANSPORT MONITOR | PATIENT MONITOR INTELLIVUE X3 (6mm NIBP Port) | PHILIPS LTD | INTELLIVUE X3 (6mm NIBP) | 2022-12-12 | 3796.536 |  | 2025-12-15
TRANSPORT MONITOR | PATIENT MONITOR INTELLIVUE X3 (6mm NIBP Port) | PHILIPS LTD | INTELLIVUE X3 (6mm NIBP) | 2022-12-12 | 3796.536 |  | 2025-12-15
TRANSPORT MONITOR | PATIENT MONITOR INTELLIVUE X3 (6mm NIBP Port) | PHILIPS LTD | INTELLIVUE X3 (6mm NIBP) | 2022-12-12 | 3796.536 |  | 2025-12-15
TRANSPORT MONITOR | PATIENT MONITOR INTELLIVUE X3 (6mm NIBP Port) | PHILIPS LTD | INTELLIVUE X3 (6mm NIBP) | 2022-12-12 | 3796.536 |  | 2025-12-15
TRANSPORT MONITOR | PATIENT MONITOR INTELLIVUE X3 (6mm NIBP Port) | PHILIPS LTD | INTELLIVUE X3 (6mm NIBP) | 2022-12-12 | 3796.536 |  | 2025-12-15
TRANSPORT MONITOR | PATIENT MONITOR INTELLIVUE X3 (6mm NIBP Port) | PHILIPS LTD | INTELLIVUE X3 (6mm NIBP) | 2022-12-12 | 3796.536 |  | 2025-12-15
TRANSPORT MONITOR | PATIENT MONITOR INTELLIVUE X3 (6mm NIBP Port) | PHILIPS LTD | INTELLIVUE X3 (6mm NIBP) | 2022-12-12 | 3796.536 |  | 2025-12-15
TRANSPORT MONITOR | PATIENT MONITOR INTELLIVUE X3 (6mm NIBP Port) | PHILIPS LTD | INTELLIVUE X3 (6mm NIBP) | 2022-12-12 | 3796.536 |  | 2026-01-15
SUCTION CONTROLLER | HIGH SUCTION CONTROLLER | THERAPY EQUIPMENT | DIAMOND RANGE HIGH | 2023-01-03 | 107.4
CARDIOGRAPH | CARDIOGRAPH | GE LIMITED | MAC7 | 2023-01-03 | 9510 | 2024-10-09 | 2025-10-09
CARDIOGRAPH | CARDIOGRAPH | GE LIMITED | MAC7 | 2023-01-03 | 7924.992 | 2023-12-07 | 2024-12-07
CARDIOGRAPH | CARDIOGRAPH | GE LIMITED | MAC7 | 2023-01-03 | 7924.992 | 2024-10-08 | 2025-10-08
CARDIOGRAPH | CARDIOGRAPH | GE LIMITED | MAC7 | 2023-01-03 | 9510 | 2024-10-08 | 2025-10-08
CARDIOGRAPH | CARDIOGRAPH | GE LIMITED | MAC7 | 2023-01-03 | 9510 | 2024-10-08 | 2025-10-08
ELECTRIC BED | SMART ACUTE CARE ELECTRIC BED | LINET UK | ELEGANZA 2 | 2022-12-05 | 1881 |  | 2024-11-01
ELECTRIC BED | SMART ACUTE CARE ELECTRIC BED | LINET UK | ELEGANZA 2 | 2022-12-05 | 1881 |  | 2024-11-01
ELECTRIC BED | SMART ACUTE CARE ELECTRIC BED | LINET UK | ELEGANZA 2 | 2022-12-05 | 1881 |  | 2024-11-01
ELECTRIC BED | SMART ACUTE CARE ELECTRIC BED | LINET UK | ELEGANZA 2 | 2022-12-05 | 1881 |  | 2024-11-01
ELECTRIC BED | SMART ACUTE CARE ELECTRIC BED | LINET UK | ELEGANZA 2 | 2022-12-05 | 1881 |  | 2024-11-01
ELECTRIC BED | SMART ACUTE CARE ELECTRIC BED | LINET UK | ELEGANZA 2 | 2022-12-05 | 1881 |  | 2024-11-01
ELECTRIC BED | SMART ACUTE CARE ELECTRIC BED | LINET UK | ELEGANZA 2 | 2022-12-05 | 1881 |  | 2024-11-01
ELECTRIC BED | SMART ACUTE CARE ELECTRIC BED | LINET UK | ELEGANZA 2 | 2022-12-05 | 1881 |  | 2024-11-01
ELECTRIC BED | SMART ACUTE CARE ELECTRIC BED | LINET UK | ELEGANZA 2 | 2022-12-05 | 1881 |  | 2024-11-01
ELECTRIC BED | SMART ACUTE CARE ELECTRIC BED | LINET UK | ELEGANZA 2 | 2022-12-05 | 1881 |  | 2024-11-01
SUCTION UNIT | SUCTION - LAERDAL - BATTERY | LAERDAL | LSU-2 | 2022-12-14 | 816 |  | 2025-12-14
ELECTRIC BED | SMART ACUTE CARE ELECTRIC BED | LINET UK | ELEGANZA 2 | 2022-11-28 | 1881 |  | 2024-11-01
ELECTRIC BED | SMART ACUTE CARE ELECTRIC BED | LINET UK | ELEGANZA 2 | 2022-11-28 | 1881 |  | 2024-11-01
SUCTION CONTROLLER | HIGH SUCTION CONTROLLER | THERAPY EQUIPMENT | DIAMOND RANGE HIGH | 2022-11-29 | 107.4
GAS REGULATOR & FLOWMETER | PIN INDEX AIR REGULATOR | THERAPY EQUIPMENT | 5270 / AIR | 2022-11-29 | 234 |  | 2026-11-11
TYMPANIC THERMOMETER | TYMPANIC THERMOMETER | BRAUN | PRO 6000 | 2022-12-01 | 178.8
TYMPANIC THERMOMETER | TYMPANIC THERMOMETER | BRAUN | PRO 6000 | 2022-12-01 | 178.8
TYMPANIC THERMOMETER | TYMPANIC THERMOMETER CONNEX MONITOR | WELCH ALLYN | PRO 6000 CONNEX | 2022-12-13 | 278.976
RADIOMETER PHOTOMETER | MSC15-Bili V01 | GIGAHERTZ OPTIK GMBH | 15312304 | 2022-12-21 | 1464 | 2023-12-11 | 2024-11-16
TYMPANIC THERMOMETER | TYMPANIC THERMOMETER | BRAUN | PRO 6000 | 2022-12-15 | 178.8
TYMPANIC THERMOMETER | TYMPANIC THERMOMETER | BRAUN | PRO 6000 | 2022-12-15 | 178.8
TYMPANIC THERMOMETER | TYMPANIC THERMOMETER | BRAUN | PRO 6000 | 2022-12-15 | 178.8
TYMPANIC THERMOMETER | TYMPANIC THERMOMETER | BRAUN | PRO 6000 | 2022-12-15 | 178.8
TYMPANIC THERMOMETER | TYMPANIC THERMOMETER | BRAUN | PRO 6000 | 2022-12-15 | 178.8
TYMPANIC THERMOMETER | TYMPANIC THERMOMETER | BRAUN | PRO 6000 | 2022-12-13 | 178.8
VACUUM SPLITTER | VACUUM TWIN SCHRADER SPLITTER | MEC MEDICAL LTD | 201906P | 2022-12-13 | 158.4
MEDICAL GAS HOSE | EXTENSION HOSE - O2- 3M 4BAR | MEC MEDICAL LTD | 19221HA | 2022-12-13 | 94.8 |  | 2026-12-16
MEDICAL GAS HOSE | EXTENSION HOSE - O2- 3M 4BAR | MEC MEDICAL LTD | 19221HA | 2022-12-13 | 94.8 |  | 2026-12-16
MEDICAL GAS HOSE | EXTENSION HOSE - MEDICAL AIR - 3M 4 BAR | MEC MEDICAL LTD | 19225HA | 2022-12-13 | 112.8 |  | 2026-12-13
DIETARY FEED PUMP | ENTERAL FEEDING PUMP | NUTRICIA | FLOCARE INFINITY | 2022-12-12 | 960
DIETARY FEED PUMP | ENTERAL FEEDING PUMP | NUTRICIA | FLOCARE INFINITY | 2022-12-12 | 960
DIETARY FEED PUMP | ENTERAL FEEDING PUMP | NUTRICIA | FLOCARE INFINITY | 2022-12-12 | 960
DIETARY FEED PUMP | ENTERAL FEEDING PUMP | NUTRICIA | FLOCARE INFINITY | 2022-12-12 | 960
REGULATOR | REGULATOR - NITROUS OXIDE - PIN INDEX WITH SCHRADER | OXYLITRE | R16015N | 2022-12-12 | 254.4 |  | 2029-12-01
REGULATOR | REGULATOR - NITROUS OXIDE - PIN INDEX WITH SCHRADER | OXYLITRE | R16015N | 2022-12-12 | 254.4 |  | 2026-12-16
REGULATOR | REGULATOR - NITROUS OXIDE - PIN INDEX WITH SCHRADER | OXYLITRE | R16015N | 2022-12-12 | 254.4 |  | 2029-12-01
REGULATOR | REGULATOR - NITROUS OXIDE - PIN INDEX WITH SCHRADER | OXYLITRE | R16015N | 2022-12-12 | 253.2 |  | 2029-12-01
HYFRECATOR | HYFRECATOR 2000 | CONMED | HYFRECATOR 2000 | 2022-12-13 | 1800 | 2024-08-06 | 2025-08-06
SUCTION CONTROLLER | HIGH SUCTION CONTROLLER | THERAPY EQUIPMENT | DIAMOND RANGE HIGH | 2022-12-16 | 107.4
BATTERY CHARGER | BATTERY CHARGER - LI-ION 2 BANK CLICK IN | BREAS MEDICAL | 2 BANK 007573 | 2022-12-09 | 453.6
BATTERY CHARGER | BATTERY CHARGER - LI-ION 2 BANK CLICK IN | BREAS MEDICAL | 2 BANK 007573 | 2022-12-09 | 453.6
VENTILATOR | VENTILATOR | BREAS MEDICAL | NIPPY 4+ | 2022-12-09 | 4560 |  | 2024-12-01
VENTILATOR | VENTILATOR | BREAS MEDICAL | NIPPY 4+ | 2022-12-09 | 4560 |  | 2024-12-01
VENTILATOR | VENTILATOR | BREAS MEDICAL | NIPPY 4+ | 2022-12-09 | 4560 |  | 2024-12-01
VENTILATOR | VENTILATOR | BREAS MEDICAL | NIPPY 4+ | 2022-12-09 | 4560 |  | 2024-12-01
TYMPANIC THERMOMETER | TYMPANIC THERMOMETER CONNEX MONITOR | WELCH ALLYN | PRO 6000 CONNEX | 2022-12-08 | 231.6
SUCTION CONTROLLER | 3M DIAMOND HIGH SUCTION RAIL MOUNT | THERAPY EQUIPMENT | 7705/3M | 2022-12-08 | 107.4
BATTERY THERMOMETER | BATTERY THERMOMETER | WELCH ALLYN | SURETEMP PLUS 692 | 2022-12-08 | 178.2
PMG TERMINALS | O2 SPLITTER - PLASTIC FITTINGS | THERAPY EQUIPMENT | 6111P | 2022-12-07 | 144
SUCTION CONTROLLER | SUCTION CONTROLLER - HIGH SUCTION RAIL MOUNTED WITH HOSE | THERAPY EQUIPMENT | 7852 | 2022-12-07 | 240
SUCTION CONTROLLER | HIGH SUCTION CONTROLLER | THERAPY EQUIPMENT | DIAMOND RANGE HIGH | 2022-12-07 | 107.4
TYMPANIC THERMOMETER | TYMPANIC THERMOMETER CONNEX MONITOR | WELCH ALLYN | PRO 6000 CONNEX | 2022-12-06 | 246
TYMPANIC THERMOMETER | TYMPANIC THERMOMETER | BRAUN | PRO 6000 | 2022-12-01 | 178.8
DIETARY FEED PUMP | ENTERAL FEEDING PUMP | NUTRICIA | FLOCARE INFINITY | 2022-12-01 | 960
NEBULIZER | PORTABLE CONTROLLER FOR NEBULISER | AEROGEN | AEROGEN USB CONTROLLER | 2022-11-28 | 720
NEBULIZER | PORTABLE CONTROLLER FOR NEBULISER | AEROGEN | AEROGEN USB CONTROLLER | 2022-11-28 | 720
NEBULIZER | PORTABLE CONTROLLER FOR NEBULISER | AEROGEN | AEROGEN USB CONTROLLER | 2022-11-28 | 720
NEBULIZER | PORTABLE CONTROLLER FOR NEBULISER | AEROGEN | AEROGEN USB CONTROLLER | 2022-11-28 | 720
NEBULIZER | PORTABLE CONTROLLER FOR NEBULISER | AEROGEN | AEROGEN USB CONTROLLER | 2022-11-28 | 720
NEBULIZER | PORTABLE CONTROLLER FOR NEBULISER | AEROGEN | AEROGEN USB CONTROLLER | 2022-11-28 | 720
NEBULIZER | PORTABLE CONTROLLER FOR NEBULISER | AEROGEN | AEROGEN USB CONTROLLER | 2022-11-28 | 720
NEBULIZER | PORTABLE CONTROLLER FOR NEBULISER | AEROGEN | AEROGEN USB CONTROLLER | 2022-11-28 | 720
NEBULIZER | PORTABLE CONTROLLER FOR NEBULISER | AEROGEN | AEROGEN USB CONTROLLER | 2022-11-28 | 720
NEBULIZER | PORTABLE CONTROLLER FOR NEBULISER | AEROGEN | AEROGEN USB CONTROLLER | 2022-11-28 | 720
NEBULIZER | PORTABLE CONTROLLER FOR NEBULISER | AEROGEN | AEROGEN USB CONTROLLER | 2022-11-28 | 720
TYMPANIC THERMOMETER | TYMPANIC THERMOMETER | BRAUN | PRO 6000 | 2022-11-24 | 178.8
TYMPANIC THERMOMETER | TYMPANIC THERMOMETER | BRAUN | PRO 6000 | 2022-11-23 | 178.8
TYMPANIC THERMOMETER | TYMPANIC THERMOMETER CONNEX MONITOR | WELCH ALLYN | PRO 6000 CONNEX | 2022-11-18 | 278.976
DIETARY FEED PUMP | ENTERAL FEEDING PUMP | NUTRICIA | FLOCARE INFINITY III | 2022-11-16 | 960 |  | 2024-12-01
TYMPANIC THERMOMETER | TYMPANIC THERMOMETER | BRAUN | PRO 6000 | 2022-11-15 | 178.8
TYMPANIC THERMOMETER | TYMPANIC THERMOMETER | BRAUN | PRO 6000 | 2022-11-15 | 178.8
TYMPANIC THERMOMETER | TYMPANIC THERMOMETER | BRAUN | PRO 6000 | 2022-11-15 | 178.8
VENTILATOR | VENTILATOR | RESMED LTD | STELLAR 150 | 2022-11-15 | 3600 |  | 2027-11-15
TYMPANIC THERMOMETER | TYMPANIC THERMOMETER CONNEX MONITOR | WELCH ALLYN | PRO 6000 CONNEX | 2022-12-20 | 278.976
TYMPANIC THERMOMETER | TYMPANIC THERMOMETER CONNEX MONITOR | WELCH ALLYN | PRO 6000 CONNEX | 2022-12-20 | 278.976
DYNAMOMETER | DYNAMOMETER | ACTIVBODY INC. | ACTIV5 | 2022-12-14 | 2700
TYMPANIC THERMOMETER | TYMPANIC THERMOMETER | BRAUN | PRO 6000 | 2022-11-21 | 178.8
TYMPANIC THERMOMETER | TYMPANIC THERMOMETER CONNEX MONITOR | WELCH ALLYN | PRO 6000 CONNEX | 2022-11-14 | 278.976
SUCTION CONTROLLER | HIGH SUCTION CONTROLLER | THERAPY EQUIPMENT | DIAMOND RANGE HIGH | 2022-11-11 | 107.4
SUCTION CONTROLLER | HIGH SUCTION CONTROLLER | THERAPY EQUIPMENT | DIAMOND RANGE HIGH | 2022-11-11 | 107.4
VENTILATOR | VENTILATOR | RESMED LTD | STELLAR 150 | 2022-11-10 | 3600 |  | 2027-11-10
VENTILATOR | VENTILATOR | RESMED LTD | AIRSENSE 10 AUTOSET | 2022-11-10 | 3600
VENTILATOR | VENTILATOR | RESMED LTD | AIRSENSE 10 AUTOSET | 2022-11-10 | 3600
TYMPANIC THERMOMETER | TYMPANIC THERMOMETER | BRAUN | PRO 6000 | 2022-11-10 | 178.8
TYMPANIC THERMOMETER | TYMPANIC THERMOMETER CONNEX MONITOR | WELCH ALLYN | PRO 6000 CONNEX | 2022-12-12 | 278.976
VENTILATOR | VENTILATOR | BREAS MEDICAL | NIPPY 4+ | 2022-11-10 | 4560 |  | 2024-11-01
VENTILATOR | VENTILATOR | BREAS MEDICAL | NIPPY 4+ | 2022-11-10 | 4560 |  | 2024-11-01
VENTILATOR | VENTILATOR | BREAS MEDICAL | NIPPY 4+ | 2022-11-10 | 4560 |  | 2024-11-01
SPHYGMOMANOMETER | ANEROID SPHYGMOMANOMETER | WELCH ALLYN | DS65 | 2022-11-09 | 86.172
DIETARY FEED PUMP | ENTERAL FEEDING PUMP | NUTRICIA | FLOCARE INFINITY III | 2022-11-02 | 960 |  | 2024-12-01
DIETARY FEED PUMP | ENTERAL FEEDING PUMP | NUTRICIA | FLOCARE INFINITY III | 2022-11-02 | 960 |  | 2024-12-01
DIETARY FEED PUMP | ENTERAL FEEDING PUMP | NUTRICIA | FLOCARE INFINITY III | 2022-11-02 | 960 |  | 2024-12-01
DIETARY FEED PUMP | ENTERAL FEEDING PUMP | NUTRICIA | FLOCARE INFINITY III | 2022-11-02 | 960 |  | 2024-12-01
DIETARY FEED PUMP | ENTERAL FEEDING PUMP | NUTRICIA | FLOCARE INFINITY III | 2022-11-02 | 960 |  | 2024-12-01
DIETARY FEED PUMP | ENTERAL FEEDING PUMP | NUTRICIA | FLOCARE INFINITY III | 2022-11-02 | 960 |  | 2024-12-01
DIETARY FEED PUMP | ENTERAL FEEDING PUMP | NUTRICIA | FLOCARE INFINITY III | 2022-11-02 | 960 |  | 2024-12-01
DIETARY FEED PUMP | ENTERAL FEEDING PUMP | NUTRICIA | FLOCARE INFINITY III | 2022-11-02 | 960 |  | 2024-12-01
DIETARY FEED PUMP | ENTERAL FEEDING PUMP | NUTRICIA | FLOCARE INFINITY III | 2022-11-02 | 960 |  | 2024-12-01
DIETARY FEED PUMP | ENTERAL FEEDING PUMP | NUTRICIA | FLOCARE INFINITY III | 2022-11-02 | 960 |  | 2024-12-01
DIETARY FEED PUMP | ENTERAL FEEDING PUMP | NUTRICIA | FLOCARE INFINITY III | 2022-11-02 | 960 |  | 2024-12-01
DIETARY FEED PUMP | ENTERAL FEEDING PUMP | NUTRICIA | FLOCARE INFINITY III | 2022-11-02 | 960 |  | 2024-12-01
DIETARY FEED PUMP | ENTERAL FEEDING PUMP | NUTRICIA | FLOCARE INFINITY III | 2022-11-02 | 960 |  | 2024-12-01
DIETARY FEED PUMP | ENTERAL FEEDING PUMP | NUTRICIA | FLOCARE INFINITY III | 2022-11-02 | 960 |  | 2024-12-01
DIETARY FEED PUMP | ENTERAL FEEDING PUMP | NUTRICIA | FLOCARE INFINITY III | 2022-11-02 | 960 |  | 2024-12-01
DIETARY FEED PUMP | ENTERAL FEEDING PUMP | NUTRICIA | FLOCARE INFINITY III | 2022-11-02 | 960 |  | 2024-12-01
DIETARY FEED PUMP | ENTERAL FEEDING PUMP | NUTRICIA | FLOCARE INFINITY III | 2022-11-02 | 960 |  | 2024-12-01
DIETARY FEED PUMP | ENTERAL FEEDING PUMP | NUTRICIA | FLOCARE INFINITY III | 2022-11-02 | 960 |  | 2024-12-01
DIETARY FEED PUMP | ENTERAL FEEDING PUMP | NUTRICIA | FLOCARE INFINITY III | 2022-11-02 | 960 |  | 2024-12-01
DIETARY FEED PUMP | ENTERAL FEEDING PUMP | NUTRICIA | FLOCARE INFINITY III | 2022-11-02 | 960 |  | 2024-12-01
DIETARY FEED PUMP | ENTERAL FEEDING PUMP | NUTRICIA | FLOCARE INFINITY III | 2022-11-02 | 960 |  | 2024-12-01
DIETARY FEED PUMP | ENTERAL FEEDING PUMP | NUTRICIA | FLOCARE INFINITY III | 2022-11-02 | 960 |  | 2024-12-01
DIETARY FEED PUMP | ENTERAL FEEDING PUMP | NUTRICIA | FLOCARE INFINITY III | 2022-11-02 | 960 |  | 2024-12-01
DIETARY FEED PUMP | ENTERAL FEEDING PUMP | NUTRICIA | FLOCARE INFINITY III | 2022-11-02 | 960 |  | 2024-12-01
DIETARY FEED PUMP | ENTERAL FEEDING PUMP | NUTRICIA | FLOCARE INFINITY III | 2022-11-02 | 960 |  | 2024-12-01
DIETARY FEED PUMP | ENTERAL FEEDING PUMP | NUTRICIA | FLOCARE INFINITY III | 2022-11-02 | 960 |  | 2024-12-01
DIETARY FEED PUMP | ENTERAL FEEDING PUMP | NUTRICIA | FLOCARE INFINITY III | 2022-11-02 | 960 |  | 2024-12-01
DIETARY FEED PUMP | ENTERAL FEEDING PUMP | NUTRICIA | FLOCARE INFINITY III | 2022-11-02 | 960 |  | 2024-12-01
DIETARY FEED PUMP | ENTERAL FEEDING PUMP | NUTRICIA | FLOCARE INFINITY III | 2022-11-02 | 960 |  | 2024-12-01
DIETARY FEED PUMP | ENTERAL FEEDING PUMP | NUTRICIA | FLOCARE INFINITY III | 2022-11-02 | 960 |  | 2024-12-01
DIETARY FEED PUMP | ENTERAL FEEDING PUMP | NUTRICIA | FLOCARE INFINITY III | 2022-11-02 | 960 |  | 2024-12-01
DIETARY FEED PUMP | ENTERAL FEEDING PUMP | NUTRICIA | FLOCARE INFINITY III | 2022-11-02 | 960 |  | 2024-12-01
DIETARY FEED PUMP | ENTERAL FEEDING PUMP | NUTRICIA | FLOCARE INFINITY III | 2022-11-02 | 960 |  | 2024-12-01
DIETARY FEED PUMP | ENTERAL FEEDING PUMP | NUTRICIA | FLOCARE INFINITY III | 2022-11-02 | 960 |  | 2024-12-01
DIETARY FEED PUMP | ENTERAL FEEDING PUMP | NUTRICIA | FLOCARE INFINITY III | 2022-11-02 | 960 |  | 2024-12-01
DIETARY FEED PUMP | ENTERAL FEEDING PUMP | NUTRICIA | FLOCARE INFINITY III | 2022-11-02 | 960 |  | 2024-12-01
DIETARY FEED PUMP | ENTERAL FEEDING PUMP | NUTRICIA | FLOCARE INFINITY III | 2022-11-01 | 960 |  | 2024-12-01
DOCKING STATION | DOCKING STATION | PHILIPS LTD | INTELLIVUE DOCK | 2023-03-31 | 516
INTERFACE ADAPTOR | INTERFACE ADAPTOR | PHILIPS LTD | INTELLIBRIDGE EC10 | 2023-04-03 | 760.32
INTERFACE ADAPTOR | INTERFACE ADAPTOR | PHILIPS LTD | INTELLIBRIDGE EC10 | 2023-04-03 | 760.32
BLOOD GAS ANALYSER | BLOOD GAS ANALYSER | RADIOMETER | ABL90 FLEX PLUS | 2023-04-18 | 15600 | 2023-02-15 10:02 | 2025-08-15
DIETARY FEED PUMP | ENTERAL FEEDING PUMP | NUTRICIA | FLOCARE INFINITY | 2023-06-29 | 960
DIETARY FEED PUMP | ENTERAL FEEDING PUMP | NUTRICIA | FLOCARE INFINITY | 2023-06-29 | 960
DIETARY FEED PUMP | ENTERAL FEEDING PUMP | NUTRICIA | FLOCARE INFINITY | 2023-06-29 | 960
DIETARY FEED PUMP | ENTERAL FEEDING PUMP | NUTRICIA | FLOCARE INFINITY | 2023-06-29 | 960
DIETARY FEED PUMP | ENTERAL FEEDING PUMP | NUTRICIA | FLOCARE INFINITY | 2023-06-29 | 960
DIETARY FEED PUMP | ENTERAL FEEDING PUMP | NUTRICIA | FLOCARE INFINITY | 2023-06-29 | 960
EEG MODULE | BIS LOC 2 CHANNEL MODULE CABLE | COVIDIEN UK | M1034-60021 | 2023-05-18 | 1155.6
EEG MODULE | BIS LOC 2 CHANNEL MODULE CABLE | COVIDIEN UK | M1034-60021 | 2023-05-15 | 1155.6
EEG MODULE | BIS LOC 2 CHANNEL MODULE CABLE | COVIDIEN UK | M1034-60021 | 2023-05-15 | 1155.6
EEG MODULE | Bispectral Index Module (BIS) Depth of Anaesthesia | PHILIPS LTD | M1034B | 2023-05-15 | 3128.268 |  | 2025-05-15
EEG MODULE | Bispectral Index Module (BIS) Depth of Anaesthesia | PHILIPS LTD | M1034B | 2023-05-15 | 3128.268 |  | 2025-05-15
SYRINGE DRIVER | SYRINGE DRIVER - ANAESTHETIC | FRESENIUS KABI | AGILIA SP TIVA WI-FI | 2023-04-20 | 1020 |  | 2026-04-15
SYRINGE DRIVER | SYRINGE DRIVER - ANAESTHETIC | FRESENIUS KABI | AGILIA SP TIVA WI-FI | 2023-04-20 | 1020 |  | 2026-04-15
SYRINGE DRIVER | SYRINGE DRIVER - ANAESTHETIC | FRESENIUS KABI | AGILIA SP TIVA WI-FI | 2023-04-20 | 1020 |  | 2026-04-15
SYRINGE DRIVER | SYRINGE DRIVER - ANAESTHETIC | FRESENIUS KABI | AGILIA SP TIVA WI-FI | 2023-04-20 | 1020 |  | 2026-04-15
SYRINGE DRIVER | SYRINGE DRIVER - ANAESTHETIC | FRESENIUS KABI | AGILIA SP TIVA WI-FI | 2023-04-20 | 1020 |  | 2026-04-15
SYRINGE DRIVER | SYRINGE DRIVER - ANAESTHETIC | FRESENIUS KABI | AGILIA SP TIVA WI-FI | 2023-04-20 | 1020 |  | 2026-04-15
SYRINGE DRIVER | SYRINGE DRIVER - ANAESTHETIC | FRESENIUS KABI | AGILIA SP TIVA WI-FI | 2023-04-20 | 1020 |  | 2026-04-15
SYRINGE DRIVER | SYRINGE DRIVER - ANAESTHETIC | FRESENIUS KABI | AGILIA SP TIVA WI-FI | 2023-04-20 | 1020 |  | 2026-04-15
SYRINGE DRIVER | SYRINGE DRIVER - ANAESTHETIC | FRESENIUS KABI | AGILIA SP TIVA WI-FI | 2023-04-20 | 1020 |  | 2026-04-15
SYRINGE DRIVER | SYRINGE DRIVER - ANAESTHETIC | FRESENIUS KABI | AGILIA SP TIVA WI-FI | 2023-04-20 | 1020 |  | 2026-04-15
SYRINGE DRIVER | SYRINGE DRIVER - ANAESTHETIC | FRESENIUS KABI | AGILIA SP TIVA WI-FI | 2023-04-20 | 1020 |  | 2026-04-15
SYRINGE DRIVER | SYRINGE DRIVER - ANAESTHETIC | FRESENIUS KABI | AGILIA SP TIVA WI-FI | 2023-04-20 | 1020 |  | 2026-04-15
SYRINGE DRIVER | SYRINGE DRIVER - ANAESTHETIC | FRESENIUS KABI | AGILIA SP TIVA WI-FI | 2023-04-20 | 1020 |  | 2026-04-15
SYRINGE DRIVER | SYRINGE DRIVER - ANAESTHETIC | FRESENIUS KABI | AGILIA SP TIVA WI-FI | 2023-04-19 | 1020 |  | 2026-04-15
SYRINGE DRIVER | SYRINGE DRIVER - ANAESTHETIC | FRESENIUS KABI | AGILIA SP TIVA WI-FI | 2023-04-19 | 1020 |  | 2026-04-15
SYRINGE DRIVER | SYRINGE DRIVER - ANAESTHETIC | FRESENIUS KABI | AGILIA SP TIVA WI-FI | 2023-04-19 | 1020 |  | 2026-04-15
SYRINGE DRIVER | SYRINGE DRIVER - ANAESTHETIC | FRESENIUS KABI | AGILIA SP TIVA WI-FI | 2023-04-19 | 1020 |  | 2026-04-15
SYRINGE DRIVER | SYRINGE DRIVER - ANAESTHETIC | FRESENIUS KABI | AGILIA SP TIVA WI-FI | 2023-04-06 | 1020 |  | 2026-04-15
SYRINGE DRIVER | SYRINGE DRIVER - ANAESTHETIC | FRESENIUS KABI | AGILIA SP TIVA WI-FI | 2023-04-06 | 1020 |  | 2026-04-15
SYRINGE DRIVER | SYRINGE DRIVER - ANAESTHETIC | FRESENIUS KABI | AGILIA SP TIVA WI-FI | 2023-04-06 | 1020 |  | 2026-04-15
SYRINGE DRIVER | SYRINGE DRIVER - ANAESTHETIC | FRESENIUS KABI | AGILIA SP TIVA WI-FI | 2023-04-06 | 1020 |  | 2026-04-15
SYRINGE DRIVER | SYRINGE DRIVER - ANAESTHETIC | FRESENIUS KABI | AGILIA SP TIVA WI-FI | 2023-04-06 | 1020 |  | 2026-04-15
SYRINGE DRIVER | SYRINGE DRIVER - ANAESTHETIC | FRESENIUS KABI | AGILIA SP TIVA WI-FI | 2023-04-06 | 1020 |  | 2026-04-15
SYRINGE DRIVER | SYRINGE DRIVER - ANAESTHETIC | FRESENIUS KABI | AGILIA SP TIVA WI-FI | 2023-04-06 | 1020 |  | 2026-04-15
SYRINGE DRIVER | SYRINGE DRIVER - ANAESTHETIC | FRESENIUS KABI | AGILIA SP TIVA WI-FI | 2023-04-06 | 1020 |  | 2026-04-15
SYRINGE DRIVER | SYRINGE DRIVER - ANAESTHETIC | FRESENIUS KABI | AGILIA SP TIVA WI-FI | 2023-04-06 | 1020 |  | 2026-04-15
SYRINGE DRIVER | SYRINGE DRIVER - ANAESTHETIC | FRESENIUS KABI | AGILIA SP TIVA WI-FI | 2023-04-06 | 1020 |  | 2026-04-15
SYRINGE DRIVER | SYRINGE DRIVER - ANAESTHETIC | FRESENIUS KABI | AGILIA SP TIVA WI-FI | 2023-04-06 | 1020 |  | 2026-04-15
SYRINGE DRIVER | SYRINGE DRIVER - ANAESTHETIC | FRESENIUS KABI | AGILIA SP TIVA WI-FI | 2023-04-06 | 1020 |  | 2026-04-15
SYRINGE DRIVER | SYRINGE DRIVER - ANAESTHETIC | FRESENIUS KABI | AGILIA SP TIVA WI-FI | 2023-04-05 | 1020 |  | 2026-04-15
SYRINGE DRIVER | SYRINGE DRIVER - ANAESTHETIC | FRESENIUS KABI | AGILIA SP TIVA WI-FI | 2023-04-05 | 1020 |  | 2026-04-15
SYRINGE DRIVER | SYRINGE DRIVER - ANAESTHETIC | FRESENIUS KABI | AGILIA SP TIVA WI-FI | 2023-04-05 | 1020 |  | 2026-04-15
SYRINGE DRIVER | SYRINGE DRIVER - ANAESTHETIC | FRESENIUS KABI | AGILIA SP TIVA WI-FI | 2023-04-05 | 1020 |  | 2026-04-15
SYRINGE DRIVER | SYRINGE DRIVER - ANAESTHETIC | FRESENIUS KABI | AGILIA SP TIVA WI-FI | 2023-04-05 | 1020 |  | 2026-04-15
SYRINGE DRIVER | SYRINGE DRIVER - ANAESTHETIC | FRESENIUS KABI | AGILIA SP TIVA WI-FI | 2023-04-05 | 1020 |  | 2026-04-15
SYRINGE DRIVER | SYRINGE DRIVER - ANAESTHETIC | FRESENIUS KABI | AGILIA SP TIVA WI-FI | 2023-04-05 | 1020 |  | 2026-04-15
SYRINGE DRIVER | SYRINGE DRIVER - ANAESTHETIC | FRESENIUS KABI | AGILIA SP TIVA WI-FI | 2023-04-05 | 1020 |  | 2026-04-15
SYRINGE DRIVER | SYRINGE DRIVER - ANAESTHETIC | FRESENIUS KABI | AGILIA SP TIVA WI-FI | 2023-04-05 | 1020 |  | 2026-04-15
SYRINGE DRIVER | SYRINGE DRIVER - ANAESTHETIC | FRESENIUS KABI | AGILIA SP TIVA WI-FI | 2023-04-05 | 1020 |  | 2026-04-15
SYRINGE DRIVER | SYRINGE DRIVER - ANAESTHETIC | FRESENIUS KABI | AGILIA SP TIVA WI-FI | 2023-04-05 | 1020 |  | 2026-04-15
SYRINGE DRIVER | SYRINGE DRIVER - ANAESTHETIC | FRESENIUS KABI | AGILIA SP TIVA WI-FI | 2023-04-05 | 1020 |  | 2026-04-15
SYRINGE DRIVER | SYRINGE DRIVER - ANAESTHETIC | FRESENIUS KABI | AGILIA SP TIVA WI-FI | 2023-04-05 | 1020 |  | 2026-04-15
SYRINGE DRIVER | SYRINGE DRIVER - ANAESTHETIC | FRESENIUS KABI | AGILIA SP TIVA WI-FI | 2023-04-05 | 1020 |  | 2026-04-15
SYRINGE DRIVER | SYRINGE DRIVER - ANAESTHETIC | FRESENIUS KABI | AGILIA SP TIVA WI-FI | 2023-04-04 | 1020 |  | 2026-04-15
SYRINGE DRIVER | SYRINGE DRIVER - ANAESTHETIC | FRESENIUS KABI | AGILIA SP TIVA WI-FI | 2023-04-04 | 1020 |  | 2026-04-15
SYRINGE DRIVER | SYRINGE DRIVER - ANAESTHETIC | FRESENIUS KABI | AGILIA SP TIVA WI-FI | 2023-04-04 | 1020 |  | 2026-04-15
SYRINGE DRIVER | SYRINGE DRIVER - ANAESTHETIC | FRESENIUS KABI | AGILIA SP TIVA WI-FI | 2023-04-04 | 1020 |  | 2026-04-15
SYRINGE DRIVER | SYRINGE DRIVER - ANAESTHETIC | FRESENIUS KABI | AGILIA SP TIVA WI-FI | 2023-04-04 | 1020 |  | 2026-04-15
SYRINGE DRIVER | SYRINGE DRIVER - ANAESTHETIC | FRESENIUS KABI | AGILIA SP TIVA WI-FI | 2023-04-04 | 1020 |  | 2026-04-15
SYRINGE DRIVER | SYRINGE DRIVER - ANAESTHETIC | FRESENIUS KABI | AGILIA SP TIVA WI-FI | 2023-04-04 | 1020 |  | 2026-04-15
SYRINGE DRIVER | SYRINGE DRIVER - ANAESTHETIC | FRESENIUS KABI | AGILIA SP TIVA WI-FI | 2023-04-04 | 1020 |  | 2026-04-15
SYRINGE DRIVER | SYRINGE DRIVER - ANAESTHETIC | FRESENIUS KABI | AGILIA SP TIVA WI-FI | 2023-04-04 | 1020 |  | 2026-04-15
SYRINGE DRIVER | SYRINGE DRIVER - ANAESTHETIC | FRESENIUS KABI | AGILIA SP TIVA WI-FI | 2023-04-04 | 1020 |  | 2026-04-15
SYRINGE DRIVER | SYRINGE DRIVER - ANAESTHETIC | FRESENIUS KABI | AGILIA SP TIVA WI-FI | 2023-04-04 | 1020 |  | 2026-04-15
SYRINGE DRIVER | SYRINGE DRIVER - ANAESTHETIC | FRESENIUS KABI | AGILIA SP TIVA WI-FI | 2023-04-04 | 1020 |  | 2026-04-15
SYRINGE DRIVER | SYRINGE DRIVER - ANAESTHETIC | FRESENIUS KABI | AGILIA SP TIVA WI-FI | 2023-04-04 | 1020 |  | 2026-04-15
SYRINGE DRIVER | SYRINGE DRIVER - ANAESTHETIC | FRESENIUS KABI | AGILIA SP TIVA WI-FI | 2023-04-04 | 1020 |  | 2026-04-15
SYRINGE DRIVER | SYRINGE DRIVER - ANAESTHETIC | FRESENIUS KABI | AGILIA SP TIVA WI-FI | 2023-04-04 | 1020 |  | 2026-04-15
SYRINGE DRIVER | SYRINGE DRIVER - ANAESTHETIC | FRESENIUS KABI | AGILIA SP TIVA WI-FI | 2023-04-04 | 1020 |  | 2026-04-15
SYRINGE DRIVER | SYRINGE DRIVER - ANAESTHETIC | FRESENIUS KABI | AGILIA SP TIVA WI-FI | 2023-04-04 | 1020 |  | 2026-04-15
SYRINGE DRIVER | SYRINGE DRIVER - ANAESTHETIC | FRESENIUS KABI | AGILIA SP TIVA WI-FI | 2023-04-04 | 1020 |  | 2026-04-15
SYRINGE DRIVER | SYRINGE DRIVER - ANAESTHETIC | FRESENIUS KABI | AGILIA SP TIVA WI-FI | 2023-04-04 | 1020 |  | 2026-04-15
SYRINGE DRIVER | SYRINGE DRIVER - ANAESTHETIC | FRESENIUS KABI | AGILIA SP TIVA WI-FI | 2023-04-04 | 1020 |  | 2026-04-15
SYRINGE DRIVER | SYRINGE DRIVER - ANAESTHETIC | FRESENIUS KABI | AGILIA SP TIVA WI-FI | 2023-04-04 | 1020 |  | 2026-04-15
SYRINGE DRIVER | SYRINGE DRIVER - ANAESTHETIC | FRESENIUS KABI | AGILIA SP TIVA WI-FI | 2023-04-04 | 1020 |  | 2026-04-15
SYRINGE DRIVER | SYRINGE DRIVER - ANAESTHETIC | FRESENIUS KABI | AGILIA SP TIVA WI-FI | 2023-04-04 | 1020 |  | 2026-04-15
SYRINGE DRIVER | SYRINGE DRIVER - ANAESTHETIC | FRESENIUS KABI | AGILIA SP TIVA WI-FI | 2023-04-04 | 1020 |  | 2026-04-15
SYRINGE DRIVER | SYRINGE DRIVER - ANAESTHETIC | FRESENIUS KABI | AGILIA SP TIVA WI-FI | 2023-04-04 | 1020 |  | 2026-04-15
SYRINGE DRIVER | SYRINGE DRIVER - ANAESTHETIC | FRESENIUS KABI | AGILIA SP TIVA WI-FI | 2023-04-04 | 1020 |  | 2026-04-15
SYRINGE DRIVER | SYRINGE DRIVER - ANAESTHETIC | FRESENIUS KABI | AGILIA SP TIVA WI-FI | 2023-04-04 | 1020 |  | 2026-04-15
SYRINGE DRIVER | SYRINGE DRIVER - ANAESTHETIC | FRESENIUS KABI | AGILIA SP TIVA WI-FI | 2023-04-03 | 1020 |  | 2026-04-15
SYRINGE DRIVER | SYRINGE DRIVER - ANAESTHETIC | FRESENIUS KABI | AGILIA SP TIVA WI-FI | 2023-04-03 | 1020 |  | 2026-04-15
SYRINGE DRIVER | SYRINGE DRIVER - ANAESTHETIC | FRESENIUS KABI | AGILIA SP TIVA WI-FI | 2023-04-03 | 1020 |  | 2026-04-15
SYRINGE DRIVER | SYRINGE DRIVER - ANAESTHETIC | FRESENIUS KABI | AGILIA SP TIVA WI-FI | 2023-04-03 | 1020 |  | 2026-04-15
SYRINGE DRIVER | SYRINGE DRIVER - ANAESTHETIC | FRESENIUS KABI | AGILIA SP TIVA WI-FI | 2023-04-03 | 1020 |  | 2026-04-15
SYRINGE DRIVER | SYRINGE DRIVER - ANAESTHETIC | FRESENIUS KABI | AGILIA SP TIVA WI-FI | 2023-04-03 | 1020 |  | 2026-04-15
SYRINGE DRIVER | SYRINGE DRIVER - ANAESTHETIC | FRESENIUS KABI | AGILIA SP TIVA WI-FI | 2023-04-03 | 1020 |  | 2026-04-15
SYRINGE DRIVER | SYRINGE DRIVER - ANAESTHETIC | FRESENIUS KABI | AGILIA SP TIVA WI-FI | 2023-04-03 | 1020 |  | 2026-04-15
SYRINGE DRIVER | SYRINGE DRIVER - ANAESTHETIC | FRESENIUS KABI | AGILIA SP TIVA WI-FI | 2023-04-03 | 1020 |  | 2026-04-15
SYRINGE DRIVER | SYRINGE DRIVER - ANAESTHETIC | FRESENIUS KABI | AGILIA SP TIVA WI-FI | 2023-04-03 | 1020 |  | 2026-04-15
SYRINGE DRIVER | SYRINGE DRIVER - ANAESTHETIC | FRESENIUS KABI | AGILIA SP TIVA WI-FI | 2023-04-03 | 1020 |  | 2026-04-15
SYRINGE DRIVER | SYRINGE DRIVER - ANAESTHETIC | FRESENIUS KABI | AGILIA SP TIVA WI-FI | 2023-04-03 | 1020 |  | 2026-04-15
SYRINGE DRIVER | SYRINGE DRIVER - ANAESTHETIC | FRESENIUS KABI | AGILIA SP TIVA WI-FI | 2023-04-03 | 1020 |  | 2026-04-15
SYRINGE DRIVER | SYRINGE DRIVER - ANAESTHETIC | FRESENIUS KABI | AGILIA SP TIVA WI-FI | 2023-04-03 | 1020 |  | 2026-04-15
SYRINGE DRIVER | SYRINGE DRIVER - ANAESTHETIC | FRESENIUS KABI | AGILIA SP TIVA WI-FI | 2023-04-03 | 1020 |  | 2026-04-15
SYRINGE DRIVER | SYRINGE DRIVER - ANAESTHETIC | FRESENIUS KABI | AGILIA SP TIVA WI-FI | 2023-04-03 | 1020 |  | 2026-04-15
SYRINGE DRIVER | SYRINGE DRIVER - ANAESTHETIC | FRESENIUS KABI | AGILIA SP TIVA WI-FI | 2023-04-03 | 1020 |  | 2026-04-15
SYRINGE DRIVER | SYRINGE DRIVER - ANAESTHETIC | FRESENIUS KABI | AGILIA SP TIVA WI-FI | 2023-04-03 | 1020 |  | 2026-04-15
SYRINGE DRIVER | SYRINGE DRIVER - ANAESTHETIC | FRESENIUS KABI | AGILIA SP TIVA WI-FI | 2023-03-29 | 1020 |  | 2026-04-15
SYRINGE DRIVER | SYRINGE DRIVER - ANAESTHETIC | FRESENIUS KABI | AGILIA SP TIVA WI-FI | 2023-03-29 | 1020 |  | 2026-04-15
ULTRASOUND PHANTOM | ULTRASOUND PHANTOM - BLADDER SCANNER | VERATHON MEDICAL INC | BVI 9x00 CALIBRATION PHANTOM | 2023-03-07 | 0
ISOLATION TRANSFORMER | IMEDE 20003RD | NORATEL | 9-059-000060 | 2023-04-21 | 2380.8 |  | 2024-04-21
TRANSPORT MONITOR | PATIENT MONITOR INTELLIVUE X3 (6mm NIBP Port) | PHILIPS LTD | INTELLIVUE X3 (6mm NIBP) | 2023-04-17 | 3796.536 |  | 2026-04-17
PATIENT MONITOR | PATIENT MONITOR INTELLIVUE | PHILIPS LTD | MX450 | 2023-03-02 | 3737.16 |  | 2026-07-15
PATIENT MONITOR | PATIENT MONITOR INTELLIVUE | PHILIPS LTD | MX450 | 2023-03-02 | 3737.16 |  | 2026-07-15
SCALES | SCALES - STAND ON | SECA | 875 | 2023-01-26 | 178.8 |  | 2024-11-15
SCALES | SCALES - BABY | SECA | 384 | 2023-01-25 | 216 |  | 2024-11-15
DOCKING STATION | DOCKING STATION | PHILIPS LTD | INTELLIVUE DOCK | 2023-01-17 | 480.372
DOCKING STATION | DOCKING STATION | PHILIPS LTD | INTELLIVUE DOCK | 2023-01-17 | 480.372
DOCKING STATION | DOCKING STATION | PHILIPS LTD | INTELLIVUE DOCK | 2023-01-17 | 480.372
DOCKING STATION | DOCKING STATION | PHILIPS LTD | INTELLIVUE DOCK | 2023-01-17 | 480.372
DOCKING STATION | DOCKING STATION | PHILIPS LTD | INTELLIVUE DOCK | 2023-01-17 | 480.372
DOCKING STATION | DOCKING STATION | PHILIPS LTD | INTELLIVUE DOCK | 2023-01-17 | 480.372
DIATHERMY MACHINE | LIGASURE VESSEL SEALING GENERATOR | COVIDIEN UK | VALLEYLAB LS10 | 2023-01-04 | 9000 |  | 2024-10-15
NERVE STIMULATOR | NERVE STIMULATOR MODULE | PHILIPS LTD | NMT | 2022-11-29 | 2117.808 |  | 2024-11-15
NERVE STIMULATOR | NERVE STIMULATOR MODULE | PHILIPS LTD | NMT | 2022-11-29 | 2117.808 |  | 2024-11-15
NERVE STIMULATOR | NERVE STIMULATOR MODULE | PHILIPS LTD | NMT | 2022-11-29 | 2117.808 |  | 2024-11-15
NERVE STIMULATOR | NERVE STIMULATOR MODULE | PHILIPS LTD | NMT | 2022-11-29 | 2117.808 |  | 2024-11-15
NERVE STIMULATOR | NERVE STIMULATOR MODULE | PHILIPS LTD | NMT | 2022-11-29 | 2117.808 |  | 2024-11-15
NERVE STIMULATOR | NERVE STIMULATOR MODULE | PHILIPS LTD | NMT | 2022-11-29 | 2117.808 |  | 2024-11-15
NERVE STIMULATOR | NERVE STIMULATOR MODULE | PHILIPS LTD | NMT | 2022-11-29 | 2117.808 |  | 2024-11-15
NERVE STIMULATOR | NERVE STIMULATOR MODULE | PHILIPS LTD | NMT | 2022-11-29 | 2117.808 |  | 2024-11-15
NERVE STIMULATOR | NERVE STIMULATOR MODULE | PHILIPS LTD | NMT | 2022-11-29 | 2117.808 |  | 2024-11-15
NERVE STIMULATOR | NERVE STIMULATOR MODULE | PHILIPS LTD | NMT | 2022-11-29 | 2117.808 |  | 2024-11-15
GAS ANALYSER | INTELLIVUE G7m ANAESTHETIC GAS MODULE | PHILIPS LTD | INTELLIVUE G7m | 2022-11-07 | 5000.688 | 2024-09-12 | 2025-09-12
GAS ANALYSER | INTELLIVUE G7m ANAESTHETIC GAS MODULE | PHILIPS LTD | INTELLIVUE G7m | 2022-11-07 | 5000.688 | 2024-07-16 | 2025-07-16
GAS ANALYSER | INTELLIVUE G7m ANAESTHETIC GAS MODULE | PHILIPS LTD | INTELLIVUE G7m | 2022-11-07 | 5000.688 |  | 2023-10-15
GAS ANALYSER | INTELLIVUE G7m ANAESTHETIC GAS MODULE | PHILIPS LTD | INTELLIVUE G7m | 2022-11-07 | 5000.688 | 2024-01-31 | 2025-01-31
GAS ANALYSER | INTELLIVUE G7m ANAESTHETIC GAS MODULE | PHILIPS LTD | INTELLIVUE G7m | 2022-11-07 | 5000.688 |  | 2023-10-15
GAS ANALYSER | INTELLIVUE G7m ANAESTHETIC GAS MODULE | PHILIPS LTD | INTELLIVUE G7m | 2022-11-07 | 5000.688 | 2024-01-31 | 2025-01-31
INTERFACE ADAPTOR | INTERFACE ADAPTOR | PHILIPS LTD | INTELLIBRIDGE EC10 | 2022-11-07 | 760.32
INTERFACE ADAPTOR | INTERFACE ADAPTOR | PHILIPS LTD | INTELLIBRIDGE EC10 | 2022-11-07 | 760.32
INTERFACE ADAPTOR | INTERFACE ADAPTOR | PHILIPS LTD | INTELLIBRIDGE EC10 | 2022-11-07 | 760.32
INTERFACE ADAPTOR | INTERFACE ADAPTOR | PHILIPS LTD | INTELLIBRIDGE EC10 | 2022-11-07 | 760.32
INTERFACE ADAPTOR | INTERFACE ADAPTOR | PHILIPS LTD | INTELLIBRIDGE EC10 | 2022-11-07 | 760.32
INTERFACE ADAPTOR | INTERFACE ADAPTOR | PHILIPS LTD | INTELLIBRIDGE EC10 | 2022-11-07 | 760.32
INTERFACE ADAPTOR | INTERFACE ADAPTOR | PHILIPS LTD | INTELLIBRIDGE EC10 | 2022-11-07 | 760.32
EEG MODULE | BIS LOC 2 CHANNEL MODULE CABLE | COVIDIEN UK | M1034-60021 | 2022-11-07 | 1155.6
EEG MODULE | BIS LOC 2 CHANNEL MODULE CABLE | COVIDIEN UK | M1034-60021 | 2022-11-07 | 1155.6
EEG MODULE | BIS LOC 2 CHANNEL MODULE CABLE | COVIDIEN UK | M1034-60021 | 2022-11-07 | 1155.6
EEG MODULE | BIS LOC 2 CHANNEL MODULE CABLE | COVIDIEN UK | M1034-60021 | 2022-11-07 | 1155.6
EEG MODULE | BIS LOC 2 CHANNEL MODULE CABLE | COVIDIEN UK | M1034-60021 | 2022-11-07 | 1155.6
EEG MODULE | BIS LOC 2 CHANNEL MODULE CABLE | COVIDIEN UK | M1034-60021 | 2022-11-07 | 1155.6
EEG MODULE | BIS LOC 2 CHANNEL MODULE CABLE | COVIDIEN UK | M1034-60021 | 2022-11-07 | 1155.6
EEG MODULE | BIS LOC 2 CHANNEL MODULE CABLE | COVIDIEN UK | M1034-60021 | 2022-11-07 | 1155.6
EEG MODULE | BIS LOC 2 CHANNEL MODULE CABLE | COVIDIEN UK | M1034-60021 | 2022-11-04 | 1155.6
EEG MODULE | Bispectral Index Module (BIS) Depth of Anaesthesia | PHILIPS LTD | M1034B | 2022-11-04 | 2176.416 |  | 2024-10-15
EEG MODULE | Bispectral Index Module (BIS) Depth of Anaesthesia | PHILIPS LTD | M1034B | 2022-11-04 | 2176.416 |  | 2024-10-15
EEG MODULE | Bispectral Index Module (BIS) Depth of Anaesthesia | PHILIPS LTD | M1034B | 2022-11-04 | 2176.416 |  | 2024-10-15
EEG MODULE | Bispectral Index Module (BIS) Depth of Anaesthesia | PHILIPS LTD | M1034B | 2022-11-04 | 2176.416 |  | 2024-10-15
EEG MODULE | Bispectral Index Module (BIS) Depth of Anaesthesia | PHILIPS LTD | M1034B | 2022-11-04 | 2176.416 |  | 2024-10-15
EEG MODULE | Bispectral Index Module (BIS) Depth of Anaesthesia | PHILIPS LTD | M1034B | 2022-11-04 | 2176.416 |  | 2024-10-15
EEG MODULE | Bispectral Index Module (BIS) Depth of Anaesthesia | PHILIPS LTD | M1034B | 2022-11-04 | 2176.416 |  | 2024-10-15
EEG MODULE | Bispectral Index Module (BIS) Depth of Anaesthesia | PHILIPS LTD | M1034B | 2022-11-04 | 2176.416 |  | 2024-10-15
EEG MODULE | Bispectral Index Module (BIS) Depth of Anaesthesia | PHILIPS LTD | M1034B | 2022-11-04 | 2176.416 |  | 2024-10-15
GAS ANALYSER | INTELLIVUE G7m ANAESTHETIC GAS MODULE | PHILIPS LTD | INTELLIVUE G7m | 2022-11-02 | 5000.688 | 2024-09-12 | 2025-09-12
MODULE HOLDER | MODULE HOLDER | PHILIPS LTD | FMX-4 | 2022-11-01 | 319.2
CO2 MODULE | CO2 MODULE + PRESS & TEMP | PHILIPS LTD | 867041 B06 | 2022-11-01 | 2381.544 | 2024-01-29 | 2025-01-29
TRANSPORT MONITOR | PATIENT MONITOR INTELLIVUE X3 (6mm NIBP Port) | PHILIPS LTD | INTELLIVUE X3 (6mm NIBP) | 2022-11-01 | 3072.168 |  | 2025-10-15
CO2 MODULE | CO2 MODULE + PRESS & TEMP | PHILIPS LTD | 867041 B06 | 2022-11-01 | 2381.544 | 2023-10-27 | 2024-10-27
TRANSPORT MONITOR | PATIENT MONITOR INTELLIVUE X3 (6mm NIBP Port) | PHILIPS LTD | INTELLIVUE X3 (6mm NIBP) | 2022-11-01 | 3072.168 |  | 2025-10-15
CO2 MODULE | CO2 MODULE + PRESS, TEMP & PiCCO/C.O. | PHILIPS LTD | 867041 B10 | 2022-11-01 | 3000 | 2024-01-29 | 2025-01-29
CO2 MODULE | CO2 MODULE + PRESS & TEMP | PHILIPS LTD | 867041 B06 | 2022-11-01 | 2381.544 | 2024-01-29 | 2025-01-29
TRANSPORT MONITOR | PATIENT MONITOR INTELLIVUE X3 (6mm NIBP Port) | PHILIPS LTD | INTELLIVUE X3 (6mm NIBP) | 2022-11-01 | 3072.168 |  | 2025-10-15
CO2 MODULE | CO2 MODULE + PRESS & TEMP | PHILIPS LTD | 867041 B06 | 2022-11-01 | 2381.544 | 2023-10-26 | 2024-10-26
TRANSPORT MONITOR | PATIENT MONITOR INTELLIVUE X3 (6mm NIBP Port) | PHILIPS LTD | INTELLIVUE X3 (6mm NIBP) | 2022-11-01 | 3072.168 |  | 2025-10-15
CO2 MODULE | CO2 MODULE + PRESS & TEMP | PHILIPS LTD | 867041 B06 | 2022-11-01 | 2381.544 | 2023-10-27 | 2024-10-27
TRANSPORT MONITOR | PATIENT MONITOR INTELLIVUE X3 (6mm NIBP Port) | PHILIPS LTD | INTELLIVUE X3 (6mm NIBP) | 2022-11-01 | 3072.168 |  | 2025-10-15
CO2 MODULE | CO2 MODULE + PRESS & TEMP | PHILIPS LTD | 867041 B06 | 2022-11-01 | 2381.544 | 2023-10-24 | 2024-10-24
TRANSPORT MONITOR | PATIENT MONITOR INTELLIVUE X3 (6mm NIBP Port) | PHILIPS LTD | INTELLIVUE X3 (6mm NIBP) | 2022-11-01 | 3072.168 |  | 2025-10-15
CO2 MODULE | CO2 MODULE + PRESS & TEMP | PHILIPS LTD | 867041 B06 | 2022-11-01 | 2381.544 | 2023-10-26 | 2024-10-26
TRANSPORT MONITOR | PATIENT MONITOR INTELLIVUE X3 (6mm NIBP Port) | PHILIPS LTD | INTELLIVUE X3 (6mm NIBP) | 2022-11-01 | 3072.168 |  | 2025-10-15
CO2 MODULE | CO2 MODULE + PRESS & TEMP | PHILIPS LTD | 867041 B06 | 2022-11-01 | 2381.544 | 2024-01-29 | 2025-01-29
TRANSPORT MONITOR | PATIENT MONITOR INTELLIVUE X3 (6mm NIBP Port) | PHILIPS LTD | INTELLIVUE X3 (6mm NIBP) | 2022-11-01 | 3072.168 |  | 2025-10-15
CO2 MODULE | CO2 MODULE + PRESS & TEMP | PHILIPS LTD | 867041 B06 | 2022-11-01 | 2381.544 | 2024-02-02 | 2025-02-02
TRANSPORT MONITOR | PATIENT MONITOR INTELLIVUE X3 (6mm NIBP Port) | PHILIPS LTD | INTELLIVUE X3 (6mm NIBP) | 2022-11-01 | 3072.168 |  | 2025-10-15
CO2 MODULE | CO2 MODULE + PRESS & TEMP | PHILIPS LTD | 867041 B06 | 2022-11-01 | 2381.544 | 2024-07-17 | 2025-07-17
TRANSPORT MONITOR | PATIENT MONITOR INTELLIVUE X3 (6mm NIBP Port) | PHILIPS LTD | INTELLIVUE X3 (6mm NIBP) | 2022-11-01 | 3072.168 |  | 2025-10-15
CO2 MODULE | CO2 MODULE + PRESS & TEMP | PHILIPS LTD | 867041 B06 | 2022-11-01 | 2381.544 | 2024-01-30 | 2025-01-30
TRANSPORT MONITOR | PATIENT MONITOR INTELLIVUE X3 (6mm NIBP Port) | PHILIPS LTD | INTELLIVUE X3 (6mm NIBP) | 2022-11-01 | 3072.168 |  | 2025-10-15
CO2 MODULE | CO2 MODULE + PRESS & TEMP | PHILIPS LTD | 867041 B06 | 2022-11-01 | 2381.544 | 2023-06-29 | 2024-06-29
TRANSPORT MONITOR | PATIENT MONITOR INTELLIVUE X3 (6mm NIBP Port) | PHILIPS LTD | INTELLIVUE X3 (6mm NIBP) | 2022-11-01 | 3072.168 |  | 2025-10-15
CO2 MODULE | CO2 MODULE + PRESS & TEMP | PHILIPS LTD | 867041 B06 | 2022-11-01 | 2381.544 | 2024-02-02 | 2025-02-02
TRANSPORT MONITOR | PATIENT MONITOR INTELLIVUE X3 (6mm NIBP Port) | PHILIPS LTD | INTELLIVUE X3 (6mm NIBP) | 2022-11-01 | 3072.168 |  | 2025-10-15
CO2 MODULE | CO2 MODULE + PRESS & TEMP | PHILIPS LTD | 867041 B06 | 2022-11-01 | 2381.544 | 2024-02-02 | 2025-02-02
TRANSPORT MONITOR | PATIENT MONITOR INTELLIVUE X3 (6mm NIBP Port) | PHILIPS LTD | INTELLIVUE X3 (6mm NIBP) | 2022-11-01 | 3072.168 |  | 2025-10-15
CO2 MODULE | CO2 MODULE + PRESS & TEMP | PHILIPS LTD | 867041 B06 | 2022-11-01 | 2381.544 | 2023-10-27 | 2024-10-27
ELECTRIC BED | SMART ACUTE CARE ELECTRIC BED | LINET UK | ELEGANZA 2 | 2022-11-28 | 1881 | 2024-03-20 | 2025-03-20
ELECTRIC BED | SMART ACUTE CARE ELECTRIC BED | LINET UK | ELEGANZA 2 | 2022-11-28 | 1881 |  | 2024-11-01
ELECTRIC BED | SMART ACUTE CARE ELECTRIC BED | LINET UK | ELEGANZA 2 | 2022-11-28 | 1881 |  | 2024-11-01
ELECTRIC BED | SMART ACUTE CARE ELECTRIC BED | LINET UK | ELEGANZA 2 | 2022-11-28 | 1881 |  | 2024-11-01
ELECTRIC BED | SMART ACUTE CARE ELECTRIC BED | LINET UK | ELEGANZA 2 | 2022-11-28 | 1881 |  | 2024-11-01
ELECTRIC BED | SMART ACUTE CARE ELECTRIC BED | LINET UK | ELEGANZA 2 | 2022-11-28 | 1881 |  | 2024-11-01
ELECTRIC BED | SMART ACUTE CARE ELECTRIC BED | LINET UK | ELEGANZA 2 | 2022-11-28 | 1881 |  | 2024-11-01
ELECTRIC BED | SMART ACUTE CARE ELECTRIC BED | LINET UK | ELEGANZA 2 | 2022-11-28 | 1881 |  | 2024-11-01
VITAL SIGNS MONITOR | VITAL SIGNS MONITOR: NBP, SPO2 | MINDRAY | VS9 | 2022-11-22 | 2122.8 |  | 2025-11-21
VITAL SIGNS MONITOR | VITAL SIGNS MONITOR: NBP, SPO2 | MINDRAY | VS9 | 2022-11-22 | 2122.8 |  | 2025-11-21
NEBULIZER | NEBULIZER | PHILIPS LTD | INNOSPIRE DELUXE | 2022-11-22 | 74.88
NEBULIZER | NEBULIZER | PHILIPS LTD | INNOSPIRE DELUXE | 2022-11-22 | 74.88
NEBULIZER | NEBULIZER | PHILIPS LTD | INNOSPIRE DELUXE | 2022-11-22 | 74.88
NEBULIZER | NEBULIZER | PHILIPS LTD | INNOSPIRE DELUXE | 2022-11-22 | 74.88
NEBULIZER | NEBULIZER | PHILIPS LTD | INNOSPIRE DELUXE | 2022-11-22 | 74.88
ELECTRIC BED | SMART ACUTE CARE ELECTRIC BED | LINET UK | ELEGANZA 2 | 2022-11-21 | 1881 |  | 2024-11-01
ELECTRIC BED | SMART ACUTE CARE ELECTRIC BED | LINET UK | ELEGANZA 2 | 2022-11-21 | 1881 |  | 2024-11-01
ELECTRIC BED | SMART ACUTE CARE ELECTRIC BED | LINET UK | ELEGANZA 2 | 2022-11-21 | 1881 |  | 2024-11-01
ELECTRIC BED | SMART ACUTE CARE ELECTRIC BED | LINET UK | ELEGANZA 2 | 2022-11-21 | 1881 |  | 2024-11-01
ELECTRIC BED | SMART ACUTE CARE ELECTRIC BED | LINET UK | ELEGANZA 2 | 2022-11-21 | 1881 |  | 2024-11-01
ELECTRIC BED | SMART ACUTE CARE ELECTRIC BED | LINET UK | ELEGANZA 2 | 2022-11-21 | 1881 |  | 2024-11-01
ELECTRIC BED | SMART ACUTE CARE ELECTRIC BED | LINET UK | ELEGANZA 2 | 2022-11-21 | 1881 |  | 2024-11-01
ELECTRIC BED | SMART ACUTE CARE ELECTRIC BED | LINET UK | ELEGANZA 2 | 2022-11-21 | 1881 |  | 2024-11-01
ELECTRIC BED | SMART ACUTE CARE ELECTRIC BED | LINET UK | ELEGANZA 2 | 2022-11-21 | 1881 |  | 2024-11-01
ELECTRIC BED | SMART ACUTE CARE ELECTRIC BED | LINET UK | ELEGANZA 2 | 2022-11-21 | 1881 |  | 2024-11-01
ELECTRIC BED | SMART ACUTE CARE ELECTRIC BED | LINET UK | ELEGANZA 2 | 2022-11-17 | 1881 |  | 2024-11-01
ELECTRIC BED | SMART ACUTE CARE ELECTRIC BED | LINET UK | ELEGANZA 2 | 2022-11-17 | 1881 |  | 2024-11-01
ELECTRIC BED | SMART ACUTE CARE ELECTRIC BED | LINET UK | ELEGANZA 2 | 2022-11-17 | 1881 |  | 2024-11-01
ELECTRIC BED | SMART ACUTE CARE ELECTRIC BED | LINET UK | ELEGANZA 2 | 2022-11-17 | 1881 |  | 2024-11-01
ELECTRIC BED | SMART ACUTE CARE ELECTRIC BED | LINET UK | ELEGANZA 2 | 2022-11-17 | 1881 |  | 2024-11-01
ELECTRIC BED | SMART ACUTE CARE ELECTRIC BED | LINET UK | ELEGANZA 2 | 2022-11-17 | 1881 |  | 2024-11-01
ELECTRIC BED | SMART ACUTE CARE ELECTRIC BED | LINET UK | ELEGANZA 2 | 2022-11-17 | 1881 |  | 2024-11-01
ELECTRIC BED | SMART ACUTE CARE ELECTRIC BED | LINET UK | ELEGANZA 2 | 2022-11-17 | 1881 |  | 2024-11-01
ELECTRIC BED | SMART ACUTE CARE ELECTRIC BED | LINET UK | ELEGANZA 2 | 2022-11-17 | 1881 |  | 2024-11-01
ELECTRIC BED | SMART ACUTE CARE ELECTRIC BED | LINET UK | ELEGANZA 2 | 2022-11-17 | 1881 |  | 2024-11-01
VITAL SIGNS MONITOR | VITAL SIGNS MONITOR: NBP, SPO2 | MINDRAY | VS9 | 2022-11-17 | 2122.8 |  | 2025-11-21
SPIROMETER | SPIROMETER HANDHELD | MEDCHIP SOLUTIONS | SPIRO CONNECT | 2022-11-09 | 0
TYMPANIC THERMOMETER | TYMPANIC THERMOMETER | COVIDIEN UK | GENIUS 3B | 2022-11-09 | 193.2 | 2024-08-21 | 2025-08-21
OXIMETER | PULSE OXIMETER FINGERTIP | BEIJING CHOICE ELECTRONIC TECHNOLOGY CO., LTD. | MD300C19 | 2022-11-07 | 35.988
OXIMETER | PULSE OXIMETER FINGERTIP | BEIJING CHOICE ELECTRONIC TECHNOLOGY CO., LTD. | MD300C19 | 2022-11-07 | 35.988
ELECTRIC BED | SMART ACUTE CARE ELECTRIC BED | LINET UK | ELEGANZA 2 | 2022-11-04 | 1881 |  | 2024-11-01
ELECTRIC BED | SMART ACUTE CARE ELECTRIC BED | LINET UK | ELEGANZA 2 | 2022-11-04 | 1881 |  | 2024-11-01
ELECTRIC BED | SMART ACUTE CARE ELECTRIC BED | LINET UK | ELEGANZA 2 | 2022-11-04 | 1881 |  | 2024-11-01
ELECTRIC BED | SMART ACUTE CARE ELECTRIC BED | LINET UK | ELEGANZA 2 | 2022-11-04 | 1881 |  | 2024-11-01
ELECTRIC BED | SMART ACUTE CARE ELECTRIC BED | LINET UK | ELEGANZA 2 | 2022-11-04 | 1881 |  | 2024-11-01
ELECTRIC BED | SMART ACUTE CARE ELECTRIC BED | LINET UK | ELEGANZA 2 | 2022-11-04 | 1881 |  | 2024-11-01
ELECTRIC BED | SMART ACUTE CARE ELECTRIC BED | LINET UK | ELEGANZA 2 | 2022-11-04 | 1881 |  | 2024-11-01
ELECTRIC BED | SMART ACUTE CARE ELECTRIC BED | LINET UK | ELEGANZA 2 | 2022-11-04 | 1881 |  | 2024-11-01
ELECTRIC BED | SMART ACUTE CARE ELECTRIC BED | LINET UK | ELEGANZA 2 | 2022-11-04 | 1881 |  | 2024-11-01
ELECTRIC BED | SMART ACUTE CARE ELECTRIC BED | LINET UK | ELEGANZA 2 | 2022-10-31 | 1881 |  | 2024-11-01
ELECTRIC BED | SMART ACUTE CARE ELECTRIC BED | LINET UK | ELEGANZA 2 | 2022-10-31 | 1881 |  | 2024-11-01
ELECTRIC BED | SMART ACUTE CARE ELECTRIC BED | LINET UK | ELEGANZA 2 | 2022-10-31 | 1881 |  | 2024-11-01
ELECTRIC BED | SMART ACUTE CARE ELECTRIC BED | LINET UK | ELEGANZA 2 | 2022-10-31 | 1881 |  | 2024-11-01
DENTAL X-RAY UNIT | DENTAL X-RAY | BELMONT | PHOT-XIIS | 2023-04-18 | 4800
OPTICAL IMAGING SYSTEM | INTRAVASCULAR OPTICAL IMAGING SYSTEM | ST JUDE MEDICAL | ILUMIEN OPTIS | 2023-03-13 | 72000
ULTRASOUND PROBE | ULTRASOUND PROBE | GE LIMITED | 3SC-RS | 2024-09-19 | 3028.656
ULTRASOUND PROBE | ULTRASOUND PROBE | GE LIMITED | E8C-RS | 2023-03-10 | 8400
ULTRASOUND SYSTEM | ULTRASOUND SCANNER | GE LIMITED | VENUE GO R4 | 2023-03-10 | 42000 | 2024-04-04 | 2025-04-04
ULTRASOUND PROBE | ULTRASOUND PROBE | GE LIMITED | L6-24-D | 2023-03-27 | 6000
ULTRASOUND PROBE | ULTRASOUND PROBE | GE LIMITED | L2-9D | 2023-03-31 | 6000
ULTRASOUND PROBE | ULTRASOUND PROBE | GE LIMITED | ML6-15-D | 2023-03-17 | 6000
ULTRASOUND PROBE | ULTRASOUND PROBE | GE LIMITED | C1-6-D | 2023-03-17 | 6000
ULTRASOUND SCANNER | ULTRASOUND SCANNER | GE LIMITED | LOGIQ E10 | 2023-03-06 | 88800 | 2024-10-23 | 2025-10-23
ULTRASOUND PROBE | ULTRASOUND PROBE | GE LIMITED | ML6-15-D | 2023-06-30 | 6000
ULTRASOUND PROBE | ULTRASOUND PROBE | GE LIMITED | C3-10-D | 2023-06-30 | 0
ULTRASOUND PROBE | ULTRASOUND PROBE | GE LIMITED | C1-6-D | 2023-05-12 | 6000
ULTRASOUND PROBE | ULTRASOUND PROBE | GE LIMITED | C2-9-D | 2023-05-12 | 7200
ULTRASOUND PROBE | HOCKEY STICK | GE LIMITED | L8-18i-D | 2023-03-21 | 7200
ULTRASOUND-CARDIO | ULTRASOUND SCANNER | GE LIMITED | VS70N | 2023-02-24 | 60000 | 2024-09-09 | 2024-03-22
ULTRASOUND PROBE | ULTRASOUND PROBE | GE LIMITED | 9L-D | 2023-01-01 | 6000
ULTRASOUND PROBE | ULTRASOUND PROBE | GE LIMITED | IC9-RS | 2022-12-22 | 4776 | 2024-04-03
ULTRASOUND PROBE | CURVILINEAR ULTRASOUND PROBE | GE LIMITED | C2-9-RS | 2022-12-23 | 6000
ULTRASOUND PROBE | CURVILINEAR ULTRASOUND PROBE | GE LIMITED | C1-5-RS | 2022-12-22 | 4776
ULTRASOUND SCANNER | ULTRASOUND SCANNER | GE LIMITED | VOLUSON S8 | 2022-12-22 | 60000
ULTRASOUND PROBE | ULTRASOUND PROBE | GE LIMITED | C1-6-D | 2022-12-19 | 6000
ULTRASOUND PROBE | ULTRASOUND PROBE | GE LIMITED | C2-9-D | 2022-12-19 | 6000
ULTRASOUND PROBE | ULTRASOUND PROBE | GE LIMITED | IC5-9-D | 2022-12-19 | 6000
ULTRASOUND SCANNER | ULTRASOUND SCANNER | GE LIMITED | VOLUSON E8 | 2022-12-19 | 65906.916 | 2024-08-27 | 2024-12-19
ULTRASOUND PROBE | ULTRASOUND PROBE | CANON | PLU-1204BT | 2022-12-21 | 6000
ULTRASOUND PROBE | ULTRASOUND PROBE | TOSHIBA MED | PVU-781VT | 2022-12-19 | 6000
ULTRASOUND PROBE | ULTRASOUND PROBE | TOSHIBA MED | PVU-375BT | 2022-12-19 | 6000
ULTRASOUND SCANNER | ULTRASOUND SCANNER | CANON | CUS-X200G (XARIO) | 2022-12-19 | 28800 | 2024-08-16 | 2025-08-16
CONTRAST INJECTOR | CEILING MOUNTED CONTRAST INJECTOR | GUERBET | ILLUMENA NEO CEILING MOUNTED | 2022-11-21 | 8400 | 2024-10-10 | 2025-10-10
AUDIO DOPPLER | AUDIO DOPPLER | HUNTLEIGH | D900 | 2022-11-14 | 336 | 2023-12-27 | 2024-12-27
AUDIO DOPPLER | AUDIO DOPPLER | HUNTLEIGH | D900 | 2022-11-14 | 336 | 2023-11-27 | 2024-11-27
AREA ALARM SYSTEM | GAS DETECTOR CONTROL PANEL | CROWCON | GASMASTER | 2022-10-25 | 1975.2 | 2024-10-17 | 2025-10-17
ULTRASOUND PROBE | ULTRASOUND PROBE | FUJIFILM SONOSITE | L25X | 2022-10-28 | 4800
ULTRASOUND PROBE | ULTRASOUND PROBE | FUJIFILM SONOSITE | rP19x | 2022-10-28 | 6000
ULTRASOUND SCANNER | ULTRASOUND SCANNER | FUJIFILM SONOSITE | EDGE II | 2022-10-27 | 30735.696 | 2023-12-06 | 2024-12-06
ULTRASOUND PROBE | ULTRASOUND PROBE | GE LIMITED | 4Vc-D | 2022-10-18 | 21600
PATIENT MONITOR | PATIENT MONITOR | PHILIPS LTD | MX750 | 2023-01-19 | 4911.6 |  | 2027-10-16
PATIENT MONITOR | PATIENT MONITOR | PHILIPS LTD | MX750 | 2023-01-19 | 4911.6 |  | 2027-10-16
PATIENT MONITOR | PATIENT MONITOR | PHILIPS LTD | MX750 | 2023-01-19 | 4911.6 |  | 2027-10-16
PATIENT MONITOR | PATIENT MONITOR | PHILIPS LTD | MX750 | 2023-01-19 | 4911.6 |  | 2027-10-16
PATIENT MONITOR | PATIENT MONITOR | PHILIPS LTD | MX750 | 2023-01-19 | 4911.6 |  | 2027-10-16
PATIENT MONITOR | PATIENT MONITOR | PHILIPS LTD | MX750 | 2023-01-19 | 4911.6 |  | 2027-10-16
PATIENT MONITOR | PATIENT MONITOR | PHILIPS LTD | MX750 | 2023-01-19 | 4911.6 |  | 2027-10-16
PATIENT MONITOR | PATIENT MONITOR | PHILIPS LTD | MX750 | 2023-01-19 | 4911.6 |  | 2027-10-16
HUMALACTOR | HUMALACTOR | MEDELA | SYMPHONY | 2023-01-18 | 2280 |  | 2025-01-18
SLIT LAMP | HAND HELD SLIT LAMP WITH FOOT PLATE | ALBERT WAESCHLE | OPTICLAR SL280 | 2023-01-18 | 1800
VIS/ACUITY APPARATUS | ELECTRONIC VISUAL ACUITY | THOMPSON SOFTWARE SOLUTIONS | PC_BOX | 2023-01-17 | 1554 | 2024-06-19 | 2025-07-15
VIS/ACUITY APPARATUS | ELECTRONIC VISUAL ACUITY | THOMPSON SOFTWARE SOLUTIONS | PC_BOX | 2023-01-17 | 1554 | 2024-06-19 | 2025-07-15
VIS/ACUITY APPARATUS | ELECTRONIC VISUAL ACUITY | THOMPSON SOFTWARE SOLUTIONS | PC_BOX | 2023-01-17 | 1554 | 2024-06-19 | 2025-07-15
VIS/ACUITY APPARATUS | ELECTRONIC VISUAL ACUITY | THOMPSON SOFTWARE SOLUTIONS | PC_BOX | 2023-01-17 | 1554 | 2024-06-19 | 2025-07-15
PUMP DOCKING STATION | PUMP DOCKING STATION | FRESENIUS KABI | LINK 6 + AGILIA | 2023-01-17 | 1198.8 | 2024-06-17 | 2027-06-17
TRANSPORT MONITOR | PATIENT MONITOR INTELLIVUE X3 (6mm NIBP Port) | PHILIPS LTD | INTELLIVUE X3 (6mm NIBP) | 2023-01-16 | 3796.536 |  | 2026-01-15
TRANSPORT MONITOR | PATIENT MONITOR INTELLIVUE X3 (6mm NIBP Port) | PHILIPS LTD | INTELLIVUE X3 (6mm NIBP) | 2023-01-16 | 3796.536 |  | 2026-01-15
TRANSPORT MONITOR | PATIENT MONITOR INTELLIVUE X3 (6mm NIBP Port) | PHILIPS LTD | INTELLIVUE X3 (6mm NIBP) | 2023-01-16 | 3796.536 |  | 2026-01-15
TRANSPORT MONITOR | PATIENT MONITOR INTELLIVUE X3 (6mm NIBP Port) | PHILIPS LTD | INTELLIVUE X3 (6mm NIBP) | 2023-01-16 | 3796.536 |  | 2026-01-15
TRANSPORT MONITOR | PATIENT MONITOR INTELLIVUE X3 (6mm NIBP Port) | PHILIPS LTD | INTELLIVUE X3 (6mm NIBP) | 2023-01-16 | 3796.536 |  | 2026-01-15
TRANSPORT MONITOR | PATIENT MONITOR INTELLIVUE X3 (6mm NIBP Port) | PHILIPS LTD | INTELLIVUE X3 (6mm NIBP) | 2023-01-16 | 3796.536 |  | 2026-01-15
OXIMETER | PULSE OXIMETER FINGERTIP | CHOICEMMED | OXYWATCH | 2022-10-28 | 42
OXIMETER | PULSE OXIMETER FINGERTIP | CHOICEMMED | OXYWATCH | 2022-10-28 | 42
TRANSPORT MONITOR | PATIENT MONITOR INTELLIVUE X3 (6mm NIBP Port) | PHILIPS LTD | INTELLIVUE X3 (6mm NIBP) | 2023-01-16 | 3796.536 |  | 2026-01-15
TRANSPORT MONITOR | PATIENT MONITOR INTELLIVUE X3 (6mm NIBP Port) | PHILIPS LTD | INTELLIVUE X3 (6mm NIBP) | 2023-01-16 | 3796.536 |  | 2026-01-15
TRANSPORT MONITOR | PATIENT MONITOR INTELLIVUE X3 (6mm NIBP Port) | PHILIPS LTD | INTELLIVUE X3 (6mm NIBP) | 2023-01-16 | 3796.536 |  | 2026-01-15
TRANSPORT MONITOR | PATIENT MONITOR INTELLIVUE X3 (6mm NIBP Port) | PHILIPS LTD | INTELLIVUE X3 (6mm NIBP) | 2023-01-16 | 3796.536 |  | 2026-01-15
TRANSPORT MONITOR | PATIENT MONITOR INTELLIVUE X3 (6mm NIBP Port) | PHILIPS LTD | INTELLIVUE X3 (6mm NIBP) | 2023-01-16 | 3796.536 |  | 2026-01-15
TRANSPORT MONITOR | PATIENT MONITOR INTELLIVUE X3 (6mm NIBP Port) | PHILIPS LTD | INTELLIVUE X3 (6mm NIBP) | 2023-01-16 | 3796.536 |  | 2026-01-15
TRANSPORT MONITOR | PATIENT MONITOR INTELLIVUE X3 (6mm NIBP Port) | PHILIPS LTD | INTELLIVUE X3 (6mm NIBP) | 2023-01-16 | 3796.536 |  | 2026-01-15
TRANSPORT MONITOR | PATIENT MONITOR INTELLIVUE X3 (6mm NIBP Port) | PHILIPS LTD | INTELLIVUE X3 (6mm NIBP) | 2023-01-16 | 3796.536 |  | 2026-01-15
TRANSPORT MONITOR | PATIENT MONITOR INTELLIVUE X3 (6mm NIBP Port) | PHILIPS LTD | INTELLIVUE X3 (6mm NIBP) | 2023-01-16 | 3796.536 |  | 2026-01-15
TRANSPORT MONITOR | PATIENT MONITOR INTELLIVUE X3 (6mm NIBP Port) | PHILIPS LTD | INTELLIVUE X3 (6mm NIBP) | 2023-01-16 | 3796.536 |  | 2026-01-15
TRANSPORT MONITOR | PATIENT MONITOR INTELLIVUE X3 (6mm NIBP Port) | PHILIPS LTD | INTELLIVUE X3 (6mm NIBP) | 2023-01-16 | 3796.536 |  | 2025-01-15
TRANSPORT MONITOR | PATIENT MONITOR INTELLIVUE X3 (6mm NIBP Port) | PHILIPS LTD | INTELLIVUE X3 (6mm NIBP) | 2023-01-16 | 3796.536 |  | 2026-01-15
TRANSPORT MONITOR | PATIENT MONITOR INTELLIVUE X3 (6mm NIBP Port) | PHILIPS LTD | INTELLIVUE X3 (6mm NIBP) | 2023-01-16 | 3796.536 |  | 2026-01-15
PATIENT MONITOR | PATIENT MONITOR | PHILIPS LTD | MX550 | 2023-01-16 | 4626 |  | 2025-12-15
PATIENT MONITOR | PATIENT MONITOR | PHILIPS LTD | MX550 | 2023-01-16 | 4626 |  | 2025-12-15
PATIENT MONITOR | PATIENT MONITOR | PHILIPS LTD | MX550 | 2023-01-16 | 4626 |  | 2025-12-15
PATIENT MONITOR | PATIENT MONITOR | PHILIPS LTD | MX550 | 2023-01-16 | 4626 |  | 2025-12-15
PATIENT MONITOR | PATIENT MONITOR | PHILIPS LTD | MX550 | 2023-01-16 | 4626 |  | 2025-12-15
PATIENT MONITOR | PATIENT MONITOR | PHILIPS LTD | MX550 | 2023-01-16 | 4626 |  | 2026-01-15
PATIENT MONITOR | PATIENT MONITOR | PHILIPS LTD | MX550 | 2023-01-16 | 4626 |  | 2026-01-15
SUCTION CONTROLLER | HIGH SUCTION CONTROLLER | THERAPY EQUIPMENT | DIAMOND RANGE HIGH | 2023-01-10 | 107.4
HUMIDIFIER | HUMIDIFIER AND FLOW GENERATOR | F & P | AIRVO 2 | 2023-01-06 | 2970 | 2024-01-25 | 2025-01-06
SUCTION CONTROLLER | HIGH SUCTION CONTROLLER | THERAPY EQUIPMENT | DIAMOND RANGE HIGH | 2023-01-05 | 97.2
VITAL SIGNS MONITOR | VITAL SIGNS MONITOR: NBP, SPO2 | MINDRAY | VS9 | 2023-01-04 | 2122.8 |  | 2026-01-04
DRILL | CORE 2 POWERED INSTRUMENT DRIVER | STRYKER | CORE 2 CONSOLE | 2023-01-03 | 13200
BATTERY CHARGER | BATTERY CHARGER | STRYKER | 7110-120-000 | 2023-01-03 | 3000
BATTERY CHARGER | BATTERY CHARGER | STRYKER | 7110-120-000 | 2023-01-03 | 3000
SUCTION CONTROLLER | HIGH SUCTION CONTROLLER | THERAPY EQUIPMENT | DIAMOND RANGE HIGH | 2024-06-26 | 81
NEBULIZER | NEBULIZER | PARI MEDICAL | PARI BOY CLASSIC | 2022-12-21 | 410.4
NEBULIZER | NEBULIZER | PARI MEDICAL | PARI BOY CLASSIC | 2022-12-21 | 410.4
NEBULIZER | NEBULIZER | PARI MEDICAL | PARI BOY CLASSIC | 2022-12-21 | 410.4
NEBULIZER | NEBULIZER | PARI MEDICAL | PARI BOY CLASSIC | 2022-12-21 | 410.4
NEBULIZER | NEBULIZER | PARI MEDICAL | PARI BOY CLASSIC | 2022-12-21 | 410.4
NEBULIZER | NEBULIZER | PARI MEDICAL | PARI BOY CLASSIC | 2022-12-21 | 410.4
PATIENT WARMING SYSTEM | PATIENT WARMING SYSTEM | 3M HEALTH CARE | 775 BAIR HUGGER | 2022-12-19 | 0
SCALES | SCALES - STAND ON | SECA | 877 | 2022-12-14 | 300 | 2022-11-30 11:37 | 2024-11-15
SCALES | SCALES - FLUID (not medical grade - do not use) | SALTER | 1180 WHDR | 2022-12-14 | 30 | 2023-11-14 | 2024-11-15
SCALES | SCALES - STAND ON - non medical grade | EKS | 830 | 2022-12-15 | 0 | 2022-11-29 12:41 | 2024-11-15
SCALES | SCALES - STAND ON | SECA | 761 | 2022-12-14 | 78 | 2022-11-28 12:47 | 2024-11-15
SCALES | SCALES - FLUID | TERAOKA | DS-673SS-3KG | 2022-12-14 | 318 | 2022-11-28 13:02 | 2024-11-15
SCALES | SCALES - HOIST | JOERNS HEALTHCARE | OXFORD OXF-SCALE-LP | 2022-12-14 | 1195.2 | 2023-12-13 | 2024-11-15
SCALES | SCALES - HOIST | HILL-ROM | LIKOSCALE 350 | 2022-12-14 | 0 | 2023-12-11 | 2024-11-15
SCALES | SCALES - CHAIR | SECA | 959 | 2022-12-14 | 912 | 2023-12-11 | 2024-11-15
SCALES | SCALES - BABY | SECA | 385 | 2023-01-22 | 277.44 | 2023-12-15 | 2024-11-15
SCALES | SCALES - STAND ON | MARSDEN | M-420 | 2022-12-14 | 300 | 2022-11-21 11:56 | 2024-11-15
SCALES | SCALES - FLUID | TERAOKA | DS-502 | 2022-12-14 | 204 | 2023-11-28 | 2024-11-15
SCALES | SCALES - FLUID | TERAOKA | DS-502 | 2022-12-14 | 204 |  | 2024-11-15
SCALES | SCALES - HOIST | HILL-ROM | LIKOSCALE 350 | 2022-12-15 | 0 | 2022-11-17 20:47 | 2024-11-15
SCALES | SCALES - HOIST | JOERNS HEALTHCARE | OXFORD OXF-SCALE-LP | 2022-12-14 | 1195.2 | 2023-11-30 | 2024-11-15
SCALES | SCALES - STAND ON | MARSDEN | M-420 | 2022-12-14 | 300 | 2023-11-30 | 2024-11-15
SCALES | SCALES - HOIST | JOERNS HEALTHCARE | OXFORD OXF-SCALE-LP | 2022-12-14 | 1195.2 | 2023-11-29 | 2024-11-15
SCALES | SCALES - FLUID | TERAOKA | DS-502 | 2022-12-14 | 204 | 2023-11-29 | 2024-11-15
SCALES | SCALES - HOIST | JOERNS HEALTHCARE | OXFORD OXF-SCALE-LP | 2022-12-14 | 1195.2 | 2023-11-29 | 2024-11-15
SCALES | SCALES - HOIST | JOERNS HEALTHCARE | OXFORD OXF-SCALE-LP | 2022-12-14 | 1195.2 | 2022-11-15 19:49 | 2024-11-15
NEBULIZER | NEBULIZER | PARI MEDICAL | PARI BOY CLASSIC | 2022-12-12 | 410.4
NEBULIZER | NEBULIZER | PARI MEDICAL | PARI BOY CLASSIC | 2022-12-12 | 410.4
NEBULIZER | NEBULIZER | PARI MEDICAL | PARI BOY CLASSIC | 2022-12-12 | 410.4
NEBULIZER | NEBULIZER | PARI MEDICAL | PARI BOY CLASSIC | 2022-12-12 | 410.4
NEBULIZER | NEBULIZER | PARI MEDICAL | PARI BOY CLASSIC | 2022-12-12 | 410.4
NEBULIZER | NEBULIZER | PARI MEDICAL | PARI BOY CLASSIC | 2022-12-12 | 410.4
THERMAL PRINTER | THERMAL PRINTER USB | PHILIPS LTD | 453564253071 | 2022-12-13 | 1800 | 2022-12-13 09:54
CONTROL BOX | MR PATIENT CARE PORTAL 5000 RADIO KIT | PHILIPS LTD | MR PATIENT CARE PORTAL 5000 RADIO KIT | 2022-12-12 | 2400 | 2022-12-13 09:54
CONTROL BOX | MR PATIENT CARE PORTAL 5000 DESKTOP UNIT | PHILIPS LTD | MR PATIENT CARE PORTAL 5000 DESKTOP UNIT | 2022-12-12 | 2400 | 2022-12-13 09:54
PATIENT MONITOR | MRI-PATIENT MONITOR - CONTROL ROOM | PHILIPS LTD | RGP1823AM | 2022-12-13 | 3600 | 2022-12-13 09:54
ECG MODULE | MRI ECG PATIENT MODULE | PHILIPS LTD | EXPRESSION MR ECG | 2022-12-12 | 1920 | 2022-12-13 09:54
BATTERY CHARGER | EXPRESSION PATIENT MODULE BATTERY CHARGER | PHILIPS LTD | EXPRESSION MR MODULE CHARGER | 2022-12-12 | 600 | 2022-12-13 09:54
PATIENT MONITOR | MRI PATIENT MONITOR WITH GAS BENCH | PHILIPS LTD | EXPRESSION MR400 | 2022-12-12 | 76800 | 2024-04-19 | 2025-04-19
MEDICAL GAS HOSE | EXTENSION HOSE AIR MRI | MEC MEDICAL LTD | HA68165 | 2022-12-12 | 146.4 |  | 2026-01-14
NEBULIZER | NEBULIZER | SCIAN | NB-210C | 2022-12-08 | 45
NEBULIZER | NEBULIZER | SCIAN | NB-210C | 2022-12-08 | 45
NEBULIZER | NEBULIZER | SCIAN | NB-210C | 2022-12-08 | 45
NEBULIZER | NEBULIZER | SCIAN | NB-210C | 2022-12-08 | 45
IRRIGATION SYSTEM | DUAL CHAMBER HIGH FLOW IRRIGATION PUMP | PURPLE SURGICAL UK LTD | PS3871 | 2022-12-07 | 3000
SUCTION UNIT | SUCTION - LAERDAL - BATTERY | LAERDAL | LSU-2 | 2022-12-07 | 816 |  | 2025-03-01
CARDIOGRAPH | CARDIOGRAPH | GE LIMITED | MAC7 | 2022-12-06 | 9510 | 2024-07-11 | 2025-07-11
VENTILATOR | ASTRAL 150 VENTILATOR | RESMED LTD | ASTRAL 150 | 2022-11-30 | 7200 |  | 2024-11-30
VENTILATOR | ASTRAL 150 VENTILATOR | RESMED LTD | ASTRAL 150 | 2022-11-30 | 7200 |  | 2024-11-30
SCALES | SCALES - FLUID | TERAOKA | DS-502 | 2022-11-29 | 204 | 2023-12-13 | 2024-11-15
TILT CHAIR | THERAPY CHAIR | DIGITERM LTD | COMFORT-4 ECO | 2022-11-28 | 2941.2 | 2024-04-10 | 2027-04-10
TILT CHAIR | THERAPY CHAIR | DIGITERM LTD | COMFORT-4 ECO | 2022-11-28 | 2941.2 |  | 2025-11-28
TILT CHAIR | THERAPY CHAIR | DIGITERM LTD | COMFORT-4 ECO | 2022-11-28 | 2941.2 |  | 2025-11-28
SCALES | SCALES - FLUID | TERAOKA | DS-502 | 2022-11-28 | 204 | 2023-12-05 | 2024-11-15
VENTILATOR | VENTILATOR | RESMED LTD | LUMIS 150 | 2022-11-24 | 2280
INCUBATOR | LAB INCUBATOR | LMS LTD | 280 | 2022-11-22 | 0 | 2024-03-27 | 2025-03-27
INCUBATOR | LAB INCUBATOR | LMS LTD | 280 | 2022-11-22 | 0 | 2024-03-27 | 2025-03-27
VENTILATOR | ASTRAL 150 VENTILATOR | RESMED LTD | ASTRAL 150 | 2022-11-22 | 7200 |  | 2024-11-22
VENTILATOR | VENTILATOR | BREAS MEDICAL | NIPPY CLEARWAY 2 | 2022-11-21 | 5400 |  | 2025-10-10
COUCH | COUCH - OPERATING | ANETIC AID | QA3 EMERGENCY | 2022-11-18 | 3594 | 2022-11-18 14:22 | 2025-11-18
VITAL SIGNS MONITOR | VITAL SIGNS MONITOR: NIBP, SPO2, TEMP | HILL-ROM | 75CE CONNEX | 2022-11-18 | 2152.8 |  | 2025-11-18
CHEST COMPRESSION SYSTEM | AUTOMATIC CPR UNIT | STRYKER | LUCAS 3 | 2022-11-15 | 11222.52 |  | 2023-11-15
SUCTION UNIT | PORTABLE SUCTION UNIT | LAERDAL | LCSU4 | 2022-11-15 | 399.6 |  | 2025-11-15
TRANSPORT MONITOR | PATIENT MONITOR INTELLIVUE X3 (6mm NIBP Port) | PHILIPS LTD | INTELLIVUE X3 (6mm NIBP) | 2023-04-17 | 3796.536 |  | 2026-04-17
CARDIAC OUTPUT COMP | CARDIAC OUTPUT MONITOR | EDWARDS LIFESCIENCES | HEMOSPHERE | 2023-02-23 | 38790 | 2024-07-17 | 2025-07-17
CARDIAC OUTPUT COMP | CARDIAC OUTPUT MONITOR | EDWARDS LIFESCIENCES | HEMOSPHERE | 2023-02-23 | 38790 | 2024-08-08 | 2025-08-08
SCALES | SCALES - COLUMN WITH HEIGHT MEASURE | MARSDEN | M-110 | 2022-12-19 | 900 |  | 2024-11-15
SCALES | SCALES - COLUMN WITH HEIGHT MEASURE | MARSDEN | M-110 | 2022-12-19 | 900 |  | 2024-11-15
VITAL SIGNS MONITOR | VITAL SIGNS MONITOR: NIBP, SPO2, TEMP | WELCH ALLYN | 75CE CONNEX | 2022-11-14 | 3013.2 |  | 2026-02-15
DIAGNOSTIC SYSTEM | DIAGNOSTIC SYSTEM | OPTICLAR | VISIONMED S1 TWIN WALL STATION | 2022-11-14 | 529.2
ISOLATION POWER SUPPLY | ISOLATION POWER SUPPLY | REO | REOMED 1000 | 2022-11-08 | 2400 |  | 2024-09-15
BLENDER | AIR, O2, CO2 MIXER | SECHRIST | 3500/3500HL | 2022-11-08 | 3600 | 2023-09-21 | 2024-09-15
BLENDER | AIR, O2, CO2 MIXER | SECHRIST | 3500/3500HL | 2022-11-08 | 3600 | 2023-09-21 | 2024-09-15
BLENDER | AIR, O2, CO2 MIXER | SECHRIST | 3500/3500HL | 2022-11-08 | 3600 | 2023-09-21 | 2024-09-15
BLENDER | AIR, O2, CO2 MIXER | SECHRIST | 3500/3500HL | 2022-11-07 | 3600 | 2023-09-21 | 2024-09-15
BLENDER | AIR, O2, CO2 MIXER | SECHRIST | 3500/3500HL | 2022-11-07 | 3600 |  | 2024-09-11
ISOLATION POWER SUPPLY | ISOLATION POWER SUPPLY | REO | REOMED 1000 | 2022-11-07 | 2400 |  | 2024-09-15
HEART LUNG PUMP | HEATER UNIT FOR HEART LUNG MACHINE | GETINGE LTD | HU35 | 2022-11-07 | 12000 |  | 2024-12-15
HEART LUNG PUMP | PORTABLE HEART LUNG MACHINE | MAQUET (UK) | CARDIOHELP | 2022-11-07 | 12000 |  | 2024-12-15
HEART LUNG PUMP | HEATER UNIT FOR HEART LUNG MACHINE | GETINGE LTD | HU35 | 2022-11-08 | 12000 |  | 2024-12-15
VENTILATOR | VENTILATOR | BREAS MEDICAL | NIPPY CLEARWAY 2 | 2022-10-31 | 5400 | 2023-12-04 | 2025-12-04
MEDICAL GAS HOSE | EXTENSION HOSE - MEDICAL AIR - 3M 7 BAR | MEC CO. LTD | 19224HA | 2022-10-25 | 113.76 |  | 2026-10-25
SCALES | SCALES - CHAIR | SECA | 959 | 2022-10-19 | 912 | 2023-11-29 | 2024-11-15
CELLSAVER RECIRCULATOR | CELLSAVER RECIRCULATOR | SORIN BIOMED | SORIN XTRA | 2022-10-19 | 13758.924 |  | 2023-10-15
FLUID WARMER | CALESCA WARMING DEVICE | MEDELA | CALESCA | 2022-10-18 | 1080 | 2024-08-29 | 2025-06-15
FLUID WARMER | CALESCA WARMING DEVICE | MEDELA | CALESCA | 2022-10-18 | 1080 | 2024-07-25 | 2025-07-25
DIAGNOSTIC SYSTEM | DIAGNOSTIC SYSTEM | WELCH ALLYN | 13010 | 2022-10-17 | 600
ANALYSER | ANALYSER - FLUORESCENCE-BASED FOR COVID-19 | ABBOTT LABS | ID NOW | 2022-10-26 | 3600
ANALYSER | ANALYSER - FLUORESCENCE-BASED FOR COVID-19 | ABBOTT LABS | ID NOW | 2022-10-26 | 3600
HEART LUNG PUMP | HEATER UNIT FOR HEART LUNG MACHINE | GETINGE LTD | HU35 | 2022-10-26 | 12000 |  | 2024-12-15
HEART LUNG PUMP | PORTABLE HEART LUNG MACHINE | MAQUET (UK) | CARDIOHELP | 2022-10-26 | 100275.864 |  | 2024-12-15
HEART LUNG PUMP | HEATER UNIT FOR HEART LUNG MACHINE | GETINGE LTD | HU35 | 2022-10-26 | 12000 |  | 2024-12-15
HEART LUNG PUMP | HEATER UNIT FOR HEART LUNG MACHINE | GETINGE LTD | HU35 | 2022-10-26 | 12000 |  | 2024-12-15
HEART LUNG PUMP | PORTABLE HEART LUNG MACHINE | MAQUET (UK) | CARDIOHELP | 2022-10-25 | 100275.864 |  | 2024-12-15
HEART LUNG PUMP | PORTABLE HEART LUNG MACHINE | MAQUET (UK) | CARDIOHELP | 2022-10-25 | 100275.864 | 2024-08-27 | 2024-12-15
PATIENT HOIST | PATIENT HOIST - STANDING AID | ARJO HUNTLEIGH | SARA STEDY | 2022-10-21 | 930 | 2024-07-18 | 2025-07-18
CO2 MODULE | CO2 MODULE + PRESS & TEMP | PHILIPS LTD | 867041 B06 | 2022-10-17 | 3184.812 | 2024-03-13 | 2025-03-13
CO2 MODULE | CO2 MODULE + PRESS & TEMP | PHILIPS LTD | 867041 B06 | 2022-10-17 | 3184.812 | 2024-03-13 | 2025-03-13
TRANSPORT MONITOR | PATIENT MONITOR INTELLIVUE X3 (6mm NIBP Port) | PHILIPS LTD | INTELLIVUE X3 (6mm NIBP) | 2022-10-25 | 3186.936 |  | 2025-10-17
CO2 MODULE | CO2 MODULE + PRESS & TEMP | PHILIPS LTD | 867041 B06 | 2022-10-17 | 3184.812 | 2024-03-13 | 2025-03-13
TRANSPORT MONITOR | PATIENT MONITOR INTELLIVUE X3 (6mm NIBP Port) | PHILIPS LTD | INTELLIVUE X3 (6mm NIBP) | 2022-10-25 | 3186.936 |  | 2025-10-17
PATIENT MONITOR | PATIENT MONITOR | PHILIPS LTD | MX550 | 2022-10-17 | 4626 |  | 2025-10-17
PATIENT MONITOR | PATIENT MONITOR | PHILIPS LTD | MX550 | 2022-10-17 | 4626 |  | 2025-10-17
TYMPANIC THERMOMETER | TYMPANIC THERMOMETER | BRAUN | PRO 6000 | 2022-10-18 | 178.8
SUCTION CONTROLLER | HIGH SUCTION CONTROLLER | THERAPY EQUIPMENT | DIAMOND RANGE HIGH | 2022-10-25 | 107.4
VENTILATOR | VENTILATOR | BREAS MEDICAL | NIPPY 4+ | 2022-10-27 | 4560 |  | 2024-10-01
VENTILATOR | VENTILATOR | BREAS MEDICAL | NIPPY 4+ | 2022-10-27 | 4560 |  | 2024-10-01
BATTERY CHARGER | BATTERY CHARGER - LI-ION 2 BANK CLICK IN | BREAS MEDICAL | 2 BANK 007573 | 2022-10-27 | 453.6
TYMPANIC THERMOMETER | TYMPANIC THERMOMETER | BRAUN | PRO 6000 | 2022-11-07 | 178.8
TYMPANIC THERMOMETER | TYMPANIC THERMOMETER | BRAUN | PRO 6000 | 2022-11-07 | 178.8
AMBULATORY ARRHYTHMIA MONITOR | AMBULATORY ECG RECORDER | SPACELABS | LIFECARD CF | 2022-11-04 | 2152.8
AMBULATORY ARRHYTHMIA MONITOR | AMBULATORY ECG RECORDER | SPACELABS | LIFECARD CF | 2022-11-04 | 2152.8
AMBULATORY ARRHYTHMIA MONITOR | AMBULATORY ECG RECORDER | SPACELABS | LIFECARD CF | 2022-11-04 | 2152.8
AMBULATORY ARRHYTHMIA MONITOR | AMBULATORY ECG RECORDER | SPACELABS | LIFECARD CF | 2022-11-04 | 2152.8
AMBULATORY ARRHYTHMIA MONITOR | AMBULATORY ECG RECORDER | SPACELABS | LIFECARD CF | 2022-11-04 | 2152.8
AMBULATORY ARRHYTHMIA MONITOR | AMBULATORY ECG RECORDER | SPACELABS | LIFECARD CF | 2022-11-04 | 2152.8
AMBULATORY ARRHYTHMIA MONITOR | AMBULATORY ECG RECORDER | SPACELABS | LIFECARD CF | 2022-11-04 | 2152.8
AMBULATORY ARRHYTHMIA MONITOR | AMBULATORY ECG RECORDER | SPACELABS | LIFECARD CF | 2022-11-04 | 2152.8
AMBULATORY ARRHYTHMIA MONITOR | AMBULATORY ECG RECORDER | SPACELABS | LIFECARD CF | 2022-11-04 | 2152.8
AMBULATORY ARRHYTHMIA MONITOR | AMBULATORY ECG RECORDER | SPACELABS | LIFECARD CF | 2022-11-04 | 2152.8
TYMPANIC THERMOMETER | TYMPANIC THERMOMETER | BRAUN | PRO 6000 | 2022-10-26 | 178.8
DIETARY FEED PUMP | ENTERAL FEEDING PUMP | NUTRICIA | FLOCARE INFINITY III | 2023-01-31 | 960 |  | 2024-12-01
SLEEP MONITOR | CARDIO-RESPIRATORY SLEEP SCREENING | SOMNOMEDICS GMBH | SOMNOtouch RESP eco | 2022-10-18 | 6624
SLEEP MONITOR | CARDIO-RESPIRATORY SLEEP SCREENING | SOMNOMEDICS GMBH | SOMNOtouch RESP eco | 2022-10-18 | 6624
TYMPANIC THERMOMETER | TYMPANIC THERMOMETER | BRAUN | PRO 6000 | 2022-10-18 | 178.8
PATIENT MONITOR | MRI - PATIENT MONITOR - CONTROL RM UNIT | PHILIPS LTD | EXPRESSION IP5 | 2022-10-13 | 6000
CONTROL BOX | MR PATIENT CARE PORTAL 5000 RADIO KIT | PHILIPS LTD | MR PATIENT CARE PORTAL 5000 RADIO KIT | 2022-10-13 | 2400
BATTERY CHARGER | EXPRESSION PATIENT MODULE BATTERY CHARGER | PHILIPS LTD | EXPRESSION MR MODULE CHARGER | 2022-10-13 | 600
CONTROL BOX | MR PATIENT CARE PORTAL 5000 DESKTOP UNIT | PHILIPS LTD | MR PATIENT CARE PORTAL 5000 DESKTOP UNIT | 2022-10-13 | 2400
ECG MODULE | MRI ECG PATIENT MODULE | PHILIPS LTD | EXPRESSION MR ECG | 2022-10-13 | 1920
OXIMETER MODULE | MRI SPO2 PATIENT MODULE | PHILIPS LTD | EXPRESSION MR SPO2 | 2022-10-13 | 1860
PATIENT MONITOR | MRI PATIENT MONITOR WITH GAS BENCH | PHILIPS LTD | EXPRESSION MR200 | 2022-10-13 | 36900 |  | 2024-11-15
PATIENT MONITOR | MRI - PATIENT MONITOR - CONTROL RM UNIT | PHILIPS LTD | EXPRESSION IP5 | 2022-10-12 | 6000
CONTROL BOX | MR PATIENT CARE PORTAL 5000 RADIO KIT | PHILIPS LTD | MR PATIENT CARE PORTAL 5000 RADIO KIT | 2022-10-12 | 2400
CONTROL BOX | MR PATIENT CARE PORTAL 5000 DESKTOP UNIT | PHILIPS LTD | MR PATIENT CARE PORTAL 5000 DESKTOP UNIT | 2022-10-12 | 2400
BATTERY CHARGER | EXPRESSION PATIENT MODULE BATTERY CHARGER | PHILIPS LTD | EXPRESSION MR MODULE CHARGER | 2022-10-12 | 600
OXIMETER MODULE | MRI SPO2 PATIENT MODULE | PHILIPS LTD | EXPRESSION MR SPO2 | 2022-10-12 | 1860
ECG MODULE | MRI ECG PATIENT MODULE | PHILIPS LTD | EXPRESSION MR ECG | 2022-10-12 | 1920
PATIENT MONITOR | MRI PATIENT MONITOR WITH GAS BENCH | PHILIPS LTD | EXPRESSION MR200 | 2022-10-12 | 36900 |  | 2023-11-15
TYMPANIC THERMOMETER | TYMPANIC THERMOMETER | BRAUN | PRO 6000 | 2022-10-12 | 178.8
TYMPANIC THERMOMETER | TYMPANIC THERMOMETER | BRAUN | PRO 6000 | 2022-10-10 | 178.8
TYMPANIC THERMOMETER | TYMPANIC THERMOMETER | BRAUN | PRO 6000 | 2022-10-10 | 178.8
TYMPANIC THERMOMETER | TYMPANIC THERMOMETER | BRAUN | PRO 6000 | 2022-10-10 | 178.8
TYMPANIC THERMOMETER | TYMPANIC THERMOMETER | BRAUN | PRO 6000 | 2022-10-10 | 178.8
TYMPANIC THERMOMETER | TYMPANIC THERMOMETER | BRAUN | PRO 6000 | 2022-10-10 | 178.8
TYMPANIC THERMOMETER | TYMPANIC THERMOMETER | BRAUN | PRO 6000 | 2022-10-17 | 178.8
NEBULIZER | NEBULIZER | PARI MEDICAL | EFLOW RAPID | 2022-10-10 | 510
NEBULIZER | NEBULIZER | PARI MEDICAL | EFLOW RAPID | 2022-10-10 | 510
VENTILATOR | VENTILATOR | RESMED LTD | AIRSENSE 10 ELITE | 2022-10-05 | 3600
TYMPANIC THERMOMETER | TYMPANIC THERMOMETER | BRAUN | PRO 6000 | 2022-10-05 | 178.8
TYMPANIC THERMOMETER | TYMPANIC THERMOMETER | BRAUN | PRO 6000 | 2022-10-05 | 178.8
TYMPANIC THERMOMETER | TYMPANIC THERMOMETER | BRAUN | PRO 6000 | 2022-10-05 | 178.8
TYMPANIC THERMOMETER | TYMPANIC THERMOMETER | BRAUN | PRO 6000 | 2022-10-04 | 178.8
TYMPANIC THERMOMETER | TYMPANIC THERMOMETER | BRAUN | PRO 6000 | 2022-10-03 | 178.8
SUCTION CONTROLLER | HIGH SUCTION CONTROLLER | THERAPY EQUIPMENT | DIAMOND RANGE HIGH | 2022-09-30 | 107.4
TYMPANIC THERMOMETER | TYMPANIC THERMOMETER | BRAUN | PRO 6000 | 2022-09-29 | 178.8
TYMPANIC THERMOMETER | TYMPANIC THERMOMETER | BRAUN | PRO 6000 | 2022-09-29 | 178.8
TYMPANIC THERMOMETER | TYMPANIC THERMOMETER CONNEX MONITOR | WELCH ALLYN | PRO 6000 CONNEX | 2022-09-29 | 221.4
SUCTION CONTROLLER | HIGH SUCTION CONTROLLER | THERAPY EQUIPMENT | DIAMOND RANGE HIGH | 2022-09-29 | 107.4
SUCTION CONTROLLER | HIGH SUCTION CONTROLLER | THERAPY EQUIPMENT | DIAMOND RANGE HIGH | 2022-09-29 | 107.4
SUCTION CONTROLLER | HIGH SUCTION CONTROLLER | THERAPY EQUIPMENT | DIAMOND RANGE HIGH | 2022-09-29 | 107.4
SUCTION CONTROLLER | HIGH SUCTION CONTROLLER | THERAPY EQUIPMENT | DIAMOND RANGE HIGH | 2022-09-29 | 107.4
SUCTION CONTROLLER | HIGH SUCTION CONTROLLER | THERAPY EQUIPMENT | DIAMOND RANGE HIGH | 2022-09-29 | 107.4
SUCTION CONTROLLER | HIGH SUCTION CONTROLLER | THERAPY EQUIPMENT | DIAMOND RANGE HIGH | 2022-09-29 | 107.4
SUCTION CONTROLLER | HIGH SUCTION CONTROLLER | THERAPY EQUIPMENT | DIAMOND RANGE HIGH | 2022-09-28 | 107.4
TYMPANIC THERMOMETER | TYMPANIC THERMOMETER | BRAUN | PRO 6000 | 2022-10-25 | 178.8
TYMPANIC THERMOMETER | TYMPANIC THERMOMETER | BRAUN | PRO 6000 | 2022-10-21 | 178.8
HEADLIGHT SYSTEM | HEADLIGHT SYSTEM | OPTICLAR | VISIONMAX | 2022-09-30 | 1618.8
THERMAL PRINTER | THERMAL PRINTER I-STAT ALINITY | ABBOTT LABS | PR-500 | 2022-09-27 | 600
BLOOD GAS ANALYSER | BLOOD GAS ANALYSER - I-STAT ALINITY | ABBOTT LABS | I-STAT ALINITY AN-500 | 2022-09-27 | 6000 | 2024-01-16 | 2024-07-15
SUCTION CONTROLLER | HIGH SUCTION CONTROLLER | THERAPY EQUIPMENT | DIAMOND RANGE HIGH | 2022-09-26 | 106.8
TYMPANIC THERMOMETER | TYMPANIC THERMOMETER | BRAUN | PRO 6000 | 2022-09-26 | 178.8
TYMPANIC THERMOMETER | TYMPANIC THERMOMETER | BRAUN | PRO 6000 | 2022-09-26 | 178.8
DOCKING STATION | DOCKING STATION - I-STAT ALINITY | ABBOTT LABS | BST-500 | 2022-09-27 | 1200
COAGULATION TIMER | COAGULATION TIMER - HAND HELD UNIT | ROCHE LTD | COAGUCHEK PRO II | 2022-09-23 | 1179.9
EEG MODULE | BIS LOC 2 CHANNEL MODULE CABLE | COVIDIEN UK | M1034-60021 | 2022-09-26 | 1155.6
EEG MODULE | BIS LOC 2 CHANNEL MODULE CABLE | COVIDIEN UK | M1034-60021 | 2022-09-26 | 1155.6
EEG MODULE | BIS LOC 2 CHANNEL MODULE CABLE | COVIDIEN UK | M1034-60021 | 2022-09-26 | 1155.6
EEG MODULE | BIS LOC 2 CHANNEL MODULE CABLE | COVIDIEN UK | M1034-60021 | 2022-09-26 | 1155.6
HUMIDIFIER | HUMIDIFIER RESPIRATORY | F & P | F&P 950 | 2022-09-29 | 3369.6
HUMIDIFIER | HUMIDIFIER RESPIRATORY | F & P | F&P 950 | 2022-09-29 | 3369.6
INTERFACE ADAPTOR | INTERFACE ADAPTOR | PHILIPS LTD | INTELLIBRIDGE EC10 | 2022-09-27 | 735.6
INTERFACE ADAPTOR | INTERFACE ADAPTOR | PHILIPS LTD | INTELLIBRIDGE EC10 | 2022-09-27 | 735.6
INTERFACE ADAPTOR | INTERFACE ADAPTOR | PHILIPS LTD | INTELLIBRIDGE EC10 | 2022-09-27 | 735.6
INTERFACE ADAPTOR | INTERFACE ADAPTOR | PHILIPS LTD | INTELLIBRIDGE EC10 | 2022-09-27 | 735.6
CO2 MODULE | CO2 MODULE + PRESS, TEMP & PiCCO/C.O. | PHILIPS LTD | 867041 B10 | 2022-09-27 | 3000 | 2024-02-08 | 2025-02-08
TRANSPORT MONITOR | PATIENT MONITOR INTELLIVUE X3 (6mm NIBP Port) | PHILIPS LTD | INTELLIVUE X3 (6mm NIBP) | 2022-09-27 | 3796.536 |  | 2025-10-16
CO2 MODULE | CO2 MODULE + PRESS, TEMP & PiCCO/C.O. | PHILIPS LTD | 867041 B10 | 2022-09-27 | 3000 | 2024-01-29 | 2025-01-29
TRANSPORT MONITOR | PATIENT MONITOR INTELLIVUE X3 (6mm NIBP Port) | PHILIPS LTD | INTELLIVUE X3 (6mm NIBP) | 2022-09-27 | 3796.536 |  | 2025-10-16
CO2 MODULE | CO2 MODULE + PRESS, TEMP & PiCCO/C.O. | PHILIPS LTD | 867041 B10 | 2022-09-27 | 3000 | 2024-01-29 | 2025-01-29
TRANSPORT MONITOR | PATIENT MONITOR INTELLIVUE X3 (6mm NIBP Port) | PHILIPS LTD | INTELLIVUE X3 (6mm NIBP) | 2022-09-27 | 3796.536 |  | 2025-10-16
CO2 MODULE | CO2 MODULE + PRESS, TEMP & PiCCO/C.O. | PHILIPS LTD | 867041 B10 | 2022-09-27 | 3000 | 2024-02-15 | 2025-02-15
TRANSPORT MONITOR | PATIENT MONITOR INTELLIVUE X3 (6mm NIBP Port) | PHILIPS LTD | INTELLIVUE X3 (6mm NIBP) | 2022-09-27 | 3796.536 |  | 2025-10-16
CO2 MODULE | CO2 MODULE + PRESS, TEMP & PiCCO/C.O. | PHILIPS LTD | 867041 B10 | 2022-09-27 | 3000 | 2024-02-16 | 2025-02-16
TRANSPORT MONITOR | PATIENT MONITOR INTELLIVUE X3 (6mm NIBP Port) | PHILIPS LTD | INTELLIVUE X3 (6mm NIBP) | 2022-09-27 | 3796.536 |  | 2025-10-16
CO2 MODULE | CO2 MODULE + PRESS, TEMP & PiCCO/C.O. | PHILIPS LTD | 867041 B10 | 2022-09-27 | 3000 |  | 2024-10-16
TRANSPORT MONITOR | PATIENT MONITOR INTELLIVUE X3 (6mm NIBP Port) | PHILIPS LTD | INTELLIVUE X3 (6mm NIBP) | 2022-09-27 | 3796.536 |  | 2025-10-16
NEBULIZER | NEBULIZER | PHILIPS LTD | INNOSPIRE DELUXE | 2022-09-23 | 126
FLAT SCREEN DISPLAY | FLAT SCREEN DISPLAY - 43 INCH LCD MONITOR | PHILIPS LTD | 43HFL3014/12 | 2022-10-20 | 780
FLAT SCREEN DISPLAY | FLAT SCREEN DISPLAY - 43 INCH LCD MONITOR | PHILIPS LTD | 43HFL3014/12 | 2022-10-20 | 780
FLAT SCREEN DISPLAY | FLAT SCREEN DISPLAY - 43 INCH LCD MONITOR | PHILIPS LTD | 43HFL3014/12 | 2022-10-20 | 780
FLAT SCREEN DISPLAY | FLAT SCREEN DISPLAY - 43 INCH LCD MONITOR | PHILIPS LTD | 43HFL3014/12 | 2022-10-20 | 780
EEG MODULE | Bispectral Index Module (BIS) Depth of Anaesthesia | PHILIPS LTD | M1034B | 2022-09-26 | 2160 |  | 2024-10-16
EEG MODULE | Bispectral Index Module (BIS) Depth of Anaesthesia | PHILIPS LTD | M1034B | 2022-09-26 | 2160 |  | 2024-10-16
EEG MODULE | Bispectral Index Module (BIS) Depth of Anaesthesia | PHILIPS LTD | M1034B | 2022-09-26 | 2160 |  | 2024-10-16
EEG MODULE | Bispectral Index Module (BIS) Depth of Anaesthesia | PHILIPS LTD | M1034B | 2022-09-26 | 2160 |  | 2024-10-16
GAS ANALYSER | INTELLIVUE G7m ANAESTHETIC GAS MODULE | PHILIPS LTD | INTELLIVUE G7m | 2022-09-26 | 5000.688 | 2024-02-09 | 2025-02-09
GAS ANALYSER | INTELLIVUE G7m ANAESTHETIC GAS MODULE | PHILIPS LTD | INTELLIVUE G7m | 2022-09-26 | 5000.688 |  | 2023-10-16
GAS ANALYSER | INTELLIVUE G7m ANAESTHETIC GAS MODULE | PHILIPS LTD | INTELLIVUE G7m | 2022-09-26 | 5000.688 | 2024-07-16 | 2025-07-16
GAS ANALYSER | INTELLIVUE G7m ANAESTHETIC GAS MODULE | PHILIPS LTD | INTELLIVUE G7m | 2022-09-26 | 5000.688 | 2024-09-16 | 2025-09-16
PATIENT MONITOR | PATIENT MONITOR | PHILIPS LTD | MX750 | 2022-09-26 | 4911.6 |  | 2027-10-16
PATIENT MONITOR | PATIENT MONITOR | PHILIPS LTD | MX750 | 2022-09-26 | 4911.6 |  | 2027-10-16
PATIENT MONITOR | PATIENT MONITOR | PHILIPS LTD | MX750 | 2022-09-26 | 4911.6 |  | 2027-10-16
PATIENT MONITOR | PATIENT MONITOR | PHILIPS LTD | MX750 | 2022-09-26 | 4911.6 |  | 2027-10-16
PATIENT MONITOR | PATIENT MONITOR - ACTIVE DISPLAY | PHILIPS LTD | AD85 | 2022-09-27 | 2414.4 |  | 2027-10-15
PATIENT MONITOR | PATIENT MONITOR - ACTIVE DISPLAY | PHILIPS LTD | AD85 | 2022-09-27 | 2414.4 |  | 2027-10-15
PATIENT MONITOR | PATIENT MONITOR - ACTIVE DISPLAY | PHILIPS LTD | AD85 | 2022-09-27 | 2414.4 |  | 2027-10-15
PATIENT MONITOR | PATIENT MONITOR - ACTIVE DISPLAY | PHILIPS LTD | AD85 | 2022-09-27 | 2414.4 |  | 2027-10-15
PATIENT MONITOR | PATIENT MONITOR | PHILIPS LTD | MX850 | 2022-09-27 | 9814.8 |  | 2027-10-15
PATIENT MONITOR | PATIENT MONITOR | PHILIPS LTD | MX850 | 2022-09-27 | 9814.8 |  | 2027-10-15
PATIENT MONITOR | PATIENT MONITOR | PHILIPS LTD | MX850 | 2022-09-27 | 9814.8 |  | 2027-10-15
PATIENT MONITOR | PATIENT MONITOR | PHILIPS LTD | MX850 | 2022-09-27 | 9814.8 |  | 2027-10-15
MODULE HOLDER | MODULE HOLDER | PHILIPS LTD | FMX-4 | 2022-09-26 | 440.4
MODULE HOLDER | MODULE HOLDER | PHILIPS LTD | FMX-4 | 2022-09-26 | 440.4
MODULE HOLDER | MODULE HOLDER | PHILIPS LTD | FMX-4 | 2022-09-26 | 440.4
MODULE HOLDER | MODULE HOLDER | PHILIPS LTD | FMX-4 | 2022-09-26 | 440.4
MODULE HOLDER | MODULE HOLDER | PHILIPS LTD | FMX-4 | 2022-09-26 | 440.4
MODULE HOLDER | MODULE HOLDER | PHILIPS LTD | FMX-4 | 2022-09-26 | 440.4
MODULE HOLDER | MODULE HOLDER | PHILIPS LTD | FMX-4 | 2022-09-26 | 440.4
MODULE HOLDER | MODULE HOLDER | PHILIPS LTD | FMX-4 | 2022-09-26 | 440.4
MODULE HOLDER | MODULE HOLDER | PHILIPS LTD | FMX-4 | 2022-09-26 | 440.4
MODULE HOLDER | MODULE HOLDER | PHILIPS LTD | FMX-4 | 2022-09-26 | 440.4
MODULE HOLDER | MODULE HOLDER | PHILIPS LTD | FMX-4 | 2022-09-26 | 440.4
MODULE HOLDER | MODULE HOLDER | PHILIPS LTD | FMX-4 | 2022-09-26 | 440.4
DOCKING STATION | DOCKING STATION | PHILIPS LTD | INTELLIVUE DOCK | 2022-09-26 | 440.4
DOCKING STATION | DOCKING STATION | PHILIPS LTD | INTELLIVUE DOCK | 2022-09-26 | 440.4
DOCKING STATION | DOCKING STATION | PHILIPS LTD | INTELLIVUE DOCK | 2022-09-26 | 440.4
DOCKING STATION | DOCKING STATION | PHILIPS LTD | INTELLIVUE DOCK | 2022-09-26 | 440.4
CO2 MODULE | CO2 MODULE + PRESS, TEMP & PiCCO/C.O. | PHILIPS LTD | 867041 B10 | 2022-09-26 | 3000 | 2023-10-06 | 2024-10-06
TRANSPORT MONITOR | PATIENT MONITOR INTELLIVUE X3 (6mm NIBP Port) | PHILIPS LTD | INTELLIVUE X3 (6mm NIBP) | 2022-09-26 | 3796.536 |  | 2025-10-16
CO2 MODULE | CO2 MODULE + PRESS, TEMP & PiCCO/C.O. | PHILIPS LTD | 867041 B10 | 2022-09-26 | 3000 | 2024-01-31 | 2025-01-31
TRANSPORT MONITOR | PATIENT MONITOR INTELLIVUE X3 (6mm NIBP Port) | PHILIPS LTD | INTELLIVUE X3 (6mm NIBP) | 2022-09-26 | 3796.536 |  | 2025-10-16
CO2 MODULE | CO2 MODULE + PRESS, TEMP & PiCCO/C.O. | PHILIPS LTD | 867041 B10 | 2022-09-26 | 3000 | 2023-08-31 | 2024-08-31
TRANSPORT MONITOR | PATIENT MONITOR INTELLIVUE X3 (6mm NIBP Port) | PHILIPS LTD | INTELLIVUE X3 (6mm NIBP) | 2022-09-26 | 3796.536 |  | 2025-10-16
CO2 MODULE | CO2 MODULE + PRESS, TEMP & PiCCO/C.O. | PHILIPS LTD | 867041 B10 | 2022-09-26 | 3000 | 2024-01-31 | 2025-01-31
TRANSPORT MONITOR | PATIENT MONITOR INTELLIVUE X3 (6mm NIBP Port) | PHILIPS LTD | INTELLIVUE X3 (6mm NIBP) | 2022-09-26 | 3796.536 |  | 2025-10-16
CO2 MODULE | CO2 MODULE + PRESS, TEMP & PiCCO/C.O. | PHILIPS LTD | 867041 B10 | 2022-09-26 | 3000 | 2024-02-12 | 2025-02-12
TRANSPORT MONITOR | PATIENT MONITOR INTELLIVUE X3 (6mm NIBP Port) | PHILIPS LTD | INTELLIVUE X3 (6mm NIBP) | 2022-09-26 | 3796.536 |  | 2025-10-16
CO2 MODULE | CO2 MODULE + PRESS, TEMP & PiCCO/C.O. | PHILIPS LTD | 867041 B10 | 2022-09-26 | 3000 | 2024-02-01 | 2025-02-01
TRANSPORT MONITOR | PATIENT MONITOR INTELLIVUE X3 (6mm NIBP Port) | PHILIPS LTD | INTELLIVUE X3 (6mm NIBP) | 2022-09-26 | 3796.536 |  | 2025-10-16
TYMPANIC THERMOMETER | TYMPANIC THERMOMETER | BRAUN | PRO 6000 | 2022-09-22 | 178.8
UNINTERRUPTIBLE POWER SUPPLY | UNINTERRUPTIBLE POWER SUPPLY 500VA | AMERICAN POWER CONVERSION (APC) | SMART-UPS SCL500RMI1U | 2022-09-21 | 600 |  | 2024-10-15
UNINTERRUPTIBLE POWER SUPPLY | UNINTERRUPTIBLE POWER SUPPLY 500VA | AMERICAN POWER CONVERSION (APC) | SMART-UPS SCL500RMI1U | 2022-09-21 | 600 |  | 2024-10-15
FLAT SCREEN MONITOR - TOUCH | DISPLAY LCD FLAT SCREEN 24 INCH TOUCH SCREEN | ELO | ET2403LM | 2022-09-20 | 1359.6
FLAT SCREEN MONITOR - TOUCH | DISPLAY LCD FLAT SCREEN 24 INCH TOUCH SCREEN | ELO | ET2403LM | 2022-09-20 | 1359.6
CENTRAL STATION | CENTRAL STATION INTELLIVUE INFORMATION CENTRE IX | PHILIPS LTD | PIIC IX | 2022-09-20 | 5760 |  | 2024-09-20
FLAT SCREEN MONITOR - TOUCH | DISPLAY LCD FLAT SCREEN 24 INCH TOUCH SCREEN | ELO | ET2403LM | 2022-09-20 | 1359.6
FLAT SCREEN MONITOR - TOUCH | DISPLAY LCD FLAT SCREEN 24 INCH TOUCH SCREEN | ELO | ET2403LM | 2022-09-20 | 1359.6
CENTRAL STATION | CENTRAL STATION INTELLIVUE INFORMATION CENTRE IX | PHILIPS LTD | PIIC IX | 2022-09-20 | 5760 |  | 2023-10-16
CARDIOGRAPH | CARDIOGRAPH | GE LIMITED | MAC2000 | 2022-09-20 | 6187.2 | 2024-02-12 | 2025-02-12
INTERFACE ADAPTOR | INTERFACE ADAPTOR | PHILIPS LTD | INTELLIBRIDGE EC10 | 2022-09-20 | 735.6
INTERFACE ADAPTOR | INTERFACE ADAPTOR | PHILIPS LTD | INTELLIBRIDGE EC10 | 2022-09-20 | 735.6
INTERFACE ADAPTOR | INTERFACE ADAPTOR | PHILIPS LTD | INTELLIBRIDGE EC10 | 2022-09-20 | 735.6
INTERFACE ADAPTOR | INTERFACE ADAPTOR | PHILIPS LTD | INTELLIBRIDGE EC10 | 2022-09-20 | 735.6
INTERFACE ADAPTOR | INTERFACE ADAPTOR | PHILIPS LTD | INTELLIBRIDGE EC10 | 2022-09-20 | 735.6
INTERFACE ADAPTOR | INTERFACE ADAPTOR | PHILIPS LTD | INTELLIBRIDGE EC10 | 2022-09-16 | 735.6
MODULE HOLDER | MODULE HOLDER | PHILIPS LTD | FMX-4 | 2022-09-20 | 319.2
MODULE HOLDER | MODULE HOLDER | PHILIPS LTD | FMX-4 | 2022-09-20 | 319.2
MODULE HOLDER | MODULE HOLDER | PHILIPS LTD | FMX-4 | 2022-09-20 | 319.2
MODULE HOLDER | MODULE HOLDER | PHILIPS LTD | FMX-4 | 2022-09-20 | 319.2
MODULE HOLDER | MODULE HOLDER | PHILIPS LTD | FMX-4 | 2022-09-20 | 319.2
MODULE HOLDER | MODULE HOLDER | PHILIPS LTD | FMX-4 | 2022-09-20 | 319.2
MODULE HOLDER | MODULE HOLDER | PHILIPS LTD | FMX-4 | 2022-09-20 | 319.2
MODULE HOLDER | MODULE HOLDER | PHILIPS LTD | FMX-4 | 2022-09-20 | 319.2
MODULE HOLDER | MODULE HOLDER | PHILIPS LTD | FMX-4 | 2022-09-20 | 319.2
MODULE HOLDER | MODULE HOLDER | PHILIPS LTD | FMX-4 | 2022-09-20 | 319.2
MODULE HOLDER | MODULE HOLDER | PHILIPS LTD | FMX-4 | 2022-09-20 | 319.2
MODULE HOLDER | MODULE HOLDER | PHILIPS LTD | FMX-4 | 2022-09-20 | 319.2
MODULE HOLDER | MODULE HOLDER | PHILIPS LTD | FMX-4 | 2022-09-20 | 319.2
MODULE HOLDER | MODULE HOLDER | PHILIPS LTD | FMX-4 | 2022-09-20 | 319.2
MODULE HOLDER | MODULE HOLDER | PHILIPS LTD | FMX-4 | 2022-09-20 | 319.2
MODULE HOLDER | MODULE HOLDER | PHILIPS LTD | FMX-4 | 2022-09-20 | 319.2
MODULE HOLDER | MODULE HOLDER | PHILIPS LTD | FMX-4 | 2022-09-20 | 319.2
MODULE HOLDER | MODULE HOLDER | PHILIPS LTD | FMX-4 | 2022-09-20 | 319.2
MODULE HOLDER | MODULE HOLDER | PHILIPS LTD | FMX-4 | 2022-09-16 | 319.2
PATIENT MONITOR | PATIENT MONITOR | PHILIPS LTD | MX750 | 2022-09-20 | 4911.6 |  | 2027-10-15
PATIENT MONITOR | PATIENT MONITOR | PHILIPS LTD | MX750 | 2022-09-20 | 4911.6 |  | 2027-10-15
PATIENT MONITOR | PATIENT MONITOR | PHILIPS LTD | MX750 | 2022-09-20 | 4911.6 |  | 2027-10-15
PATIENT MONITOR | PATIENT MONITOR | PHILIPS LTD | MX750 | 2022-09-20 | 4911.6 |  | 2027-10-15
PATIENT MONITOR | PATIENT MONITOR | PHILIPS LTD | MX750 | 2022-09-20 | 4911.6 |  | 2027-10-15
PATIENT MONITOR | PATIENT MONITOR | PHILIPS LTD | MX750 | 2022-09-20 | 4911.6 |  | 2027-10-15
PATIENT MONITOR | PATIENT MONITOR | PHILIPS LTD | MX750 | 2022-09-20 | 4911.6 |  | 2027-10-15
PATIENT MONITOR | PATIENT MONITOR | PHILIPS LTD | MX750 | 2022-09-20 | 4911.6 |  | 2027-10-15
PATIENT MONITOR | PATIENT MONITOR | PHILIPS LTD | MX750 | 2022-09-20 | 4911.6 |  | 2027-10-15
PATIENT MONITOR | PATIENT MONITOR | PHILIPS LTD | MX750 | 2022-09-16 | 4911.6 |  | 2027-10-15
PATIENT MONITOR | PATIENT MONITOR | PHILIPS LTD | MX750 | 2022-09-20 | 4911.6 |  | 2027-10-15
PATIENT MONITOR | PATIENT MONITOR | PHILIPS LTD | MX750 | 2022-09-20 | 4911.6 |  | 2027-10-15
PATIENT MONITOR | PATIENT MONITOR | PHILIPS LTD | MX750 | 2022-09-20 | 4911.6 |  | 2027-10-15
PATIENT MONITOR | PATIENT MONITOR | PHILIPS LTD | MX750 | 2022-09-20 | 4911.6 |  | 2027-10-15
PATIENT MONITOR | PATIENT MONITOR | PHILIPS LTD | MX750 | 2022-09-20 | 4911.6 |  | 2027-10-15
PATIENT MONITOR | PATIENT MONITOR | PHILIPS LTD | MX750 | 2022-09-20 | 4911.6 |  | 2027-10-15
PATIENT MONITOR | PATIENT MONITOR | PHILIPS LTD | MX750 | 2022-09-20 | 4911.6 |  | 2027-10-15
PATIENT MONITOR | PATIENT MONITOR | PHILIPS LTD | MX750 | 2022-09-20 | 4911.6 |  | 2027-10-15
PATIENT MONITOR | PATIENT MONITOR | PHILIPS LTD | MX750 | 2022-09-20 | 4911.6 |  | 2027-10-15
SUCTION CONTROLLER | THORACIC SUCTION CONTROLLER - MEDI RAIL 1.5M HOSE | THERAPY EQUIPMENT | 7745 DIAMOND RANGE THORACIC | 2022-09-15 | 360
CO2 MODULE | CO2 MODULE + PRESS, TEMP & PiCCO/C.O. | PHILIPS LTD | 867041 B10 | 2022-09-20 | 3000 | 2024-01-31 | 2025-01-31
TRANSPORT MONITOR | PATIENT MONITOR INTELLIVUE X3 (6mm NIBP Port) | PHILIPS LTD | INTELLIVUE X3 (6mm NIBP) | 2022-09-20 | 3796.536 |  | 2025-10-15
CO2 MODULE | CO2 MODULE + PRESS, TEMP & PiCCO/C.O. | PHILIPS LTD | 867041 B10 | 2022-09-20 | 3000 | 2024-02-02 | 2025-02-02
TRANSPORT MONITOR | PATIENT MONITOR INTELLIVUE X3 (6mm NIBP Port) | PHILIPS LTD | INTELLIVUE X3 (6mm NIBP) | 2022-09-20 | 3796.536 |  | 2025-10-15
CO2 MODULE | CO2 MODULE + PRESS, TEMP & PiCCO/C.O. | PHILIPS LTD | 867041 B10 | 2022-09-20 | 3000 | 2024-01-29 | 2025-01-29
TRANSPORT MONITOR | PATIENT MONITOR INTELLIVUE X3 (6mm NIBP Port) | PHILIPS LTD | INTELLIVUE X3 (6mm NIBP) | 2022-09-20 | 3796.536 |  | 2025-10-15
CO2 MODULE | CO2 MODULE + PRESS, TEMP & PiCCO/C.O. | PHILIPS LTD | 867041 B10 | 2022-09-20 | 3000 | 2023-10-25 | 2024-10-25
TRANSPORT MONITOR | PATIENT MONITOR INTELLIVUE X3 (6mm NIBP Port) | PHILIPS LTD | INTELLIVUE X3 (6mm NIBP) | 2022-09-20 | 3796.536 |  | 2025-10-15
CO2 MODULE | CO2 MODULE + PRESS, TEMP & PiCCO/C.O. | PHILIPS LTD | 867041 B10 | 2022-09-20 | 3000 |  | 2024-10-15
TRANSPORT MONITOR | PATIENT MONITOR INTELLIVUE X3 (6mm NIBP Port) | PHILIPS LTD | INTELLIVUE X3 (6mm NIBP) | 2022-09-20 | 3796.536 |  | 2025-10-15
CO2 MODULE | CO2 MODULE + PRESS, TEMP & PiCCO/C.O. | PHILIPS LTD | 867041 B10 | 2022-09-20 | 3000 | 2024-01-29 | 2025-01-29
TRANSPORT MONITOR | PATIENT MONITOR INTELLIVUE X3 (6mm NIBP Port) | PHILIPS LTD | INTELLIVUE X3 (6mm NIBP) | 2022-09-20 | 3796.536 |  | 2025-10-15
CO2 MODULE | CO2 MODULE + PRESS, TEMP & PiCCO/C.O. | PHILIPS LTD | 867041 B10 | 2022-09-20 | 3000 | 2024-03-11 | 2025-03-11
TRANSPORT MONITOR | PATIENT MONITOR INTELLIVUE X3 (6mm NIBP Port) | PHILIPS LTD | INTELLIVUE X3 (6mm NIBP) | 2022-09-20 | 3796.536 |  | 2025-10-15
CO2 MODULE | CO2 MODULE + PRESS, TEMP & PiCCO/C.O. | PHILIPS LTD | 867041 B10 | 2022-09-20 | 3000 | 2024-02-12 | 2025-02-12
TRANSPORT MONITOR | PATIENT MONITOR INTELLIVUE X3 (6mm NIBP Port) | PHILIPS LTD | INTELLIVUE X3 (6mm NIBP) | 2022-09-20 | 3796.536 |  | 2025-10-15
CO2 MODULE | CO2 MODULE + PRESS, TEMP & PiCCO/C.O. | PHILIPS LTD | 867041 B10 | 2022-09-20 | 3000 | 2024-02-08 | 2025-02-08
TRANSPORT MONITOR | PATIENT MONITOR INTELLIVUE X3 (6mm NIBP Port) | PHILIPS LTD | INTELLIVUE X3 (6mm NIBP) | 2022-09-20 | 3796.536 |  | 2025-10-15
CO2 MODULE | CO2 MODULE + PRESS, TEMP & PiCCO/C.O. | PHILIPS LTD | 867041 B10 | 2022-09-20 | 3000 | 2024-02-16 | 2025-02-16
TRANSPORT MONITOR | PATIENT MONITOR INTELLIVUE X3 (6mm NIBP Port) | PHILIPS LTD | INTELLIVUE X3 (6mm NIBP) | 2022-09-20 | 3796.536 |  | 2025-10-15
TRANSPORT MONITOR | PATIENT MONITOR INTELLIVUE X3 (6mm NIBP Port) | PHILIPS LTD | INTELLIVUE X3 (6mm NIBP) | 2022-09-20 | 3796.536 |  | 2025-10-15
CO2 MODULE | CO2 MODULE + PRESS, TEMP & PiCCO/C.O. | PHILIPS LTD | 867041 B10 | 2022-09-20 | 3000 | 2024-01-30 | 2025-01-30
TRANSPORT MONITOR | PATIENT MONITOR INTELLIVUE X3 (6mm NIBP Port) | PHILIPS LTD | INTELLIVUE X3 (6mm NIBP) | 2022-09-20 | 3796.536 |  | 2025-10-15
CO2 MODULE | CO2 MODULE + PRESS, TEMP & PiCCO/C.O. | PHILIPS LTD | 867041 B10 | 2022-09-20 | 3000 | 2023-10-23 | 2024-10-23
TRANSPORT MONITOR | PATIENT MONITOR INTELLIVUE X3 (6mm NIBP Port) | PHILIPS LTD | INTELLIVUE X3 (6mm NIBP) | 2022-09-20 | 3796.536 |  | 2025-10-15
CO2 MODULE | CO2 MODULE + PRESS, TEMP & PiCCO/C.O. | PHILIPS LTD | 867041 B10 | 2022-09-20 | 3000 | 2024-02-01 | 2025-02-01
TRANSPORT MONITOR | PATIENT MONITOR INTELLIVUE X3 (6mm NIBP Port) | PHILIPS LTD | INTELLIVUE X3 (6mm NIBP) | 2022-09-20 | 3796.536 |  | 2025-10-15
CO2 MODULE | CO2 MODULE + PRESS, TEMP & PiCCO/C.O. | PHILIPS LTD | 867041 B10 | 2022-09-20 | 3000 | 2023-10-06 | 2024-10-06
TRANSPORT MONITOR | PATIENT MONITOR INTELLIVUE X3 (6mm NIBP Port) | PHILIPS LTD | INTELLIVUE X3 (6mm NIBP) | 2022-09-20 | 3796.536 |  | 2025-10-15
CO2 MODULE | CO2 MODULE + PRESS, TEMP & PiCCO/C.O. | PHILIPS LTD | 867041 B10 | 2022-09-20 | 3000 | 2024-01-29 | 2025-01-29
TRANSPORT MONITOR | PATIENT MONITOR INTELLIVUE X3 (6mm NIBP Port) | PHILIPS LTD | INTELLIVUE X3 (6mm NIBP) | 2022-09-20 | 3796.536 |  | 2025-10-15
CO2 MODULE | CO2 MODULE + PRESS, TEMP & PiCCO/C.O. | PHILIPS LTD | 867041 B10 | 2022-09-20 | 3000 | 2023-10-24 | 2024-10-24
TRANSPORT MONITOR | PATIENT MONITOR INTELLIVUE X3 (6mm NIBP Port) | PHILIPS LTD | INTELLIVUE X3 (6mm NIBP) | 2022-09-20 | 3796.536 |  | 2025-10-15
CO2 MODULE | CO2 MODULE + PRESS, TEMP & PiCCO/C.O. | PHILIPS LTD | 867041 B10 | 2022-09-20 | 3000 |  | 2024-10-15
TRANSPORT MONITOR | PATIENT MONITOR INTELLIVUE X3 (6mm NIBP Port) | PHILIPS LTD | INTELLIVUE X3 (6mm NIBP) | 2022-09-20 | 3796.536 |  | 2025-10-15
TRANSPORT MONITOR | PATIENT MONITOR INTELLIVUE X3 (6mm NIBP Port) | PHILIPS LTD | INTELLIVUE X3 (6mm NIBP) | 2022-09-16 | 3796.536 |  | 2025-10-15
SUCTION UNIT | SUCTION - LAERDAL - BATTERY | LAERDAL | LSU-2 | 2022-09-15 | 1191.6 |  | 2025-09-15
EEG MODULE | Bispectral Index Module (BIS) Depth of Anaesthesia | PHILIPS LTD | M1034B | 2022-09-13 | 2547.072
BATTERY CHARGER | BATTERY CHARGER - LI-ION 2 BANK CLICK IN | BREAS MEDICAL | 2 BANK 007573 | 2022-09-12 | 453.6
BATTERY CHARGER | BATTERY CHARGER - LI-ION 2 BANK CLICK IN | BREAS MEDICAL | 2 BANK 007573 | 2022-09-12 | 453.6
PMG TERMINALS | MA4 AIR SPLITTER | THERAPY EQUIPMENT | 6112 | 2022-09-12 | 180
VENTILATOR | ASTRAL 150 VENTILATOR | RESMED LTD | ASTRAL 150 | 2022-09-12 | 7200 |  | 2024-11-12
VENTILATOR | ASTRAL 150 VENTILATOR | RESMED LTD | ASTRAL 150 | 2022-09-12 | 7200 |  | 2024-11-12
TYMPANIC THERMOMETER | TYMPANIC THERMOMETER | BRAUN | PRO 6000 | 2022-09-12 | 178.8
INTERFACE ADAPTOR | INTERFACE ADAPTOR | PHILIPS LTD | INTELLIBRIDGE EC10 | 2022-10-17 | 228.768
MODULE HOLDER | MODULE HOLDER | PHILIPS LTD | FMX-4 | 2022-10-17 | 486.144
CO2 MODULE | CO2 MODULE + PRESS & TEMP | PHILIPS LTD | 867041 B06 | 2022-10-17 | 3184.812 | 2024-03-13 | 2025-03-13
TRANSPORT MONITOR | PATIENT MONITOR INTELLIVUE X3 (6mm NIBP Port) | PHILIPS LTD | INTELLIVUE X3 (6mm NIBP) | 2022-10-17 | 3186.936 |  | 2025-10-17
PATIENT MONITOR | PATIENT MONITOR | PHILIPS LTD | MX750 | 2022-10-17 | 6764.4 |  | 2027-10-17
NEBULIZER | NEBULIZER | PARI MEDICAL | PARI BOY CLASSIC | 2022-10-17 | 410.4
NEBULIZER | NEBULIZER | PARI MEDICAL | PARI BOY CLASSIC | 2022-10-17 | 410.4
NEBULIZER | NEBULIZER | PARI MEDICAL | PARI BOY CLASSIC | 2022-10-17 | 410.4
NEBULIZER | NEBULIZER | PARI MEDICAL | PARI BOY CLASSIC | 2022-10-17 | 410.4
NEBULIZER | NEBULIZER | PARI MEDICAL | PARI BOY CLASSIC | 2022-10-17 | 410.4
NEBULIZER | NEBULIZER | PHILIPS LTD | INNOSPIRE DELUXE | 2022-10-04 | 126
PACEMAKER PROGRAMMER | PACEMAKER PROGRAMMER | BOSTON SCIENTIFIC | ZOOM LATITUDE 3120 | 2022-09-09 | 6000 |  | 2025-08-15
COUCH | COUCH 2-SECTION HYDRAULIC | PLINTH 2000 | 502H | 2022-09-09 | 642 |  | 2025-08-15
TILT CHAIR | ELECTRIC TILTING PATIENT CHAIR | DIGITERM LTD | COMFORT 4 | 2022-09-09 | 2160 |  | 2025-08-15
PACEMAKER PROGRAMMER | PACEMAKER PROGRAMMER | BOSTON SCIENTIFIC | ZOOM LATITUDE 3120 | 2022-09-09 | 6000 |  | 2025-08-15
MEDICAL GAS HOSE | EXTENSION HOSE - O2- 3M 4BAR MRI | MEC MEDICAL LTD | HA68161 | 2022-09-08 | 168 |  | 2026-09-08
SUCTION CONTROLLER | SUCTION CONTROLLER - HIGH SUCTION RAIL MOUNTED WITH HOSE | THERAPY EQUIPMENT | 7852 | 2022-09-08 | 240
DIETARY FEED PUMP | ENTERAL FEEDING PUMP | NUTRICIA | FLOCARE INFINITY | 2022-09-08 | 960
PATIENT HOIST | PATIENT HOIST - STANDING AID | ARJO HUNTLEIGH | SARA PLUS | 2022-10-24 | 4944 | 2023-07-19 | 2024-01-19
WHEELCHAIR | WHEELCHAIR | ETAC | HIGH-LOW:X SIZE 2 | 2022-09-15 | 600
WHEELCHAIR | WHEELCHAIR | ETAC | HIGH-LOW:X SIZE 2 | 2022-09-15 | 600
WHEELCHAIR | MANUAL WHEELCHAIR | DAYS HEALTHCARE | DAYS HEALTHCARE | 2022-10-21 | 678
PATIENT HOIST | PATIENT HOIST - OVERHEAD - SWL 270KG | FREEWAY | TRANSACTIVE MANUAL | 2022-10-17 | 690 | 2024-07-12 | 2025-01-12
PATIENT HOIST | PATIENT HOIST - OVERHEAD - SWL 270KG | FREEWAY | TRANSACTIVE MANUAL | 2022-10-17 | 690 | 2024-07-12 | 2025-01-12
PATIENT HOIST | PATIENT HOIST - OVERHEAD - SWL 270KG | FREEWAY | TRANSACTIVE MANUAL | 2022-10-17 | 690 | 2024-07-12 | 2025-01-12
PATIENT HOIST | PATIENT HOIST - OVERHEAD - SWL 270KG | FREEWAY | TRANSACTIVE MANUAL | 2022-10-17 | 690 | 2024-07-12 | 2025-01-12
AREA ALARM SYSTEM | MEDICAL GAS ALARM | SHIRE | SAX-6 | 2022-10-14 | 0 | 2024-10-09 | 2025-01-20
AREA ALARM SYSTEM | MEDICAL GAS ALARM | SHIRE | SAX-6 | 2022-10-14 | 0 | 2024-10-09 | 2025-01-20
AREA ALARM SYSTEM | MEDICAL GAS ALARM | SHIRE | SAX-6 | 2022-10-14 | 0 | 2024-10-09 | 2025-01-20
AREA ALARM SYSTEM | MEDICAL GAS ALARM | SHIRE | SAX-6 | 2022-10-14 | 0 | 2024-10-09 | 2025-01-20
NEBULIZER | NEBULIZER | PARI MEDICAL | PARI BOY CLASSIC | 2023-03-05 | 83.748
NEBULIZER | NEBULIZER | PARI MEDICAL | PARI BOY CLASSIC | 2023-03-05 | 83.748
NEBULIZER | NEBULIZER | PARI MEDICAL | PARI BOY CLASSIC | 2023-03-05 | 83.748
NEBULIZER | NEBULIZER | PARI MEDICAL | PARI BOY CLASSIC | 2023-02-03 | 83.748
NEBULIZER | NEBULIZER | PARI MEDICAL | PARI BOY CLASSIC | 2023-02-03 | 83.748
NEBULIZER | NEBULIZER | PARI MEDICAL | PARI BOY CLASSIC | 2023-02-03 | 83.748
NEBULIZER | NEBULIZER | PARI MEDICAL | PARI BOY CLASSIC | 2023-02-03 | 83.748
NEBULIZER | NEBULIZER | PARI MEDICAL | PARI BOY CLASSIC | 2023-02-03 | 83.748
NEBULIZER | NEBULIZER | PARI MEDICAL | PARI BOY CLASSIC | 2023-02-03 | 83.748
NEBULIZER | NEBULIZER | PARI MEDICAL | PARI BOY CLASSIC | 2023-02-03 | 83.748
NEBULIZER | NEBULIZER | PARI MEDICAL | PARI BOY CLASSIC | 2023-02-03 | 83.748
NEBULIZER | NEBULIZER | PARI MEDICAL | PARI BOY CLASSIC | 2023-02-03 | 83.748
NEBULIZER | NEBULIZER | PARI MEDICAL | PARI BOY CLASSIC | 2023-02-03 | 83.748
NEBULIZER | NEBULIZER | PARI MEDICAL | PARI BOY CLASSIC | 2023-02-03 | 83.748
NEBULIZER | NEBULIZER | PARI MEDICAL | PARI BOY CLASSIC | 2023-02-03 | 83.748
NEBULIZER | NEBULIZER | PARI MEDICAL | PARI BOY CLASSIC | 2023-02-03 | 83.748
NEBULIZER | NEBULIZER | PARI MEDICAL | PARI BOY CLASSIC | 2023-02-03 | 83.748
NEBULIZER | NEBULIZER | PARI MEDICAL | PARI BOY CLASSIC | 2023-02-03 | 83.748
NEBULIZER | NEBULIZER | PARI MEDICAL | PARI BOY CLASSIC | 2023-02-03 | 83.748
NEBULIZER | NEBULIZER | PARI MEDICAL | PARI BOY CLASSIC | 2023-02-03 | 83.748
NEBULIZER | NEBULIZER | PARI MEDICAL | PARI BOY CLASSIC | 2023-02-03 | 83.748
NEBULIZER | NEBULIZER | PARI MEDICAL | PARI BOY CLASSIC | 2023-02-03 | 83.748
NEBULIZER | NEBULIZER | PARI MEDICAL | PARI BOY CLASSIC | 2023-02-02 | 83.748
NEBULIZER | NEBULIZER | PARI MEDICAL | PARI BOY CLASSIC | 2022-12-16 | 83.748
NEBULIZER | NEBULIZER | PARI MEDICAL | PARI BOY CLASSIC | 2022-12-16 | 83.748
NEBULIZER | NEBULIZER | PARI MEDICAL | PARI BOY CLASSIC | 2022-12-16 | 83.748
NEBULIZER | NEBULIZER | PARI MEDICAL | PARI BOY CLASSIC | 2022-12-16 | 83.748
NEBULIZER | NEBULIZER | PARI MEDICAL | PARI BOY CLASSIC | 2022-12-16 | 83.748
NEBULIZER | NEBULIZER | PARI MEDICAL | PARI BOY CLASSIC | 2022-12-16 | 83.748
NEBULIZER | NEBULIZER | PARI MEDICAL | PARI BOY CLASSIC | 2022-12-16 | 83.748
NEBULIZER | NEBULIZER | PARI MEDICAL | PARI BOY CLASSIC | 2022-12-16 | 83.748
NEBULIZER | NEBULIZER | PARI MEDICAL | PARI BOY CLASSIC | 2022-12-16 | 83.748
NEBULIZER | NEBULIZER | PARI MEDICAL | PARI BOY CLASSIC | 2022-12-16 | 83.748
NEBULIZER | NEBULIZER | PARI MEDICAL | PARI BOY CLASSIC | 2022-12-16 | 83.748
NEBULIZER | NEBULIZER | PARI MEDICAL | PARI BOY CLASSIC | 2022-12-16 | 83.748
NEBULIZER | NEBULIZER | PARI MEDICAL | PARI BOY CLASSIC | 2022-12-16 | 83.748
NEBULIZER | NEBULIZER | PARI MEDICAL | PARI BOY CLASSIC | 2022-12-16 | 83.748
NEBULIZER | NEBULIZER | PARI MEDICAL | PARI BOY CLASSIC | 2022-12-16 | 83.748
NEBULIZER | NEBULIZER | PARI MEDICAL | PARI BOY CLASSIC | 2022-12-16 | 83.748
NEBULIZER | NEBULIZER | PARI MEDICAL | PARI BOY CLASSIC | 2022-12-16 | 83.748
NEBULIZER | NEBULIZER | PARI MEDICAL | PARI BOY CLASSIC | 2022-12-16 | 83.748
NEBULIZER | NEBULIZER | PARI MEDICAL | PARI BOY CLASSIC | 2022-12-16 | 83.748
NEBULIZER | NEBULIZER | PARI MEDICAL | PARI BOY CLASSIC | 2022-12-16 | 83.748
NEBULIZER | NEBULIZER | PARI MEDICAL | PARI BOY CLASSIC | 2022-11-20 | 83.748
NEBULIZER | NEBULIZER | PARI MEDICAL | PARI BOY CLASSIC | 2022-11-20 | 83.748
NEBULIZER | NEBULIZER | PARI MEDICAL | PARI BOY CLASSIC | 2022-11-20 | 83.748
NEBULIZER | NEBULIZER | PARI MEDICAL | PARI BOY CLASSIC | 2022-11-20 | 83.748
NEBULIZER | NEBULIZER | PARI MEDICAL | PARI BOY CLASSIC | 2022-11-20 | 83.748
NEBULIZER | NEBULIZER | PARI MEDICAL | PARI BOY CLASSIC | 2022-11-20 | 83.748
NEBULIZER | NEBULIZER | PARI MEDICAL | PARI BOY CLASSIC | 2022-11-20 | 83.748
NEBULIZER | NEBULIZER | PARI MEDICAL | PARI BOY CLASSIC | 2022-11-20 | 83.748
NEBULIZER | NEBULIZER | PARI MEDICAL | PARI BOY CLASSIC | 2022-11-20 | 83.748
NEBULIZER | NEBULIZER | PARI MEDICAL | PARI BOY CLASSIC | 2022-11-20 | 83.748
NEBULIZER | NEBULIZER | PARI MEDICAL | PARI BOY CLASSIC | 2022-11-20 | 83.748
NEBULIZER | NEBULIZER | PARI MEDICAL | PARI BOY CLASSIC | 2022-11-20 | 83.748
NEBULIZER | NEBULIZER | PARI MEDICAL | PARI BOY CLASSIC | 2022-11-20 | 83.748
NEBULIZER | NEBULIZER | PARI MEDICAL | PARI BOY CLASSIC | 2022-11-20 | 83.748
NEBULIZER | NEBULIZER | PARI MEDICAL | PARI BOY CLASSIC | 2022-11-20 | 83.748
NEBULIZER | NEBULIZER | PARI MEDICAL | PARI BOY CLASSIC | 2022-11-20 | 83.748
NEBULIZER | NEBULIZER | PARI MEDICAL | PARI BOY CLASSIC | 2022-11-20 | 83.748
NEBULIZER | NEBULIZER | PARI MEDICAL | PARI BOY CLASSIC | 2022-11-20 | 83.748
NEBULIZER | NEBULIZER | PARI MEDICAL | PARI BOY CLASSIC | 2022-10-18 | 83.748
NEBULIZER | NEBULIZER | PARI MEDICAL | PARI BOY CLASSIC | 2022-10-18 | 83.748
NEBULIZER | NEBULIZER | PARI MEDICAL | PARI BOY CLASSIC | 2022-10-18 | 83.748
NEBULIZER | NEBULIZER | PARI MEDICAL | PARI BOY CLASSIC | 2022-10-18 | 83.748
NEBULIZER | NEBULIZER | PARI MEDICAL | PARI BOY CLASSIC | 2022-10-18 | 83.748
NEBULIZER | NEBULIZER | PARI MEDICAL | PARI BOY CLASSIC | 2022-10-18 | 83.748
NEBULIZER | NEBULIZER | PARI MEDICAL | PARI BOY CLASSIC | 2022-10-18 | 83.748
NEBULIZER | NEBULIZER | PARI MEDICAL | PARI BOY CLASSIC | 2022-10-18 | 83.748
NEBULIZER | NEBULIZER | PARI MEDICAL | PARI BOY CLASSIC | 2022-10-18 | 83.748
NEBULIZER | NEBULIZER | PARI MEDICAL | PARI BOY CLASSIC | 2022-10-18 | 83.748
NEBULIZER | NEBULIZER | PARI MEDICAL | PARI BOY CLASSIC | 2022-10-18 | 83.748
NEBULIZER | NEBULIZER | PARI MEDICAL | PARI BOY CLASSIC | 2022-10-18 | 83.748
NEBULIZER | NEBULIZER | PARI MEDICAL | PARI BOY CLASSIC | 2022-10-18 | 83.748
NEBULIZER | NEBULIZER | PARI MEDICAL | PARI BOY CLASSIC | 2022-10-18 | 83.748
NEBULIZER | NEBULIZER | PARI MEDICAL | PARI BOY CLASSIC | 2022-10-18 | 83.748
NEBULIZER | NEBULIZER | PARI MEDICAL | PARI BOY CLASSIC | 2022-10-18 | 83.748
NEBULIZER | NEBULIZER | PARI MEDICAL | PARI BOY CLASSIC | 2022-10-18 | 83.748
NEBULIZER | NEBULIZER | PARI MEDICAL | PARI BOY CLASSIC | 2022-10-18 | 83.748
NEBULIZER | NEBULIZER | PARI MEDICAL | PARI BOY CLASSIC | 2022-10-18 | 83.748
NEBULIZER | NEBULIZER | PARI MEDICAL | PARI BOY CLASSIC | 2022-10-18 | 83.748
SPIROMETER | SPIROMETER | MEDICAL INTERNATIONAL RESEARCH (MIR) | SPIROBANK II | 2022-10-10 | 300
NEBULIZER | NEBULIZER | PARI MEDICAL | PARI BOY CLASSIC | 2022-10-04 | 83.748
NEBULIZER | NEBULIZER | PARI MEDICAL | PARI BOY CLASSIC | 2022-10-04 | 83.748
NEBULIZER | NEBULIZER | PARI MEDICAL | PARI BOY CLASSIC | 2022-10-04 | 83.748
NEBULIZER | NEBULIZER | PARI MEDICAL | PARI BOY CLASSIC | 2022-10-04 | 83.748
NEBULIZER | NEBULIZER | PARI MEDICAL | PARI BOY CLASSIC | 2022-10-04 | 83.748
NEBULIZER | NEBULIZER | PARI MEDICAL | PARI BOY CLASSIC | 2022-10-04 | 83.748
NEBULIZER | NEBULIZER | PARI MEDICAL | PARI BOY CLASSIC | 2022-10-04 | 83.748
NEBULIZER | NEBULIZER | PARI MEDICAL | PARI BOY CLASSIC | 2022-10-04 | 83.748
NEBULIZER | NEBULIZER | PARI MEDICAL | PARI BOY CLASSIC | 2022-10-04 | 83.748
NEBULIZER | NEBULIZER | PARI MEDICAL | PARI BOY CLASSIC | 2022-10-04 | 83.748
SUCTION UNIT | PORTABLE SUCTION UNIT | LAERDAL | LCSU4 | 2023-01-31 | 399.6 |  | 2026-01-05
ANAESTHETIC MACHINE | THE WAND COMPUTER ASSISTED ANAESTHESIA SYSTEM | MILESTONE | THE WAND STA | 2023-01-23 | 5174.4 | 2023-09-28 | 2024-09-28
WAX HEATER | WAX HEATER | AMANN | NO FLAME PLUS | 2023-01-18 | 547.2 |  | 2025-03-10
TONOMETER | TONOMETER | ICARE | TA031 | 2023-01-06 | 5034
HANDPIECE | DENTAL HANDPIECE | W&H UK LTD | SYNEA WA56A | 2023-01-03 | 389.76
CARDIOGRAPH | CARDIOGRAPH | GE LIMITED | MAC7 | 2022-12-14 | 7800 | 2024-02-02 | 2024-12-15
EXTENSION BLOCK | EXTENSION BLOCK 4 GANG SS | SAFETY MEDIC | SSEX4 | 2022-12-13 | 283.392 | 2024-02-02 | 2024-12-13
EXTENSION BLOCK | EXTENSION BLOCK 4 GANG SS | SAFETY MEDIC | SSEX4 | 2022-12-13 | 283.392 | 2024-02-02 | 2024-12-13
CARDIOGRAPH | CARDIOGRAPH | GE LIMITED | MAC2000 | 2022-12-08 | 6187.2 | 2024-01-15 | 2025-01-15
AMALGAM DISPENSER | AMALGAM DISPENSER | DE GOTZEN | SOFTLY 8 | 2022-11-21 | 0 | 2024-05-15 | 2026-05-15
HANDPIECE | FIBRE OPTIC TURBINE | KAVO | SMARTtorque LUX S619L | 2022-11-09 | 273.6
HANDPIECE | HANDPIECE | W&H UK LTD | TOPLIGHT 896 | 2022-11-09 | 480
POWERED TABLE | POWERED TABLE | TOPCON | ECO OCT "L" SHAPED TABLE TOP | 2022-11-08 | 1800 | 2023-12-19 | 2024-12-19
WHEELCHAIR | MANUAL WHEELCHAIR | DAYS HEALTHCARE | DAYS HEALTHCARE | 2022-10-21 | 678
GAS REGULATOR & FLOWMETER | REGULATOR - TWO STAGE | MEC CO. LTD | TWO STAGE | 2022-10-21 | 337.8 |  | 2026-10-21
TRANSILLUMINATOR | VEIN VIEWING SYSTEM | ACCUVEIN | AV500 | 2022-10-21 | 4920
LASER - CLASS 4 | PHACO EMULSIFIER - VISION SYSTEM | ALCON | CONSTELLATION | 2022-10-17 | 0
POWERED TABLE | K2 TABLE | 2020 MEDICAL SYSTEMS INC. | K2-230C | 2022-10-06 | 3600 | 2023-12-06 | 2024-12-06
VIS/FIELD ANALYSER | VISUAL FIELD ANALYSER | ZEISS | 840 | 2022-10-06 | 37232.4
CARDIOGRAPH | CARDIOGRAPH | GE LIMITED | MAC7 | 2022-09-26 | 7800 | 2023-12-01 | 2024-12-01
ULTRASONIC SCALER | ULTRASONIC SCALER | EMS | BAC200 | 2022-09-26 | 1162.8 | 2024-09-26 | 2025-09-30
DENTAL BUNSEN | SAFEAIR HEATSTREAM ELECTRIC BUNSEN | CARBOLITE | SAFEAIR HEAT STREAM | 2022-09-22 | 466.92 | 2024-04-17 | 2024-12-11
DENTAL BUNSEN | SAFEAIR HEATSTREAM ELECTRIC BUNSEN | CARBOLITE | SAFEAIR HEAT STREAM | 2022-09-22 | 466.92 |  | 2024-08-21
LIGHT CURE UNIT | PEN STYLE LIGHT CURE UNIT | DENTSPLY LTD | FOCUS | 2022-09-20 | 0 |  | 2024-09-20
CARDIOGRAPH | CARDIOGRAPH | GE LIMITED | MAC2000 | 2022-09-15 | 6187.2 |  | 2023-09-15
SUCTION - DENTAL | DENTAL SUCTION UNIT | DURR DENTAL | VSA 300 S | 2022-09-08 | 3348 | 2024-05-15 | 2025-04-10
ENTONOX DEMAND SYSTEM | ENTONOX DEMAND VALVE | THERAPY EQUIPMENT | ENTONOX | 2023-04-04 | 302.4 |  | 2025-08-01
HEADLIGHT SYSTEM | HEADLIGHT SYSTEM | RIESTER | RI-FOCUS LED | 2023-06-09 | 126.252
CO2 MODULE | MODULE CO2 MICROSTREAM | PHILIPS LTD | M3015A | 2023-06-12 | 2739.36 | 2024-07-15 | 2025-07-15
TYMPANIC THERMOMETER | TYMPANIC THERMOMETER | BRAUN | PRO 6000 | 2023-06-23 | 178.8
TYMPANIC THERMOMETER | TYMPANIC THERMOMETER | BRAUN | PRO 6000 | 2023-05-18 | 178.8
TYMPANIC THERMOMETER | TYMPANIC THERMOMETER CONNEX MONITOR | WELCH ALLYN | PRO 6000 CONNEX | 2023-05-11 | 278.976
HEADLIGHT SYSTEM | HEADLIGHT SYSTEM | RIESTER | RI-FOCUS LED | 2023-05-10 | 178.8
HEADLIGHT SYSTEM | HEADLIGHT SYSTEM | RIESTER | RI-FOCUS LED | 2023-05-10 | 178.8
HEADLIGHT SYSTEM | HEADLIGHT SYSTEM | RIESTER | RI-FOCUS LED | 2023-05-10 | 178.8
TRANSDUCER | US TRANSDUCER | PHILIPS LTD | M2736A | 2023-04-12 | 780
HARD DISK DRIVE | ENCRYPTED HARD DRIVE | ISTORAGE | DISKASHUR2 | 2023-03-29 | 283.5
TYMPANIC THERMOMETER | TYMPANIC THERMOMETER | BRAUN | PRO 6000 | 2023-03-28 | 178.8
TYMPANIC THERMOMETER | TYMPANIC THERMOMETER | BRAUN | PRO 6000 | 2023-03-28 | 178.8
TYMPANIC THERMOMETER | TYMPANIC THERMOMETER | BRAUN | PRO 6000 | 2023-03-28 | 178.8
TYMPANIC THERMOMETER | TYMPANIC THERMOMETER | BRAUN | PRO 6000 | 2023-03-28 | 178.8
TYMPANIC THERMOMETER | TYMPANIC THERMOMETER | BRAUN | PRO 6000 | 2023-03-28 | 178.8
TYMPANIC THERMOMETER | TYMPANIC THERMOMETER | BRAUN | PRO 6000 | 2023-03-28 | 178.8
PATIENT SIMULATOR | I-STAT ALINITY | ABBOTT LABS | I-STAT ALINITY ES-500 | 2023-07-18 | 9240
TYMPANIC THERMOMETER | TYMPANIC THERMOMETER | BRAUN | PRO 6000 | 2023-03-20 | 178.8
AUDIO DOPPLER | AUDIO DOPPLER | HUNTLEIGH | D920 | 2023-03-15 | 373.968
OPHTHALMOSCOPE | OPHTHALMOSCOPE | WELCH ALLYN | 11720 | 2023-03-14 | 0
BABY INCUBATOR | VOYAGER INFANT TRANSPORT INCUBATOR | INTERNATIONAL BIOMEDICAL LTD | 731-1616 | 2023-04-24 | 0 | 2023-11-08 | 2024-10-01
LARYNGOSCOPE | C-MAC X IMAGER PED. LARYNGASCOPE BLADE | KARL STORZ | 8403XSP | 2023-04-13 | 4323.6
LARYNGOSCOPE | C-MAC TOUCH SCREEN | KARL STORZ | C-MAC 8404ZX | 2023-04-13 | 7632 |  | 2024-04-13
PHOTOTHERAPY UNIT | NEOBLUE COMPACT | NATUS LTD | 018000 | 2023-03-21 | 2644.8 | 2024-09-02 | 2026-02-01
THERMAL PRINTER | THERMAL PRINTER I-STAT ALINITY | ABBOTT LABS | PR-500 | 2023-03-21 | 0
DOCKING STATION | DOCKING STATION - I-STAT ALINITY | ABBOTT LABS | BST-500 | 2023-03-21 | 0
COUCH | OPERATING COUCH - POWERED | ANETIC AID | QA4 | 2023-03-21 | 10032 |  | 2025-08-01
HUMALACTOR | HUMALACTOR | MEDELA | SYMPHONY | 2023-03-21 | 2280 |  | 2025-03-21
HUMALACTOR | HUMALACTOR | MEDELA | SYMPHONY | 2023-03-21 | 2280 |  | 2025-03-21
HUMALACTOR | HUMALACTOR | MEDELA | SYMPHONY | 2023-03-21 | 2280 |  | 2025-03-21
HUMALACTOR | HUMALACTOR | MEDELA | SYMPHONY | 2023-03-21 | 2280 |  | 2025-03-21
BLOOD GAS ANALYSER | BLOOD GAS ANALYSER - I-STAT ALINITY | ABBOTT LABS | I-STAT ALINITY AN-500 | 2023-03-21 | 9240 | 2024-07-12 | 2025-01-12
HUMALACTOR | HUMALACTOR | MEDELA | SYMPHONY | 2023-03-21 | 2280 |  | 2025-03-21
RESUSCITATION-INFANT | NEOPUFF INFANT RESUSCITATOR | F & P | RD900AEU | 2023-03-06 | 768.96 | 2024-09-17 | 2026-03-06
RESUSCITATION-INFANT | NEOPUFF INFANT RESUSCITATOR | F & P | RD900AEU | 2023-03-06 | 768.96 | 2024-08-15 | 2025-03-09
TRANSDUCER | TOCO TRANSDUCER | PHILIPS LTD | M2734B | 2023-02-21 | 814.8
CO2 MODULE | MODULE CO2 MICROSTREAM | PHILIPS LTD | M3015A | 2023-01-10 | 0 | 2024-09-17 | 2025-09-17
TRANSDUCER | WIRELESS ULTRASOUND TRANSDUCER | PHILIPS LTD | 866076 | 2022-12-15 | 1110
TRANSDUCER | TOCO+ TRANSDUCER | PHILIPS LTD | M2735A | 2023-03-13 | 0
BATTERY THERMOMETER | BATTERY THERMOMETER | WELCH ALLYN | SURETEMP PLUS 692 | 2023-02-24 | 178.2
BATTERY THERMOMETER | BATTERY THERMOMETER | WELCH ALLYN | SURETEMP PLUS 692 | 2023-02-24 | 178.2
BATTERY THERMOMETER | BATTERY THERMOMETER | WELCH ALLYN | SURETEMP PLUS 692 | 2023-02-24 | 178.2
AUDIO DOPPLER | AUDIO DOPPLER | HUNTLEIGH | D920 | 2022-12-06 | 373.968
AUDIO DOPPLER | AUDIO DOPPLER | HUNTLEIGH | D920 | 2022-12-06 | 373.968
EEG MODULE | BIS LOC 2 CHANNEL MODULE CABLE | COVIDIEN UK | M1034-60021 | 2022-11-28 | 1155.6
CO2 MODULE | MODULE CO2 MICROSTREAM | PHILIPS LTD | M3015A | 2022-12-01 | 2584.8 | 2024-09-18 | 2025-09-18
SPHYGMOMANOMETER | SPHYGMOMANOMETER | TIMESCO | EMERALD | 2022-11-30 | 0 |  | 2025-08-01
SPHYGMOMANOMETER | SPHYGMOMANOMETER - HANDHELD | WELCH ALLYN | DS-5401-300 | 2022-11-30 | 0 |  | 2024-11-01
BLOOD GLUCOSE METER (GLUCOMETER) | BLOOD GLUCOSE METER (GLUCOMETER) | ABBOTT LABS | FREESTYLE PRECISION PRO | 2022-08-10 | 1219.2
BLOOD GLUCOSE METER (GLUCOMETER) | BLOOD GLUCOSE METER (GLUCOMETER) | ABBOTT LABS | FREESTYLE PRECISION PRO | 2022-08-10 | 1200
BLOOD GLUCOSE METER (GLUCOMETER) | BLOOD GLUCOSE METER (GLUCOMETER) | ABBOTT LABS | FREESTYLE PRECISION PRO | 2022-08-10 | 1200
BLOOD GLUCOSE METER (GLUCOMETER) | BLOOD GLUCOSE METER (GLUCOMETER) | ABBOTT LABS | FREESTYLE PRECISION PRO | 2022-08-10 | 1218
BLOOD GLUCOSE METER (GLUCOMETER) | BLOOD GLUCOSE METER (GLUCOMETER) | ABBOTT LABS | FREESTYLE PRECISION PRO | 2022-08-10 | 1200
BLOOD GLUCOSE METER (GLUCOMETER) | BLOOD GLUCOSE METER (GLUCOMETER) | ABBOTT LABS | FREESTYLE PRECISION PRO | 2022-08-10 | 1200
BLOOD GLUCOSE METER (GLUCOMETER) | BLOOD GLUCOSE METER (GLUCOMETER) | ABBOTT LABS | FREESTYLE PRECISION PRO | 2022-08-10 | 1216.8
BLOOD GLUCOSE METER (GLUCOMETER) | BLOOD GLUCOSE METER (GLUCOMETER) | ABBOTT LABS | FREESTYLE PRECISION PRO | 2022-08-10 | 1200
BLOOD GLUCOSE METER (GLUCOMETER) | BLOOD GLUCOSE METER (GLUCOMETER) | ABBOTT LABS | FREESTYLE PRECISION PRO | 2022-08-10 | 1200
BLOOD GLUCOSE METER (GLUCOMETER) | BLOOD GLUCOSE METER (GLUCOMETER) | ABBOTT LABS | FREESTYLE PRECISION PRO | 2022-08-10 | 1215.6
BLOOD GLUCOSE METER (GLUCOMETER) | BLOOD GLUCOSE METER (GLUCOMETER) | ABBOTT LABS | FREESTYLE PRECISION PRO | 2022-08-10 | 1200
BLOOD GLUCOSE METER (GLUCOMETER) | BLOOD GLUCOSE METER (GLUCOMETER) | ABBOTT LABS | FREESTYLE PRECISION PRO | 2022-08-10 | 1200
BLOOD GLUCOSE METER (GLUCOMETER) | BLOOD GLUCOSE METER (GLUCOMETER) | ABBOTT LABS | FREESTYLE PRECISION PRO | 2022-08-10 | 1214.4
BLOOD GLUCOSE METER (GLUCOMETER) | BLOOD GLUCOSE METER (GLUCOMETER) | ABBOTT LABS | FREESTYLE PRECISION PRO | 2022-08-10 | 1200
BLOOD GLUCOSE METER (GLUCOMETER) | BLOOD GLUCOSE METER (GLUCOMETER) | ABBOTT LABS | FREESTYLE PRECISION PRO | 2022-08-10 | 1200
BLOOD GLUCOSE METER (GLUCOMETER) | BLOOD GLUCOSE METER (GLUCOMETER) | ABBOTT LABS | FREESTYLE PRECISION PRO | 2022-08-10 | 1213.2
BLOOD GLUCOSE METER (GLUCOMETER) | BLOOD GLUCOSE METER (GLUCOMETER) | ABBOTT LABS | FREESTYLE PRECISION PRO | 2022-08-10 | 1200
BLOOD GLUCOSE METER (GLUCOMETER) | BLOOD GLUCOSE METER (GLUCOMETER) | ABBOTT LABS | FREESTYLE PRECISION PRO | 2022-08-10 | 1200
BLOOD GLUCOSE METER (GLUCOMETER) | BLOOD GLUCOSE METER (GLUCOMETER) | ABBOTT LABS | FREESTYLE PRECISION PRO | 2022-08-10 | 1212
BLOOD GLUCOSE METER (GLUCOMETER) | BLOOD GLUCOSE METER (GLUCOMETER) | ABBOTT LABS | FREESTYLE PRECISION PRO | 2022-08-10 | 1200
BLOOD GLUCOSE METER (GLUCOMETER) | BLOOD GLUCOSE METER (GLUCOMETER) | ABBOTT LABS | FREESTYLE PRECISION PRO | 2022-08-10 | 1200
BLOOD GLUCOSE METER (GLUCOMETER) | BLOOD GLUCOSE METER (GLUCOMETER) | ABBOTT LABS | FREESTYLE PRECISION PRO | 2022-08-10 | 1210.8
BLOOD GLUCOSE METER (GLUCOMETER) | BLOOD GLUCOSE METER (GLUCOMETER) | ABBOTT LABS | FREESTYLE PRECISION PRO | 2022-08-10 | 1200
BLOOD GLUCOSE METER (GLUCOMETER) | BLOOD GLUCOSE METER (GLUCOMETER) | ABBOTT LABS | FREESTYLE PRECISION PRO | 2022-08-10 | 1200
BLOOD GLUCOSE METER (GLUCOMETER) | BLOOD GLUCOSE METER (GLUCOMETER) | ABBOTT LABS | FREESTYLE PRECISION PRO | 2022-08-10 | 1209.6
BLOOD GLUCOSE METER (GLUCOMETER) | BLOOD GLUCOSE METER (GLUCOMETER) | ABBOTT LABS | FREESTYLE PRECISION PRO | 2022-08-10 | 1200
BLOOD GLUCOSE METER (GLUCOMETER) | BLOOD GLUCOSE METER (GLUCOMETER) | ABBOTT LABS | FREESTYLE PRECISION PRO | 2022-08-10 | 1200
BLOOD GLUCOSE METER (GLUCOMETER) | BLOOD GLUCOSE METER (GLUCOMETER) | ABBOTT LABS | FREESTYLE PRECISION PRO | 2022-08-10 | 1208.4
BLOOD GLUCOSE METER (GLUCOMETER) | BLOOD GLUCOSE METER (GLUCOMETER) | ABBOTT LABS | FREESTYLE PRECISION PRO | 2022-08-10 | 1200
BLOOD GLUCOSE METER (GLUCOMETER) | BLOOD GLUCOSE METER (GLUCOMETER) | ABBOTT LABS | FREESTYLE PRECISION PRO | 2022-08-10 | 1200
BLOOD GLUCOSE METER (GLUCOMETER) | BLOOD GLUCOSE METER (GLUCOMETER) | ABBOTT LABS | FREESTYLE PRECISION PRO | 2022-08-10 | 1207.2
BLOOD GLUCOSE METER (GLUCOMETER) | BLOOD GLUCOSE METER (GLUCOMETER) | ABBOTT LABS | FREESTYLE PRECISION PRO | 2022-08-10 | 1200
BLOOD GLUCOSE METER (GLUCOMETER) | BLOOD GLUCOSE METER (GLUCOMETER) | ABBOTT LABS | FREESTYLE PRECISION PRO | 2022-08-10 | 1200
BLOOD GLUCOSE METER (GLUCOMETER) | BLOOD GLUCOSE METER (GLUCOMETER) | ABBOTT LABS | FREESTYLE PRECISION PRO | 2022-08-10 | 1206
BLOOD GLUCOSE METER (GLUCOMETER) | BLOOD GLUCOSE METER (GLUCOMETER) | ABBOTT LABS | FREESTYLE PRECISION PRO | 2022-08-10 | 1200
BLOOD GLUCOSE METER (GLUCOMETER) | BLOOD GLUCOSE METER (GLUCOMETER) | ABBOTT LABS | FREESTYLE PRECISION PRO | 2022-08-10 | 1200
BLOOD GLUCOSE METER (GLUCOMETER) | BLOOD GLUCOSE METER (GLUCOMETER) | ABBOTT LABS | FREESTYLE PRECISION PRO | 2022-08-10 | 1204.8
BLOOD GLUCOSE METER (GLUCOMETER) | BLOOD GLUCOSE METER (GLUCOMETER) | ABBOTT LABS | FREESTYLE PRECISION PRO | 2022-08-10 | 1200
BLOOD GLUCOSE METER (GLUCOMETER) | BLOOD GLUCOSE METER (GLUCOMETER) | ABBOTT LABS | FREESTYLE PRECISION PRO | 2022-08-10 | 1200
BLOOD GLUCOSE METER (GLUCOMETER) | BLOOD GLUCOSE METER (GLUCOMETER) | ABBOTT LABS | FREESTYLE PRECISION PRO | 2022-08-10 | 1203.6
BLOOD GLUCOSE METER (GLUCOMETER) | BLOOD GLUCOSE METER (GLUCOMETER) | ABBOTT LABS | FREESTYLE PRECISION PRO | 2022-08-10 | 1200
BLOOD GLUCOSE METER (GLUCOMETER) | BLOOD GLUCOSE METER (GLUCOMETER) | ABBOTT LABS | FREESTYLE PRECISION PRO | 2022-08-10 | 1200
BLOOD GLUCOSE METER (GLUCOMETER) | BLOOD GLUCOSE METER (GLUCOMETER) | ABBOTT LABS | FREESTYLE PRECISION PRO | 2022-08-10 | 1202.4
BLOOD GLUCOSE METER (GLUCOMETER) | BLOOD GLUCOSE METER (GLUCOMETER) | ABBOTT LABS | FREESTYLE PRECISION PRO | 2022-08-10 | 1200
BLOOD GLUCOSE METER (GLUCOMETER) | BLOOD GLUCOSE METER (GLUCOMETER) | ABBOTT LABS | FREESTYLE PRECISION PRO | 2022-08-10 | 1200
BLOOD GLUCOSE METER (GLUCOMETER) | BLOOD GLUCOSE METER (GLUCOMETER) | ABBOTT LABS | FREESTYLE PRECISION PRO | 2022-08-10 | 1201.2
BLOOD GLUCOSE METER (GLUCOMETER) | BLOOD GLUCOSE METER (GLUCOMETER) | ABBOTT LABS | FREESTYLE PRECISION PRO | 2022-08-10 | 1200
BLOOD GLUCOSE METER (GLUCOMETER) | BLOOD GLUCOSE METER (GLUCOMETER) | ABBOTT LABS | FREESTYLE PRECISION PRO | 2022-08-10 | 1200
FLAT SCREEN DISPLAY | INFINITY C500 | DRAEGER | MS18746 | 2022-11-09 | 0
FLAT SCREEN DISPLAY | INFINITY C500 | DRAEGER | MK31500 | 2022-11-10 | 0
FLAT SCREEN DISPLAY | INFINITY C500 | DRAEGER | MK31500 | 2022-11-10 | 0
FLAT SCREEN DISPLAY | INFINITY C500 | DRAEGER | MK31500 | 2022-11-10 | 0
FLAT SCREEN DISPLAY | INFINITY C500 | DRAEGER | MS18746 | 2022-11-09 | 0
FLAT SCREEN DISPLAY | INFINITY C500 | DRAEGER | MK31500 | 2022-11-10 | 0
FLAT SCREEN DISPLAY | INFINITY C500 | DRAEGER | MK31500 | 2022-11-10 | 0
FLAT SCREEN DISPLAY | INFINITY C500 | DRAEGER | MK31500 | 2022-11-10 | 0
FLAT SCREEN DISPLAY | INFINITY C500 | DRAEGER | MS18746 | 2022-11-09 | 0
FLAT SCREEN DISPLAY | INFINITY C500 | DRAEGER | MK31500 | 2022-11-10 | 0
FLAT SCREEN DISPLAY | INFINITY C500 | DRAEGER | MS18746 | 2022-11-09 | 0
FLAT SCREEN DISPLAY | INFINITY C500 | DRAEGER | MK31500 | 2022-11-10 | 0
FLAT SCREEN DISPLAY | INFINITY C500 | DRAEGER | MS18746 | 2022-11-09 | 0
FLAT SCREEN DISPLAY | INFINITY C500 | DRAEGER | MK31500 | 2022-11-02 | 0
FLUID WARMER | CALESCA WARMING DEVICE | MEDELA | CALESCA | 2022-11-08 | 1080 |  | 2025-04-01
SAO2/PLETH | MODULE SAO2/PLETH | PHILIPS LTD | M1020A | 2022-11-24 | 0 | 2024-07-15 | 2026-07-15
WATER BATH | WATER BATH | NICKEL ELECTRO | CLIFTON(WATER) | 2022-11-21 | 0 | 2023-12-27 | 2024-12-27
SPHYGMOMANOMETER | DESK SPHYGMOMANOMETER | WELCH ALLYN | 7670-16 | 2022-11-17 | 0 |  | 2024-11-01
TRANSDUCER | US TRANSDUCER | PHILIPS LTD | M2736A | 2022-10-26 | 0
ENDOSCOPE | HD VIDEO RHINO-LARYNGOSCOPE | KARL STORZ | 11101HDK | 2022-10-25 | 15022.8
ENDOSCOPE | HD VIDEO RHINO-LARYNGOSCOPE | KARL STORZ | 11101HDK | 2022-10-25 | 15022.8
ENDOSCOPE | HD VIDEO RHINO-LARYNGOSCOPE | KARL STORZ | 11101HDK | 2022-10-25 | 15022.8
ENDOSCOPE | HD VIDEO RHINO-LARYNGOSCOPE | KARL STORZ | 11101HDK | 2022-10-25 | 15022.8
ENDOSCOPE | HD VIDEO RHINO-LARYNGOSCOPE | KARL STORZ | 11101HDK | 2022-10-25 | 15022.8
ENDOSCOPE | HD VIDEO RHINO-LARYNGOSCOPE | KARL STORZ | 11101HDK | 2022-10-25 | 15022.8
ENDOSCOPE | HD VIDEO RHINO-LARYNGOSCOPE | KARL STORZ | 11101HDK | 2022-10-25 | 15022.8
ENDOSCOPE | HD VIDEO RHINO-LARYNGOSCOPE | KARL STORZ | 11101HDK | 2022-10-25 | 15022.8
ENDOSCOPE | HD VIDEO RHINO-LARYNGOSCOPE | KARL STORZ | 11101HDK | 2022-10-25 | 15022.8
ENDOSCOPE | HD VIDEO RHINO-LARYNGOSCOPE | KARL STORZ | 11101HDK | 2022-10-25 | 15022.8
ENDOSCOPE | CMOS VIDEO RHINO-LARYNGOSCOPE | KARL STORZ | 11102CMK | 2022-10-25 | 8744.676
ENDOSCOPE | CMOS VIDEO RHINO-LARYNGOSCOPE | KARL STORZ | 11102CMK | 2022-10-25 | 8744.676
ENDOSCOPE | CMOS VIDEO RHINO-LARYNGOSCOPE | KARL STORZ | 11102CMK | 2022-10-25 | 8744.676
ENDOSCOPE | CMOS VIDEO RHINO-LARYNGOSCOPE | KARL STORZ | 11102CMK | 2022-10-25 | 8744.676
ENDOSCOPE | CMOS VIDEO RHINO-LARYNGOSCOPE | KARL STORZ | 11102CMK | 2022-10-25 | 8744.676
VENTILATOR | BABYLOG VN800 | DRAEGER | 8422400 | 2022-10-24 | 33597.84 | 2023-11-14 | 2024-11-01
FLAT SCREEN DISPLAY | DISPLAY VN800 | DRAEGER | 8422340 | 2022-10-24 | 0
VENTILATOR | BABYLOG VN800 | DRAEGER | 8422400 | 2022-10-24 | 33597.84 | 2024-02-20 | 2024-11-01
FLAT SCREEN DISPLAY | DISPLAY VN800 | DRAEGER | 8422340 | 2022-10-24 | 0
TRANSDUCER | TOCO+ TRANSDUCER | PHILIPS LTD | M2735A | 2022-10-20 | 1094.4
HUMIDIFIER | HUMIDIFIER | F & P | MR850 | 2022-10-18 | 1320 | 2023-08-17 | 2024-08-17
HUMIDIFIER | HUMIDIFIER | F & P | MR850 | 2022-10-18 | 1320 | 2023-08-23 | 2024-08-23
SUCTION UNIT | PORTABLE SUCTION UNIT | LAERDAL | LCSU4 | 2023-04-25 | 457.32 |  | 2026-04-25
TROLLEY | TRANSPORTER INFINITE NEO | PARAID MEDICAL | 2-TPT-NEO-010 | 2023-04-04 | 14280 |  | 2024-04-01
MEDICAL GAS MANIFOLDS | O2 MANUAL CHANGE OVER VALVE | MEC MEDICAL LTD | COVM1SNSH | 2023-01-27 | 373.2
PUMP DOCKING STATION | PUMP DOCKING STATION | FRESENIUS KABI | LINK 6 + AGILIA | 2022-10-27 | 1198.8 |  | 2025-04-01
REGULATOR | REGULATOR - AIR - PIN INDEX | BPR MEDICAL | 819-0034 | 2022-10-20 | 128.304 |  | 2026-10-20
REGULATOR | REGULATOR - OXYGEN - PIN INDEX | BPR MEDICAL | 819-0010 | 2022-10-20 | 128.304 |  | 2026-10-20
REGULATOR | REGULATOR - OXYGEN - PIN INDEX | BPR MEDICAL | 819-0010 | 2022-10-20 | 128.304 |  | 2026-10-20
HUMIDIFIER | HUMIDIFIER | F & P | MR850 | 2022-10-20 | 1320 | 2023-08-25 | 2024-08-25
RESUSCITATION-INFANT | NEOPUFF INFANT RESUSCITATOR | F & P | RD900AEU | 2022-10-20 | 768.96 | 2024-01-10 | 2025-02-01
DOCKING STATION | DOCKING STATION | PHILIPS LTD | INTELLIVUE DOCK | 2022-10-19 | 424.2
ISOLATION TRANSFORMER | IMEDE 20003RD | NORATEL | 9-059-000060 | 2022-10-05 | 2118 |  | 2024-04-01
BABY INCUBATOR | ATOM TRANSCAPSULE | ATOM MEDICAL CORPORATION | V-808 | 2022-10-05 | 17880 | 2023-06-05 | 2024-04-01
TRANSILLUMINATOR | ASTODIA DIAPHANOSCOPE | STIHLER ELECTRONIC | DIA120 | 2022-09-23 | 948
TRANSILLUMINATOR | ASTODIA DIAPHANOSCOPE | STIHLER ELECTRONIC | DIA120 | 2022-09-23 | 948
EEG MODULE | BIS LOC 2 CHANNEL MODULE CABLE | COVIDIEN UK | M1034-60021 | 2022-09-22 | 1155.6
COUCH | COUCH 3-SECTION ELECTRIC | MEDI-PLINTH | BA03E | 2022-09-20 | 1509.228 |  | 2025-04-01
DIATHERMY MACHINE | SURGERY SYSTEM | SMITH & NEPHEW | COBLATOR II | 2022-09-13 | 0 | 2023-11-22 | 2024-11-22
COUCH | MEDIFA 4000 COUCH | MEDIFA | 400570 | 2022-09-07 | 0 | 2023-09-18 | 2024-09-01
TRANSDUCER | US TRANSDUCER | PHILIPS LTD | M2736A | 2022-09-05 | 736.86
HUMIDIFIER | HUMIDIFIER | F & P | MR850 | 2022-09-02 | 1320 | 2023-08-18 | 2024-08-18
EEG MODULE | BIS LOC 2 CHANNEL MODULE CABLE | COVIDIEN UK | M1034-60021 | 2022-08-31 | 1155.6
PATIENT SIMULATOR | BIS SIMULATOR SENSOR | COVIDIEN UK | 186-0137 | 2022-08-18 | 152.4
TRANSDUCER | US TRANSDUCER | PHILIPS LTD | 867246 | 2022-08-05 | 924
COUCH | COUCH 2-SECTION ELECTRIC | BRISTOL MAID (HOSP.M.CRAFT) | EC015 | 2022-08-12 | 0 |  | 2025-08-12
SCALES | SCALES - STAND ON | MARSDEN | M-420 | 2022-08-18 | 300 |  | 2024-11-15
SPHYGMOMANOMETER | DESK SPHYGMOMANOMETER | WELCH ALLYN | 7670-16 | 2022-08-25 | 0 |  | 2025-08-01
SUCTION UNIT | SUCTION - LAERDAL - BATTERY | LAERDAL | LSU-2 | 2022-08-25 | 993.6 |  | 2025-08-25
SCALES | SCALES - BABY | SECA | 384 | 2022-08-15 | 216 | 2023-12-07 | 2024-11-15
CUFF PRESSURE CONTROL | CUFF PRESSURE MONITOR | TRACOE TECHNIC | REF720 | 2022-08-04 | 0
REGULATOR | REGULATOR - OXYGEN - PIN INDEX | BPR MEDICAL | 819-0010 | 2022-09-05 | 141.6 |  | 2026-09-05
AUDIO DOPPLER | AUDIO DOPPLER | EDAN INSTRUMENTS | SONOTRAX BASIC | 2022-11-17 | 123.6
AUDIO DOPPLER | AUDIO DOPPLER | EDAN INSTRUMENTS | SONOTRAX BASIC | 2022-11-17 | 123.6
REGULATOR | REGULATOR - OXYGEN - PIN INDEX | BPR MEDICAL | 819-0010 | 2022-11-14 | 141.6 |  | 2026-11-14
GAS REGULATOR & FLOWMETER | PIN INDEX AIR REG WITH SCHRADER | THERAPY EQUIPMENT | 5047 | 2022-10-19 | 234.864 |  | 2026-10-19
TYMPANIC THERMOMETER | TYMPANIC THERMOMETER CONNEX MONITOR | WELCH ALLYN | PRO 6000 CONNEX | 2022-10-13 | 178.8
TYMPANIC THERMOMETER | TYMPANIC THERMOMETER | BRAUN | PRO 6000 | 2022-08-09 | 178.8
ENDOSCOPY STACKING TROLLEY | ENDOSCOPY STACKING TROLLEY | KARL STORZ | VC-2010MX | 2022-08-04 | 2414.4 | 2023-12-01 | 2024-12-01
LINAC MULTI MODE MLC | LEAF DRIVE MODULE | ELEKTA | Y1 LEAF DRIVE MODULE (ISOCENTRE) | 2023-02-23 | 21600
LINAC MULTI MODE MLC | LEAF DRIVE MODULE | ELEKTA | Y2 LEAF DRIVE MODULE (TARGET) | 2023-02-23 | 21600
LINAC MULTI MODE MLC | LEAF DRIVE MODULE | ELEKTA | Y2 LEAF DRIVE MODULE (ISOCENTRE) | 2023-02-23 | 21600
LINAC MULTI MODE MLC | LEAF DRIVE MODULE | ELEKTA | Y1 LEAF DRIVE MODULE (ISOCENTRE) | 2024-06-19 | 21600
LINAC MULTI MODE MLC | LEAF DRIVE MODULE | ELEKTA | Y1 LEAF DRIVE MODULE (TARGET) | 2023-02-23 | 21600
BEAM ANALYSER | FLATNESS CHECKER | IBA DOSIMETRY | MATRIXX EVOLUTION | 2023-03-13 | 26880 |  | 2024-03-15
BEAM ANALYSER | FLATNESS CHECKER | IBA DOSIMETRY | MATRIXX EVOLUTION | 2023-03-13 | 26880 |  | 2024-03-15
TYMPANIC THERMOMETER | TYMPANIC THERMOMETER CONNEX MONITOR | WELCH ALLYN | PRO 6000 CONNEX | 2023-04-06 | 278.976
VITAL SIGNS MONITOR | VITAL SIGNS MONITOR: NIBP, SPO2, TEMP | WELCH ALLYN | 75CE CONNEX | 2023-04-06 | 2728.32 |  | 2026-04-06
LYMPHSCANNER | DELFIN LYMPHSCANNER | HADDENHAM HEALTHCARE LTD | MDL 2001 | 2023-04-18 | 4794 |  | 2025-04-18
ELECTRIC BED | SMART ACUTE CARE ELECTRIC BED | LINET UK | ELEGANZA 2 | 2022-10-31 | 1881 |  | 2024-11-01
ELECTRIC BED | SMART ACUTE CARE ELECTRIC BED | LINET UK | ELEGANZA 2 | 2022-10-31 | 1881 |  | 2024-11-01
ELECTRIC BED | SMART ACUTE CARE ELECTRIC BED | LINET UK | ELEGANZA 2 | 2022-10-31 | 1881 |  | 2024-11-01
ELECTRIC BED | SMART ACUTE CARE ELECTRIC BED | LINET UK | ELEGANZA 2 | 2022-10-31 | 1881 |  | 2024-11-01
ELECTRIC BED | SMART ACUTE CARE ELECTRIC BED | LINET UK | ELEGANZA 2 | 2022-10-31 | 1881 |  | 2024-11-01
ELECTRIC BED | SMART ACUTE CARE ELECTRIC BED | LINET UK | ELEGANZA 2 | 2022-10-31 | 1881 |  | 2024-11-01
INJECTOR SUCTION | INJECTOR SUCTION | THERAPY EQUIPMENT | 4550 | 2022-10-27 | 418.608
PATIENT HOIST | PATIENT HOIST - OVERHEAD | CHILTERN MED | WISPA 100 PLUS | 2022-10-26 | 1177.2
NEBULIZER | NEBULIZER | PARI MEDICAL | PARI BOY CLASSIC | 2022-10-25 | 410.4
NEBULIZER | NEBULIZER | PARI MEDICAL | PARI BOY CLASSIC | 2022-10-25 | 410.4
NEBULIZER | NEBULIZER | PARI MEDICAL | PARI BOY CLASSIC | 2022-10-25 | 410.4
NEBULIZER | NEBULIZER | PARI MEDICAL | PARI BOY CLASSIC | 2022-10-25 | 410.4
NEBULIZER | NEBULIZER | PARI MEDICAL | PARI BOY CLASSIC | 2022-10-25 | 410.4
NEBULIZER | NEBULIZER | PARI MEDICAL | PARI BOY CLASSIC | 2022-10-25 | 410.4
VITAL SIGNS MONITOR | VITAL SIGNS MONITOR: NBP, SPO2 | MINDRAY | VS9 | 2022-10-24 | 2122.8 |  | 2025-10-24
VITAL SIGNS MONITOR | VITAL SIGNS MONITOR: NBP, SPO2 | MINDRAY | VS9 | 2022-10-24 | 2122.8 |  | 2025-10-24
SUCTION CONTROLLER | HIGH SUCTION CONTROLLER | THERAPY EQUIPMENT | DIAMOND RANGE HIGH | 2022-10-24 | 82.8
SUCTION CONTROLLER | HIGH SUCTION CONTROLLER | THERAPY EQUIPMENT | DIAMOND RANGE HIGH | 2022-10-20 | 81
SCALES | SCALES - CHAIR | SECA | 959 | 2022-10-19 | 1200 | 2023-11-14 | 2024-11-15
SUCTION CONTROLLER | HIGH SUCTION CONTROLLER | THERAPY EQUIPMENT | DIAMOND RANGE HIGH | 2022-10-18 | 72
SCALES | SCALES - STAND ON | SECA | 875 | 2022-10-05 | 178.8 | 2023-11-14 | 2024-11-15
VITAL SIGNS MONITOR | VITAL SIGNS MONITOR: NBP, SPO2 | MINDRAY | VS9 | 2022-10-04 | 2122.8 |  | 2025-10-04
SUCTION CONTROLLER | HIGH SUCTION CONTROLLER | THERAPY EQUIPMENT | DIAMOND RANGE HIGH | 2022-10-03 | 107.4
SUCTION CONTROLLER | HIGH SUCTION CONTROLLER | THERAPY EQUIPMENT | DIAMOND RANGE HIGH | 2022-09-27 | 97.2
SUCTION CONTROLLER | HIGH SUCTION CONTROLLER | THERAPY EQUIPMENT | DIAMOND RANGE HIGH | 2022-09-26 | 97.2
SUCTION CONTROLLER | HIGH SUCTION CONTROLLER | THERAPY EQUIPMENT | DIAMOND RANGE HIGH | 2022-09-23 | 97.2
AMBULATORY ARRHYTHMIA MONITOR | AMBULATORY ECG RECORDER | NOVACOR UK | R.TEST 4 EVOLUTION | 2022-09-22 | 1935
AMBULATORY ARRHYTHMIA MONITOR | AMBULATORY ECG RECORDER | NOVACOR UK | R.TEST 4 EVOLUTION | 2022-09-22 | 1935
SUCTION CONTROLLER | HIGH SUCTION CONTROLLER | THERAPY EQUIPMENT | DIAMOND RANGE HIGH | 2022-09-16 | 97.2
SUCTION CONTROLLER | HIGH SUCTION CONTROLLER | THERAPY EQUIPMENT | DIAMOND RANGE HIGH | 2022-09-12 | 107.4
ENTONOX DEMAND SYSTEM | ENTONOX DEMAND VALVE | THERAPY EQUIPMENT | ENTONOX | 2022-09-08 | 387.6 | 2024-09-19 | 2025-09-08
SUCTION CONTROLLER | HIGH SUCTION CONTROLLER | THERAPY EQUIPMENT | DIAMOND RANGE HIGH | 2022-09-08 | 107.4
LARYNGOSCOPE | VIDEO LARYNGOSCOPE IMAGER | KARL STORZ | C-MAX-S IMAGER 8403S | 2022-09-07 | 3181.716
LARYNGOSCOPE | C-MAC TOUCH SCREEN | KARL STORZ | C-MAC 8404ZX | 2022-09-07 | 8806.476 | 2024-07-11 | 2025-07-11
LARYNGOSCOPE | VIDEO LARYNGOSCOPE IMAGER | KARL STORZ | C-MAX-S IMAGER 8403S | 2022-09-07 | 3181.716
LARYNGOSCOPE | C-MAC TOUCH SCREEN | KARL STORZ | C-MAC 8404ZX | 2022-09-07 | 8806.476 | 2024-07-11 | 2025-07-11
LARYNGOSCOPE | VIDEO LARYNGOSCOPE IMAGER | KARL STORZ | C-MAX-S IMAGER 8403S | 2022-09-07 | 3181.716
LARYNGOSCOPE | C-MAC TOUCH SCREEN | KARL STORZ | C-MAC 8404ZX | 2022-09-07 | 8806.476 | 2024-07-11 | 2025-07-11
LARYNGOSCOPE | VIDEO LARYNGOSCOPE IMAGER | KARL STORZ | C-MAX-S IMAGER 8403S | 2022-09-07 | 3181.716
LARYNGOSCOPE | C-MAC TOUCH SCREEN | KARL STORZ | C-MAC 8404ZX | 2022-09-07 | 8806.476 |  | 2024-10-11
SUCTION CONTROLLER | HIGH SUCTION CONTROLLER | THERAPY EQUIPMENT | DIAMOND RANGE HIGH | 2022-08-30 | 106.8
SUCTION CONTROLLER | HIGH SUCTION CONTROLLER | THERAPY EQUIPMENT | DIAMOND RANGE HIGH | 2022-08-30 | 106.8
SUCTION CONTROLLER | HIGH SUCTION CONTROLLER | THERAPY EQUIPMENT | DIAMOND RANGE HIGH | 2022-08-25 | 83.4
SUCTION UNIT | PORTABLE SUCTION UNIT | LAERDAL | LCSU4 | 2022-08-24 | 816 |  | 2025-08-20
SUCTION UNIT | PORTABLE SUCTION UNIT | LAERDAL | LCSU4 | 2022-08-24 | 816 |  | 2025-07-14
SCALES | SCALES - FLUID (not medical grade - do not use) | SALTER | 1180 WHDR | 2022-08-19 | 30 |  | 2024-11-15
PATIENT HOIST | PATIENT HOIST - STANDING AID | ARJO HUNTLEIGH | SARA STEDY | 2022-08-16 | 930 | 2024-07-26 | 2025-07-26
SUCTION CONTROLLER | HIGH SUCTION CONTROLLER | THERAPY EQUIPMENT | DIAMOND RANGE HIGH | 2022-08-15 | 107.4
SUCTION CONTROLLER | HIGH SUCTION CONTROLLER | THERAPY EQUIPMENT | DIAMOND RANGE HIGH | 2022-08-11 | 97.2
SUCTION UNIT | SUCTION - LAERDAL - BATTERY | LAERDAL | LSU-2 | 2022-08-05 | 816 |  | 2025-08-05
TYMPANIC THERMOMETER | TYMPANIC THERMOMETER | BRAUN | PRO 6000 | 2022-08-22 | 178.8
BATTERY CHARGER | BATTERY CHARGER - LI-ION 2 BANK CLICK IN | BREAS MEDICAL | 2 BANK 007573 | 2022-08-26 | 453.6
VENTILATOR | VENTILATOR | BREAS MEDICAL | NIPPY 4+ | 2022-08-26 | 4560 |  | 2025-08-01
VENTILATOR | VENTILATOR | BREAS MEDICAL | NIPPY 4+ | 2022-08-26 | 4560 | 2024-02-20 | 2026-01-01
REGULATOR | REGULATOR - CO2 - PIN INDEX | OXYLITRE | R1600-C125 | 2022-09-02 | 292.8 |  | 2029-09-02
REGULATOR | REGULATOR - CO2 - PIN INDEX | OXYLITRE | R1600-C125 | 2022-09-02 | 292.8 |  | 2029-09-02
REGULATOR | REGULATOR - CO2 - PIN INDEX | OXYLITRE | R1600-C125 | 2022-09-02 | 292.8 |  | 2029-09-02
TYMPANIC THERMOMETER | TYMPANIC THERMOMETER | BRAUN | PRO 6000 | 2022-09-07 | 178.8
ULTRASOUND PROBE | ULTRASOUND PROBE | ECHOSENS | XL | 2022-09-06 | 20040 | 2024-03-18 | 2025-03-08
ULTRASOUND PROBE | ULTRASOUND PROBE | ECHOSENS | M | 2022-09-06 | 22200 | 2024-03-08
ULTRASOUND SCANNER | LIVER SCANNER | ECHOSENS | FIBROSCAN 430 MINI | 2022-09-06 | 55560 | 2024-03-08 | 2025-03-08
SCALES | SCALES - STAND ON | MARSDEN | M-420 | 2022-09-06 | 300 |  | 2024-11-15
EXERCISE BICYCLE | LEG/ARM TRAINER | RECK-TECHNIK GmbH & Co. | MOTOMED LOOP LEG/ARM | 2022-09-05 | 6702 |  | 2025-07-15
ENDOSCOPY VIDEO SYSTEM | SYNERGY ID CAMERA CONTROLLER | ARTHREX INC | SYNERGY ID | 2022-09-02 | 30000 | 2023-01-25 15:25 | 2023-11-01
MEDICAL GAS HOSE | MED AIR 7 BAR HOSE | MEMO-INTERNAL | MED AIR 7 BAR HOSE | 2022-09-01 | 117.6 |  | 2026-09-16
HEADLIGHT SYSTEM | LED HEADLIGHT SYSTEM | GVR PRODUCTS | REDDYLITE S5 | 2022-09-15 | 600
SYRINGE DRIVER | INFUSION PUMP - PORTABLE | CANE | CRONO S-PID 50 | 2022-08-25 | 2040 |  | 2026-08-25
SYRINGE DRIVER | INFUSION PUMP - PORTABLE | CANE | CRONO SUPER PID | 2022-08-25 | 1860 |  | 2026-08-25
SYRINGE DRIVER | INFUSION PUMP - PORTABLE | CANE | CRONO SUPER PID | 2022-08-25 | 1860 |  | 2026-08-25
TYMPANIC THERMOMETER | TYMPANIC THERMOMETER | BRAUN | PRO 6000 | 2022-08-25 | 178.8
TYMPANIC THERMOMETER | TYMPANIC THERMOMETER | BRAUN | PRO 6000 | 2022-08-25 | 178.8
TYMPANIC THERMOMETER | TYMPANIC THERMOMETER | BRAUN | PRO 6000 | 2022-08-22 | 178.8
TYMPANIC THERMOMETER | TYMPANIC THERMOMETER | BRAUN | PRO 6000 | 2022-08-18 | 178.8
SUCTION CONTROLLER | HIGH SUCTION CONTROLLER | THERAPY EQUIPMENT | DIAMOND RANGE HIGH | 2022-08-17 | 106.8
SUCTION CONTROLLER | HIGH SUCTION CONTROLLER | THERAPY EQUIPMENT | DIAMOND RANGE HIGH | 2022-08-17 | 107.4
DIETARY FEED PUMP | ENTERAL FEEDING PUMP | NUTRICIA | FLOCARE INFINITY | 2022-08-17 | 960
TYMPANIC THERMOMETER | TYMPANIC THERMOMETER CONNEX MONITOR | WELCH ALLYN | PRO 6000 CONNEX | 2022-08-17 | 221.4
SUCTION CONTROLLER | HIGH SUCTION CONTROLLER | THERAPY EQUIPMENT | DIAMOND RANGE HIGH | 2022-08-16 | 106.8
TYMPANIC THERMOMETER | TYMPANIC THERMOMETER CONNEX MONITOR | WELCH ALLYN | PRO 6000 CONNEX | 2022-08-15 | 246
TYMPANIC THERMOMETER | TYMPANIC THERMOMETER CONNEX MONITOR | WELCH ALLYN | PRO 6000 CONNEX | 2022-08-12 | 246
SUCTION CONTROLLER | HIGH SUCTION CONTROLLER | THERAPY EQUIPMENT | DIAMOND RANGE HIGH | 2022-08-10 | 107.04
SUCTION CONTROLLER | HIGH SUCTION CONTROLLER | THERAPY EQUIPMENT | DIAMOND RANGE HIGH | 2022-08-10 | 107.04
SUCTION CONTROLLER | HIGH SUCTION CONTROLLER | THERAPY EQUIPMENT | DIAMOND RANGE HIGH | 2022-08-10 | 107.04
SUCTION CONTROLLER | HIGH SUCTION CONTROLLER | THERAPY EQUIPMENT | DIAMOND RANGE HIGH | 2022-08-10 | 107.04
SUCTION CONTROLLER | HIGH SUCTION CONTROLLER | THERAPY EQUIPMENT | DIAMOND RANGE HIGH | 2022-08-10 | 107.04
TYMPANIC THERMOMETER | TYMPANIC THERMOMETER | BRAUN | PRO 6000 | 2022-08-10 | 178.8
SUCTION CONTROLLER | HIGH SUCTION CONTROLLER | THERAPY EQUIPMENT | DIAMOND RANGE HIGH | 2022-08-09 | 106.8
TYMPANIC THERMOMETER | TYMPANIC THERMOMETER CONNEX MONITOR | WELCH ALLYN | PRO 6000 CONNEX | 2022-08-05 | 221.4
RESPIRATION MONITOR | HOME SLEEP APNEA TEST | ITAMAR MEDICAL UK LIMITED | WATCH-PAT300 | 2022-08-05 | 129.6
RESPIRATION MONITOR | HOME SLEEP APNEA TEST | ITAMAR MEDICAL UK LIMITED | WATCH-PAT300 | 2022-08-05 | 129.6
RESPIRATION MONITOR | HOME SLEEP APNEA TEST | ITAMAR MEDICAL UK LIMITED | WATCH-PAT300 | 2022-08-05 | 129.6
RESPIRATION MONITOR | HOME SLEEP APNEA TEST | ITAMAR MEDICAL UK LIMITED | WATCH-PAT300 | 2022-08-05 | 129.6
RESPIRATION MONITOR | HOME SLEEP APNEA TEST | ITAMAR MEDICAL UK LIMITED | WATCH-PAT300 | 2022-08-05 | 129.6
RESPIRATION MONITOR | HOME SLEEP APNEA TEST | ITAMAR MEDICAL UK LIMITED | WATCH-PAT300 | 2022-08-05 | 129.6
RESPIRATION MONITOR | HOME SLEEP APNEA TEST | ITAMAR MEDICAL UK LIMITED | WATCH-PAT300 | 2022-08-05 | 129.6
RESPIRATION MONITOR | HOME SLEEP APNEA TEST | ITAMAR MEDICAL UK LIMITED | WATCH-PAT300 | 2022-08-05 | 129.6
RESPIRATION MONITOR | HOME SLEEP APNEA TEST | ITAMAR MEDICAL UK LIMITED | WATCH-PAT300 | 2022-08-05 | 129.6
RESPIRATION MONITOR | HOME SLEEP APNEA TEST | ITAMAR MEDICAL UK LIMITED | WATCH-PAT300 | 2022-08-05 | 129.6
TYMPANIC THERMOMETER | TYMPANIC THERMOMETER | BRAUN | PRO 6000 | 2022-08-04 | 178.8
TYMPANIC THERMOMETER | TYMPANIC THERMOMETER CONNEX MONITOR | WELCH ALLYN | PRO 6000 CONNEX | 2022-08-03 | 221.4
TYMPANIC THERMOMETER | TYMPANIC THERMOMETER CONNEX MONITOR | WELCH ALLYN | PRO 6000 CONNEX | 2022-08-02 | 221.4
VENTILATOR | VENTILATOR | BREAS MEDICAL | NIPPY 4+ | 2022-08-02 | 4560 |  | 2025-08-01
VENTILATOR | VENTILATOR | BREAS MEDICAL | NIPPY 4+ | 2022-08-02 | 4560 |  | 2025-08-01
VENTILATOR | VENTILATOR | BREAS MEDICAL | NIPPY 4+ | 2022-08-02 | 4560 | 2024-08-05 | 2026-08-01
TYMPANIC THERMOMETER | TYMPANIC THERMOMETER | BRAUN | PRO 6000 | 2022-07-28 | 178.8
TYMPANIC THERMOMETER | TYMPANIC THERMOMETER CONNEX MONITOR | WELCH ALLYN | PRO 6000 CONNEX | 2022-07-27 | 246
TYMPANIC THERMOMETER | TYMPANIC THERMOMETER | BRAUN | PRO 6000 | 2022-07-26 | 178.8
SUCTION CONTROLLER | HIGH SUCTION CONTROLLER | THERAPY EQUIPMENT | DIAMOND RANGE HIGH | 2022-07-25 | 82.8
TELEMETRY/ECG | ECG TELEMETRY TRANSMITTER/PATIENT MONITOR | PHILIPS LTD | INTELLIVUE MX40 | 2022-07-21 | 2023.368
OXIMETER | PULSE OXIMETER | NELLCOR | PM100N | 2022-08-03 | 1200 |  | 2025-08-03
SUCTION UNIT | SUCTION - LAERDAL - BATTERY | LAERDAL | LSU-2 | 2022-08-04 | 816 |  | 2025-08-04
CARDIOGRAPH | CARDIOGRAPH | GE LIMITED | MAC7 | 2022-08-26 | 7800 | 2024-07-05 | 2025-07-05
TILT CHAIR | TILT CHAIR - ELECTRIC | YORKSHIRE CARE EQUIPMENT | PROSPEC | 2022-08-26 | 5020.8 | 2024-05-23 | 2025-05-23
TILT CHAIR | TILT CHAIR - ELECTRIC | YORKSHIRE CARE EQUIPMENT | PROSPEC | 2022-08-26 | 5020.8 |  | 2024-08-26
HYFRECATOR | HYFRECATOR 2000 | CONMED | HYFRECATOR 2000 | 2022-08-25 | 1800 | 2024-07-16 | 2025-07-16
SCALES | SCALES - CHAIR | SECA | 959 | 2022-08-17 | 912 | 2023-12-11 | 2024-11-15
INFLATION/PUMP UNIT | COMPRESSION SYSTEM | COVIDIEN UK | SCD 700 | 2022-08-17 | 1402.884
MULTI-MEASUREMENT SERVER | MULTI-MEASUREMENT SERVER | PHILIPS LTD | M3001A | 2022-08-09 | 0
VITAL SIGNS MONITOR | VITAL SIGNS MONITOR: NIBP, SPO2, TEMP | HILL-ROM | 75CE CONNEX | 2022-08-09 | 2152.8 |  | 2025-07-15
COAGULATION TIMER | COAGULATION TIMER - HAND HELD UNIT | ROCHE LTD | COAGUCHEK PRO II | 2022-08-01 | 1179.9
VENTILATOR | VENTILATOR | RESMED LTD | AIRSENSE 10 AUTOSET | 2022-07-28 | 3600
VENTILATOR | VENTILATOR | RESMED LTD | STELLAR 100 | 2022-07-28 | 3600 |  | 2027-07-28
VENTILATOR | VENTILATOR | BREAS MEDICAL | NIPPY 4+ | 2022-07-27 | 4560 |  | 2025-07-01
VENTILATOR | VENTILATOR | BREAS MEDICAL | NIPPY 4+ | 2022-07-27 | 4560 |  | 2025-07-01
VENTILATOR | VENTILATOR | BREAS MEDICAL | NIPPY 4+ | 2022-07-27 | 4560 |  | 2025-07-01
OXIMETER | PULSE OXIMETER | NELLCOR | PM100N | 2022-11-24 | 1200 |  | 2025-11-12
SPHYGMOMANOMETER | SPHYGMOMANOMETER | WELCH ALLYN | DS-6501-300 | 2022-11-24 | 69.6
MEDICAL GAS HOSE | 4M 7BAR AIR EXTENSION HOSE | THERAPY EQUIPMENT | 6182/P/4M | 2022-07-21 | 117.6 |  | 2025-09-15
TEST WEIGHT | OIML 14 X CALIBRATION WEIGHT SET - F1 1G - 2KG | ADAM EQUIPMENT | F1 1G - 2KG CALIBRATION WEIGHT SET | 2022-07-15 | 1068 | 2024-08-12 | 2026-08-12
CARDIOGRAPH | CARDIOGRAPH | GE LIMITED | MAC2000 | 2022-07-25 | 6187.2 | 2023-12-01 | 2024-12-01
ANALYSER | ANALYSER - FLUORESCENCE-BASED FOR COVID-19 | ABBOTT LABS | ID NOW | 2022-07-14 | 3600
VENTILATOR | VENTILATOR | RESMED LTD | STELLAR 100 | 2022-07-14 | 3600 |  | 2027-07-14
VENTILATOR | VENTILATOR | BREAS MEDICAL | NIPPY 4+ | 2022-07-14 | 4560 |  | 2025-07-01
BATTERY CHARGER | BATTERY CHARGER - LI-ION 2 BANK CLICK IN | BREAS MEDICAL | 2 BANK 007573 | 2022-07-14 | 453.6
BATTERY CHARGER | BATTERY CHARGER - LI-ION 2 BANK CLICK IN | BREAS MEDICAL | 2 BANK 007573 | 2022-07-14 | 453.6
VITAL SIGNS MONITOR | VITAL SIGNS MONITOR: NIBP, SPO2, TEMP | HILL-ROM | 75CE CONNEX | 2022-07-27 | 2152.8 |  | 2025-07-27
VITAL SIGNS MONITOR | VITAL SIGNS MONITOR: NIBP, SPO2, TEMP | HILL-ROM | 75CE CONNEX | 2022-07-27 | 2152.8 |  | 2025-07-27
VITAL SIGNS MONITOR | VITAL SIGNS MONITOR: NIBP, SPO2, TEMP | HILL-ROM | 75CE CONNEX | 2022-07-27 | 2152.8 |  | 2025-07-27
VITAL SIGNS MONITOR | VITAL SIGNS MONITOR: NIBP, SPO2, TEMP | HILL-ROM | 75CE CONNEX | 2022-07-27 | 2152.8 |  | 2025-07-27
VITAL SIGNS MONITOR | VITAL SIGNS MONITOR: NIBP, SPO2, TEMP | HILL-ROM | 75CE CONNEX | 2022-07-27 | 2152.8 |  | 2025-07-27
VITAL SIGNS MONITOR | VITAL SIGNS MONITOR: NIBP, SPO2, TEMP | HILL-ROM | 75CE CONNEX | 2022-07-27 | 2152.8 |  | 2025-07-27
VITAL SIGNS MONITOR | VITAL SIGNS MONITOR: NIBP, SPO2, TEMP | HILL-ROM | 75CE CONNEX | 2022-07-27 | 2152.8 |  | 2025-07-27
VITAL SIGNS MONITOR | VITAL SIGNS MONITOR: NIBP, SPO2, TEMP | HILL-ROM | 75CE CONNEX | 2022-07-27 | 2152.8 |  | 2025-07-27
VITAL SIGNS MONITOR | VITAL SIGNS MONITOR: NIBP, SPO2, TEMP | HILL-ROM | 75CE CONNEX | 2022-07-27 | 2152.8 |  | 2025-07-27
VITAL SIGNS MONITOR | VITAL SIGNS MONITOR: NIBP, SPO2, TEMP | HILL-ROM | 75CE CONNEX | 2022-07-27 | 2152.8 |  | 2025-07-27
VITAL SIGNS MONITOR | VITAL SIGNS MONITOR: NIBP, SPO2, TEMP | HILL-ROM | 75CE CONNEX | 2022-07-27 | 2152.8 |  | 2025-07-27
VITAL SIGNS MONITOR | VITAL SIGNS MONITOR: NIBP, SPO2, TEMP | HILL-ROM | 75CE CONNEX | 2022-07-27 | 2152.8 |  | 2025-07-27
VITAL SIGNS MONITOR | VITAL SIGNS MONITOR: NIBP, SPO2, TEMP | HILL-ROM | 75CE CONNEX | 2022-07-27 | 2152.8 |  | 2025-07-27
VITAL SIGNS MONITOR | VITAL SIGNS MONITOR: NIBP, SPO2, TEMP | HILL-ROM | 75CE CONNEX | 2022-07-27 | 2152.8 |  | 2025-07-27
TYMPANIC THERMOMETER | TYMPANIC THERMOMETER CONNEX MONITOR | WELCH ALLYN | PRO 6000 CONNEX | 2022-07-27 | 246
TYMPANIC THERMOMETER | TYMPANIC THERMOMETER CONNEX MONITOR | WELCH ALLYN | PRO 6000 CONNEX | 2022-07-27 | 246
TYMPANIC THERMOMETER | TYMPANIC THERMOMETER CONNEX MONITOR | WELCH ALLYN | PRO 6000 CONNEX | 2022-07-27 | 246
TYMPANIC THERMOMETER | TYMPANIC THERMOMETER CONNEX MONITOR | WELCH ALLYN | PRO 6000 CONNEX | 2022-07-27 | 246
TYMPANIC THERMOMETER | TYMPANIC THERMOMETER CONNEX MONITOR | WELCH ALLYN | PRO 6000 CONNEX | 2022-07-27 | 246
TYMPANIC THERMOMETER | TYMPANIC THERMOMETER CONNEX MONITOR | WELCH ALLYN | PRO 6000 CONNEX | 2022-07-27 | 246
TYMPANIC THERMOMETER | TYMPANIC THERMOMETER CONNEX MONITOR | WELCH ALLYN | PRO 6000 CONNEX | 2022-07-27 | 246
TYMPANIC THERMOMETER | TYMPANIC THERMOMETER CONNEX MONITOR | WELCH ALLYN | PRO 6000 CONNEX | 2022-07-27 | 246
TYMPANIC THERMOMETER | TYMPANIC THERMOMETER CONNEX MONITOR | WELCH ALLYN | PRO 6000 CONNEX | 2022-07-27 | 246
TYMPANIC THERMOMETER | TYMPANIC THERMOMETER CONNEX MONITOR | WELCH ALLYN | PRO 6000 CONNEX | 2022-07-27 | 246
TYMPANIC THERMOMETER | TYMPANIC THERMOMETER CONNEX MONITOR | WELCH ALLYN | PRO 6000 CONNEX | 2022-07-27 | 246
TYMPANIC THERMOMETER | TYMPANIC THERMOMETER CONNEX MONITOR | WELCH ALLYN | PRO 6000 CONNEX | 2022-07-27 | 246
TYMPANIC THERMOMETER | TYMPANIC THERMOMETER CONNEX MONITOR | WELCH ALLYN | PRO 6000 CONNEX | 2022-07-27 | 246
VENTILATOR | VENTILATOR | RESMED LTD | STELLAR 150 | 2022-07-08 | 3600 |  | 2027-07-08
VENTILATOR | VENTILATOR | RESMED LTD | STELLAR 150 | 2022-07-08 | 3600 |  | 2027-07-08
DIAGNOSTIC SYSTEM | DIAGNOSTIC SYSTEM - WALL TRANSFORMER | WELCH ALLYN | GS777 | 2022-07-07 | 600
DIAGNOSTIC SYSTEM | DIAGNOSTIC SYSTEM - WALL TRANSFORMER | WELCH ALLYN | GS777 | 2022-07-07 | 600
DIAGNOSTIC SYSTEM | DIAGNOSTIC SYSTEM - WALL TRANSFORMER | WELCH ALLYN | GS777 | 2022-07-07 | 600
DIAGNOSTIC SYSTEM | DIAGNOSTIC SYSTEM - WALL TRANSFORMER | WELCH ALLYN | GS777 | 2022-07-07 | 600
DIAGNOSTIC SYSTEM | DIAGNOSTIC SYSTEM - WALL TRANSFORMER | WELCH ALLYN | GS777 | 2022-07-07 | 600
VITAL SIGNS MONITOR | VITAL SIGNS MONITOR: NIBP, SPO2, TEMP | HILL-ROM | 75CE CONNEX | 2022-07-08 | 2152.8 |  | 2025-07-08
VITAL SIGNS MONITOR | VITAL SIGNS MONITOR: NIBP, SPO2, TEMP | HILL-ROM | 75CE CONNEX | 2022-07-11 | 2152.8 |  | 2025-07-11
VITAL SIGNS MONITOR | VITAL SIGNS MONITOR: NIBP, SPO2, TEMP | HILL-ROM | 75CE CONNEX | 2022-07-11 | 2152.8 |  | 2025-07-11
VITAL SIGNS MONITOR | VITAL SIGNS MONITOR: NIBP, SPO2, TEMP | HILL-ROM | 75CE CONNEX | 2022-07-11 | 2152.8 |  | 2025-07-11
VITAL SIGNS MONITOR | VITAL SIGNS MONITOR: NIBP, SPO2, TEMP | HILL-ROM | 75CE CONNEX | 2022-07-11 | 2152.8 |  | 2025-07-11
VITAL SIGNS MONITOR | VITAL SIGNS MONITOR: NIBP, SPO2, TEMP | HILL-ROM | 75CE CONNEX | 2022-07-27 | 2152.8 |  | 2025-07-27
VENTILATOR | TRILOGY EV300 VENTILATOR | RESPIRONICS | EV300 | 2022-07-07 | 8336.4 | 2024-10-03 | 2025-09-12
VENTILATOR | TRILOGY EV300 VENTILATOR | RESPIRONICS | EV300 | 2022-07-07 | 8336.4 | 2024-08-02 | 2024-09-07
VENTILATOR | TRILOGY EV300 VENTILATOR | RESPIRONICS | EV300 | 2022-07-07 | 8336.4 | 2024-10-02 | 2025-09-07
VENTILATOR | TRILOGY EV300 VENTILATOR | RESPIRONICS | EV300 | 2022-07-07 | 8336.4 | 2024-07-24 | 2025-09-07
VENTILATOR | TRILOGY EV300 VENTILATOR | RESPIRONICS | EV300 | 2022-07-07 | 8336.4 | 2024-08-02 | 2024-09-07
DIAGNOSTIC SYSTEM | DIAGNOSTIC SYSTEM | OPTICLAR | VISIONMED S1 TWIN WALL STATION | 2022-07-05 | 529.2
VITAL SIGNS MONITOR | VITAL SIGNS MONITOR: NIBP, SPO2, TEMP | HILL-ROM | 75CE CONNEX | 2022-07-05 | 2152.8 |  | 2025-07-05
VITAL SIGNS MONITOR | VITAL SIGNS MONITOR: NIBP, SPO2, TEMP | HILL-ROM | 75CE CONNEX | 2022-07-05 | 2436 |  | 2025-07-05
VITAL SIGNS MONITOR | VITAL SIGNS MONITOR: NIBP, SPO2, TEMP | HILL-ROM | 75CE CONNEX | 2022-07-05 | 2436 |  | 2025-07-05
VITAL SIGNS MONITOR | VITAL SIGNS MONITOR: NIBP, SPO2, TEMP | HILL-ROM | 75CE CONNEX | 2022-07-05 | 2436 |  | 2025-07-05
VITAL SIGNS MONITOR | VITAL SIGNS MONITOR: NIBP, SPO2, TEMP | HILL-ROM | 75CE CONNEX | 2022-07-05 | 2436 |  | 2025-07-05
VITAL SIGNS MONITOR | VITAL SIGNS MONITOR: NIBP, SPO2, TEMP | HILL-ROM | 75CE CONNEX | 2022-07-05 | 2436 |  | 2025-07-05
VITAL SIGNS MONITOR | VITAL SIGNS MONITOR: NIBP, SPO2, TEMP | HILL-ROM | 75CE CONNEX | 2022-07-04 | 2152.8 |  | 2025-07-04
VITAL SIGNS MONITOR | VITAL SIGNS MONITOR: NIBP, SPO2, TEMP | HILL-ROM | 75CE CONNEX | 2022-07-04 | 2152.8 |  | 2025-07-04
VENTILATOR | TRILOGY EV300 VENTILATOR | RESPIRONICS | EV300 | 2022-07-04 | 8336.844 | 2024-10-02 | 2025-11-15
VENTILATOR | TRILOGY EV300 VENTILATOR | RESPIRONICS | EV300 | 2022-07-04 | 8336.844 | 2024-07-23 | 2024-09-04
VENTILATOR | TRILOGY EV300 VENTILATOR | RESPIRONICS | EV300 | 2022-07-04 | 8336.844 | 2024-09-25 | 2025-10-04
VENTILATOR | TRILOGY EV300 VENTILATOR | RESPIRONICS | EV300 | 2022-07-04 | 8336.844 | 2024-09-10 | 2025-07-15
VENTILATOR | TRILOGY EV300 VENTILATOR | RESPIRONICS | EV300 | 2022-07-04 | 8336.844 | 2024-09-25 | 2025-11-15
VENTILATOR | TRILOGY EV300 VENTILATOR | RESPIRONICS | EV300 | 2022-07-04 | 8336.844 | 2024-09-10 | 2024-11-15
CHAIR | CONFIGURA ADVANCE WITH POSTURAL BACKREST AND LATERAL SUPPORT | ACCORA | CONFIGURA ADVANCE | 2022-07-04 | 3600
NEBULIZER | NEBULIZER | SCIAN | NB-210C | 2022-06-30 | 45
R.A. MACHINE | R.A. MACHINE | MATRX MEDICA | QUANTIFLEX MDM | 2022-08-12 | 5100 | 2024-04-24 | 2025-04-17
R.A. MACHINE | R.A. MACHINE | MATRX MEDICA | QUANTIFLEX MDM | 2022-08-12 | 5100 | 2024-05-01 | 2024-10-16
FLAT SCREEN DISPLAY | FLAT SCREEN DISPLAY - 27 INCH LCD MONITOR | PHILIPS LTD | 243V7QDAB/39 | 2022-08-10 | 2400 | 2024-04-19 | 2025-04-19
VIS/ACUITY APPARATUS | ELECTRONIC VISUAL ACUITY | CHILLBLAST | WAP PRO | 2022-08-10 | 2617.2 | 2024-04-22 | 2025-04-22
FLAT SCREEN DISPLAY | FLAT SCREEN DISPLAY - 27 INCH LCD MONITOR | PHILIPS LTD | 243V7QDAB/39 | 2022-08-10 | 2400 | 2023-07-05 | 2024-07-05
VIS/ACUITY APPARATUS | ELECTRONIC VISUAL ACUITY | CHILLBLAST | WAP PRO | 2022-08-10 | 2617.2 | 2023-07-05 | 2024-07-15
TYMPANIC THERMOMETER | TYMPANIC THERMOMETER CONNEX MONITOR | WELCH ALLYN | PRO 6000 CONNEX | 2022-08-09 | 265.68
HANDPIECE MICROMOTOR | HANDPIECE MICROMOTOR | BIEN-AIR UK | BASCH | 2022-07-14 | 649.824
HANDPIECE | FIBRE OPTIC TURBINE | KAVO | SMARTtorque LUX S619L | 2022-06-29 | 273.6
HANDPIECE | FIBRE OPTIC TURBINE | KAVO | SMARTtorque LUX S619L | 2022-06-29 | 273.6
HANDPIECE | FIBRE OPTIC TURBINE | KAVO | SMARTtorque LUX S619L | 2022-06-29 | 273.6
HANDPIECE | FIBRE OPTIC TURBINE | KAVO | SMARTtorque LUX S619L | 2022-06-29 | 273.6
VAPORIZERS | VAPORIZER - SEVOFLURANE | DATEX-OHMEDA | TEC7 SEVO | 2022-06-29 | 2400
COUCH | COUCH - 3 SECTION ELECTRIC | BRISTOL MAID (HOSP.M.CRAFT) | EC5320 | 2022-06-29 | 1800 | 2023-07-06 | 2026-06-15
LABEL PRINTER | PRINTER - LABEL | LABELSTATION | ML240P | 2022-07-28 | 720 | 2023-08-24 | 2025-08-24
VAPORIZERS | VAPORIZER - SEVOFLURANE | DATEX-OHMEDA | TEC7 SEVO | 2022-06-24 | 2400 | 2023-08-21 | 2024-06-12
TRANSPORT MONITOR | PATIENT MONITOR INTELLIVUE X3 (6mm NIBP Port) | PHILIPS LTD | INTELLIVUE X3 (6mm NIBP) | 2022-11-01 | 3072.168 |  | 2025-10-15
CO2 MODULE | CO2 MODULE + PRESS & TEMP | PHILIPS LTD | 867041 B06 | 2022-11-01 | 2381.544 | 2024-01-29 | 2025-01-29
TRANSPORT MONITOR | PATIENT MONITOR INTELLIVUE X3 (6mm NIBP Port) | PHILIPS LTD | INTELLIVUE X3 (6mm NIBP) | 2022-11-01 | 3072.168 |  | 2025-10-15
CO2 MODULE | CO2 MODULE + PRESS & TEMP | PHILIPS LTD | 867041 B06 | 2022-11-01 | 2381.544 | 2023-09-01 | 2024-09-01
TRANSPORT MONITOR | PATIENT MONITOR INTELLIVUE X3 (6mm NIBP Port) | PHILIPS LTD | INTELLIVUE X3 (6mm NIBP) | 2022-11-01 | 3072.168 |  | 2025-10-15
CO2 MODULE | CO2 MODULE + PRESS & TEMP | PHILIPS LTD | 867041 B06 | 2022-11-01 | 2381.544 | 2024-02-02 | 2025-02-02
TRANSPORT MONITOR | PATIENT MONITOR INTELLIVUE X3 (6mm NIBP Port) | PHILIPS LTD | INTELLIVUE X3 (6mm NIBP) | 2022-11-01 | 3072.168 |  | 2025-10-15
CO2 MODULE | CO2 MODULE + PRESS & TEMP | PHILIPS LTD | 867041 B06 | 2022-11-01 | 2381.544 | 2024-01-30 | 2025-01-30
TRANSPORT MONITOR | PATIENT MONITOR INTELLIVUE X3 (6mm NIBP Port) | PHILIPS LTD | INTELLIVUE X3 (6mm NIBP) | 2022-11-01 | 3072.168 |  | 2025-10-15
CO2 MODULE | CO2 MODULE + PRESS & TEMP | PHILIPS LTD | 867041 B06 | 2022-11-01 | 2381.544 | 2023-10-27 | 2024-10-27
TRANSPORT MONITOR | PATIENT MONITOR INTELLIVUE X3 (6mm NIBP Port) | PHILIPS LTD | INTELLIVUE X3 (6mm NIBP) | 2022-11-01 | 3072.168 |  | 2025-10-15
CO2 MODULE | CO2 MODULE + PRESS & TEMP | PHILIPS LTD | 867041 B06 | 2022-11-01 | 2381.544 | 2023-10-27 | 2024-10-27
TRANSPORT MONITOR | PATIENT MONITOR INTELLIVUE X3 (6mm NIBP Port) | PHILIPS LTD | INTELLIVUE X3 (6mm NIBP) | 2022-11-01 | 3072.168 |  | 2025-10-15
CO2 MODULE | CO2 MODULE + PRESS & TEMP | PHILIPS LTD | 867041 B06 | 2022-11-01 | 2381.544 | 2024-01-30 | 2025-01-30
TRANSPORT MONITOR | PATIENT MONITOR INTELLIVUE X3 (6mm NIBP Port) | PHILIPS LTD | INTELLIVUE X3 (6mm NIBP) | 2022-11-01 | 3072.168 |  | 2025-10-15
CO2 MODULE | CO2 MODULE + PRESS & TEMP | PHILIPS LTD | 867041 B06 | 2022-11-01 | 2381.544 | 2023-10-23 | 2024-10-23
TRANSPORT MONITOR | PATIENT MONITOR INTELLIVUE X3 (6mm NIBP Port) | PHILIPS LTD | INTELLIVUE X3 (6mm NIBP) | 2022-10-31 | 3072.168 |  | 2025-10-15
PATIENT MONITOR | PATIENT MONITOR | PHILIPS LTD | MX550 | 2022-10-31 | 6058.008 |  | 2025-10-15
PATIENT MONITOR | PATIENT MONITOR | PHILIPS LTD | MX550 | 2022-10-31 | 6058.008 |  | 2025-10-15
PATIENT MONITOR | PATIENT MONITOR | PHILIPS LTD | MX550 | 2022-10-31 | 6058.008 |  | 2025-10-15
PATIENT MONITOR | PATIENT MONITOR | PHILIPS LTD | MX550 | 2022-10-31 | 6058.008 |  | 2025-10-15
PATIENT MONITOR | PATIENT MONITOR | PHILIPS LTD | MX550 | 2022-10-31 | 6058.008 |  | 2025-10-15
PATIENT MONITOR | PATIENT MONITOR | PHILIPS LTD | MX550 | 2022-10-31 | 6058.008 |  | 2025-10-15
PATIENT MONITOR | PATIENT MONITOR | PHILIPS LTD | MX550 | 2022-10-31 | 6058.008 |  | 2025-10-15
MODULE HOLDER | MODULE HOLDER | PHILIPS LTD | FMX-4 | 2022-10-31 | 319.2
MODULE HOLDER | MODULE HOLDER | PHILIPS LTD | FMX-4 | 2022-10-31 | 319.2
MODULE HOLDER | MODULE HOLDER | PHILIPS LTD | FMX-4 | 2022-10-31 | 319.2
MODULE HOLDER | MODULE HOLDER | PHILIPS LTD | FMX-4 | 2022-10-31 | 319.2
MODULE HOLDER | MODULE HOLDER | PHILIPS LTD | FMX-4 | 2022-10-31 | 319.2
MODULE HOLDER | MODULE HOLDER | PHILIPS LTD | FMX-4 | 2022-10-31 | 319.2
MODULE HOLDER | MODULE HOLDER | PHILIPS LTD | FMX-4 | 2022-10-31 | 319.2
MODULE HOLDER | MODULE HOLDER | PHILIPS LTD | FMX-4 | 2022-10-31 | 319.2
MODULE HOLDER | MODULE HOLDER | PHILIPS LTD | FMX-4 | 2022-10-31 | 319.2
MODULE HOLDER | MODULE HOLDER | PHILIPS LTD | FMX-4 | 2022-10-31 | 319.2
MODULE HOLDER | MODULE HOLDER | PHILIPS LTD | FMX-4 | 2022-10-31 | 319.2
MODULE HOLDER | MODULE HOLDER | PHILIPS LTD | FMX-4 | 2022-10-31 | 319.2
DOCKING STATION | DOCKING STATION | PHILIPS LTD | INTELLIVUE DOCK | 2022-10-31 | 440.4
DOCKING STATION | DOCKING STATION | PHILIPS LTD | INTELLIVUE DOCK | 2022-10-31 | 440.4
PATIENT MONITOR | PATIENT MONITOR | PHILIPS LTD | MX550 | 2022-10-31 | 6058.008 |  | 2025-10-15
PATIENT MONITOR | PATIENT MONITOR | PHILIPS LTD | MX750 | 2022-10-31 | 6765.264 |  | 2027-10-15
PATIENT MONITOR | PATIENT MONITOR | PHILIPS LTD | MX750 | 2022-10-31 | 6765.264 |  | 2027-10-15
PATIENT MONITOR | PATIENT MONITOR | PHILIPS LTD | MX750 | 2022-10-31 | 6765.264 |  | 2027-10-15
PATIENT MONITOR | PATIENT MONITOR | PHILIPS LTD | MX750 | 2022-10-31 | 6765.264 |  | 2027-10-15
PATIENT MONITOR | PATIENT MONITOR | PHILIPS LTD | MX750 | 2022-10-31 | 6765.264 |  | 2027-10-15
PATIENT MONITOR | PATIENT MONITOR | PHILIPS LTD | MX750 | 2022-10-31 | 6765.264 |  | 2027-10-15
PATIENT MONITOR | PATIENT MONITOR | PHILIPS LTD | MX750 | 2022-10-31 | 6765.264 |  | 2027-10-15
PATIENT MONITOR | PATIENT MONITOR | PHILIPS LTD | MX750 | 2022-10-31 | 6765.264 |  | 2027-10-15
PATIENT MONITOR | PATIENT MONITOR | PHILIPS LTD | MX750 | 2022-10-31 | 6765.264 |  | 2027-10-15
PATIENT MONITOR | PATIENT MONITOR | PHILIPS LTD | MX750 | 2022-10-31 | 6765.264 |  | 2027-10-15
PATIENT MONITOR | PATIENT MONITOR | PHILIPS LTD | MX750 | 2022-10-31 | 6765.264 |  | 2027-10-15
PATIENT MONITOR | PATIENT MONITOR | PHILIPS LTD | MX750 | 2022-10-31 | 6765.264 |  | 2027-10-15
PATIENT MONITOR | PATIENT MONITOR | PHILIPS LTD | MX750 | 2022-10-31 | 6765.264 |  | 2027-10-15
CO2 MODULE | CO2 MODULE + PRESS, TEMP & PiCCO/C.O. | PHILIPS LTD | 867041 B10 | 2022-10-26 | 3000 | 2024-07-04 | 2025-07-04
ELECTRIC BED | SMART ACUTE CARE ELECTRIC BED | LINET UK | ELEGANZA 2 | 2022-10-25 | 1609.2 |  | 2024-11-01
ELECTRIC BED | SMART ACUTE CARE ELECTRIC BED | LINET UK | ELEGANZA 2 | 2022-10-25 | 1609.2 |  | 2024-11-01
ELECTRIC BED | SMART ACUTE CARE ELECTRIC BED | LINET UK | ELEGANZA 2 | 2022-10-25 | 1609.2 |  | 2024-11-01
ELECTRIC BED | SMART ACUTE CARE ELECTRIC BED | LINET UK | ELEGANZA 2 | 2022-10-25 | 1609.2 |  | 2024-11-01
ELECTRIC BED | SMART ACUTE CARE ELECTRIC BED | LINET UK | ELEGANZA 2 | 2022-10-25 | 1609.2 |  | 2024-11-01
OPERATING TABLE | OPERATING TABLE | STERIS | CMAX-3 | 2022-09-07 | 24525.6 |  | 2024-09-10
OPERATING TABLE | OPERATING TABLE | STERIS | CMAX-3 | 2022-09-07 | 24525.6 | 2024-07-30 | 2025-01-30
OPERATING TABLE | OPERATING TABLE | STERIS | CMAX-3 | 2022-09-07 | 24525.6 | 2024-07-30 | 2025-01-30
OPERATING TABLE | OPERATING TABLE | STERIS | CMAX-3 | 2022-09-07 | 24525.6 | 2024-09-18 | 2025-03-18
TRANSPORT MONITOR | PATIENT MONITOR INTELLIVUE X3 (6mm NIBP Port) | PHILIPS LTD | INTELLIVUE X3 (6mm NIBP) | 2022-08-26 | 2059.2 |  | 2025-04-15
PATIENT MONITOR | PATIENT MONITOR INTELLIVUE | PHILIPS LTD | MX450 | 2022-08-26 | 5614.452 |  | 2025-04-15
TRANSPORT MONITOR | PATIENT MONITOR INTELLIVUE X3 (6mm NIBP Port) | PHILIPS LTD | INTELLIVUE X3 (6mm NIBP) | 2022-08-26 | 2059.2 |  | 2025-04-15
PATIENT MONITOR | PATIENT MONITOR INTELLIVUE | PHILIPS LTD | MX450 | 2022-08-26 | 5614.452 |  | 2025-04-15
TRANSPORT MONITOR | PATIENT MONITOR INTELLIVUE X3 (6mm NIBP Port) | PHILIPS LTD | INTELLIVUE X3 (6mm NIBP) | 2022-08-26 | 2059.2 |  | 2025-04-15
PATIENT MONITOR | PATIENT MONITOR INTELLIVUE | PHILIPS LTD | MX450 | 2022-08-26 | 5614.452 |  | 2025-04-15
TRANSPORT MONITOR | PATIENT MONITOR INTELLIVUE X3 (6mm NIBP Port) | PHILIPS LTD | INTELLIVUE X3 (6mm NIBP) | 2022-08-26 | 2059.2 |  | 2025-04-15
PATIENT MONITOR | PATIENT MONITOR INTELLIVUE | PHILIPS LTD | MX450 | 2022-08-26 | 5614.452 |  | 2025-04-15
SCALES | SCALES - BABY | SECA | 385 | 2022-08-15 | 277.44 | 2023-11-30 | 2024-11-15
SCALES | SCALES - BABY | SECA | 385 | 2022-08-15 | 277.44 | 2023-12-05 | 2024-11-15
BALANCE | PRECISION BALANCE, CAPACITY 2500G, RESOLUTION 0.01G, PAN SIZE 192 X 192MM | ADAM EQUIPMENT | PGW 2502I | 2022-08-12 | 504 | 2023-08-03 | 2024-08-03
CO2 MODULE | CO2 MODULE + PRESS & TEMP | PHILIPS LTD | 867041 B06 | 2022-08-01 | 2653.56 | 2024-02-26 | 2025-02-26
CO2 MODULE | CO2 MODULE + PRESS & TEMP | PHILIPS LTD | 867041 B06 | 2022-08-01 | 2653.56 | 2024-01-13 | 2025-01-13
CO2 MODULE | CO2 MODULE + PRESS & TEMP | PHILIPS LTD | 867041 B06 | 2022-08-01 | 2653.56 | 2024-02-03 | 2025-02-03
CO2 MODULE | CO2 MODULE + PRESS & TEMP | PHILIPS LTD | 867041 B06 | 2022-08-01 | 2653.56 | 2024-02-07 | 2025-02-07
TRANSPORT MONITOR | PATIENT MONITOR INTELLIVUE X3 (6mm NIBP Port) | PHILIPS LTD | INTELLIVUE X3 (6mm NIBP) | 2022-08-01 | 3242.4 |  | 2025-08-01
TRANSPORT MONITOR | PATIENT MONITOR INTELLIVUE X3 (6mm NIBP Port) | PHILIPS LTD | INTELLIVUE X3 (6mm NIBP) | 2022-08-01 | 3242.4 |  | 2025-08-01
ULTRASOUND SCALPEL GENERATOR | ULTRASONIC HARMONIC SCALPEL | J&J | GEN 11 | 2022-08-01 | 0 | 2024-09-19 | 2025-09-19
BATTERY CHARGER | SMART BATTERY CONDITIONING UNIT | FSM AG | LG 1485 | 2022-07-22 | 1119.444 | 2024-08-15 | 2025-08-15
ULTRASOUND SCALPEL GENERATOR | ULTRASONIC HARMONIC SCALPEL | J&J | GEN 11 | 2022-07-18 | 0 | 2024-09-19 | 2025-09-19
ULTRASOUND SCALPEL GENERATOR | ULTRASONIC HARMONIC SCALPEL | J&J | GEN 11 | 2022-07-18 | 0 | 2024-09-19 | 2025-09-19
RESPIRATION MONITOR | ELECTRICAL IMPEDANCE TOMOGRAPHY | DRAEGER | PULMOVISTA 500 | 2022-07-18 | 0 | 2024-10-17 | 2026-10-17
TRANSPORT MONITOR | PATIENT MONITOR INTELLIVUE X3 (6mm NIBP Port) | PHILIPS LTD | INTELLIVUE X3 (6mm NIBP) | 2022-06-22 | 3796.536 |  | 2025-06-22
DOCKING STATION | DOCKING STATION | PHILIPS LTD | INTELLIVUE DOCK | 2022-06-22 | 440.4
TRANSPORT MONITOR | PATIENT MONITOR INTELLIVUE X3 (6mm NIBP Port) | PHILIPS LTD | INTELLIVUE X3 (6mm NIBP) | 2022-06-22 | 3796.536 |  | 2025-06-22
DOCKING STATION | DOCKING STATION | PHILIPS LTD | INTELLIVUE DOCK | 2022-06-22 | 440.4
TRANSPORT MONITOR | PATIENT MONITOR INTELLIVUE X3 (6mm NIBP Port) | PHILIPS LTD | INTELLIVUE X3 (6mm NIBP) | 2022-06-22 | 3796.536 |  | 2025-06-22
DOCKING STATION | DOCKING STATION | PHILIPS LTD | INTELLIVUE DOCK | 2022-06-22 | 440.4
TRANSPORT MONITOR | PATIENT MONITOR INTELLIVUE X3 (6mm NIBP Port) | PHILIPS LTD | INTELLIVUE X3 (6mm NIBP) | 2022-06-22 | 3796.536 |  | 2025-06-22
DOCKING STATION | DOCKING STATION | PHILIPS LTD | INTELLIVUE DOCK | 2022-06-22 | 440.4
TRANSPORT MONITOR | PATIENT MONITOR INTELLIVUE X3 (6mm NIBP Port) | PHILIPS LTD | INTELLIVUE X3 (6mm NIBP) | 2022-06-22 | 3796.536 |  | 2025-06-22
DOCKING STATION | DOCKING STATION | PHILIPS LTD | INTELLIVUE DOCK | 2022-06-22 | 440.4
TRANSPORT MONITOR | PATIENT MONITOR INTELLIVUE X3 (6mm NIBP Port) | PHILIPS LTD | INTELLIVUE X3 (6mm NIBP) | 2022-06-22 | 3796.536 |  | 2025-06-22
DOCKING STATION | DOCKING STATION | PHILIPS LTD | INTELLIVUE DOCK | 2022-06-22 | 440.4
TYMPANIC THERMOMETER | TYMPANIC THERMOMETER CONNEX MONITOR | WELCH ALLYN | PRO 6000 CONNEX | 2022-07-05 | 246
TYMPANIC THERMOMETER | TYMPANIC THERMOMETER CONNEX MONITOR | WELCH ALLYN | PRO 6000 CONNEX | 2022-07-05 | 246
TYMPANIC THERMOMETER | TYMPANIC THERMOMETER CONNEX MONITOR | WELCH ALLYN | PRO 6000 CONNEX | 2022-07-05 | 246
TYMPANIC THERMOMETER | TYMPANIC THERMOMETER CONNEX MONITOR | WELCH ALLYN | PRO 6000 CONNEX | 2022-07-05 | 246
TYMPANIC THERMOMETER | TYMPANIC THERMOMETER | BRAUN | PRO 6000 | 2022-07-20 | 178.8
TYMPANIC THERMOMETER | TYMPANIC THERMOMETER | BRAUN | PRO 6000 | 2022-07-20 | 178.8
SUCTION CONTROLLER | HIGH FLOW SUCTION CONTROLLER - MEDI RAIL 1.5M HOSE | THERAPY EQUIPMENT | 7705/1.5M | 2022-07-26 | 211.2
TYMPANIC THERMOMETER | TYMPANIC THERMOMETER CONNEX MONITOR | WELCH ALLYN | PRO 6000 CONNEX | 2022-07-08 | 246
TYMPANIC THERMOMETER | TYMPANIC THERMOMETER CONNEX MONITOR | WELCH ALLYN | PRO 6000 CONNEX | 2022-07-11 | 246
TYMPANIC THERMOMETER | TYMPANIC THERMOMETER CONNEX MONITOR | WELCH ALLYN | PRO 6000 CONNEX | 2022-07-11 | 246
TYMPANIC THERMOMETER | TYMPANIC THERMOMETER CONNEX MONITOR | WELCH ALLYN | PRO 6000 CONNEX | 2022-07-11 | 246
TYMPANIC THERMOMETER | TYMPANIC THERMOMETER CONNEX MONITOR | WELCH ALLYN | PRO 6000 CONNEX | 2022-07-11 | 246
TYMPANIC THERMOMETER | TYMPANIC THERMOMETER | BRAUN | PRO 6000 | 2022-08-03 | 178.8
SUCTION CONTROLLER | HIGH SUCTION CONTROLLER | THERAPY EQUIPMENT | DIAMOND RANGE HIGH | 2022-07-07 | 97.2
SUCTION CONTROLLER | HIGH SUCTION CONTROLLER | THERAPY EQUIPMENT | DIAMOND RANGE HIGH | 2022-07-07 | 97.2
SUCTION CONTROLLER | HIGH SUCTION CONTROLLER | THERAPY EQUIPMENT | DIAMOND RANGE HIGH | 2022-07-07 | 97.2
SUCTION CONTROLLER | HIGH SUCTION CONTROLLER | THERAPY EQUIPMENT | DIAMOND RANGE HIGH | 2022-07-07 | 97.2
SUCTION CONTROLLER | HIGH SUCTION CONTROLLER | THERAPY EQUIPMENT | DIAMOND RANGE HIGH | 2022-07-06 | 82.8
SUCTION CONTROLLER | HIGH SUCTION CONTROLLER | THERAPY EQUIPMENT | DIAMOND RANGE HIGH | 2022-07-06 | 82.8
TYMPANIC THERMOMETER | TYMPANIC THERMOMETER | BRAUN | PRO 6000 | 2022-07-08 | 178.8
TYMPANIC THERMOMETER | TYMPANIC THERMOMETER | BRAUN | PRO 6000 | 2022-07-06 | 178.8
TYMPANIC THERMOMETER | TYMPANIC THERMOMETER | BRAUN | PRO 6000 | 2022-07-06 | 178.8
TYMPANIC THERMOMETER | TYMPANIC THERMOMETER | BRAUN | PRO 6000 | 2022-07-04 | 178.8
NEBULIZER | NEBULIZER | PARI MEDICAL | EFLOW RAPID | 2022-07-15 | 510
PATIENT TROLLEY | SHOWER TROLLEY | ARJO HUNTLEIGH | BAC1111-01 | 2022-06-29 | 4794 |  | 2025-06-29
TYMPANIC THERMOMETER | TYMPANIC THERMOMETER | BRAUN | PRO 6000 | 2022-06-28 | 178.8
TYMPANIC THERMOMETER | TYMPANIC THERMOMETER | BRAUN | PRO 6000 | 2022-06-28 | 178.8
SUCTION CONTROLLER | THORACIC SUCTION | THERAPY EQUIPMENT | DIAMOND RANGE THORACIC | 2022-06-22 | 297.6
TYMPANIC THERMOMETER | TYMPANIC THERMOMETER | BRAUN | PRO 6000 | 2022-06-22 | 178.8
SUCTION CONTROLLER | HIGH SUCTION CONTROLLER | THERAPY EQUIPMENT | DIAMOND RANGE HIGH | 2022-06-21 | 106.8
HEIGHT GAUGE | HEIGHT MEASURING SCALE/GAUGE | HOLTAIN LTD | HARPENDEN STADIOMETER | 2022-06-17 | 1092
SUCTION CONTROLLER | HIGH SUCTION CONTROLLER | THERAPY EQUIPMENT | DIAMOND RANGE HIGH | 2022-06-17 | 97.2
SUCTION CONTROLLER | HIGH SUCTION CONTROLLER | THERAPY EQUIPMENT | DIAMOND RANGE HIGH | 2022-06-17 | 97.2
SUCTION CONTROLLER | HIGH SUCTION CONTROLLER | THERAPY EQUIPMENT | DIAMOND RANGE HIGH | 2022-06-17 | 97.2
SUCTION CONTROLLER | HIGH SUCTION CONTROLLER | THERAPY EQUIPMENT | DIAMOND RANGE HIGH | 2022-06-17 | 97.2
SUCTION CONTROLLER | HIGH SUCTION CONTROLLER | THERAPY EQUIPMENT | DIAMOND RANGE HIGH | 2022-06-17 | 97.2
SUCTION CONTROLLER | HIGH SUCTION CONTROLLER | THERAPY EQUIPMENT | DIAMOND RANGE HIGH | 2022-06-17 | 97.2
GAS REGULATOR & FLOWMETER | CO2 PIN INDEX REGULATOR WITH 0-12LPM FLOWMETER | MEC CO. LTD | 6068 | 2022-06-16 | 384
PMG TERMINALS | MA4 AIR SPLITTER | THERAPY EQUIPMENT | 6112 | 2022-06-16 | 178.8
PMG TERMINALS | MA4 AIR SPLITTER | THERAPY EQUIPMENT | 6112 | 2022-06-16 | 178.8
PMG TERMINALS | MA4 AIR SPLITTER | THERAPY EQUIPMENT | 6112 | 2022-06-16 | 178.8
PMG TERMINALS | MA4 AIR SPLITTER | THERAPY EQUIPMENT | 6112 | 2022-06-16 | 178.8
PMG TERMINALS | O2 SPLITTER - PLASTIC FITTINGS | THERAPY EQUIPMENT | 6111P | 2022-06-16 | 178.8
PMG TERMINALS | O2 SPLITTER - PLASTIC FITTINGS | THERAPY EQUIPMENT | 6111P | 2022-06-16 | 178.8
PMG TERMINALS | O2 SPLITTER - PLASTIC FITTINGS | THERAPY EQUIPMENT | 6111P | 2022-06-16 | 178.8
PMG TERMINALS | O2 SPLITTER - PLASTIC FITTINGS | THERAPY EQUIPMENT | 6111P | 2022-06-16 | 178.8
VACUUM SPLITTER | VACUUM SPLITTER | THERAPY EQUIPMENT | 6114P | 2022-06-16 | 179.16
ENDOSCOPE | ENDOSCOPES | PENTAX | VNL9-CP | 2022-06-16 | 10557
TYMPANIC THERMOMETER | TYMPANIC THERMOMETER | BRAUN | PRO 6000 | 2022-06-15 | 178.8
TYMPANIC THERMOMETER | TYMPANIC THERMOMETER | BRAUN | PRO 6000 | 2022-06-15 | 178.8
TYMPANIC THERMOMETER | TYMPANIC THERMOMETER | BRAUN | PRO 6000 | 2022-06-15 | 178.8
TYMPANIC THERMOMETER | TYMPANIC THERMOMETER | BRAUN | PRO 6000 | 2022-06-15 | 178.8
TYMPANIC THERMOMETER | TYMPANIC THERMOMETER | BRAUN | PRO 6000 | 2022-06-14 | 178.8
TYMPANIC THERMOMETER | TYMPANIC THERMOMETER | BRAUN | PRO 6000 | 2022-06-14 | 178.8
DIETARY FEED PUMP | ENTERAL FEEDING PUMP | NUTRICIA | FLOCARE INFINITY | 2022-06-13 | 960
AMBULATORY ARRHYTHMIA MONITOR | AMBULATORY ECG RECORDER | SPACELABS | LIFECARD CF | 2022-06-10 | 2152.8
AMBULATORY 24 HR NIBP MONITOR | AMBULATORY NIBP MONITOR ON TRAK | SPACELABS | 90227 | 2022-06-10 | 1800
AMBULATORY 24 HR NIBP MONITOR | AMBULATORY NIBP MONITOR ON TRAK | SPACELABS | 90227 | 2022-06-10 | 1800
AUDIO DOPPLER | POCKET AUDIO DOPPLER | ULTRASOUND TECHNOLOGIES LTD | PD1 | 2022-06-09 | 600
AUDIO DOPPLER | POCKET AUDIO DOPPLER | ULTRASOUND TECHNOLOGIES LTD | PD1 | 2022-06-09 | 600
TYMPANIC THERMOMETER | TYMPANIC THERMOMETER CONNEX MONITOR | WELCH ALLYN | PRO 6000 CONNEX | 2022-06-07 | 221.4
TYMPANIC THERMOMETER | TYMPANIC THERMOMETER CONNEX MONITOR | WELCH ALLYN | PRO 6000 CONNEX | 2022-06-06 | 246
GAS REGULATOR & FLOWMETER | AIR REGULATOR | EAST HEALTH | TWO-STAGE | 2022-06-23 | 408
DENTAL BUNSEN | SAFEAIR HEATSTREAM ELECTRIC BUNSEN | CARBOLITE | SAFEAIR HEAT STREAM | 2022-06-13 | 451.128 |  | 2024-08-21
DENTAL BUNSEN | SAFEAIR HEATSTREAM ELECTRIC BUNSEN | CARBOLITE | SAFEAIR HEAT STREAM | 2022-06-13 | 451.128 |  | 2024-08-21
DENTAL BUNSEN | SAFEAIR HEATSTREAM ELECTRIC BUNSEN | CARBOLITE | SAFEAIR HEAT STREAM | 2022-06-13 | 451.128 |  | 2024-08-21
DENTAL BUNSEN | SAFEAIR HEATSTREAM ELECTRIC BUNSEN | CARBOLITE | SAFEAIR HEAT STREAM | 2022-06-13 | 451.128 |  | 2024-08-21
TRANSPORT MONITOR | TRANSPORT PATIENT MONITOR | EDAN INSTRUMENTS | IM50 | 2022-07-27 | 1440
LIGHT SOURCE | LIGHT SOURCE EVIS X1 | OLYMPUS | CV-1500 | 2022-06-06 | 60000
ENDOSCOPY VIDEO SYSTEM | SCOPE PROCESSOR | OLYMPUS | CV-290 | 2022-06-06 | 0
ENDOSCOPY STACKING TROLLEY | ENDOSCOPY STACKING TROLLEY | OLYMPUS | WM-DP3 | 2022-06-06 | 3000
TONOMETER | APPLANATION TONOMETER | REICHERT-J | TONO-PEN AVIA | 2022-05-18 | 4058.4
REGULATOR | REGULATOR - OXYGEN - BULLNOSE DIAL | THERAPY EQUIPMENT | 5050 | 2022-05-17 | 168 |  | 2024-07-15
REGULATOR | REGULATOR - OXYGEN - BULLNOSE DIAL | THERAPY EQUIPMENT | 5050 | 2022-05-17 | 168 | 2023-06-28 | 2024-05-05
REGULATOR | REGULATOR - OXYGEN - BULLNOSE DIAL | THERAPY EQUIPMENT | 5050 | 2022-05-17 | 168 | 2023-12-01 | 2024-12-01
COAGULATION TIMER | COAGULATION TIMER - HAND HELD UNIT | ROCHE LTD | COAGUCHEK PRO II | 2022-05-17 | 1179.9
COAGULATION TIMER | COAGULATION TIMER - HAND HELD UNIT | ROCHE LTD | COAGUCHEK PRO II | 2022-05-17 | 1179.9
DEFIBRILLATOR | DEFIBRILLATOR - PACED/SPO2/NIBP/CO2/IBP/TEMP | ZOLL MEDICAL | X SERIES | 2022-05-18 | 22165.596 | 2024-04-30 | 2025-04-30
BATTERY SUPPORT UNIT | BATTERY SUPPORT UNIT | ZOLL MEDICAL | SUREPOWER | 2022-05-18 | 1200 |  | 2024-05-18
VITAL SIGNS MONITOR | SPO2 (CREATIVE), PR, NIBP, TEMP | SHENZHEN CREATIVE INDUSTRY | PC-3000 | 2022-05-19 | 1020 |  | 2025-05-19
SCALES | SCALES - BABY | SECA | 384 | 2022-06-20 | 216 | 2023-12-15 | 2024-11-15
SCALES | SCALES - STAND ON | SECA | 875 | 2022-06-20 | 178.8 | 2023-11-28 | 2024-11-15
WEIGHT TRAIN BENCH | HEAVY POWER RACK | BODYMAX | CF475 | 2022-06-27 | 718.8 | 2024-07-05 | 2025-07-05
WEIGHT TRAIN BENCH | HEAVY POWER RACK | BODYMAX | CF475 | 2022-06-27 | 718.8 | 2024-07-05 | 2025-07-05
LEG EXERCISER | LEG EXTENSION/LEG CURL | BODYMAX | CF640 | 2022-06-27 | 514.8 | 2024-07-05 | 2025-07-05
HUMALACTOR | HUMALACTOR | MEDELA | SYMPHONY | 2022-06-28 | 2280 |  | 2024-06-28
ANALYSER | ANALYSER - FLUORESCENCE-BASED FOR COVID-19 | ABBOTT LABS | ID NOW | 2022-06-28 | 3600
SPECTROMETER UV/VIS | SPECTROPHOTOMETER | KONICA MINOLTA | CM-600D | 2022-06-30 | 6000
SCALES | SCALES - STAND ON | MARSDEN | M-420 | 2022-06-28 | 300 | 2023-12-05 | 2024-11-15
SCALES | SCALES - STAND ON | MARSDEN | M-420 | 2022-06-28 | 300 | 2023-12-05 | 2024-11-15
VENTILATOR | VENTILATOR | RESMED LTD | STELLAR 100 | 2022-06-23 | 3600 |  | 2027-06-06
VENTILATOR | VENTILATOR | RESMED LTD | STELLAR 100 | 2022-06-23 | 3600 |  | 2027-06-06
HUMIDIFIER | HUMIDIFIER | F & P | MR850 | 2022-06-23 | 1320 | 2023-05-31 | 2025-05-31
SPHYGMOMANOMETER | SPHYGMOMANOMETER - MOBILE | WELCH ALLYN | 7670-10 | 2022-06-17 | 216
CHANGING TABLE | FIXED CHANGING BENCH | SMIRTHWAITE | EASI-LIFT | 2022-06-28 | 4384.8 | 2023-10-18 | 2024-10-18
CARDIOGRAPH | CARDIOGRAPH | GE LIMITED | MAC7 | 2022-06-21 | 7800 | 2024-08-08 | 2025-08-08
VENTILATOR | VENTILATOR | BREAS MEDICAL | NIPPY 4+ | 2022-06-15 | 4560 |  | 2025-06-01
OPERATING TABLE | OPERATING TABLE | STERIS | CMAX-3 | 2022-06-16 | 25726.8 | 2023-11-23 | 2024-09-10
OPERATING TABLE | OPERATING TABLE | STERIS | CMAX-3 | 2022-06-16 | 25726.8 | 2024-04-15 | 2024-09-10
OPERATING TABLE | OPERATING TABLE | STERIS | CMAX-3 | 2022-06-16 | 25726.8 | 2024-04-15 | 2024-12-18
OPERATING TABLE | OPERATING TABLE | STERIS | CMAX-3 | 2022-06-16 | 25726.8 | 2024-07-30 | 2025-01-30
OPERATING TABLE | OPERATING TABLE | STERIS | CMAX-3 | 2022-06-16 | 25726.8 | 2023-11-23 | 2024-12-10
OPERATING TABLE | OPERATING TABLE | STERIS | CMAX-3 | 2022-06-16 | 25726.8 | 2023-11-23 | 2024-12-11
SUCTION UNIT | SUCTION - LAERDAL - BATTERY | LAERDAL | LSU-2 | 2022-06-13 | 816 |  | 2025-06-13
OXIMETER | PULSE OXIMETER | NELLCOR | PM100N | 2022-06-10 | 1200 |  | 2025-06-10
OXIMETER | PULSE OXIMETER | NELLCOR | PM100N | 2022-06-10 | 1200 |  | 2025-06-10
OXIMETER | PULSE OXIMETER | NELLCOR | PM100N | 2022-06-10 | 1200 |  | 2025-06-10
SUCTION UNIT | PORTABLE SUCTION UNIT | LAERDAL | LCSU4 | 2022-06-09 | 399.6 | 2022-06-28 | 2025-07-14
MEDICAL GAS HOSE | EXTENSION HOSE - MEDICAL AIR - 3M 7 BAR | MEC CO. LTD | 19224HA | 2022-06-09 | 113.76 |  | 2026-06-16
EXERCISE BICYCLE | RECLINING ERGOMETER | ERGOLINE GMBH | ERGOSELECT 12 | 2022-06-09 | 14166 | 2024-07-25 | 2025-07-25
PATIENT MONITOR | PATIENT MONITOR CONNECTIVITY PLATFORM | MASIMO UK | ROOT | 2022-06-08 | 3600 |  | 2025-01-15
IONTOPHORESIS MACHINE | MACRODUCT ADVANCED SWEAT COLLECTION SYSTEM | ELITECHGROUP | 3710 | 2023-08-02 | 2640
UNINTERRUPTIBLE POWER SUPPLY | UNINTERRUPTIBLE POWER SUPPLY | AMERICAN POWER CONVERSION (APC) | BK650MI | 2022-06-14 | 180
EEG MACHINE | EEG MACHINE - VIDEO | NATUS LTD | EMU40 | 2022-06-14 | 42000 | 2024-07-24 | 2025-07-24
EEG MACHINE | EEG MACHINE PATIENT BREAKOUT BOX | NATUS LTD | EMU40EX | 2022-06-07 | 4800 | 2024-07-23 | 2025-07-23
MONITOR | 24 INCH ULTRASHARP LED MONITOR | DELL COMPUTERS | U2412M | 2022-06-07 | 240
HUMIDIFIER | HUMIDIFIER AND FLOW GENERATOR | F & P | AIRVO 2 | 2022-06-07 | 2970 | 2023-07-03 | 2025-04-03
VENTILATOR | VENTILATOR | RESMED LTD | STELLAR 100 | 2022-06-06 | 3600 |  | 2027-06-06
VENTILATOR | VENTILATOR | RESMED LTD | STELLAR 100 | 2022-06-06 | 3600 |  | 2027-06-06
CAMERA HEAD | C-MAC S IMAGER VIDEO CAMERA | KARL STORZ | 8403XSI | 2022-06-01 | 3796.8
BATTERY CHARGER | BATTERY CHARGER - LI-ION 2 BANK CLICK IN | BREAS MEDICAL | 2 BANK 007573 | 2022-06-01 | 453.6
BATTERY CHARGER | BATTERY CHARGER - LI-ION 2 BANK CLICK IN | BREAS MEDICAL | 2 BANK 007573 | 2022-06-01 | 453.6
STRESS TEST SYSTEM | STRESS TEST SYSTEM - ECG | GE LIMITED | CASE V7.0 | 2022-05-31 | 25123.2 | 2023-09-25 | 2024-09-25
ELECTRIC BED | SMART ACUTE CARE ELECTRIC BED | LINET UK | ELEGANZA 2 | 2022-05-30 | 1980 |  | 2024-06-30
ELECTRIC BED | SMART ACUTE CARE ELECTRIC BED | LINET UK | ELEGANZA 2 | 2022-05-30 | 1980 |  | 2024-06-30
ELECTRIC BED | SMART ACUTE CARE ELECTRIC BED | LINET UK | ELEGANZA 2 | 2022-05-30 | 1980 |  | 2024-06-30
ELECTRIC BED | SMART ACUTE CARE ELECTRIC BED | LINET UK | ELEGANZA 2 | 2022-05-30 | 1980 |  | 2024-06-30
ELECTRIC BED | SMART ACUTE CARE ELECTRIC BED | LINET UK | ELEGANZA 2 | 2022-05-30 | 1980 |  | 2024-06-30
ELECTRIC BED | SMART ACUTE CARE ELECTRIC BED | LINET UK | ELEGANZA 2 | 2022-05-30 | 1980 |  | 2024-06-30
ELECTRIC BED | SMART ACUTE CARE ELECTRIC BED | LINET UK | ELEGANZA 2 | 2022-05-30 | 1980 |  | 2024-06-30
ELECTRIC BED | SMART ACUTE CARE ELECTRIC BED | LINET UK | ELEGANZA 2 | 2022-05-30 | 1980 |  | 2024-06-30
AUDIO DOPPLER | AUDIO DOPPLER | HUNTLEIGH | D900 | 2022-05-30 | 336
SUCTION CONTROLLER | THORACIC SUCTION | THERAPY EQUIPMENT | DIAMOND RANGE THORACIC | 2022-05-30 | 248.4
SUCTION CONTROLLER | THORACIC SUCTION | THERAPY EQUIPMENT | DIAMOND RANGE THORACIC | 2022-05-30 | 248.4
SUCTION CONTROLLER | THORACIC SUCTION | THERAPY EQUIPMENT | DIAMOND RANGE THORACIC | 2022-05-30 | 248.4
TYMPANIC THERMOMETER | TYMPANIC THERMOMETER | BRAUN | PRO 6000 | 2022-05-27 | 178.8
VENTILATOR | VENTILATOR | RESMED LTD | STELLAR 100 | 2022-05-27 | 3600 |  | 2027-05-27
VENTILATOR | VENTILATOR | RESMED LTD | STELLAR 100 | 2022-05-27 | 3600 |  | 2027-05-27
BATTERY CHARGER | BATTERY CHARGER - LI-ION 2 BANK CLICK IN | BREAS MEDICAL | 2 BANK 007573 | 2022-05-27 | 453.6
BATTERY CHARGER | BATTERY CHARGER - LI-ION 2 BANK CLICK IN | BREAS MEDICAL | 2 BANK 007573 | 2022-05-27 | 453.6
BATTERY CHARGER | BATTERY CHARGER - LI-ION 2 BANK CLICK IN | BREAS MEDICAL | 2 BANK 007573 | 2022-05-27 | 453.6
VENTILATOR | VENTILATOR | BREAS MEDICAL | NIPPY 4+ | 2022-05-27 | 4560 |  | 2025-05-01
VENTILATOR | VENTILATOR | BREAS MEDICAL | NIPPY 4+ | 2022-05-27 | 4560 | 2024-05-08 | 2026-05-01
VENTILATOR | VENTILATOR | BREAS MEDICAL | NIPPY 4+ | 2022-05-27 | 4560 |  | 2025-05-01
VENTILATOR | VENTILATOR | BREAS MEDICAL | NIPPY 4+ | 2022-05-27 | 4560 |  | 2025-05-01
VENTILATOR | VENTILATOR | BREAS MEDICAL | NIPPY 4+ | 2022-05-27 | 4560 | 2024-05-08 | 2026-05-01
VAPORIZERS | VAPORIZER - ISOFLURANE | DATEX-OHMEDA | ISOTEC-5 | 2022-05-27 | 2400 |  | 2025-05-14
VAPORIZERS | VAPORIZER - ISOFLURANE | DATEX-OHMEDA | ISOTEC-5 | 2022-05-27 | 2400 |  | 2025-05-14
VAPORIZERS | VAPORIZER - ISOFLURANE | DATEX-OHMEDA | ISOTEC-5 | 2022-05-27 | 2400 |  | 2025-05-14
VAPORIZERS | VAPORIZER - ISOFLURANE | DATEX-OHMEDA | ISOTEC-5 | 2022-05-27 | 2400 |  | 2025-05-14
VAPORIZERS | VAPORIZER - ISOFLURANE | DATEX-OHMEDA | ISOTEC-5 | 2022-05-27 | 2400 |  | 2025-05-14
VAPORIZERS | VAPORIZER - ISOFLURANE | DATEX-OHMEDA | ISOTEC-5 | 2022-05-27 | 2400 |  | 2025-05-14
NEBULIZER | NEBULIZER | PHILIPS LTD | INNOSPIRE ESSENCE | 2022-05-24 | 50.4
TRANSPORT MONITOR | PATIENT MONITOR INTELLIVUE X3 (6mm NIBP Port) | PHILIPS LTD | INTELLIVUE X3 (6mm NIBP) | 2022-06-10 | 3796.536 |  | 2025-06-10
SPHYGMOMANOMETER | ANEROID SPHYGMOMANOMETER | WELCH ALLYN | DS65 | 2022-05-24 | 86.172
HUMIDIFIER | HUMIDIFIER RESPIRATORY | F & P | F&P 950 | 2022-05-23 | 3369.6
NEBULIZER | NEBULIZER | PARI MEDICAL | ETRACK CONTROLLER | 2022-05-06 | 510
NEBULIZER | NEBULIZER | PARI MEDICAL | ETRACK CONTROLLER | 2022-05-06 | 510
NEBULIZER | NEBULIZER | PARI MEDICAL | ETRACK CONTROLLER | 2022-05-06 | 510
NEBULIZER | NEBULIZER | PARI MEDICAL | ETRACK CONTROLLER | 2022-05-06 | 510
NEBULIZER | NEBULIZER | PARI MEDICAL | ETRACK CONTROLLER | 2022-05-06 | 510
NEBULIZER | NEBULIZER | PARI MEDICAL | ETRACK CONTROLLER | 2022-05-06 | 510
NEBULIZER | NEBULIZER | PARI MEDICAL | ETRACK CONTROLLER | 2022-05-06 | 510
NEBULIZER | NEBULIZER | PARI MEDICAL | ETRACK CONTROLLER | 2022-05-06 | 510
NEBULIZER | NEBULIZER | PARI MEDICAL | ETRACK CONTROLLER | 2022-05-06 | 510
NEBULIZER | NEBULIZER | PARI MEDICAL | ETRACK CONTROLLER | 2022-05-06 | 510
NEBULIZER | NEBULIZER | PARI MEDICAL | ETRACK CONTROLLER | 2022-05-06 | 510
NEBULIZER | NEBULIZER | PARI MEDICAL | ETRACK CONTROLLER | 2022-05-06 | 510
NEBULIZER | NEBULIZER | PARI MEDICAL | ETRACK CONTROLLER | 2022-05-06 | 510
NEBULIZER | NEBULIZER | PARI MEDICAL | ETRACK CONTROLLER | 2022-05-06 | 510
NEBULIZER | NEBULIZER | PARI MEDICAL | ETRACK CONTROLLER | 2022-05-06 | 510
NEBULIZER | NEBULIZER | PARI MEDICAL | ETRACK CONTROLLER | 2022-05-06 | 510
NEBULIZER | NEBULIZER | PARI MEDICAL | ETRACK CONTROLLER | 2022-05-06 | 510
NEBULIZER | NEBULIZER | PARI MEDICAL | ETRACK CONTROLLER | 2022-05-06 | 510
NEBULIZER | NEBULIZER | PARI MEDICAL | ETRACK CONTROLLER | 2022-05-06 | 510
NEBULIZER | NEBULIZER | PARI MEDICAL | ETRACK CONTROLLER | 2022-05-06 | 510
HEADLIGHT SYSTEM | HEADLIGHT SYSTEM | XENOSYS CO LTD | L2S15 | 2023-03-03 | 2640
SPEECH AID | SPEECH AID ELECTROLARYNX | ATOS MEDICAL UK | TRUTONE EMOTE | 2023-02-17 | 634.8
BATTERY THERMOMETER | BATTERY THERMOMETER | WELCH ALLYN | SURETEMP PLUS 692 | 2023-02-15 | 178.2
BATTERY THERMOMETER | BATTERY THERMOMETER | WELCH ALLYN | SURETEMP PLUS 692 | 2023-02-15 | 178.2
BATTERY THERMOMETER | BATTERY THERMOMETER | WELCH ALLYN | SURETEMP PLUS 692 | 2023-02-15 | 178.2
HUMALACTOR | HUMALACTOR | MEDELA | SYMPHONY | 2023-02-06 | 2280 |  | 2025-02-06
SCALES | SCALES - BABY | SECA | 384 | 2023-02-06 | 268.8 |  | 2024-11-15
SCALES | SCALES - BABY | SECA | 384 | 2023-02-02 | 216 |  | 2024-11-15
MULTI FLUID WARMER | RAPID INFUSER | BELMONT | RI-2 | 2023-02-02 | 23978.4 | 2024-02-06 | 2025-02-06
TRANSDUCER | US TRANSDUCER | PHILIPS LTD | M2736A | 2023-01-27 | 1172.4
TRANSDUCER | TOCO TRANSDUCER | PHILIPS LTD | M2734B | 2023-01-27 | 1053.6
SUCTION CONTROLLER | HIGH SUCTION CONTROLLER | THERAPY EQUIPMENT | DIAMOND RANGE HIGH | 2023-01-18 | 107.4
SUCTION CONTROLLER | HIGH SUCTION CONTROLLER | THERAPY EQUIPMENT | DIAMOND RANGE HIGH | 2023-01-17 | 107.4
BATTERY THERMOMETER | BATTERY THERMOMETER | WELCH ALLYN | SURETEMP PLUS 692 | 2023-01-17 | 178.2
BATTERY THERMOMETER | BATTERY THERMOMETER | WELCH ALLYN | SURETEMP PLUS 692 | 2023-01-17 | 178.2
BATTERY THERMOMETER | BATTERY THERMOMETER | WELCH ALLYN | SURETEMP PLUS 692 | 2023-01-17 | 178.2
FLUID WARMER | CALESCA WARMING DEVICE | MEDELA | CALESCA | 2023-01-17 | 1080 |  | 2025-04-01
INFUSION PUMP | VOLUMETRIC INFUSION PUMP | FRESENIUS KABI | AGILIA VP MC WIFI GB | 2023-01-04 | 660 |  | 2025-12-02
INFUSION PUMP | VOLUMETRIC INFUSION PUMP | FRESENIUS KABI | AGILIA VP MC WIFI GB | 2023-01-04 | 660 |  | 2025-12-02
BABY INCUBATOR | BABY INCUBATOR | DRAEGER | BABYLEO TN500 | 2022-12-05 | 31158.468 | 2024-03-22 | 2024-12-05
BABY INCUBATOR | BABY INCUBATOR | DRAEGER | BABYLEO TN500 | 2022-12-05 | 31158.468 | 2024-04-17 | 2024-12-05
HEADLIGHT SYSTEM | LED HEADLIGHT | ALBERT WAESCHLE | DERMATOSCOPE | 2022-12-01 | 369
TRANSDUCER | US TRANSDUCER | PHILIPS LTD | M2736A | 2023-01-13 | 937.308
TRANSDUCER | US TRANSDUCER | PHILIPS LTD | M2736A | 2022-12-02 | 736.8
TRANSDUCER | US TRANSDUCER | PHILIPS LTD | M2736A | 2022-12-02 | 736.8
EXAMINATION LAMP | EXAMINATION LAMP | WELCH ALLYN | GS 300 | 2022-11-29 | 0 |  | 2024-06-01
EXAMINATION LAMP | EXAMINATION LAMP | WELCH ALLYN | GS 300 | 2022-11-29 | 0 |  | 2024-06-01
VITAL SIGNS MONITOR | VITAL SIGNS MONITOR: NIBP, SPO2, TEMP | HILL-ROM | 75CE CONNEX | 2022-11-28 | 2152.8 |  | 2025-11-28
VITAL SIGNS MONITOR | VITAL SIGNS MONITOR: NIBP, SPO2, TEMP | HILL-ROM | 75CE CONNEX | 2022-11-28 | 2152.8 |  | 2025-11-28
ENDOSCOPY VIDEO SYSTEM | SYNERGY ID CAMERA CONTROLLER | ARTHREX INC | SYNERGY ID | 2022-11-23 | 30000 | 2023-03-20 13:39 | 2024-03-20
LIGHT SOURCE | LIGHT SOURCE - LASER | ARTHREX INC | SYNERGY LASER LIGHT SOURCE | 2022-11-23 | 6000 | 2023-03-20 13:39 | 2024-03-20
CAMERA HEAD | CAMERA HEAD - 4K SYNERGY ID | ARTHREX INC | 4K SYNERGY ID | 2022-11-23 | 9576 | 2023-03-20 13:39 | 2024-03-20
ANALYSER-URINE CHEM | URINALYSIS MACHINE | SIEMENS LTD | CLINITEK STATUS+ | 2022-11-09 | 0
BATTERY THERMOMETER | BATTERY THERMOMETER | WELCH ALLYN | SURETEMP PLUS 692 | 2022-11-09 | 178.2
BATTERY THERMOMETER | BATTERY THERMOMETER | WELCH ALLYN | SURETEMP PLUS 692 | 2022-11-09 | 178.2
FLAT SCREEN DISPLAY | INFINITY C500 | DRAEGER | MS18746 | 2022-11-02 | 0
MICROSCOPE OPERATING | ENT MICROSCOPE | KARL KAPS OPTIK GMBH | SOM62LED | 2022-07-21 | 7974 | 2023-08-11 | 2024-08-11
MICROSCOPE OPERATING | ENT MICROSCOPE | KARL KAPS OPTIK GMBH | SOM62LED | 2022-07-21 | 7974 | 2023-08-11 | 2024-08-11
ENDOSCOPE | CMOS VIDEO RHINO-LARYNGOSCOPE | KARL STORZ | 11102CMK | 2022-07-20 | 8744.676
ENDOSCOPE | CMOS VIDEO RHINO-LARYNGOSCOPE | KARL STORZ | 11102CMK | 2022-07-20 | 8744.676
ENDOSCOPE | CMOS VIDEO RHINO-LARYNGOSCOPE | KARL STORZ | 11102CMK | 2022-07-20 | 8744.676
ENDOSCOPE | CMOS VIDEO RHINO-LARYNGOSCOPE | KARL STORZ | 11102CMK | 2022-07-20 | 8744.676
ENDOSCOPE | CMOS VIDEO RHINO-LARYNGOSCOPE | KARL STORZ | 11102CMK | 2022-07-20 | 8744.676
PHOTOTHERAPY UNIT | NEOBLUE COMPACT | NATUS LTD | 018000 | 2022-07-18 | 2644.8 | 2024-09-02 | 2026-02-01
VIDEO PRINTER | VIDEO PRINTER - COLOUR | SONY | UP-25MD | 2022-07-07 | 2640 | 2023-09-22 | 2024-09-22
CAMERA CONTROL UNIT | VISERA ELITE II | OLYMPUS | OTV-S200 | 2022-07-07 | 28054.164 | 2023-09-22 | 2024-09-22
CAMERA HEAD | HD 3CMOS AUTOCLAVABLE CAMERA HEAD | OLYMPUS | CH-S200-XZ-EA | 2022-07-07 | 18596.952
ENDOSCOPY STACKING TROLLEY | COMPACT TROLLEY | OLYMPUS | TC-C4 | 2022-07-07 | 2155.2 | 2023-09-22
FLAT SCREEN DISPLAY | LCD MONITOR HD - 26 INCH | OLYMPUS | OEV262H | 2022-07-07 | 10819.104 | 2023-09-22 | 2024-07-07
BALANCE | PRECISION BALANCE, CAPACITY 2500G, RESOLUTION 0.01G, PAN SIZE 192 X 192MM | ADAM EQUIPMENT | PGW 2502I | 2022-07-04 | 504 | 2024-08-05 | 2025-07-04
COUCH | COUCH | BRISTOL MAID (HOSP.M.CRAFT) | EC2215 | 2022-06-23 | 1533.84 |  | 2025-06-23
SPHYGMOMANOMETER | MOBILE SPHYGMOMANOMETER | WELCH ALLYN | 7670-03 | 2022-06-23 | 0 | 2023-08-29 | 2024-08-01
SPHYGMOMANOMETER | MOBILE SPHYGMOMANOMETER | WELCH ALLYN | 7670-03 | 2022-06-23 | 0 |  | 2025-08-01
SPHYGMOMANOMETER | DESK SPHYGMOMANOMETER | WELCH ALLYN | 7670-16 | 2022-06-22 | 0 | 2024-08-12 | 2025-06-22
SPHYGMOMANOMETER | DESK SPHYGMOMANOMETER | WELCH ALLYN | 7670-16 | 2022-06-22 | 0 | 2023-08-30 | 2025-08-01
COUCH | COUCH - 3 SECTION ELECTRIC | BRISTOL MAID (HOSP.M.CRAFT) | EC5320 | 2022-07-14 | 1800 |  | 2025-07-14
COUCH | COUCH 2-SECTION ELECTRIC | BRISTOL MAID (HOSP.M.CRAFT) | EC015 | 2022-08-12 | 0 |  | 2025-08-12
SPHYGMOMANOMETER | DESK SPHYGMOMANOMETER | WELCH ALLYN | 7670-16 | 2022-08-01 | 0 |  | 2025-08-01
HEIGHT GAUGE | HEIGHT GAUGE | MARSDEN | HM-250P | 2022-06-22 | 0 | 2023-08-22 | 2024-08-22
HEIGHT GAUGE | HEIGHT GAUGE | SECA | 213 | 2022-06-22 | 82.8 |  | 2024-08-01
HEIGHT GAUGE | HEIGHT GAUGE | SECA | 213 | 2022-06-22 | 82.8 | 2023-08-22 | 2024-08-22
HEIGHT GAUGE | HEIGHT GAUGE | MARSDEN | HM-250P | 2022-06-24 | 81.6 | 2023-08-22 | 2024-08-22
SUCTION CONTROLLER | HIGH SUCTION CONTROLLER | THERAPY EQUIPMENT | DIAMOND RANGE HIGH | 2022-06-21 | 97.2
DIATHERMY MACHINE | ULTRASONIC AND BIPOLAR GENERATOR | OLYMPUS | USG-410 | 2022-06-21 | 0 | 2023-10-23 | 2024-06-01
TRANSDUCER | US TRANSDUCER | PHILIPS LTD | M2736A | 2022-06-21 | 0
BLOOD GLUCOSE METER (GLUCOMETER) | BLOOD GLUCOSE METER (GLUCOMETER) | ABBOTT LABS | FREESTYLE PRECISION PRO | 2022-06-17 | 0
ENDOSCOPY STACKING TROLLEY | ENDOSCOPY STACKING TROLLEY | OLYMPUS | TC-E410 | 2022-06-07 | 0 | 2023-10-23 | 2024-10-23
DIATHERMY MACHINE | ULTRASONIC AND BIPOLAR GENERATOR | OLYMPUS | USG-410 | 2022-06-07 | 0 | 2022-06-09 | 2023-06-01
MICROBLENDER | AIR/OXYGEN BLENDER | BIOMED DEVICES | 2004I | 2022-06-06 | 1140 |  | 2024-06-06
TRANSDUCER | US TRANSDUCER | PHILIPS LTD | M2736A | 2022-05-23 | 0
CENTRIFUGE | CENTRIFUGE | HETTICH | EBA 200 | 2022-05-19 | 1433.1 | 2024-04-10 | 2025-04-01
SCALES | ANALYTICAL BALANCE | OHAUS SCALE | PR124 | 2022-05-13 | 1680
EXAMINATION LAMP | EXAMINATION LAMP | WELCH ALLYN | GS 300 | 2022-05-13 | 0 | 2023-08-30 | 2024-05-13
COUCH | COUCH - VARIABLE HEIGHT | OCURA HEALTHCARE FURNITURE LIMITED | OCURA +02E | 2022-05-12 | 1080 |  | 2025-05-12
COUCH | COUCH - VARIABLE HEIGHT | OCURA HEALTHCARE FURNITURE LIMITED | OCURA +02E | 2022-05-12 | 1080 |  | 2025-05-12
ENDOSCOPY STACKING TROLLEY | ENDOSCOPY STACKING TROLLEY | KARL STORZ | VC-2010MX | 2022-05-11 | 2414.4
CAMERA HEAD | IMAGE1 S HX | KARL STORZ | TH110 | 2022-05-11 | 7560
ENDOSCOPY VIDEO SYSTEM | TELE PAK + | KARL STORZ | TP101 | 2022-05-11 | 13435.2 | 2024-09-30 | 2025-05-11
ENDOSCOPY STACKING TROLLEY | ENDOSCOPY STACKING TROLLEY | KARL STORZ | VC-2010MX | 2022-05-11 | 2414.4
CAMERA HEAD | IMAGE1 S HX | KARL STORZ | TH110 | 2022-05-11 | 7560
ENDOSCOPY VIDEO SYSTEM | TELE PAK + | KARL STORZ | TP101 | 2022-05-11 | 13435.2 | 2024-09-30 | 2025-05-11
EXAMINATION LAMP | EXAMINATION LAMP | DARAY | MOBILE FLEX | 2023-03-13 | 922.8 |  | 2023-07-01
EXAMINATION CHAIR | PHLEBOTOMY EXAMINATION CHAIR | PROMOTAL | BEAUMOND | 2023-04-17 | 2286
SUCTION CONTROLLER | HIGH SUCTION CONTROLLER | THERAPY EQUIPMENT | DIAMOND RANGE HIGH | 2022-07-21 | 97.2
VITAL SIGNS MONITOR | VITAL SIGNS MONITOR: NBP, SPO2 | MINDRAY | VS9 | 2022-07-20 | 2122.8 |  | 2025-07-15
VITAL SIGNS MONITOR | VITAL SIGNS MONITOR: NBP, SPO2 | MINDRAY | VS9 | 2022-07-20 | 2122.8 |  | 2025-07-15
SUCTION CONTROLLER | HIGH SUCTION CONTROLLER | THERAPY EQUIPMENT | DIAMOND RANGE HIGH | 2022-07-20 | 82.8
SUCTION CONTROLLER | HIGH SUCTION CONTROLLER | THERAPY EQUIPMENT | DIAMOND RANGE HIGH | 2022-07-18 | 97.2
AUDIO DOPPLER | AUDIO DOPPLER | HUNTLEIGH | MD2 | 2022-07-14 | 622.8
GAS REGULATOR & FLOWMETER | PIN INDEX O2 DIALREG | THERAPY EQUIPMENT | 5055 | 2022-07-14 | 295.296
SUCTION CONTROLLER | HIGH FLOW SUCTION CONTROLLER - MEDI RAIL 6M HOSE | THERAPY EQUIPMENT | 7705/6M | 2022-07-12 | 231.6
BATTERY THERMOMETER | BATTERY THERMOMETER | WELCH ALLYN | SURETEMP PLUS 692 | 2022-07-06 | 178.2 | 2023-10-26 | 2025-07-15
SUCTION CONTROLLER | HIGH SUCTION CONTROLLER | THERAPY EQUIPMENT | DIAMOND RANGE HIGH | 2022-07-05 | 97.2
VENTILATOR | TRILOGY EV300 VENTILATOR | RESPIRONICS | EV300 | 2022-06-30 | 8336.844 | 2024-07-24 | 2025-01-15
VENTILATOR | TRILOGY EV300 VENTILATOR | RESPIRONICS | EV300 | 2022-06-29 | 8336.844 | 2024-07-24 | 2025-01-15
VENTILATOR | TRILOGY EV300 VENTILATOR | RESPIRONICS | EV300 | 2022-06-29 | 8336.844 | 2024-07-25 | 2025-01-15
VENTILATOR | TRILOGY EV300 VENTILATOR | RESPIRONICS | EV300 | 2022-06-29 | 8336.844 | 2024-07-24 | 2025-01-08
VENTILATOR | TRILOGY EV300 VENTILATOR | RESPIRONICS | EV300 | 2022-06-29 | 8336.844 | 2024-07-24 | 2025-01-15
VENTILATOR | TRILOGY EV300 VENTILATOR | RESPIRONICS | EV300 | 2022-06-29 | 8336.844 | 2024-07-24 | 2025-01-15
VENTILATOR | TRILOGY EV300 VENTILATOR | RESPIRONICS | EV300 | 2022-06-29 | 8336.844 | 2024-07-24 | 2025-01-15
VENTILATOR | TRILOGY EV300 VENTILATOR | RESPIRONICS | EV300 | 2022-06-29 | 8336.844 | 2024-07-25 | 2025-01-15
AMBULATORY ARRHYTHMIA MONITOR | AMBULATORY ECG RECORDER | NOVACOR UK | R.TEST 4 EVOLUTION | 2022-06-20 | 2535
AMBULATORY ARRHYTHMIA MONITOR | AMBULATORY ECG RECORDER | NOVACOR UK | R.TEST 4 EVOLUTION | 2022-06-20 | 2535
SUCTION CONTROLLER | HIGH SUCTION CONTROLLER | THERAPY EQUIPMENT | DIAMOND RANGE HIGH | 2022-06-15 | 97.2
AMBULATORY ARRHYTHMIA MONITOR | AMBULATORY ECG RECORDER | NOVACOR UK | R.TEST 4 EVOLUTION | 2022-06-09 | 1935
AMBULATORY ARRHYTHMIA MONITOR | AMBULATORY ECG RECORDER | NOVACOR UK | R.TEST 4 EVOLUTION | 2022-06-09 | 1935
SUCTION CONTROLLER | HIGH SUCTION CONTROLLER | THERAPY EQUIPMENT | DIAMOND RANGE HIGH | 2022-06-08 | 97.2
ELECTRIC BED | SMART ACUTE CARE ELECTRIC BED | LINET UK | ELEGANZA 2 | 2022-06-06 | 1980 |  | 2024-12-15
ELECTRIC BED | SMART ACUTE CARE ELECTRIC BED | LINET UK | ELEGANZA 2 | 2022-06-06 | 1980 |  | 2025-01-15
ELECTRIC BED | SMART ACUTE CARE ELECTRIC BED | LINET UK | ELEGANZA 2 | 2022-06-06 | 1980 |  | 2024-11-01
ELECTRIC BED | SMART ACUTE CARE ELECTRIC BED | LINET UK | ELEGANZA 2 | 2022-06-06 | 1980 |  | 2025-01-15
ELECTRIC BED | SMART ACUTE CARE ELECTRIC BED | LINET UK | ELEGANZA 2 | 2022-06-06 | 1980 |  | 2025-01-15
ELECTRIC BED | SMART ACUTE CARE ELECTRIC BED | LINET UK | ELEGANZA 2 | 2022-06-06 | 1980 |  | 2025-01-15
ELECTRIC BED | SMART ACUTE CARE ELECTRIC BED | LINET UK | ELEGANZA 2 | 2022-06-06 | 1980 |  | 2025-01-15
ELECTRIC BED | SMART ACUTE CARE ELECTRIC BED | LINET UK | ELEGANZA 2 | 2022-06-06 | 1980 |  | 2025-01-15
ELECTRIC BED | SMART ACUTE CARE ELECTRIC BED | LINET UK | ELEGANZA 2 | 2022-06-06 | 1980 |  | 2025-01-15
ELECTRIC BED | SMART ACUTE CARE ELECTRIC BED | LINET UK | ELEGANZA 2 | 2022-06-06 | 1980 |  | 2025-01-15
ELECTRIC BED | SMART ACUTE CARE ELECTRIC BED | LINET UK | ELEGANZA 2 | 2022-06-06 | 1980 |  | 2025-01-15
ELECTRIC BED | SMART ACUTE CARE ELECTRIC BED | LINET UK | ELEGANZA 2 | 2022-06-06 | 1980 |  | 2025-01-15
VIS/ACUITY APPARATUS | ELECTRONIC VISUAL ACUITY | THOMPSON SOFTWARE SOLUTIONS | PC_BOX | 2022-05-25 | 1554 |  | 2023-05-24
SUCTION CONTROLLER | HIGH SUCTION CONTROLLER | THERAPY EQUIPMENT | DIAMOND RANGE HIGH | 2022-05-23 | 83.4
ARTHROSCOPY SURGICAL SHAVER | FLUID MANAGEMENT AND TISSUE DEBRIDEMENT | SHENZHEN CREATIVE INDUSTRY | FMS VUE | 2022-05-26 | 9000 | 2024-05-03 | 2025-05-12
SUCTION CONTROLLER | HIGH SUCTION CONTROLLER | THERAPY EQUIPMENT | DIAMOND RANGE HIGH | 2022-05-11 | 97.2
SUCTION CONTROLLER | HIGH SUCTION CONTROLLER | THERAPY EQUIPMENT | DIAMOND RANGE HIGH | 2022-05-11 | 97.2
SUCTION CONTROLLER | HIGH SUCTION MOBILE | THERAPY EQUIPMENT | DIAMOND RANGE HIGH (MOBILE) | 2022-05-03 | 153.6
FIRST AID KIT | FIRST AID KIT | NA | FIXED | 2022-04-28 | 7.692 |  | 2026-08-01
TYMPANIC THERMOMETER | TYMPANIC THERMOMETER | BRAUN | PRO 6000 | 2022-05-10 | 178.8
SUCTION CONTROLLER | HIGH SUCTION CONTROLLER | THERAPY EQUIPMENT | DIAMOND RANGE HIGH | 2022-05-19 | 97.2
SUCTION CONTROLLER | HIGH SUCTION CONTROLLER | THERAPY EQUIPMENT | DIAMOND RANGE HIGH | 2022-05-19 | 97.2
SUCTION CONTROLLER | HIGH SUCTION CONTROLLER | THERAPY EQUIPMENT | DIAMOND RANGE HIGH | 2022-05-19 | 97.2
SUCTION CONTROLLER | HIGH SUCTION CONTROLLER | THERAPY EQUIPMENT | DIAMOND RANGE HIGH | 2022-05-19 | 97.2
COAGULATION TIMER | MICROCOAGULATION SYSTEM | ACCRIVA DIAGNOSTICS INC | HEMOCHRON SIGNATURE ELITE | 2022-05-20 | 6480
COAGULATION TIMER | MICROCOAGULATION SYSTEM | ACCRIVA DIAGNOSTICS INC | HEMOCHRON SIGNATURE ELITE | 2022-05-20 | 6480
SUCTION CONTROLLER | HIGH SUCTION CONTROLLER | THERAPY EQUIPMENT | DIAMOND RANGE HIGH | 2022-05-20 | 97.2
MEDICAL GAS HOSE | EXTENSION HOSE - O2- 3M 4BAR MRI | MEC MEDICAL LTD | HA68161 | 2022-05-16 | 176.4 |  | 2026-05-14
MEDICAL GAS HOSE | EXTENSION HOSE - O2- 3M 4BAR MRI | MEC MEDICAL LTD | HA68161 | 2022-05-16 | 176.4 |  | 2026-05-14
CO2 MODULE | CO2 MODULE + PRESS & TEMP | PHILIPS LTD | 867041 B06 | 2022-05-16 | 3000 | 2024-09-10 | 2025-09-10
TYMPANIC THERMOMETER | TYMPANIC THERMOMETER | BRAUN | PRO 6000 | 2022-05-12 | 178.8
TYMPANIC THERMOMETER | TYMPANIC THERMOMETER | BRAUN | PRO 6000 | 2022-05-12 | 178.8
TYMPANIC THERMOMETER | TYMPANIC THERMOMETER | BRAUN | PRO 6000 | 2022-05-10 | 178.8
SUCTION CONTROLLER | HIGH SUCTION CONTROLLER | THERAPY EQUIPMENT | DIAMOND RANGE HIGH | 2022-05-09 | 97.2
TYMPANIC THERMOMETER | TYMPANIC THERMOMETER | BRAUN | PRO 6000 | 2022-05-19 | 178.8
TYMPANIC THERMOMETER | TYMPANIC THERMOMETER | BRAUN | PRO 6000 | 2022-05-11 | 178.8
TYMPANIC THERMOMETER | TYMPANIC THERMOMETER | BRAUN | PRO 6000 | 2022-05-09 | 158.4
LARYNGOSCOPE | C-MAC LARYNGOSCOPE BLADE | KARL STORZ | 8403BXC | 2022-05-04 | 3304.8
AMBULATORY ARRHYTHMIA MONITOR | AMBULATORY ECG RECORDER | SPACELABS | LIFECARD CF | 2022-05-06 | 2152.8
AMBULATORY ARRHYTHMIA MONITOR | AMBULATORY ECG RECORDER | SPACELABS | LIFECARD CF | 2022-05-06 | 2152.8
AMBULATORY ARRHYTHMIA MONITOR | AMBULATORY ECG RECORDER | SPACELABS | LIFECARD CF | 2022-05-06 | 2152.8
TYMPANIC THERMOMETER | TYMPANIC THERMOMETER CONNEX MONITOR | WELCH ALLYN | PRO 6000 CONNEX | 2022-05-03 | 246
VENTILATOR | VENTILATOR | RESMED LTD | STELLAR 100 | 2022-04-28 | 3600 |  | 2027-04-28
VENTILATOR | VENTILATOR | RESMED LTD | STELLAR 100 | 2022-04-28 | 3600 |  | 2027-04-28
SUCTION CONTROLLER | HIGH SUCTION CONTROLLER | THERAPY EQUIPMENT | DIAMOND RANGE HIGH | 2022-04-26 | 97.2
SUCTION CONTROLLER | HIGH SUCTION CONTROLLER | THERAPY EQUIPMENT | DIAMOND RANGE HIGH | 2022-04-26 | 97.2
SUCTION CONTROLLER | HIGH SUCTION CONTROLLER | THERAPY EQUIPMENT | DIAMOND RANGE HIGH | 2022-04-25 | 97.2
SCALES | SCALES - STAND ON | MARSDEN | M-420 | 2022-05-10 | 300 | 2023-12-11 | 2024-11-15
NEBULIZER | NEBULIZER | PARI MEDICAL | PARI BOY CLASSIC | 2022-05-11 | 410.4
NEBULIZER | NEBULIZER | PARI MEDICAL | PARI BOY CLASSIC | 2022-05-11 | 410.4
NEBULIZER | NEBULIZER | PARI MEDICAL | PARI BOY CLASSIC | 2022-05-11 | 410.4
NEBULIZER | NEBULIZER | PARI MEDICAL | PARI BOY CLASSIC | 2022-05-11 | 410.4
NEBULIZER | NEBULIZER | PARI MEDICAL | PARI BOY CLASSIC | 2022-05-11 | 410.4
NEBULIZER | NEBULIZER | PARI MEDICAL | PARI BOY CLASSIC | 2022-05-11 | 410.4
NEBULIZER | NEBULIZER | SCIAN | NB-210C | 2022-05-11 | 45
NEBULIZER | NEBULIZER | SCIAN | NB-210C | 2022-05-11 | 45
VIEWERS | LIQUID VIEWER | ADELPHI MANUFACTURING | APOLLO 2 | 2022-05-13 | 1200 | 2023-04-26 | 2024-04-26
VIEWERS | LIQUID VIEWER | ADELPHI MANUFACTURING | APOLLO 2 | 2022-05-13 | 1200 | 2023-04-26 | 2024-04-26
TILT CHAIR | TILT CHAIR - PRESSURE MANAGEMENT | CURA SEATING COMPANY LTD. | ASTRO MEDICA | 2022-05-18 | 3600 |  | 2025-05-15
TILT CHAIR | TILT CHAIR - PRESSURE MANAGEMENT | CURA SEATING COMPANY LTD. | ASTRO MEDICA | 2022-05-18 | 3600 |  | 2025-05-19
TILT CHAIR | TILT CHAIR - PRESSURE MANAGEMENT | CURA SEATING COMPANY LTD. | ASTRO MEDICA | 2022-05-18 | 3600 |  | 2025-05-19
NEBULIZER | NEBULIZER | PARI MEDICAL | PARI BOY CLASSIC | 2022-05-16 | 410.4
NEBULIZER | NEBULIZER | PARI MEDICAL | PARI BOY CLASSIC | 2022-05-16 | 410.4
NEBULIZER | NEBULIZER | PARI MEDICAL | PARI BOY CLASSIC | 2022-05-16 | 410.4
NEBULIZER | NEBULIZER | PARI MEDICAL | PARI BOY CLASSIC | 2022-05-16 | 410.4
NEBULIZER | NEBULIZER | PARI MEDICAL | PARI BOY CLASSIC | 2022-05-16 | 410.4
NEBULIZER | NEBULIZER | PARI MEDICAL | PARI BOY CLASSIC | 2022-05-16 | 410.4
NEBULIZER | NEBULIZER | PARI MEDICAL | PARI BOY CLASSIC | 2022-05-16 | 410.4
NEBULIZER | NEBULIZER | PARI MEDICAL | PARI BOY CLASSIC | 2022-05-16 | 410.4
NEBULIZER | NEBULIZER | PARI MEDICAL | PARI BOY CLASSIC | 2022-05-16 | 410.4
NEBULIZER | NEBULIZER | PARI MEDICAL | PARI BOY CLASSIC | 2022-05-16 | 410.4
OXIMETER | HAND HELD PULSE OXIMETER | NELLCOR | PM10N | 2022-05-20 | 1050
OXIMETER | HAND HELD PULSE OXIMETER | NELLCOR | PM10N | 2022-05-20 | 1050
OXIMETER | HAND HELD PULSE OXIMETER | NELLCOR | PM10N | 2022-05-20 | 1050
OXIMETER | HAND HELD PULSE OXIMETER | NELLCOR | PM10N | 2022-05-20 | 1050
TYMPANIC THERMOMETER | TYMPANIC THERMOMETER | COVIDIEN UK | GENIUS 3 | 2022-05-25 | 193.2 | 2024-08-07 | 2025-02-07
TYMPANIC THERMOMETER | TYMPANIC THERMOMETER | COVIDIEN UK | GENIUS 3 | 2022-05-25 | 193.2 | 2024-08-14 | 2025-02-14
TYMPANIC THERMOMETER | TYMPANIC THERMOMETER | COVIDIEN UK | GENIUS 3 | 2022-05-25 | 193.2 | 2024-01-31 | 2024-07-31
SCALES | SCALES - COLUMN | SECA | 704 | 2022-05-25 | 469.44 | 2023-12-05 | 2024-11-15
SCALES | SCALES - COLUMN | SECA | 704 | 2022-05-25 | 433.44 | 2023-12-05 | 2024-11-15
SUCTION UNIT | SUCTION UNIT - ELECTRIC | OXYLITRE | PSP003 | 2022-05-26 | 819.192 |  | 2025-05-14
BATTERY CHARGER | PRIME BATTERY CHARGER | VERATHON MEDICAL INC | 0400-0130 | 2022-05-31 | 300
TYMPANIC THERMOMETER | TYMPANIC THERMOMETER | BRAUN | PRO 6000 | 2022-05-26 | 178.8
TYMPANIC THERMOMETER | TYMPANIC THERMOMETER | BRAUN | PRO 6000 | 2022-05-26 | 178.8
SUCTION CONTROLLER | HIGH SUCTION CONTROLLER | THERAPY EQUIPMENT | DIAMOND RANGE HIGH | 2022-05-26 | 97.2
TYMPANIC THERMOMETER | TYMPANIC THERMOMETER | BRAUN | PRO 6000 | 2022-05-26 | 178.8
VENTILATOR | TRANSPORT VENTILATOR | HAMILTON MEDICAL | T1 | 2022-05-26 | 21106.596 | 2024-06-07 | 2025-06-15
SUCTION CONTROLLER | LOW SUCTION | THERAPY EQUIPMENT | DIAMOND RANGE LOW | 2022-05-26 | 177.6
SUCTION CONTROLLER | LOW SUCTION | THERAPY EQUIPMENT | DIAMOND RANGE LOW | 2022-05-26 | 177.6
SUCTION CONTROLLER | LOW SUCTION | THERAPY EQUIPMENT | DIAMOND RANGE LOW | 2022-05-26 | 177.6
SUCTION CONTROLLER | LOW SUCTION | THERAPY EQUIPMENT | DIAMOND RANGE LOW | 2022-05-26 | 177.6
LARYNGOSCOPE | C-MAC LARYNGOSCOPE BLADE | KARL STORZ | 8403HX | 2022-05-23 | 6187.2
ELECTRIC COT | ELECTRIC COT | THERAPOSTURE LTD | MASCOT MK2 | 2022-05-04 | 7200 |  | 2024-04-15
VENTILATOR | VENTILATOR | BREAS MEDICAL | NIPPY CLEARWAY 2 | 2022-04-28 | 5400 |  | 2025-04-15
VENTILATOR | VENTILATOR | BREAS MEDICAL | NIPPY CLEARWAY 2 | 2022-04-28 | 5400 | 2024-10-01 | 2025-10-01
PATIENT MONITOR | PATIENT MONITOR INTELLIVUE | PHILIPS LTD | MX400 | 2022-06-10 | 2558.292 |  | 2025-06-10
OXIMETER MODULE | MASIMO O3 REGIONAL OXIMETRY SYSTEM (NIRS) | PHILIPS LTD | 867184 | 2022-05-18 | 5330.4
OXIMETER MODULE | MASIMO O3 REGIONAL OXIMETRY SYSTEM (NIRS) | PHILIPS LTD | 867184 | 2022-05-18 | 5330.4
OXIMETER MODULE | MASIMO O3 REGIONAL OXIMETRY SYSTEM (NIRS) | PHILIPS LTD | 867184 | 2022-05-18 | 5330.4
OXIMETER MODULE | MASIMO O3 REGIONAL OXIMETRY SYSTEM (NIRS) | PHILIPS LTD | 867184 | 2022-05-18 | 5330.4
NASAL CPAP | NASAL CPAP | PHILIPS LTD | DREAMSTATION | 2022-05-10 | 538.8
NASAL CPAP | NASAL CPAP | PHILIPS LTD | DREAMSTATION | 2022-05-10 | 538.8
NASAL CPAP | NASAL CPAP | PHILIPS LTD | DREAMSTATION | 2022-05-10 | 538.8
NASAL CPAP | NASAL CPAP | PHILIPS LTD | DREAMSTATION | 2022-05-10 | 538.8
NASAL CPAP | NASAL CPAP | PHILIPS LTD | DREAMSTATION | 2022-05-10 | 538.8
NASAL CPAP | NASAL CPAP | PHILIPS LTD | DREAMSTATION | 2022-05-10 | 538.8
VENTILATOR | VENTILATOR | RESMED LTD | AIRSENSE 10 AUTOSET | 2022-05-09 | 3600
VENTILATOR | VENTILATOR | RESMED LTD | AIRSENSE 10 AUTOSET | 2022-05-09 | 3600
VITAL SIGNS MONITOR | VITAL SIGNS MONITOR: NBP | OMRON | HEM-7211-E8(V) | 2022-05-05 | 120
VAPORIZERS | VAPORIZER - SEVOFLURANE | DATEX-OHMEDA | TEC7 SEVO | 2022-05-03 | 2400 |  | 2025-06-11
BATTERY CHARGER | BATTERY CHARGER - LI-ION 2 BANK CLICK IN | BREAS MEDICAL | 2 BANK 007573 | 2022-05-03 | 453.6
BATTERY CHARGER | BATTERY CHARGER - LI-ION 2 BANK CLICK IN | BREAS MEDICAL | 2 BANK 007573 | 2022-05-03 | 453.6
VENTILATOR | VENTILATOR | BREAS MEDICAL | NIPPY CLEARWAY | 2022-05-03 | 5400 | 2022-05-03 | 2025-04-15
ULTRASOUND SYSTEM | SCOPE GUIDE | OLYMPUS | UPD-3 | 2022-04-28 | 40172.4 | 2023-11-14 | 2025-04-11
TROLLEY-IMAGER | ENDOSCOPE TROLLEY SYSTEM | OLYMPUS | WM-NP3 | 2022-04-28 | 10484.244 | 2024-02-02 | 2025-02-02
TROLLEY-IMAGER | ENDOSCOPE TROLLEY SYSTEM | OLYMPUS | WM-NP3 | 2022-04-28 | 10484.244 | 2023-04-11 13:55 | 2024-05-01
FLAT SCREEN DISPLAY | FLAT SCREEN 4K UHD LCD DISPLAY | OLYMPUS | OEV321UH | 2022-04-28 | 6000 | 2023-04-12 09:21 | 2024-05-01
LIGHT SOURCE | LIGHT SOURCE EVIS X1 | OLYMPUS | CV-1500 | 2022-04-28 | 91624.884 | 2023-04-12 09:23 | 2024-05-01
ENDOSCOPY VIDEO SYSTEM | SCOPE PROCESSOR | OLYMPUS | CV-290 | 2022-04-28 | 40173 | 2023-04-12 09:25 | 2024-05-01
VIDEO PRINTER | VIDEO PRINTER - COLOUR | SONY | UP-25MD | 2022-04-28 | 4234.8 | 2023-04-12 09:22 | 2024-05-01
FLAT SCREEN DISPLAY | FLAT SCREEN 4K UHD LCD DISPLAY | OLYMPUS | OEV321UH | 2022-04-28 | 6000 | 2023-04-12 09:24 | 2024-05-01
ENDOSCOPY STACKING TROLLEY | ENDOSCOPY STACKING TROLLEY | OLYMPUS | WM-DP3 | 2022-04-28 | 3000 | 2023-04-11 13:56 | 2024-05-01
VIDEO PRINTER | VIDEO PRINTER - COLOUR | SONY | UP-25MD | 2022-05-03 | 4234.8 | 2024-02-01 | 2025-02-01
CO2 MODULE | CO2 MODULE + PRESS & TEMP | PHILIPS LTD | 867041 B06 | 2022-04-26 | 3021.6 | 2024-07-29 | 2025-07-29
ANALYSER | ANALYSER - FLUORESCENCE-BASED FOR COVID-19 | ABBOTT LABS | ID NOW | 2022-05-31 | 3600
BLOOD GLUCOSE METER (GLUCOMETER) | BLOOD GLUCOSE METER (GLUCOMETER) | ABBOTT LABS | FREESTYLE PRECISION PRO | 2022-04-25 | 1200
BIPAP VENTILATORY SUPPORT SYSTEM | TRILOGY EVO VENTILATOR - BIPAP VENTILATORY SUPPORT SYSTEM | RESPIRONICS | TRILOGY EVO | 2022-04-25 | 5265 | 2023-06-22 | 2025-01-15
BIPAP VENTILATORY SUPPORT SYSTEM | TRILOGY EVO VENTILATOR - BIPAP VENTILATORY SUPPORT SYSTEM | RESPIRONICS | TRILOGY EVO | 2022-04-25 | 5265 | 2023-06-22 | 2025-01-15
BIPAP VENTILATORY SUPPORT SYSTEM | TRILOGY EVO VENTILATOR - BIPAP VENTILATORY SUPPORT SYSTEM | RESPIRONICS | TRILOGY EVO | 2022-04-25 | 5265 | 2023-06-22 | 2025-01-15
BIPAP VENTILATORY SUPPORT SYSTEM | TRILOGY EVO VENTILATOR - BIPAP VENTILATORY SUPPORT SYSTEM | RESPIRONICS | TRILOGY EVO | 2022-04-25 | 5265 | 2023-06-22 | 2025-01-15
BIPAP VENTILATORY SUPPORT SYSTEM | TRILOGY EVO VENTILATOR - BIPAP VENTILATORY SUPPORT SYSTEM | RESPIRONICS | TRILOGY EVO | 2022-04-25 | 5265 | 2022-04-25 | 2025-01-15
MOBILE SWIVEL ARM RACK | LEAD APRON RACK | PROTECX | 2415 | 2022-08-23 | 2733.6
MOBILE SWIVEL ARM RACK | LEAD APRON RACK | PROTECX | 2415 | 2022-08-23 | 2733.6
MOBILE SWIVEL ARM RACK | LEAD APRON RACK | PROTECX | 2415 | 2022-08-23 | 2733.6
ULTRASOUND PROBE | ULTRASOUND PROBE | GE LIMITED | C2-9-D | 2022-09-30 | 6000
ULTRASOUND PROBE | ULTRASOUND PROBE | GE LIMITED | IC5-9-D | 2022-09-30 | 6000
ULTRASOUND PROBE | ULTRASOUND PROBE | GE LIMITED | ML6-15-D | 2022-09-29 | 6000
ULTRASOUND PROBE | ULTRASOUND PROBE | GE LIMITED | C1-6-D | 2022-09-29 | 6000
ULTRASOUND SCANNER | ULTRASOUND SCANNER | GE LIMITED | VOLUSON E8 | 2022-09-30 | 67200 | 2024-10-16 | 2025-10-16
DOSEMETER | DOSEMETER | LUDLAM | 26-1 | 2022-09-19 | 1350 | 2024-07-25 | 2025-07-25
LEAD SCREEN | PORTABLE SHIELD | RAMPART | M1128 | 2022-10-03 | 120000
FIXED FUME CABINET | FIXED INSTALL LAMINAR FLOW CABINET | WALKER SAFETY CABINETS LTD | 1200 MM WIDE BRIGHT TECHNOLOGIES VLF | 2022-10-14 | 23430
ULTRASOUND PROBE | ULTRASOUND PROBE | FUJIFILM SONOSITE | ICTx | 2022-08-22 | 6000
ULTRASOUND PROBE | ULTRASOUND PROBE | FUJIFILM SONOSITE | C60X | 2022-08-22 | 2400
ULTRASOUND SCANNER | ULTRASOUND SCANNER | FUJIFILM SONOSITE | M-TURBO | 2022-08-22 | 24000
ULTRASOUND PROBE | ULTRASOUND PROBE | FUJIFILM SONOSITE | ICTx | 2022-08-22 | 6000
ULTRASOUND PROBE | ULTRASOUND PROBE | FUJIFILM SONOSITE | C60X | 2022-08-16 | 2400
ULTRASOUND SCANNER | ULTRASOUND SCANNER | FUJIFILM SONOSITE | M-TURBO | 2022-08-16 | 24000
DENTAL X-RAY UNIT | DENTAL X-RAY UNIT - MOBIL | SATELEC | X-MIND | 2022-06-28 | 4800 | 2023-07-25 | 2024-07-25
ULTRASOUND PROBE | ULTRASOUND PROBE | CANON | PVT-781VTE | 2022-10-14 | 7200
ULTRASOUND PROBE | ULTRASOUND PROBE | CANON | PVI-475BX | 2022-10-14 | 7200
ULTRASOUND SYSTEM | ULTRASOUND SCANNER | TOSHIBA MED | TUS I800 | 2022-07-29 | 84000
CARDIAC CATHETERISATION ROOM | ARTIS ICONO BIPLANE CARDIAC CATHETERISATION ROOM | SIEMENS LTD | ARTIS ICONO BIPLANE | 2022-07-15 | 1034661.696 | 2024-06-25 | 2025-06-29
CONTRAST INJECTOR | CEILING MOUNTED CONTRAST INJECTOR | GUERBET | ILLUMENA NEO CEILING MOUNTED | 2022-07-19 | 8400 | 2024-10-10 | 2025-10-10
ULTRASOUND PROBE | ULTRASOUND PROBE | GE LIMITED | ML6-15-D | 2022-06-21 | 4998
LEAD SCREEN | PORTABLE SHIELD | KENEX (ELECTRO MEDICAL) LIMITED | 310/B-3 | 2022-04-29 | 3600 | 2024-02-10 | 2026-02-10
LEAD SCREEN | PORTABLE SHIELD | KENEX (ELECTRO MEDICAL) LIMITED | 310/B-3 | 2022-04-29 | 3600 | 2024-02-13 | 2026-02-13
DOSEMETER | REAL-TIME RADIATION DOSIMETER | RAYSAFE | i3 | 2022-08-12 | 24300
DENTAL X-RAY UNIT | DENTAL X-RAY | BELMONT | PHOT-XIIS | 2022-09-26 | 4800 | 2024-02-13 | 2025-02-13
DENTAL X-RAY UNIT | DENTAL X-RAY UNIT - MOBIL | SATELEC | X-MIND | 2022-05-20 | 3600 | 2023-05-23 | 2024-05-19
LEAD SCREEN | PORTABLE SHIELD | KENEX (ELECTRO MEDICAL) LIMITED | 310/B-3 | 2022-04-14 | 3572.4 | 2024-02-13 | 2026-02-13
ULTRASOUND SCANNER | INTRAOPERATIVE ULTRASOUND SCANNER | BK MEDICAL | BKACTIV | 2022-04-01 | 59307.744 | 2024-06-18 | 2025-03-01
ULTRASOUND PHANTOM | SONO404 SMALL PARTS ULTRASOUND PHANTOM | SUN NUCLEAR | SONO404 | 2022-04-11 | 4218.48 | 2024-04-17 | 2025-04-17
ULTRASOUND SCANNER | ENDOSCOPY ULTRASOUND SCANNER | FUJIFILM | ALOKA ARIETTA 850 | 2022-04-12 | 124800 | 2024-10-04 | 2026-01-20
ULTRASOUND PROBE | ULTRASOUND PROBE | GE LIMITED | 4Vc-D | 2022-08-05 | 21600
ULTRASOUND PROBE | ULTRASOUND PROBE | GE LIMITED | P2D | 2022-04-28 | 3600
ULTRASOUND PROBE | ULTRASOUND PROBE | GE LIMITED | 4Vc-D | 2022-04-28 | 21600
ULTRASOUND-CARDIO | ULTRASOUND SCANNER | GE LIMITED | VIVID E95 | 2022-04-08 | 120573.72 | 2024-01-19 | 2025-01-19
ULTRASOUND PROBE | I13C3f INTRAOPERATIVE LAP PROBE | BK MEDICAL | 9076 | 2022-03-31 | 24953.412
ULTRASOUND PROBE | I13C3f INTRAOPERATIVE LAP PROBE | BK MEDICAL | 9076 | 2022-03-31 | 24953.412
ULTRASOUND PROBE | I13C3f INTRAOPERATIVE LAP PROBE | BK MEDICAL | 9076 | 2022-04-01 | 24953.412
ULTRASOUND PROBE | I13C3f INTRAOPERATIVE LAP PROBE | BK MEDICAL | 9076 | 2022-04-01 | 24953.412
AUDIO DOPPLER | AUDIO DOPPLER | EDAN INSTRUMENTS | SONOTRAX BASIC | 2022-08-04 | 123.6
AUDIO DOPPLER | AUDIO DOPPLER | EDAN INSTRUMENTS | SONOTRAX BASIC | 2022-08-04 | 123.6
SUCTION CONTROLLER | HIGH SUCTION CONTROLLER | THERAPY EQUIPMENT | DIAMOND RANGE HIGH | 2022-05-23 | 107.256
CO2 MODULE | MODULE CO2 MICROSTREAM | PHILIPS LTD | M3015A | 2022-05-19 | 3010.812 | 2023-08-25 | 2024-09-01
GAS REGULATOR & FLOWMETER | DIRECT DIAL FLOWMETER 0-5L/MIN | THERAPY EQUIPMENT | 6564 | 2022-05-11 | 209.976 |  | 2025-04-01
MICROSCOPE OPERATING | ENT MICROSCOPE | KARL KAPS OPTIK GMBH | SOM62LED | 2022-05-05 | 7974 | 2023-08-11 | 2024-08-11
VENTILATOR | EXPIRATION VALVE, REUSE, VN | DRAEGER | 8415270 | 2022-05-04 | 470.4
VENTILATOR | EXPIRATION VALVE, REUSE, VN | DRAEGER | 8415270 | 2022-05-04 | 470.4
VENTILATOR | EXPIRATION VALVE, REUSE, VN | DRAEGER | 8415270 | 2022-05-04 | 470.4
VENTILATOR | EXPIRATION VALVE, REUSE, VN | DRAEGER | 8415270 | 2022-05-04 | 470.4
VENTILATOR | EXPIRATION VALVE, REUSE, VN | DRAEGER | 8415270 | 2022-05-04 | 470.4
VENTILATOR | EXPIRATION VALVE, REUSE, VN | DRAEGER | 8415270 | 2022-05-04 | 470.4
VENTILATOR | EXPIRATION VALVE, REUSE, VN | DRAEGER | 8415270 | 2022-05-04 | 470.4
VENTILATOR | EXPIRATION VALVE, REUSE, VN | DRAEGER | 8415270 | 2022-05-04 | 470.4
VENTILATOR | EXPIRATION VALVE, REUSE, VN | DRAEGER | 8415270 | 2022-05-04 | 470.4
VENTILATOR | EXPIRATION VALVE, REUSE, VN | DRAEGER | 8415270 | 2022-05-04 | 470.4
VENTILATOR | EXPIRATION VALVE, REUSE, VN | DRAEGER | 8415270 | 2022-05-04 | 470.4
VENTILATOR | EXPIRATION VALVE, REUSE, VN | DRAEGER | 8415270 | 2022-05-04 | 470.4
VENTILATOR | EXPIRATION VALVE, REUSE, VN | DRAEGER | 8415270 | 2022-05-04 | 470.4
VENTILATOR | EXPIRATION VALVE, REUSE, VN | DRAEGER | 8415270 | 2022-05-04 | 470.4
VENTILATOR | EXPIRATION VALVE, REUSE, VN | DRAEGER | 8415270 | 2022-05-04 | 470.4
VENTILATOR | EXPIRATION VALVE, REUSE, VN | DRAEGER | 8415270 | 2022-05-04 | 470.4
GAS REGULATOR & FLOWMETER | DIRECT DIAL FLOWMETER 0 - 1 L/MIN | THERAPY EQUIPMENT | 6561 | 2022-04-27 | 243.792 | 2023-05-17 | 2025-04-01
EXAMINATION LAMP | marLED E1 EXAMINATION LAMP | KLS MARTIN | 89-701-00-04 | 2022-06-08 | 940.8
JAUNDICE METER | JAUNDICE METER | DRAEGER | JM-105 | 2022-04-14 | 4713.528 | 2023-12-22 | 2024-12-22
JAUNDICE METER | JAUNDICE METER | DRAEGER | JM-105 | 2022-04-14 | 4713.528 | 2023-08-07 | 2025-08-01
JAUNDICE METER | JAUNDICE METER | DRAEGER | JM-105 | 2022-04-14 | 4713.528 | 2023-11-09 | 2024-11-09
AUDIO DOPPLER | AUDIO DOPPLER | HUNTLEIGH | D920 | 2022-04-12 | 373.968
AUDIO DOPPLER | AUDIO DOPPLER | HUNTLEIGH | D920 | 2022-04-12 | 373.968
AUDIO DOPPLER | AUDIO DOPPLER | HUNTLEIGH | D920 | 2022-04-12 | 373.968
AUDIO DOPPLER | AUDIO DOPPLER | HUNTLEIGH | D920 | 2022-04-12 | 373.968
AUDIO DOPPLER | AUDIO DOPPLER | HUNTLEIGH | D920 | 2022-04-12 | 373.968
AUDIO DOPPLER | AUDIO DOPPLER | HUNTLEIGH | D920 | 2022-04-12 | 373.968
AUDIO DOPPLER | AUDIO DOPPLER | HUNTLEIGH | D920 | 2022-04-12 | 373.968
AUDIO DOPPLER | AUDIO DOPPLER | HUNTLEIGH | D920 | 2022-04-12 | 373.968
AUDIO DOPPLER | AUDIO DOPPLER | HUNTLEIGH | D920 | 2022-04-12 | 373.968
AUDIO DOPPLER | AUDIO DOPPLER | HUNTLEIGH | D920 | 2022-04-12 | 373.968
AUDIO DOPPLER | AUDIO DOPPLER | HUNTLEIGH | D920 | 2022-04-12 | 373.968
AUDIO DOPPLER | AUDIO DOPPLER | HUNTLEIGH | D920 | 2022-04-12 | 373.968
AUDIO DOPPLER | AUDIO DOPPLER | HUNTLEIGH | D920 | 2022-04-12 | 373.968
AUDIO DOPPLER | AUDIO DOPPLER | HUNTLEIGH | D920 | 2022-04-12 | 373.968
AUDIO DOPPLER | AUDIO DOPPLER | HUNTLEIGH | D920 | 2022-04-12 | 373.968
SPHYGMOMANOMETER | ANEROID SPHYGMOMANOMETER | WELCH ALLYN | DS55 | 2022-04-12 | 72 | 2024-06-20 | 2026-06-01
SPHYGMOMANOMETER | ANEROID SPHYGMOMANOMETER | WELCH ALLYN | DS55 | 2022-04-12 | 72 |  | 2025-06-01
SPHYGMOMANOMETER | ANEROID SPHYGMOMANOMETER | WELCH ALLYN | DS55 | 2022-04-12 | 72 |  | 2025-06-01
SPHYGMOMANOMETER | ANEROID SPHYGMOMANOMETER | WELCH ALLYN | DS55 | 2022-04-12 | 72 |  | 2025-06-01
SPHYGMOMANOMETER | ANEROID SPHYGMOMANOMETER | WELCH ALLYN | DS55 | 2022-04-12 | 72 |  | 2025-06-01
SPHYGMOMANOMETER | ANEROID SPHYGMOMANOMETER | WELCH ALLYN | DS55 | 2022-04-12 | 72 |  | 2025-06-01
SPHYGMOMANOMETER | ANEROID SPHYGMOMANOMETER | WELCH ALLYN | DS55 | 2022-04-12 | 72 | 2024-04-29 | 2025-06-01
SPHYGMOMANOMETER | ANEROID SPHYGMOMANOMETER | WELCH ALLYN | DS55 | 2022-04-12 | 72 |  | 2025-06-01
SPHYGMOMANOMETER | ANEROID SPHYGMOMANOMETER | WELCH ALLYN | DS55 | 2022-04-12 | 72 |  | 2025-06-01
SPHYGMOMANOMETER | ANEROID SPHYGMOMANOMETER | WELCH ALLYN | DS55 | 2022-04-12 | 72 |  | 2025-06-01
SPHYGMOMANOMETER | ANEROID SPHYGMOMANOMETER | WELCH ALLYN | DS55 | 2022-04-12 | 72 |  | 2025-06-01
SPHYGMOMANOMETER | ANEROID SPHYGMOMANOMETER | WELCH ALLYN | DS55 | 2022-04-12 | 72 |  | 2025-06-01
SPHYGMOMANOMETER | ANEROID SPHYGMOMANOMETER | WELCH ALLYN | DS55 | 2022-04-12 | 72 |  | 2025-06-01
SPHYGMOMANOMETER | ANEROID SPHYGMOMANOMETER | WELCH ALLYN | DS55 | 2022-04-12 | 72 |  | 2025-06-01
SPHYGMOMANOMETER | ANEROID SPHYGMOMANOMETER | WELCH ALLYN | DS55 | 2022-04-12 | 72 |  | 2025-06-01
SPHYGMOMANOMETER | ANEROID SPHYGMOMANOMETER | WELCH ALLYN | DS55 | 2022-04-12 | 72 |  | 2025-06-01
SPHYGMOMANOMETER | ANEROID SPHYGMOMANOMETER | WELCH ALLYN | DS55 | 2022-04-12 | 72 |  | 2025-06-01
SPHYGMOMANOMETER | ANEROID SPHYGMOMANOMETER | WELCH ALLYN | DS55 | 2022-04-12 | 72 |  | 2025-06-01
SPHYGMOMANOMETER | ANEROID SPHYGMOMANOMETER | WELCH ALLYN | DS55 | 2022-04-12 | 72 |  | 2025-06-01
SPHYGMOMANOMETER | ANEROID SPHYGMOMANOMETER | WELCH ALLYN | DS55 | 2022-04-12 | 72 |  | 2025-06-01
SPHYGMOMANOMETER | ANEROID SPHYGMOMANOMETER | WELCH ALLYN | DS55 | 2022-04-12 | 72 |  | 2025-06-01
SPHYGMOMANOMETER | ANEROID SPHYGMOMANOMETER | WELCH ALLYN | DS55 | 2022-04-12 | 72 |  | 2025-06-01
SPHYGMOMANOMETER | ANEROID SPHYGMOMANOMETER | WELCH ALLYN | DS55 | 2022-04-12 | 72 |  | 2025-06-01
SPHYGMOMANOMETER | ANEROID SPHYGMOMANOMETER | WELCH ALLYN | DS55 | 2022-04-12 | 72 |  | 2025-06-01
SPHYGMOMANOMETER | ANEROID SPHYGMOMANOMETER | WELCH ALLYN | DS55 | 2022-04-12 | 72 | 2024-06-20 | 2026-06-01
SPHYGMOMANOMETER | ANEROID SPHYGMOMANOMETER | WELCH ALLYN | DS55 | 2022-04-12 | 72 |  | 2025-06-01
SPHYGMOMANOMETER | ANEROID SPHYGMOMANOMETER | WELCH ALLYN | DS55 | 2022-04-12 | 72 |  | 2025-06-01
SPHYGMOMANOMETER | ANEROID SPHYGMOMANOMETER | WELCH ALLYN | DS55 | 2022-04-12 | 72 |  | 2025-06-01
SPHYGMOMANOMETER | ANEROID SPHYGMOMANOMETER | WELCH ALLYN | DS55 | 2022-04-12 | 72 |  | 2025-06-01
SPHYGMOMANOMETER | ANEROID SPHYGMOMANOMETER | WELCH ALLYN | DS55 | 2022-04-12 | 72 |  | 2025-06-01
SPHYGMOMANOMETER | ANEROID SPHYGMOMANOMETER | WELCH ALLYN | DS55 | 2022-04-12 | 72 |  | 2025-06-01
SPHYGMOMANOMETER | ANEROID SPHYGMOMANOMETER | WELCH ALLYN | DS55 | 2022-04-12 | 72 |  | 2025-06-01
SPHYGMOMANOMETER | ANEROID SPHYGMOMANOMETER | WELCH ALLYN | DS55 | 2022-04-12 | 72 |  | 2025-06-01
SPHYGMOMANOMETER | ANEROID SPHYGMOMANOMETER | WELCH ALLYN | DS55 | 2022-04-12 | 72 |  | 2025-06-01
SPHYGMOMANOMETER | ANEROID SPHYGMOMANOMETER | WELCH ALLYN | DS55 | 2022-04-12 | 72 |  | 2025-06-01
SPHYGMOMANOMETER | ANEROID SPHYGMOMANOMETER | WELCH ALLYN | DS55 | 2022-04-12 | 72 |  | 2025-06-01
SPHYGMOMANOMETER | ANEROID SPHYGMOMANOMETER | WELCH ALLYN | DS55 | 2022-04-12 | 72 |  | 2025-06-01
SPHYGMOMANOMETER | ANEROID SPHYGMOMANOMETER | WELCH ALLYN | DS55 | 2022-04-12 | 72 |  | 2025-06-01
SPHYGMOMANOMETER | ANEROID SPHYGMOMANOMETER | WELCH ALLYN | DS55 | 2022-04-12 | 72 |  | 2025-06-01
SPHYGMOMANOMETER | ANEROID SPHYGMOMANOMETER | WELCH ALLYN | DS55 | 2022-04-12 | 72 |  | 2025-06-01
SPHYGMOMANOMETER | ANEROID SPHYGMOMANOMETER | WELCH ALLYN | DS55 | 2022-04-12 | 72 |  | 2025-06-01
SPHYGMOMANOMETER | ANEROID SPHYGMOMANOMETER | WELCH ALLYN | DS55 | 2022-04-12 | 72 |  | 2025-06-01
SPHYGMOMANOMETER | ANEROID SPHYGMOMANOMETER | WELCH ALLYN | DS55 | 2022-04-12 | 72 |  | 2025-06-01
SPHYGMOMANOMETER | ANEROID SPHYGMOMANOMETER | WELCH ALLYN | DS55 | 2022-04-12 | 72 |  | 2025-06-01
SPHYGMOMANOMETER | ANEROID SPHYGMOMANOMETER | WELCH ALLYN | DS55 | 2022-04-12 | 72 |  | 2025-06-01
SPHYGMOMANOMETER | ANEROID SPHYGMOMANOMETER | WELCH ALLYN | DS55 | 2022-04-12 | 72 |  | 2025-06-01
SPHYGMOMANOMETER | ANEROID SPHYGMOMANOMETER | WELCH ALLYN | DS55 | 2022-04-12 | 72 |  | 2025-06-01
SPHYGMOMANOMETER | ANEROID SPHYGMOMANOMETER | WELCH ALLYN | DS55 | 2022-04-12 | 72 |  | 2025-06-01
CO2 MODULE | MODULE CO2 MICROSTREAM | PHILIPS LTD | M3015A | 2022-04-11 | 3010.812 | 2023-11-28 | 2024-11-28
TYMPANIC THERMOMETER | TYMPANIC THERMOMETER | BRAUN | PRO 6000 | 2022-05-10 | 178.8
DENTAL BUNSEN | SAFEAIR HEATSTREAM ELECTRIC BUNSEN | CARBOLITE | SAFEAIR HEAT STREAM | 2022-04-29 | 480 | 2024-05-02 | 2025-04-15
SYNOPTOPHORE | SYNOPTOPHORE | CLEM CLARKE | 2003 | 2022-04-26 | 0 | 2022-04-26 | 2023-04-26
FLAT SCREEN DISPLAY | FLAT SCREEN DISPLAY - 27 INCH LCD MONITOR | PHILIPS LTD | 243V7QDAB/39 | 2022-06-07 | 2400 | 2024-04-15 | 2025-04-05
FLAT SCREEN DISPLAY | FLAT SCREEN DISPLAY - 27 INCH LCD MONITOR | PHILIPS LTD | 243V7QDAB/39 | 2022-06-07 | 2400 | 2024-04-12 | 2025-04-07
VIS/ACUITY APPARATUS | ELECTRONIC VISUAL ACUITY | CHILLBLAST | WAP PRO | 2022-06-07 | 2617.2 | 2024-04-12 | 2025-04-07
VIS/ACUITY APPARATUS | ELECTRONIC VISUAL ACUITY | CHILLBLAST | WAP PRO | 2022-06-07 | 2617.2 | 2024-04-15 | 2025-04-07
VIS/ACUITY APPARATUS | ELECTRONIC VISUAL ACUITY | CHILLBLAST | WAP PRO | 2022-04-14 | 2617.2 | 2024-04-15 | 2025-04-14
FLAT SCREEN DISPLAY | FLAT SCREEN DISPLAY - 27 INCH LCD MONITOR | PHILIPS LTD | 243V7QDAB/39 | 2022-04-14 | 2400 | 2024-04-15 | 2025-04-14
VIS/ACUITY APPARATUS | ELECTRONIC VISUAL ACUITY | CHILLBLAST | WAP PRO | 2022-04-14 | 2617.2 | 2024-04-12 | 2025-04-14
FLAT SCREEN DISPLAY | FLAT SCREEN DISPLAY - 27 INCH LCD MONITOR | PHILIPS LTD | 243V7QDAB/39 | 2022-04-14 | 2400 | 2024-04-12 | 2025-04-14
FLAT SCREEN DISPLAY | FLAT SCREEN DISPLAY - 27 INCH LCD MONITOR | PHILIPS LTD | 243V7QDAB/39 | 2022-04-14 | 2400 | 2024-04-25 | 2025-04-01
VIS/ACUITY APPARATUS | ELECTRONIC VISUAL ACUITY | CHILLBLAST | WAP PRO | 2022-04-14 | 2617.2 | 2024-04-25 | 2025-04-01
FLAT SCREEN DISPLAY | FLAT SCREEN DISPLAY - 27 INCH LCD MONITOR | PHILIPS LTD | 243V7QDAB/39 | 2022-04-14 | 2400 | 2024-05-02 | 2025-04-05
VIS/ACUITY APPARATUS | ELECTRONIC VISUAL ACUITY | CHILLBLAST | WAP PRO | 2022-04-14 | 2617.2 | 2024-05-02 | 2025-04-05
COUCH | DAY SURGERY TROLLEY | ANETIC AID | QA3 | 2022-04-06 | 3957.6 |  | 2025-02-10
COUCH | DAY SURGERY TROLLEY | ANETIC AID | QA3 | 2022-04-06 | 3957.6 |  | 2025-02-10
COUCH | DAY SURGERY TROLLEY | ANETIC AID | QA3 | 2022-04-06 | 3957.6 |  | 2025-02-10
COUCH | DAY SURGERY TROLLEY | ANETIC AID | QA3 | 2022-04-06 | 3957.6 |  | 2025-02-10
TILT CHAIR | ELECTRICALLY RECLINING ARMCHAIR ON CASTORS | OCURA HEALTHCARE FURNITURE LIMITED | CA1907 | 2022-04-11 | 1951.2 | 2023-05-25 | 2024-05-25
TILT CHAIR | ELECTRICALLY RECLINING ARMCHAIR ON CASTORS | OCURA HEALTHCARE FURNITURE LIMITED | CA1907 | 2022-04-11 | 1951.2 | 2023-05-25 | 2024-05-25
SPHYGMOMANOMETER | MOBILE SPHYGMOMANOMETER | WELCH ALLYN | 7670-03 | 2022-04-04 | 180
SUCTION CONTROLLER | HIGH SUCTION CONTROLLER | THERAPY EQUIPMENT | DIAMOND RANGE HIGH | 2022-03-31 | 97.2
SUCTION CONTROLLER | HIGH SUCTION CONTROLLER | THERAPY EQUIPMENT | DIAMOND RANGE HIGH | 2022-03-31 | 97.2
APPLANATION TONOM | TONOMETER | HAAG STREIT | AT900 | 2022-03-29 | 1800
DENTAL BUNSEN | SAFEAIR HEATSTREAM ELECTRIC BUNSEN | CARBOLITE | SAFEAIR HEAT STREAM | 2022-03-24 | 451.2 |  | 2024-08-21
SLIT LAMP | SLIT LAMP | HAAG STREIT | BQ900 | 2022-03-30 | 26494.8 | 2024-01-16 | 2025-01-16
SLIT LAMP | SLIT LAMP | HAAG STREIT | BQ900 | 2022-03-29 | 26494.8 | 2023-12-13 | 2024-12-13
SLIT LAMP TABLE | SLIT LAMP TABLE | HAAG STREIT | HSM 600 | 2022-03-29 | 2400 | 2024-02-15 | 2025-01-06
APPLANATION TONOM | TONOMETER | HAAG STREIT | AT900 | 2022-03-30 | 1800
SLIT LAMP TABLE | SLIT LAMP TABLE | HAAG STREIT | HSM 600 | 2022-03-30 | 2400 | 2024-01-16 | 2025-01-16
APPLANATION TONOM | TONOMETER | HAAG STREIT | AT900 | 2022-03-30 | 1800
SLIT LAMP | SLIT LAMP | HAAG STREIT | BQ900 | 2022-03-30 | 26494.8 | 2024-01-16 | 2025-01-16
SLIT LAMP TABLE | SLIT LAMP TABLE | HAAG STREIT | HSM 600 | 2022-03-30 | 2400 | 2024-01-16 | 2025-01-16
APPLANATION TONOM | TONOMETER | HAAG STREIT | AT900 | 2022-03-30 | 1800
SLIT LAMP | SLIT LAMP | HAAG STREIT | BQ900 | 2022-03-30 | 25476 | 2023-06-28 | 2024-06-28
APPLANATION TONOM | TONOMETER | HAAG STREIT | AT900 | 2022-03-30 | 1800
SLIT LAMP | SLIT LAMP | HAAG STREIT | BQ900 | 2022-03-30 | 26400 | 2023-06-28 | 2025-03-03
SLIT LAMP TABLE | SLIT LAMP TABLE | HAAG STREIT | HSM 600 | 2022-03-29 | 25476 | 2024-03-05 | 2025-03-05
SLIT LAMP TABLE | SLIT LAMP TABLE | HAAG STREIT | HSM 600 | 2022-03-29 | 25476 | 2024-04-16 | 2025-04-05
SLIT LAMP TABLE | SLIT LAMP TABLE | HAAG STREIT | HSM 600 | 2022-03-29 | 25476 | 2024-03-05 | 2025-03-15
SLIT LAMP TABLE | SLIT LAMP TABLE | HAAG STREIT | HSM 600 | 2022-03-29 | 2400 | 2024-04-15 | 2025-04-05
SLIT LAMP TABLE | SLIT LAMP TABLE | HAAG STREIT | HSM 600 | 2022-03-29 | 2400 | 2024-04-15 | 2025-04-05
PLASTER CHISEL | AIR CHISEL | RENFERT GMBH | POWER PILLO | 2022-03-25 | 480
PATIENT HOIST | PATIENT HOIST - MOBILE | JOERNS HEALTHCARE | OXFORD PRESENCE | 2022-03-21 | 1731.6 | 2024-07-08 | 2025-01-08
COUCH | COUCH - 3 SECTION ELECTRIC | BRISTOL MAID (HOSP.M.CRAFT) | EC5320 | 2022-04-21 | 1800 |  | 2025-04-21
FLOWMETER | O2 DIAMOND FLOWMETER | THERAPY EQUIPMENT | 9501/8501 | 2022-03-10 | 50.4 |  | 2024-09-01
FLOWMETER | O2 DIAMOND FLOWMETER | THERAPY EQUIPMENT | 9501/8501 | 2022-03-10 | 50.4 |  | 2024-09-01
FLOWMETER | O2 DIAMOND FLOWMETER | THERAPY EQUIPMENT | 9501/8501 | 2022-03-10 | 50.4 |  | 2024-09-01
FLOWMETER | O2 DIAMOND FLOWMETER | THERAPY EQUIPMENT | 9501/8501 | 2022-03-10 | 50.4 |  | 2024-09-01
FLOWMETER | O2 DIAMOND FLOWMETER | THERAPY EQUIPMENT | 9501/8501 | 2022-03-10 | 50.4 |  | 2024-09-01
FLOWMETER | O2 DIAMOND FLOWMETER | THERAPY EQUIPMENT | 9501/8501 | 2022-03-10 | 50.4 |  | 2024-09-01
FLOWMETER | O2 DIAMOND FLOWMETER | THERAPY EQUIPMENT | 9501/8501 | 2022-03-10 | 50.4 |  | 2024-09-01
FLOWMETER | O2 DIAMOND FLOWMETER | THERAPY EQUIPMENT | 9501/8501 | 2022-03-10 | 50.4 |  | 2024-09-01
FLOWMETER | O2 DIAMOND FLOWMETER | THERAPY EQUIPMENT | 9501/8501 | 2022-03-10 | 50.4 |  | 2024-09-01
FLOWMETER | O2 DIAMOND FLOWMETER | THERAPY EQUIPMENT | 9501/8501 | 2022-03-10 | 50.4 |  | 2024-09-01
FLOWMETER | O2 DIAMOND FLOWMETER | THERAPY EQUIPMENT | 9501/8501 | 2022-03-10 | 50.4 |  | 2024-09-01
FLOWMETER | O2 DIAMOND FLOWMETER | THERAPY EQUIPMENT | 9501/8501 | 2022-03-10 | 50.4 |  | 2024-09-01
FLOWMETER | O2 DIAMOND FLOWMETER | THERAPY EQUIPMENT | 9501/8501 | 2022-03-10 | 50.4 |  | 2024-09-01
FLOWMETER | O2 DIAMOND FLOWMETER | THERAPY EQUIPMENT | 9501/8501 | 2022-03-10 | 50.4 |  | 2024-09-01
FLOWMETER | O2 DIAMOND FLOWMETER | THERAPY EQUIPMENT | 9501/8501 | 2022-03-10 | 50.4 |  | 2024-09-01
FLOWMETER | O2 DIAMOND FLOWMETER | THERAPY EQUIPMENT | 9501/8501 | 2022-03-10 | 50.4 |  | 2024-09-01
FLOWMETER | O2 DIAMOND FLOWMETER | THERAPY EQUIPMENT | 9501/8501 | 2022-03-10 | 50.4 |  | 2024-09-01
FLOWMETER | O2 DIAMOND FLOWMETER | THERAPY EQUIPMENT | 9501/8501 | 2022-03-10 | 50.4 |  | 2024-09-01
FLOWMETER | O2 DIAMOND FLOWMETER | THERAPY EQUIPMENT | 9501/8501 | 2022-03-10 | 50.4 |  | 2024-09-01
FLOWMETER | O2 DIAMOND FLOWMETER | THERAPY EQUIPMENT | 9501/8501 | 2022-03-10 | 50.4 |  | 2024-09-01
FLOWMETER | O2 DIAMOND FLOWMETER | THERAPY EQUIPMENT | 9501/8501 | 2022-03-10 | 50.4 |  | 2024-09-01
FLOWMETER | O2 DIAMOND FLOWMETER | THERAPY EQUIPMENT | 9501/8501 | 2022-03-10 | 50.4 |  | 2024-09-01
FLOWMETER | O2 DIAMOND FLOWMETER | THERAPY EQUIPMENT | 9501/8501 | 2022-03-10 | 50.4 |  | 2024-09-01
FLOWMETER | O2 DIAMOND FLOWMETER | THERAPY EQUIPMENT | 9501/8501 | 2022-03-10 | 50.4 |  | 2024-09-01
FLOWMETER | O2 DIAMOND FLOWMETER | THERAPY EQUIPMENT | 9501/8501 | 2022-03-10 | 50.4 |  | 2024-09-01
FLOWMETER | O2 DIAMOND FLOWMETER | THERAPY EQUIPMENT | 9501/8501 | 2022-03-10 | 50.4 | 2024-09-30 | 2029-03-10
FLOWMETER | O2 DIAMOND FLOWMETER | THERAPY EQUIPMENT | 9501/8501 | 2022-03-09 | 50.4 | 2024-09-30 | 2029-03-09
FLOWMETER | O2 DIAMOND FLOWMETER | THERAPY EQUIPMENT | 9501/8501 | 2022-03-09 | 50.4 | 2024-09-30 | 2029-03-09
FLOWMETER | O2 DIAMOND FLOWMETER | THERAPY EQUIPMENT | 9501/8501 | 2022-03-09 | 50.4 | 2024-09-30 | 2029-03-09
FLOWMETER | O2 DIAMOND FLOWMETER | THERAPY EQUIPMENT | 9501/8501 | 2022-03-09 | 50.4 | 2024-09-30 | 2029-03-09
FLOWMETER | O2 DIAMOND FLOWMETER | THERAPY EQUIPMENT | 9501/8501 | 2022-03-09 | 50.4 |  | 2024-09-01
FLOWMETER | O2 DIAMOND FLOWMETER | THERAPY EQUIPMENT | 9501/8501 | 2022-03-09 | 50.4 |  | 2024-09-01
FLOWMETER | O2 DIAMOND FLOWMETER | THERAPY EQUIPMENT | 9501/8501 | 2022-03-09 | 50.4 |  | 2024-09-01
FLOWMETER | O2 DIAMOND FLOWMETER | THERAPY EQUIPMENT | 9501/8501 | 2022-03-09 | 50.4 |  | 2024-09-01
FLOWMETER | O2 DIAMOND FLOWMETER | THERAPY EQUIPMENT | 9501/8501 | 2022-03-09 | 50.4 |  | 2024-09-01
FLOWMETER | O2 DIAMOND FLOWMETER | THERAPY EQUIPMENT | 9501/8501 | 2022-03-09 | 50.4 | 2024-09-30 | 2029-03-09
FLOWMETER | O2 DIAMOND FLOWMETER | THERAPY EQUIPMENT | 9501/8501 | 2022-03-09 | 50.4 | 2024-09-30 | 2029-03-09
FLOWMETER | O2 DIAMOND FLOWMETER | THERAPY EQUIPMENT | 9501/8501 | 2022-03-09 | 50.4 | 2024-09-30 | 2029-03-09
FLOWMETER | O2 DIAMOND FLOWMETER | THERAPY EQUIPMENT | 9501/8501 | 2022-03-09 | 50.4 | 2024-09-30 | 2029-03-09
FLOWMETER | O2 DIAMOND FLOWMETER | THERAPY EQUIPMENT | 9501/8501 | 2022-03-09 | 50.4 | 2024-09-30 | 2029-03-09
FLOWMETER | O2 DIAMOND FLOWMETER | THERAPY EQUIPMENT | 9501/8501 | 2022-03-09 | 50.4 | 2024-09-30 | 2029-03-09
FLOWMETER | O2 DIAMOND FLOWMETER | THERAPY EQUIPMENT | 9501/8501 | 2022-03-09 | 50.4 | 2024-09-30 | 2029-03-09
FLOWMETER | O2 DIAMOND FLOWMETER | THERAPY EQUIPMENT | 9501/8501 | 2022-03-09 | 50.4 | 2024-09-30 | 2029-03-09
FLOWMETER | O2 DIAMOND FLOWMETER | THERAPY EQUIPMENT | 9501/8501 | 2022-03-09 | 50.4 |  | 2024-09-01
FLOWMETER | O2 DIAMOND FLOWMETER | THERAPY EQUIPMENT | 9501/8501 | 2022-03-09 | 50.4 | 2024-09-30 | 2029-03-09
FLOWMETER | O2 DIAMOND FLOWMETER | THERAPY EQUIPMENT | 9501/8501 | 2022-03-09 | 50.4 | 2024-09-30 | 2029-03-09
FLOWMETER | O2 DIAMOND FLOWMETER | THERAPY EQUIPMENT | 9501/8501 | 2022-03-09 | 50.4 | 2024-09-30 | 2029-03-09
FLOWMETER | O2 DIAMOND FLOWMETER | THERAPY EQUIPMENT | 9501/8501 | 2022-03-09 | 50.4 | 2024-09-30 | 2029-03-09
FLOWMETER | O2 DIAMOND FLOWMETER | THERAPY EQUIPMENT | 9501/8501 | 2022-03-09 | 50.4 | 2024-09-30 | 2029-03-09
FLOWMETER | O2 DIAMOND FLOWMETER | THERAPY EQUIPMENT | 9501/8501 | 2022-03-09 | 50.4 | 2024-09-30 | 2029-03-09
FLOWMETER | O2 DIAMOND FLOWMETER | THERAPY EQUIPMENT | 9501/8501 | 2022-03-09 | 50.4 | 2024-09-30 | 2029-03-09
FLOWMETER | O2 DIAMOND FLOWMETER | THERAPY EQUIPMENT | 9501/8501 | 2022-03-09 | 50.4 | 2024-09-30 | 2029-03-09
FLOWMETER | O2 DIAMOND FLOWMETER | THERAPY EQUIPMENT | 9501/8501 | 2022-03-09 | 50.4 |  | 2024-09-01
FLOWMETER | O2 DIAMOND FLOWMETER | THERAPY EQUIPMENT | 9501/8501 | 2022-03-09 | 50.4 |  | 2024-09-01
FLOWMETER | O2 DIAMOND FLOWMETER | THERAPY EQUIPMENT | 9501/8501 | 2022-03-09 | 50.4 |  | 2024-09-01
FLOWMETER | O2 DIAMOND FLOWMETER | THERAPY EQUIPMENT | 9501/8501 | 2022-03-09 | 50.4 |  | 2024-09-01
FLOWMETER | O2 DIAMOND FLOWMETER | THERAPY EQUIPMENT | 9501/8501 | 2022-03-09 | 50.4 |  | 2024-09-01
FLOWMETER | O2 DIAMOND FLOWMETER | THERAPY EQUIPMENT | 9501/8501 | 2022-03-09 | 50.4 |  | 2024-09-01
FLOWMETER | O2 DIAMOND FLOWMETER | THERAPY EQUIPMENT | 9501/8501 | 2022-03-09 | 50.4 |  | 2024-09-01
FLOWMETER | O2 DIAMOND FLOWMETER | THERAPY EQUIPMENT | 9501/8501 | 2022-03-09 | 50.4 |  | 2024-09-01
FLOWMETER | O2 DIAMOND FLOWMETER | THERAPY EQUIPMENT | 9501/8501 | 2022-03-09 | 50.4 |  | 2024-09-01
FLOWMETER | O2 DIAMOND FLOWMETER | THERAPY EQUIPMENT | 9501/8501 | 2022-03-09 | 50.4 |  | 2024-09-01
FLOWMETER | O2 DIAMOND FLOWMETER | THERAPY EQUIPMENT | 9501/8501 | 2022-03-09 | 50.4 |  | 2024-09-01
FLOWMETER | O2 DIAMOND FLOWMETER | THERAPY EQUIPMENT | 9501/8501 | 2022-03-09 | 50.4 | 2024-09-30 | 2029-03-09
FLOWMETER | O2 DIAMOND FLOWMETER | THERAPY EQUIPMENT | 9501/8501 | 2022-03-09 | 50.4 |  | 2024-09-01
FLOWMETER | O2 DIAMOND FLOWMETER | THERAPY EQUIPMENT | 9501/8501 | 2022-03-09 | 50.4 |  | 2024-09-01
FLOWMETER | O2 DIAMOND FLOWMETER | THERAPY EQUIPMENT | 9501/8501 | 2022-03-09 | 50.4 | 2024-09-30 | 2029-03-09
FLOWMETER | O2 DIAMOND FLOWMETER | THERAPY EQUIPMENT | 9501/8501 | 2022-03-09 | 50.4 | 2024-09-30 | 2029-03-09
FLOWMETER | O2 DIAMOND FLOWMETER | THERAPY EQUIPMENT | 9501/8501 | 2022-03-09 | 50.4 |  | 2024-09-01
FLOWMETER | O2 DIAMOND FLOWMETER | THERAPY EQUIPMENT | 9501/8501 | 2022-03-09 | 50.4 |  | 2024-09-01
FLOWMETER | O2 DIAMOND FLOWMETER | THERAPY EQUIPMENT | 9501/8501 | 2022-03-09 | 50.4 |  | 2024-09-01
FLOWMETER | O2 DIAMOND FLOWMETER | THERAPY EQUIPMENT | 9501/8501 | 2022-03-09 | 50.4 |  | 2024-09-01
FLOWMETER | O2 DIAMOND FLOWMETER | THERAPY EQUIPMENT | 9501/8501 | 2022-03-09 | 50.4 |  | 2024-09-01
TYMPANIC THERMOMETER | TYMPANIC THERMOMETER | BRAUN | PRO 6000 | 2023-03-09 | 178.8
TYMPANIC THERMOMETER | TYMPANIC THERMOMETER | BRAUN | PRO 6000 | 2023-03-09 | 178.8
TYMPANIC THERMOMETER | TYMPANIC THERMOMETER | BRAUN | PRO 6000 | 2023-03-09 | 178.8
TYMPANIC THERMOMETER | TYMPANIC THERMOMETER | BRAUN | PRO 6000 | 2023-02-27 | 178.8
TYMPANIC THERMOMETER | TYMPANIC THERMOMETER | BRAUN | PRO 6000 | 2023-02-21 | 178.8
TYMPANIC THERMOMETER | TYMPANIC THERMOMETER | BRAUN | PRO 6000 | 2023-02-03 | 178.8
TYMPANIC THERMOMETER | TYMPANIC THERMOMETER | BRAUN | PRO 6000 | 2023-01-26 | 178.8
TYMPANIC THERMOMETER | TYMPANIC THERMOMETER | BRAUN | PRO 6000 | 2023-01-19 | 178.8
TYMPANIC THERMOMETER | TYMPANIC THERMOMETER | BRAUN | PRO 6000 | 2023-01-18 | 178.8
TYMPANIC THERMOMETER | TYMPANIC THERMOMETER | BRAUN | PRO 6000 | 2023-01-10 | 178.8
TYMPANIC THERMOMETER | TYMPANIC THERMOMETER | BRAUN | PRO 6000 | 2023-01-03 | 178.8
TYMPANIC THERMOMETER | TYMPANIC THERMOMETER | BRAUN | PRO 6000 | 2023-01-03 | 178.8
TYMPANIC THERMOMETER | TYMPANIC THERMOMETER | BRAUN | PRO 6000 | 2022-12-20 | 178.8
TYMPANIC THERMOMETER | TYMPANIC THERMOMETER | BRAUN | PRO 6000 | 2022-12-07 | 178.8
TYMPANIC THERMOMETER | TYMPANIC THERMOMETER | BRAUN | PRO 6000 | 2022-12-07 | 178.8
TYMPANIC THERMOMETER | TYMPANIC THERMOMETER | BRAUN | PRO 6000 | 2022-12-06 | 178.8
TYMPANIC THERMOMETER | TYMPANIC THERMOMETER | BRAUN | PRO 6000 | 2022-12-01 | 178.8
TYMPANIC THERMOMETER | TYMPANIC THERMOMETER | BRAUN | PRO 6000 | 2022-12-01 | 178.8
TYMPANIC THERMOMETER | TYMPANIC THERMOMETER | BRAUN | PRO 6000 | 2022-11-29 | 178.8
TYMPANIC THERMOMETER | TYMPANIC THERMOMETER | BRAUN | PRO 6000 | 2022-11-25 | 178.8
TYMPANIC THERMOMETER | TYMPANIC THERMOMETER | BRAUN | PRO 6000 | 2022-11-15 | 178.8
TYMPANIC THERMOMETER | TYMPANIC THERMOMETER | BRAUN | PRO 6000 | 2022-11-15 | 178.8
TYMPANIC THERMOMETER | TYMPANIC THERMOMETER | BRAUN | PRO 6000 | 2022-11-10 | 178.8
TYMPANIC THERMOMETER | TYMPANIC THERMOMETER | BRAUN | PRO 6000 | 2022-11-10 | 178.8
TYMPANIC THERMOMETER | TYMPANIC THERMOMETER | BRAUN | PRO 6000 | 2022-11-03 | 178.8
TYMPANIC THERMOMETER | TYMPANIC THERMOMETER | BRAUN | PRO 6000 | 2022-10-25 | 178.8
TYMPANIC THERMOMETER | TYMPANIC THERMOMETER | BRAUN | PRO 6000 | 2022-10-25 | 178.8
TYMPANIC THERMOMETER | TYMPANIC THERMOMETER | BRAUN | PRO 6000 | 2022-08-26 | 178.8
TYMPANIC THERMOMETER | TYMPANIC THERMOMETER | BRAUN | PRO 6000 | 2022-08-26 | 178.8
TYMPANIC THERMOMETER | TYMPANIC THERMOMETER | BRAUN | PRO 6000 | 2022-08-26 | 178.8
TYMPANIC THERMOMETER | TYMPANIC THERMOMETER | BRAUN | PRO 6000 | 2022-08-25 | 178.8
TYMPANIC THERMOMETER | TYMPANIC THERMOMETER | BRAUN | PRO 6000 | 2022-07-26 | 178.8
TYMPANIC THERMOMETER | TYMPANIC THERMOMETER | BRAUN | PRO 6000 | 2022-07-26 | 178.8
TYMPANIC THERMOMETER | TYMPANIC THERMOMETER | BRAUN | PRO 6000 | 2022-07-26 | 178.8
TYMPANIC THERMOMETER | TYMPANIC THERMOMETER | BRAUN | PRO 6000 | 2022-07-20 | 178.8
TYMPANIC THERMOMETER | TYMPANIC THERMOMETER | BRAUN | PRO 6000 | 2022-07-01 | 178.8
TYMPANIC THERMOMETER | TYMPANIC THERMOMETER | BRAUN | PRO 6000 | 2022-06-22 | 178.8
TYMPANIC THERMOMETER | TYMPANIC THERMOMETER | BRAUN | PRO 6000 | 2022-06-15 | 178.8
TYMPANIC THERMOMETER | TYMPANIC THERMOMETER | BRAUN | PRO 6000 | 2022-05-30 | 178.8
TYMPANIC THERMOMETER | TYMPANIC THERMOMETER | BRAUN | PRO 6000 | 2022-05-27 | 178.8
TYMPANIC THERMOMETER | TYMPANIC THERMOMETER | BRAUN | PRO 6000 | 2022-05-26 | 178.8
TYMPANIC THERMOMETER | TYMPANIC THERMOMETER | BRAUN | PRO 6000 | 2022-05-18 | 178.8
TYMPANIC THERMOMETER | TYMPANIC THERMOMETER | BRAUN | PRO 6000 | 2022-05-18 | 178.8
TYMPANIC THERMOMETER | TYMPANIC THERMOMETER | BRAUN | PRO 6000 | 2022-05-10 | 178.8
TYMPANIC THERMOMETER | TYMPANIC THERMOMETER | BRAUN | PRO 6000 | 2022-05-05 | 178.8
TYMPANIC THERMOMETER | TYMPANIC THERMOMETER | BRAUN | PRO 6000 | 2022-04-06 | 178.8
TYMPANIC THERMOMETER | TYMPANIC THERMOMETER | BRAUN | PRO 6000 | 2022-04-06 | 178.8
TYMPANIC THERMOMETER | TYMPANIC THERMOMETER | BRAUN | PRO 6000 | 2022-04-05 | 178.8
SPHYGMOMANOMETER | SPHYGMOMANOMETER | WELCH ALLYN | DS-6501-300 | 2022-04-12 | 69.6
SPHYGMOMANOMETER | SPHYGMOMANOMETER | WELCH ALLYN | DS-6501-300 | 2022-04-12 | 69.6
SPHYGMOMANOMETER | SPHYGMOMANOMETER | WELCH ALLYN | DS-6501-300 | 2022-04-12 | 69.6
SPHYGMOMANOMETER | SPHYGMOMANOMETER | WELCH ALLYN | DS-6501-300 | 2022-04-12 | 69.6
TYMPANIC THERMOMETER | TYMPANIC THERMOMETER CONNEX MONITOR | WELCH ALLYN | PRO 6000 CONNEX | 2022-04-13 | 214.8
VITAL SIGNS MONITOR | VITAL SIGNS MONITOR: NBP. | OMRON | M6 (HEM-7211-E8 V ) | 2022-04-12 | 216
VITAL SIGNS MONITOR | VITAL SIGNS MONITOR: NBP | OMRON | M6 COMFORT (HEM-7360-E) | 2022-04-12 | 128.4
AMBULATORY ARRHYTHMIA MONITOR | AMBULATORY ECG RECORDER | SPACELABS | LIFECARD CF | 2022-04-12 | 2152.8
AMBULATORY ARRHYTHMIA MONITOR | AMBULATORY ECG RECORDER | SPACELABS | LIFECARD CF | 2022-04-12 | 2152.8
AMBULATORY ARRHYTHMIA MONITOR | AMBULATORY ECG RECORDER | SPACELABS | LIFECARD CF | 2022-04-12 | 2152.8
AMBULATORY ARRHYTHMIA MONITOR | AMBULATORY ECG RECORDER | SPACELABS | LIFECARD CF | 2022-04-12 | 2152.8
AMBULATORY ARRHYTHMIA MONITOR | AMBULATORY ECG RECORDER | SPACELABS | LIFECARD CF | 2022-04-12 | 2152.8
AMBULATORY ARRHYTHMIA MONITOR | AMBULATORY ECG RECORDER | SPACELABS | LIFECARD CF | 2022-04-12 | 2152.8
TYMPANIC THERMOMETER | TYMPANIC THERMOMETER | BRAUN | PRO 6000 | 2022-04-08 | 178.8
SUCTION CONTROLLER | HIGH SUCTION CONTROLLER | THERAPY EQUIPMENT | DIAMOND RANGE HIGH | 2022-04-08 | 97.2
SUCTION CONTROLLER | HIGH SUCTION CONTROLLER | THERAPY EQUIPMENT | DIAMOND RANGE HIGH | 2022-04-08 | 97.2
SUCTION CONTROLLER | HIGH SUCTION CONTROLLER | THERAPY EQUIPMENT | DIAMOND RANGE HIGH | 2022-04-08 | 97.2
SUCTION CONTROLLER | HIGH SUCTION CONTROLLER | THERAPY EQUIPMENT | DIAMOND RANGE HIGH | 2022-04-08 | 97.2
SUCTION CONTROLLER | HIGH SUCTION CONTROLLER | THERAPY EQUIPMENT | DIAMOND RANGE HIGH | 2022-04-08 | 97.2
SUCTION CONTROLLER | HIGH SUCTION CONTROLLER | THERAPY EQUIPMENT | DIAMOND RANGE HIGH | 2022-04-08 | 97.2
TYMPANIC THERMOMETER | TYMPANIC THERMOMETER CONNEX MONITOR | WELCH ALLYN | PRO 6000 CONNEX | 2022-04-06 | 246
TYMPANIC THERMOMETER | TYMPANIC THERMOMETER CONNEX MONITOR | WELCH ALLYN | PRO 6000 CONNEX | 2022-04-04 | 246
TRANSILLUMINATOR | CHARGING BASE | ACCUVEIN | CC500 | 2022-04-04 | 360
TRANSILLUMINATOR | VEIN VIEWING SYSTEM | ACCUVEIN | AV500 | 2022-04-04 | 4920 | 2024-07-25 | 2025-07-25
TRANSILLUMINATOR | VEIN VIEWING SYSTEM | ACCUVEIN | AV500 | 2022-04-04 | 4920 |  | 2024-04-04
TRANSILLUMINATOR | CHARGING BASE | ACCUVEIN | CC500 | 2022-04-04 | 360
TYMPANIC THERMOMETER | TYMPANIC THERMOMETER | BRAUN | PRO 6000 | 2022-04-04 | 178.8
SUCTION CONTROLLER | HIGH SUCTION CONTROLLER | THERAPY EQUIPMENT | DIAMOND RANGE HIGH | 2022-04-01 | 97.2
NEBULIZER | NEBULIZER | PARI MEDICAL | PARI BOY CLASSIC | 2022-03-31 | 410.4
NEBULIZER | NEBULIZER | PARI MEDICAL | EFLOW RAPID | 2022-03-31 | 510
SPEECH AID | SPEECH AID | IOPI MEDICAL | MODEL 3.2 | 2022-03-25 | 3360
SPEECH AID | SPEECH AID | IOPI MEDICAL | MODEL 3.1 | 2022-03-25 | 4920
SPHYGMOMANOMETER | SPHYGMOMANOMETER | WELCH ALLYN | DS 6601-300 | 2022-03-16 | 60
CHARGER | CHARGER - MIROCAM ENDOSCOPE BATTERY CHARGER | INTROMEDIC | MR2000-C | 2022-03-10 | 600
CHARGER | CHARGER - MIROCAM ENDOSCOPE BATTERY CHARGER | INTROMEDIC | MR2000-C | 2022-03-10 | 600
ENDOSCOPY VIDEO SYSTEM | ENDOSCOPE - MIROCAM CAPSULE RECEIVER | INTROMEDIC | MR2000 | 2022-03-09 | 7500
ENDOSCOPY VIDEO SYSTEM | ENDOSCOPE - MIROCAM CAPSULE RECEIVER | INTROMEDIC | MR2000 | 2022-03-09 | 7500
TYMPANIC THERMOMETER | TYMPANIC THERMOMETER | BRAUN | PRO 6000 | 2022-03-08 | 178.8
TYMPANIC THERMOMETER | TYMPANIC THERMOMETER | BRAUN | PRO 6000 | 2022-04-21 | 178.8
TYMPANIC THERMOMETER | TYMPANIC THERMOMETER | BRAUN | PRO 6000 | 2022-04-21 | 178.8
TYMPANIC THERMOMETER | TYMPANIC THERMOMETER | BRAUN | PRO 6000 | 2022-04-21 | 178.8
VENTILATOR | VENTILATOR | RESMED LTD | STELLAR 150 | 2022-04-21 | 3600 |  | 2027-04-21
VENTILATOR | VENTILATOR | RESMED LTD | STELLAR 150 | 2022-04-21 | 3600 |  | 2027-04-21
VENTILATOR | VENTILATOR | RESMED LTD | STELLAR 150 | 2022-04-21 | 3600 |  | 2027-04-21
PLASTER SAW | PLASTER SAW WITH VACUUM | DESOUTTER MEDICAL | CC7 | 2022-04-21 | 3163.2 | 2024-03-14 | 2025-03-14
PLASTER SAW | PLASTER SAW WITH VACUUM | DESOUTTER MEDICAL | CC7 | 2022-04-21 | 3165.6 | 2024-01-08 | 2025-01-08
VITAL SIGNS MONITOR | VITAL SIGNS MONITOR: NIBP, SPO2, TEMP | HILL-ROM | 75CE CONNEX | 2022-04-21 | 2690.4 |  | 2025-04-21
WATER BATH | WATER BATH | NICKEL ELECTRO | NE1-28/PR | 2022-04-19 | 480 | 2024-05-02 | 2025-05-02
PMG TERMINALS | O2 SPLITTER - PLASTIC FITTINGS | THERAPY EQUIPMENT | 6111P | 2022-04-19 | 179.16
PMG TERMINALS | O2 SPLITTER - PLASTIC FITTINGS | THERAPY EQUIPMENT | 6111P | 2022-04-19 | 179.16
PMG TERMINALS | O2 SPLITTER - PLASTIC FITTINGS | THERAPY EQUIPMENT | 6111P | 2022-04-19 | 179.16
PMG TERMINALS | MA4 AIR SPLITTER | THERAPY EQUIPMENT | 6112 | 2022-04-19 | 179.16
SPIROMETER | SPIROMETRY SYSTEM | ER Health Technology Co., Ltd. | MASTERSCOPE | 2022-11-22 | 12000
ENDOSCOPY VIDEO CAPTURE UNIT | SDC3 | STRYKER | 0240060100 | 2022-04-14 | 24000
VENTILATOR | VENTILATOR | RESMED LTD | STELLAR 150 | 2022-04-13 | 3600 |  | 2027-04-13
VENTILATOR | VENTILATOR | RESMED LTD | STELLAR 150 | 2022-04-13 | 3600 |  | 2027-04-13
VENTILATOR | VENTILATOR | RESMED LTD | STELLAR 150 | 2022-04-13 | 3600 |  | 2027-04-13
BATTERY CHARGER | BATTERY CHARGER - LI-ION 2 BANK CLICK IN | BREAS MEDICAL | 2 BANK 007573 | 2022-04-22 | 453.6
CARDIOGRAPH | CARDIOGRAPH | GE LIMITED | MAC2000 | 2022-04-14 | 6187.2 | 2024-08-07 | 2025-08-07
BATTERY CHARGER | BATTERY CHARGER | STRYKER | 7110-120-000 | 2022-04-12 | 3000
PATIENT MONITOR | PATIENT MONITOR CONNECTIVITY PLATFORM | MASIMO UK | ROOT | 2022-04-06 | 3600 |  | 2025-04-07
PATIENT MONITOR | PATIENT MONITOR CONNECTIVITY PLATFORM | MASIMO UK | ROOT | 2022-04-06 | 3600 |  | 2025-04-07
PATIENT MONITOR | PATIENT MONITOR CONNECTIVITY PLATFORM | MASIMO UK | ROOT | 2022-04-06 | 3600 |  | 2025-04-07
VITAL SIGNS MONITOR | VITAL SIGNS MONITOR: NIBP, SPO2, TEMP | HILL-ROM | 75CE CONNEX | 2022-04-06 | 290.4 |  | 2025-08-15
UNINTERRUPTIBLE POWER SUPPLY | UNINTERRUPTIBLE POWER SUPPLY | AMERICAN POWER CONVERSION (APC) | SMART-UPS SC450 | 2022-05-20 | 546 |  | 2024-05-20
TRANSFORMER | OPHTHALMOSCOPE/OTOSCOPE UNIVERSAL CHARGER | WELCH ALLYN | 7114 | 2022-04-04 | 645.6
TRANSFORMER | OPHTHALMOSCOPE/OTOSCOPE UNIVERSAL CHARGER | WELCH ALLYN | 7114 | 2022-04-04 | 645.6
TRANSFORMER | OPHTHALMOSCOPE/OTOSCOPE UNIVERSAL CHARGER | WELCH ALLYN | 7114 | 2022-04-04 | 645.6
TRANSFORMER | OPHTHALMOSCOPE/OTOSCOPE UNIVERSAL CHARGER | WELCH ALLYN | 7114 | 2022-04-04 | 645.6
TRANSFORMER | OPHTHALMOSCOPE/OTOSCOPE UNIVERSAL CHARGER | WELCH ALLYN | 7114 | 2022-04-04 | 645.6
SUCTION UNIT | SUCTION - LAERDAL - BATTERY | LAERDAL | LSU-2 | 2022-04-04 | 816 |  | 2025-02-04
SUCTION UNIT | MOBILE THEATRE SUCTION | THERAPY EQUIPMENT | 7763/SERRES | 2022-04-01 | 550.8
PATIENT TROLLEY | CRITICAL CARE TROLLEY | FERNO | CCT-PX | 2022-03-31 | 16800 |  | 2024-03-12
ELECTRO PHYSIOLOGICAL STIM | ELECTRO ANATOMICAL NAVIGATION PC | BIOSENSE WEBSTER | CARTO 3 SYSTEM STATION PC | 2023-02-06 | 48000
ELECTRO PHYSIOLOGICAL STIM | LABSYSTEM PRO EP RECORDING SYSTEM PC | BARD LTD | LS8900-00 | 2023-02-06 | 48000
MODULE | MULTIPARAMETER MODULE - ECG, SPO2, NIBP, IBP, TEMP MODULE | GE LIMITED | PATIENT DATA MODULE | 2022-05-18 | 4800
UNINTERRUPTIBLE POWER SUPPLY | UNINTERRUPTIBLE POWER SUPPLY | POWERCOM | BNT-1500AP | 2022-05-18 | 410.904 |  | 2024-05-18
COMPUTER - DESKTOP | PC WORKSTATION - MACLAB PC SYSTEM | DELL COMPUTERS | MACLAB | 2022-05-18 | 42000 |  | 2024-05-18
CARDIAC MONITOR SYSTEM | INTEGRATED ELECTRONICS BOX | GE LIMITED | IEB | 2022-05-18 | 24000 |  | 2024-05-18
VENTILATOR | VENTILATOR | MAQUET | SERVO U | 2022-03-29 | 32434.08 | 2023-10-19 | 2024-10-11
VENTILATOR | VENTILATOR | MAQUET | SERVO U | 2022-03-29 | 33096 | 2024-08-14 | 2025-03-01
VENTILATOR | VENTILATOR | MAQUET | SERVO U | 2022-03-29 | 32434.08 | 2024-10-02 | 2025-03-01
VENTILATOR | VENTILATOR | MAQUET | SERVO U | 2022-03-29 | 32434.08 | 2023-05-31 | 2024-06-12
VENTILATOR | VENTILATOR EXPIRATORY CASSETTE - SERVO U | MAQUET | 6693752 | 2022-03-29 | 1059.6
VENTILATOR | VENTILATOR EXPIRATORY CASSETTE - SERVO U | MAQUET | 6693752 | 2022-03-29 | 1059.6
VENTILATOR | VENTILATOR EXPIRATORY CASSETTE - SERVO U | MAQUET | 6693752 | 2022-03-29 | 1059.6
VENTILATOR | VENTILATOR EXPIRATORY CASSETTE - SERVO U | MAQUET | 6693752 | 2022-03-29 | 1059.6
VENTILATOR | VENTILATOR EXPIRATORY CASSETTE - SERVO U | MAQUET | 6693752 | 2022-03-29 | 1059.6
VENTILATOR | VENTILATOR EXPIRATORY CASSETTE - SERVO U | MAQUET | 6693752 | 2022-03-29 | 1059.6
VENTILATOR | VENTILATOR EXPIRATORY CASSETTE - SERVO U | MAQUET | 6693752 | 2022-03-29 | 1059.6
VENTILATOR | VENTILATOR EXPIRATORY CASSETTE - SERVO U | MAQUET | 6693752 | 2022-03-29 | 1059.6
HUMIDIFIER | HUMIDIFIER RESPIRATORY | F & P | F&P 950 | 2022-03-23 | 2400
ULTRASONIC DISINTEGRATOR | ULTRASONIC ASPIRATION SYSTEM DISINTEGRATOR | MISONIX | SONASTAR | 2022-03-22 | 32952.792 | 2024-09-12 | 2025-09-12
DOPPLER FLOWMETER | DOPPLER FLOWMETER | COOK MEDICAL | DP-M350 | 2022-03-22 | 3060
CARDIAC OUTPUT COMP | MODULE CARDIAC OUTPUT | PHILIPS LTD | M1012A | 2022-03-21 | 1756.8
CARDIAC OUTPUT COMP | MODULE CARDIAC OUTPUT | PHILIPS LTD | M1012A | 2022-03-21 | 1756.8
CARDIAC OUTPUT COMP | MODULE CARDIAC OUTPUT | PHILIPS LTD | M1012A | 2022-03-21 | 1756.8
SUCTION UNIT | MOBILE THEATRE SUCTION | THERAPY EQUIPMENT | 7763/SERRES | 2022-03-17 | 550.8
SUCTION UNIT | MOBILE THEATRE SUCTION | THERAPY EQUIPMENT | 7763/SERRES | 2022-03-17 | 550.8
PATIENT TROLLEY | PATIENT TROLLEY | STRYKER | ST1-X (6300-000-200) | 2022-03-17 | 2698.152
PATIENT TROLLEY | PATIENT TROLLEY | STRYKER | ST1-X (6300-000-200) | 2022-03-21 | 2698.152
PATIENT TROLLEY | PATIENT TROLLEY | STRYKER | ST1-X (6300-000-200) | 2022-03-21 | 2698.152
PATIENT TROLLEY | PATIENT TROLLEY | STRYKER | ST1-X (6300-000-200) | 2022-03-21 | 2698.152
PATIENT TROLLEY | PATIENT TROLLEY | STRYKER | ST1-X (6300-000-200) | 2022-03-21 | 2698.152
PATIENT TROLLEY | PATIENT TROLLEY | STRYKER | ST1-X (6300-000-200) | 2022-03-21 | 2698.152
PATIENT TROLLEY | PATIENT TROLLEY | STRYKER | ST1-X (6300-000-200) | 2022-03-21 | 2698.152
PATIENT TROLLEY | PATIENT TROLLEY | STRYKER | ST1-X (6300-000-200) | 2022-03-21 | 2698.152
PATIENT TROLLEY | PATIENT TROLLEY | STRYKER | ST1-X (6300-000-200) | 2022-03-21 | 2698.152
PATIENT TROLLEY | PATIENT TROLLEY | STRYKER | ST1-X (6300-000-200) | 2022-03-21 | 2698.152
SUCTION UNIT | MOBILE THEATRE SUCTION | THERAPY EQUIPMENT | 7763/SERRES | 2022-03-16 | 654
BATTERY THERMOMETER | BATTERY THERMOMETER | WELCH ALLYN | SURETEMP PLUS 692 | 2022-03-16 | 178.2
BATTERY THERMOMETER | BATTERY THERMOMETER | WELCH ALLYN | SURETEMP PLUS 692 | 2022-03-16 | 178.2
TRANSFORMER | OPHTHALMOSCOPE/OTOSCOPE UNIVERSAL CHARGER | WELCH ALLYN | 7114 | 2022-03-16 | 645.6
PATIENT WARMING SYSTEM | PATIENT WARMING SYSTEM | GREEN CROSS MEDICO LTD | AIR GLOVE GB001 | 2022-03-10 | 954
MODULE HOLDER | MODULE HOLDER | PHILIPS LTD | FMS-4 | 2022-03-09 | 556.08
MODULE HOLDER | MODULE HOLDER | PHILIPS LTD | FMS-4 | 2022-03-09 | 556.08
NITRIC OXIDE MONITOR | AIRWAY INFLAMMATION MONITOR | CIRCASSIA | NIOX VERO | 2022-03-08 | 4980
NITRIC OXIDE MONITOR | AIRWAY INFLAMMATION MONITOR | CIRCASSIA | NIOX VERO | 2022-03-08 | 4980
SUCTION CONTROLLER | 3M DIAMOND HIGH SUCTION RAIL MOUNT | THERAPY EQUIPMENT | 7705/3M | 2022-04-19 | 290.832
BLOOD GAS ANALYSER | BLOOD GAS ANALYSER | RADIOMETER | ABL90 FLEX PLUS | 2022-04-13 | 15600 | 2024-02-23 | 2025-02-23
BLOOD GAS ANALYSER | BLOOD GAS ANALYSER | RADIOMETER | ABL90 FLEX PLUS | 2022-04-13 | 15600 | 2024-02-23 | 2025-02-23
BLOOD GAS ANALYSER | BLOOD GAS ANALYSER | RADIOMETER | ABL90 FLEX PLUS | 2022-04-13 | 15600 | 2024-02-23 | 2025-02-23
VITAL SIGNS MONITOR | VITAL SIGNS MONITOR: NIBP, SPO2, TEMP | WELCH ALLYN | 75CE CONNEX | 2022-04-01 | 2398.8 |  | 2024-09-01
VAPORIZERS | VAPORIZER - SEVOFLURANE | DRAEGER | VAPOR 3000 SEVO | 2022-03-31 | 3000
VAPORIZERS | VAPORIZER - SEVOFLURANE | DRAEGER | VAPOR 3000 SEVO | 2022-03-31 | 3000
VAPORIZERS | VAPORIZER - SEVOFLURANE | DRAEGER | VAPOR 3000 SEVO | 2022-03-31 | 3000
VAPORIZERS | VAPORIZER - SEVOFLURANE | DRAEGER | VAPOR 3000 SEVO | 2022-03-31 | 3000
VAPORIZERS | VAPORIZER - SEVOFLURANE | DRAEGER | VAPOR 3000 SEVO | 2022-03-31 | 3000
NEBULIZER | NEBULIZER | PHILIPS LTD | INNOSPIRE DELUXE | 2022-03-30 | 126
NEBULIZER | NEBULIZER | PHILIPS LTD | INNOSPIRE DELUXE | 2022-03-30 | 126
NEBULIZER | NEBULIZER | PHILIPS LTD | INNOSPIRE DELUXE | 2022-03-30 | 126
NEBULIZER | NEBULIZER | PHILIPS LTD | INNOSPIRE DELUXE | 2022-03-30 | 126
NEBULIZER | NEBULIZER | PHILIPS LTD | INNOSPIRE DELUXE | 2022-03-30 | 126
NEBULIZER | NEBULIZER | PHILIPS LTD | INNOSPIRE DELUXE | 2022-03-30 | 126
ULTRASOUND SCANNER | ULTRASOUND SCANNER | GE LIMITED | VOLUSON E8 | 2022-03-28 | 62168.472 | 2024-03-08 | 2025-03-28
ULTRASOUND SCANNER | ULTRASOUND SCANNER | GE LIMITED | VOLUSON E8 | 2022-03-28 | 62168.472 | 2024-03-08 | 2025-03-28
VITAL SIGNS MONITOR | VITAL SIGNS MONITOR: NBP. | MINDRAY | VS-900 | 2022-03-16 | 1360.8 |  | 2025-03-01
VITAL SIGNS MONITOR | VITAL SIGNS MONITOR: NBP. | MINDRAY | VS-900 | 2022-03-16 | 1360.8 |  | 2025-03-01
VITAL SIGNS MONITOR | VITAL SIGNS MONITOR: NBP. | MINDRAY | VS-900 | 2022-03-16 | 1360.8 |  | 2025-03-01
VIDEO IMAGING UNIT | VIDEO LARYNGASCOPE | AIRCRAFT MEDICAL | MCGRATH MAC | 2022-03-14 | 1920
VIDEO IMAGING UNIT | VIDEO LARYNGASCOPE | AIRCRAFT MEDICAL | MCGRATH MAC | 2022-03-14 | 1920
ULTRASOUND SYSTEM | SCOPE GUIDE | OLYMPUS | UPD-3 | 2022-03-15 | 39564 | 2023-03-21 11:37 | 2026-03-15
INJECTOR SUCTION | INJECTOR SUCTION | THERAPY EQUIPMENT | 4550 | 2022-03-03 | 418.608
PATIENT TROLLEY | PATIENT TROLLEY | STRYKER | 1105 | 2022-03-03 | 4848 |  | 2025-02-17
PATIENT TROLLEY | PATIENT TROLLEY | STRYKER | 1105 | 2022-03-03 | 4848 |  | 2025-02-17
PATIENT TROLLEY | PATIENT TROLLEY | STRYKER | 1105 | 2022-03-03 | 4848 |  | 2025-02-17
PATIENT TROLLEY | PATIENT TROLLEY | STRYKER | 1105 | 2022-03-03 | 4848 |  | 2025-02-17
PATIENT TROLLEY | PATIENT TROLLEY | STRYKER | 1105 | 2022-03-03 | 4848 |  | 2025-02-17
EXAMINATION CHAIR | GYNAE CHAIR | PLINTH MEDICAL | 93G1 | 2022-03-03 | 1657.5 | 2022-03-07 | 2025-03-03
EXAMINATION LAMP | EXAMINATION LAMP | WELCH ALLYN | GS 300 | 2022-03-03 | 0 | 2022-03-07 | 2025-03-15
NIBP MONITOR | NIBP MONITOR | A&D INSTRUMENTS | UA-767 | 2022-03-03 | 81.6 | 2024-08-20 | 2025-08-20
NIBP MONITOR | NIBP MONITOR | A&D INSTRUMENTS | UA-767 | 2022-03-03 | 81.6 | 2024-08-20 | 2025-08-20
EXAMINATION LAMP | EXAMINATION LAMP | WELCH ALLYN | GS 300 | 2022-03-03 | 0 | 2022-03-07 | 2025-03-15
NIBP MONITOR | NIBP MONITOR | A&D INSTRUMENTS | UA-767 | 2022-03-03 | 81.6 | 2024-08-20 | 2025-08-20
EXAMINATION CHAIR | GYNAE CHAIR | PLINTH MEDICAL | 93G1 | 2022-03-03 | 1657.5 | 2022-03-07 | 2025-03-03
EXAMINATION LAMP | EXAMINATION LAMP | WELCH ALLYN | GS 300 | 2022-03-03 | 0 | 2022-03-07 | 2025-03-15
NIBP MONITOR | NIBP MONITOR | A&D INSTRUMENTS | UA-767 | 2022-03-03 | 81.6 | 2024-08-20 | 2025-08-20
VIDEO TRANSMITTER/RECEIVER | ZEROWIRE G2 PAIR - RECEIVER | NDS SURGICAL IMAGING BV | WR-P42-11 | 2022-03-15 | 3600
VIDEO TRANSMITTER/RECEIVER | ZEROWIRE G2 PAIR - TRANSMITTER | NDS SURGICAL IMAGING BV | WR-P42-13 | 2022-03-15 | 3600
VIDEO PRINTER | VIDEO PRINTER - COLOUR | SONY | UP-25MD | 2022-03-15 | 2117.844
INSUFFLATOR CO2 | ENDOSCOPIC CO2 REGULATION UNIT | OLYMPUS | UCR | 2022-03-15 | 10484.244
IRRIGATION SYSTEM | ENDOSCOPIC FLUSHING /IRRIGATION PUMP | OLYMPUS | OFP-2 | 2022-03-15 | 2376
LIGHT SOURCE | LIGHT SOURCE EVIS X1 | OLYMPUS | CV-1500 | 2022-03-15 | 60000
ENDOSCOPY VIDEO SYSTEM | SCOPE PROCESSOR | OLYMPUS | CV-290 | 2022-03-15 | 0
ENDOSCOPY STACKING TROLLEY | ENDOSCOPY STACKING TROLLEY | OLYMPUS | WM-DP3 | 2022-03-15 | 3000
FLAT SCREEN DISPLAY | FLAT SCREEN 4K UHD LCD DISPLAY | OLYMPUS | OEV321UH | 2022-03-15 | 6000
ULTRASOUND SYSTEM | SCOPE GUIDE - RECEIVER DISH | OLYMPUS | MAJ-1868 | 2022-03-15 | 2400
TROLLEY-IMAGER | ENDOSCOPE TROLLEY SYSTEM | OLYMPUS | WM-NP3 | 2022-03-15 | 1800
FLAT SCREEN DISPLAY | FLAT SCREEN 4K UHD LCD DISPLAY | OLYMPUS | OEV321UH | 2022-03-15 | 6000
AIR PUMP ELECTRIC | SCOPETECH DF | KNIGHT SYSTE | MDCS-03 | 2022-03-03 | 1200
INSUFFLATOR CO2 | COLON INSUFLATTOR | BRACCO | PROTOCOL TOUCH | 2022-03-02 | 14742.852 | 2024-03-04 | 2025-03-02
OXIMETER | PULSE OXIMETER | MASIMO UK | RAD-8 | 2022-03-21 | 0
HUMALACTOR | HUMALACTOR | MEDELA | SYMPHONY | 2022-03-11 | 2280 | 2024-01-19 | 2026-01-19
HUMALACTOR | HUMALACTOR | MEDELA | SYMPHONY | 2022-03-11 | 2280 |  | 2024-03-11
HUMALACTOR | HUMALACTOR | MEDELA | SYMPHONY | 2022-03-11 | 2280 |  | 2024-03-11
HUMALACTOR | HUMALACTOR | MEDELA | SYMPHONY | 2022-03-11 | 2280 |  | 2024-03-11
SUCTION CONTROLLER | HIGH SUCTION CONTROLLER | THERAPY EQUIPMENT | DIAMOND RANGE HIGH | 2022-03-02 | 97.2
LIGHT CURE UNIT | LIGHT CURE UNIT | OPTIMA LTD | BA OPTIMA 10 | 2022-03-02 | 0 | 2024-04-22 | 2025-04-17
DENTAL BUNSEN | SAFEAIR HEATSTREAM ELECTRIC BUNSEN | CARBOLITE | SAFEAIR HEAT STREAM | 2022-02-24 | 451.128 |  | 2024-08-21
COMPUTER - LAPTOP/NOTEBOOK | COMPUTER TABLET | BLUEBIRD INC. | ST102-W4LAL | 2022-02-24 | 0
IONTOPHORESIS MACHINE | MACRODUCT ADVANCED SWEAT COLLECTION SYSTEM | ELITECHGROUP | 3710 | 2022-02-24 | 2640
IONTOPHORESIS MACHINE | MACRODUCT ADVANCED SWEAT COLLECTION SYSTEM | ELITECHGROUP | 3710 | 2022-02-24 | 2640
COMPUTER - LAPTOP/NOTEBOOK | LAPTOP - ERT MASTERSCOPE LAPTOP/NOTEBOOK COMPUTER | FUJITSU | ME14B | 2022-02-24 | 0
POWERED TABLE | K2 TABLE | 2020 MEDICAL SYSTEMS INC. | K2-230C | 2022-02-24 | 3600 | 2023-04-05 16:00 | 2024-04-05
VIS/FIELD ANALYSER | VISUAL FIELD ANALYSER | ZEISS | 840 | 2022-02-24 | 37232.4 | 2023-06-30 | 2024-06-27
POWERED TABLE | K2 TABLE | 2020 MEDICAL SYSTEMS INC. | K2-230C | 2022-02-24 | 3600 | 2023-07-06 | 2024-07-06
VIS/FIELD ANALYSER | VISUAL FIELD ANALYSER | ZEISS | 840 | 2022-02-24 | 37232.4 | 2023-06-30 | 2024-06-30
HANDPIECE MICROMOTOR | HANDPIECE MICROMOTOR | W&H UK LTD | EA-51LT | 2022-02-23 | 660
VIS/ACUITY APPARATUS | ELECTRONIC VISUAL ACUITY | THOMPSON SOFTWARE SOLUTIONS | PC_BOX | 2022-02-21 | 2617.2 | 2024-03-11 | 2025-02-05
FLAT SCREEN DISPLAY | FLAT SCREEN DISPLAY - 27 INCH LCD MONITOR | AOC | 27E1H | 2022-02-21 | 2154 | 2024-03-11 | 2025-02-05
COLONOSCOPE | COLONOSCOPE - PAEDIATRIC | OLYMPUS | PCF-H290DL | 2022-02-11 | 43054.2
COLONOSCOPE | COLONOSCOPE | OLYMPUS | CF-EZ1500DL | 2022-02-11 | 49297.5
COLONOSCOPE | COLONOSCOPE | OLYMPUS | CF-EZ1500DL | 2022-02-11 | 49297.5
COLONOSCOPE | COLONOSCOPE | OLYMPUS | CF-EZ1500DL | 2022-02-11 | 49297.5
GASTROSCOPE | GASTROSCOPE | OLYMPUS | GIF-EZ1500 | 2022-02-11 | 43312.5
GASTROSCOPE | GASTROSCOPE | OLYMPUS | GIF-EZ1500 | 2022-02-11 | 43312.5
GASTROSCOPE | GASTROSCOPE | OLYMPUS | GIF-EZ1500 | 2022-02-11 | 43312.5
GASTROSCOPE | GASTROSCOPE | OLYMPUS | GIF-EZ1500 | 2022-02-11 | 43312.5
DUODENOSCOPE | DUODENOSCOPE | OLYMPUS | TJF-Q290V | 2022-02-11 | 42262.5
UNINTERRUPTIBLE POWER SUPPLY | UNINTERRUPTIBLE POWER SUPPLY | POWERCOM | BNT-1500AP | 2022-04-21 | 410.904 |  | 2024-04-21
NEBULIZER | NEBULIZER | PARI MEDICAL | PARI BOY CLASSIC | 2022-02-28 | 410.4
NEBULIZER | NEBULIZER | PARI MEDICAL | PARI BOY CLASSIC | 2022-02-28 | 410.4
NEBULIZER | NEBULIZER | PARI MEDICAL | PARI BOY CLASSIC | 2022-02-28 | 410.4
NEBULIZER | NEBULIZER | PARI MEDICAL | PARI BOY CLASSIC | 2022-02-28 | 410.4
NEBULIZER | NEBULIZER | PARI MEDICAL | PARI BOY CLASSIC | 2022-02-28 | 410.4
NEBULIZER | NEBULIZER | PARI MEDICAL | PARI BOY CLASSIC | 2022-02-28 | 410.4
NEBULIZER | NEBULIZER | PARI MEDICAL | PARI BOY CLASSIC | 2022-02-28 | 410.4
NEBULIZER | NEBULIZER | PARI MEDICAL | PARI BOY CLASSIC | 2022-02-28 | 410.4
ENDOSCOPY VIDEO SYSTEM | DIGITAL VIDEO LARYNGOSCOPE | KARL STORZ | 8403ZX | 2022-02-25 | 20338.2 |  | 2023-02-25
VITAL SIGNS MONITOR | VITAL SIGNS MONITOR: NIBP, SPO2, TEMP | HILL-ROM | 75CE CONNEX | 2022-02-24 | 2690.4 |  | 2025-02-24
VITAL SIGNS MONITOR | VITAL SIGNS MONITOR: NIBP, SPO2, TEMP | HILL-ROM | 75CE CONNEX | 2022-02-24 | 2690.4 |  | 2025-07-15
DOCKING STATION | THOPAZ PLUS DOCKING STATION | MEDELA | THOPAZ PLUS DOCKING STATION | 2022-02-25 | 122.4
DOCKING STATION | THOPAZ PLUS DOCKING STATION | MEDELA | THOPAZ PLUS DOCKING STATION | 2022-02-25 | 122.4
DOCKING STATION | THOPAZ PLUS DOCKING STATION | MEDELA | THOPAZ PLUS DOCKING STATION | 2022-02-25 | 122.4
DOCKING STATION | THOPAZ PLUS DOCKING STATION | MEDELA | THOPAZ PLUS DOCKING STATION | 2022-02-25 | 122.4
DOCKING STATION | THOPAZ PLUS DOCKING STATION | MEDELA | THOPAZ PLUS DOCKING STATION | 2022-02-25 | 122.4
DOCKING STATION | THOPAZ PLUS DOCKING STATION | MEDELA | THOPAZ PLUS DOCKING STATION | 2022-02-25 | 122.4
DOCKING STATION | THOPAZ PLUS DOCKING STATION | MEDELA | THOPAZ PLUS DOCKING STATION | 2022-02-25 | 122.4
DOCKING STATION | THOPAZ PLUS DOCKING STATION | MEDELA | THOPAZ PLUS DOCKING STATION | 2022-02-25 | 122.4
DOCKING STATION | THOPAZ PLUS DOCKING STATION | MEDELA | THOPAZ PLUS DOCKING STATION | 2022-02-25 | 122.4
DOCKING STATION | THOPAZ PLUS DOCKING STATION | MEDELA | THOPAZ PLUS DOCKING STATION | 2022-02-25 | 122.4
DOCKING STATION | THOPAZ PLUS DOCKING STATION | MEDELA | THOPAZ PLUS DOCKING STATION | 2022-02-25 | 122.4
DOCKING STATION | THOPAZ PLUS DOCKING STATION | MEDELA | THOPAZ PLUS DOCKING STATION | 2022-02-25 | 122.4
DOCKING STATION | THOPAZ PLUS DOCKING STATION | MEDELA | THOPAZ PLUS DOCKING STATION | 2022-02-25 | 122.4
DOCKING STATION | THOPAZ PLUS DOCKING STATION | MEDELA | THOPAZ PLUS DOCKING STATION | 2022-02-25 | 122.4
DOCKING STATION | THOPAZ PLUS DOCKING STATION | MEDELA | THOPAZ PLUS DOCKING STATION | 2022-02-25 | 122.4
DOCKING STATION | THOPAZ PLUS DOCKING STATION | MEDELA | THOPAZ PLUS DOCKING STATION | 2022-02-25 | 122.4
DOCKING STATION | THOPAZ PLUS DOCKING STATION | MEDELA | THOPAZ PLUS DOCKING STATION | 2022-02-25 | 122.4
DOCKING STATION | THOPAZ PLUS DOCKING STATION | MEDELA | THOPAZ PLUS DOCKING STATION | 2022-02-25 | 122.4
SUCTION CONTROLLER | CARDIOTHORACIC DRAINAGE | MEDELA | THOPAZ PLUS | 2022-02-25 | 4540.8
SUCTION CONTROLLER | CARDIOTHORACIC DRAINAGE | MEDELA | THOPAZ PLUS | 2022-02-25 | 4540.8
SUCTION CONTROLLER | CARDIOTHORACIC DRAINAGE | MEDELA | THOPAZ PLUS | 2022-02-25 | 4540.8
SUCTION CONTROLLER | CARDIOTHORACIC DRAINAGE | MEDELA | THOPAZ PLUS | 2022-02-25 | 4540.8
SUCTION CONTROLLER | CARDIOTHORACIC DRAINAGE | MEDELA | THOPAZ PLUS | 2022-02-25 | 4540.8
SUCTION CONTROLLER | CARDIOTHORACIC DRAINAGE | MEDELA | THOPAZ PLUS | 2022-02-25 | 4540.8
SUCTION CONTROLLER | CARDIOTHORACIC DRAINAGE | MEDELA | THOPAZ PLUS | 2022-02-25 | 4540.8
BLOOD GAS ANALYSER | BLOOD GAS ANALYSER | RADIOMETER | ABL90 FLEX PLUS | 2022-02-24 | 15600 | 2024-02-07 | 2025-02-07
BLOOD GAS ANALYSER | BLOOD GAS ANALYSER | RADIOMETER | ABL90 FLEX PLUS | 2022-02-24 | 15600 | 2024-02-02 | 2025-02-02
BLOOD GAS ANALYSER | BLOOD GAS ANALYSER | RADIOMETER | ABL90 FLEX PLUS | 2022-02-24 | 15600 | 2024-02-05 | 2025-02-05
BLOOD GAS ANALYSER | BLOOD GAS ANALYSER | RADIOMETER | ABL90 FLEX PLUS | 2022-02-24 | 15600 | 2024-10-01 | 2025-10-01
BLOOD GAS ANALYSER | BLOOD GAS ANALYSER | RADIOMETER | ABL90 FLEX PLUS | 2022-02-24 | 15600 | 2023-12-20 | 2024-12-20
BLOOD GAS ANALYSER | BLOOD GAS ANALYSER | RADIOMETER | ABL90 FLEX PLUS | 2022-02-24 | 15600 | 2024-01-11 | 2024-12-01
BLOOD GAS ANALYSER | BLOOD GAS ANALYSER | RADIOMETER | ABL90 FLEX PLUS | 2022-02-24 | 15600 | 2023-12-06 | 2024-12-06
BLOOD GAS ANALYSER | BLOOD GAS ANALYSER | RADIOMETER | ABL90 FLEX PLUS | 2022-02-24 | 15600 | 2023-12-06 | 2024-12-06
BLOOD GAS ANALYSER | BLOOD GAS ANALYSER | RADIOMETER | ABL90 FLEX PLUS | 2022-02-24 | 15600 | 2024-02-05 | 2025-02-05
BLOOD GAS ANALYSER | BLOOD GAS ANALYSER | RADIOMETER | ABL90 FLEX PLUS | 2022-02-24 | 15600 | 2023-12-06 | 2024-12-06
SAFETY TESTERS | ELECTRICAL SAFETY ANALYSER | FLUKE | ESA615 | 2022-02-23 | 4864.8 | 2024-01-26 | 2025-01-26
SUCTION UNIT | SUCTION - LAERDAL - BATTERY | LAERDAL | LSU-2 | 2022-02-22 | 1113.12 |  | 2025-02-22
BLOOD GAS ANALYSER | BLOOD GAS ANALYSER | RADIOMETER | ABL90 FLEX PLUS | 2022-04-07 | 15600 | 2023-12-06 | 2024-12-06
SAFETY TESTERS | ELECTRICAL SAFETY ANALYSER | FLUKE | ESA615 | 2022-03-01 | 4644 | 2024-04-02 | 2025-04-02
FIRST AID KIT | FIRST AID KIT | NA | FIXED | 2022-02-28 | 30 |  | 2026-04-15
VENTILATOR | VENTILATOR | BREAS MEDICAL | NIPPY CLEARWAY 2 | 2022-02-28 | 5400 | 2024-08-05 | 2025-08-05
CO2 MODULE | CO2 MODULE + PRESS & TEMP | PHILIPS LTD | 867041 B06 | 2022-02-21 | 3360 | 2024-02-26 | 2025-02-26
CO2 MODULE | MODULE CO2 MICROSTREAM | PHILIPS LTD | M3015A | 2022-02-21 | 3360 | 2024-02-03 | 2025-02-03
PATIENT TROLLEY | PATIENT TROLLEY | STRYKER | ST1-X (6300-000-200) | 2022-04-26 | 2698.152
PATIENT TROLLEY | PATIENT TROLLEY | STRYKER | ST1-X (6300-000-200) | 2022-04-26 | 2698.152
PATIENT TROLLEY | PATIENT TROLLEY | STRYKER | ST1-X (6300-000-200) | 2022-04-26 | 2698.152
PATIENT TROLLEY | PATIENT TROLLEY | STRYKER | ST1-X (6300-000-200) | 2022-04-26 | 2698.152
PATIENT TROLLEY | PATIENT TROLLEY | STRYKER | ST1-X (6300-000-200) | 2022-04-26 | 2698.152
PATIENT TROLLEY | PATIENT TROLLEY | STRYKER | ST1-X (6300-000-200) | 2022-04-26 | 2698.152
PATIENT TROLLEY | PATIENT TROLLEY | STRYKER | ST1-X (6300-000-200) | 2022-04-26 | 2698.152
PATIENT TROLLEY | PATIENT TROLLEY | STRYKER | ST1-X (6300-000-200) | 2022-03-21 | 2698.152
PATIENT TROLLEY | PATIENT TROLLEY | STRYKER | ST1-X (6300-000-200) | 2022-03-21 | 2698.152
COUCH | COUCH - 2 SECTION ELECTRIC | MEDI-PLINTH | BA02E | 2022-02-17 | 1093.68 | 2022-07-06 | 2025-07-06
BATTERY CHARGER | BATTERY CHARGER | SYNTHES | UNIVERSAL BATTERY CHARGER II | 2022-02-21 | 3116.4 |  | 2024-10-15
BATTERY CHARGER | BATTERY CHARGER | SYNTHES | UNIVERSAL BATTERY CHARGER II | 2022-02-21 | 3116.4 |  | 2024-10-15
VITAL SIGNS MONITOR | VITAL SIGNS MONITOR: NIBP, SPO2, TEMP | HILL-ROM | 75CE CONNEX | 2022-02-17 | 2436 |  | 2025-02-17
PLASTER SAW | PLASTER SAW WITH VACUUM | DESOUTTER MEDICAL | CC7 | 2022-02-10 | 3166.56 | 2023-10-30 | 2024-10-30
PACEMAKER PROGRAMMER | PACEMAKER PROGRAMMER | MEDTRONIC | 2090 | 2022-02-10 | 14400 |  | 2024-07-15
PACEMAKER PROGRAMMER | PACEMAKER PROGRAMMER | MEDTRONIC | 29901 CARELINK ENCORE | 2022-02-10 | 1800 |  | 2024-07-15
TRANSPORT MONITOR | PATIENT MONITOR INTELLIVUE X3 (6mm NIBP Port) | PHILIPS LTD | INTELLIVUE X3 (6mm NIBP) | 2022-02-10 | 3297.096 |  | 2025-02-10
TRANSPORT MONITOR | PATIENT MONITOR INTELLIVUE X3 (6mm NIBP Port) | PHILIPS LTD | INTELLIVUE X3 (6mm NIBP) | 2022-02-10 | 3297.096 |  | 2025-02-10
TRANSPORT MONITOR | PATIENT MONITOR INTELLIVUE X3 (6mm NIBP Port) | PHILIPS LTD | INTELLIVUE X3 (6mm NIBP) | 2022-02-10 | 3297.096 |  | 2025-02-10
TRANSPORT MONITOR | PATIENT MONITOR INTELLIVUE X3 (6mm NIBP Port) | PHILIPS LTD | INTELLIVUE X3 (6mm NIBP) | 2022-02-10 | 3297.096 |  | 2025-02-10
PATIENT MONITOR | PATIENT MONITOR INTELLIVUE | PHILIPS LTD | MX450 | 2022-02-10 | 4953.168 |  | 2025-06-15
PATIENT MONITOR | PATIENT MONITOR INTELLIVUE | PHILIPS LTD | MX450 | 2022-02-10 | 4953.168 |  | 2025-06-15
PATIENT MONITOR | PATIENT MONITOR INTELLIVUE | PHILIPS LTD | MX450 | 2022-02-10 | 4953.168 |  | 2025-06-15
PATIENT MONITOR | PATIENT MONITOR INTELLIVUE | PHILIPS LTD | MX450 | 2022-02-10 | 4953.168 |  | 2025-06-15
SUCTION CONTROLLER | ASPIRATOR | MEDELA | THOPAZ | 2022-02-03 | 1194
SYRINGE DRIVER | SYRINGE DRIVER | B.BRAUN | PERFUSOR SPACE | 2022-02-02 | 1440 | 2024-10-10 | 2026-02-02
SYRINGE DRIVER | SYRINGE DRIVER | B.BRAUN | PERFUSOR SPACE | 2022-02-02 | 1440 | 2024-06-06 | 2026-02-02
SYRINGE DRIVER | SYRINGE DRIVER | B.BRAUN | PERFUSOR SPACE | 2022-02-02 | 1440 | 2024-04-08 | 2026-02-02
SYRINGE DRIVER | SYRINGE DRIVER | B.BRAUN | PERFUSOR SPACE | 2022-02-02 | 1440 | 2024-05-23 | 2026-02-02
SYRINGE DRIVER | SYRINGE DRIVER | B.BRAUN | PERFUSOR SPACE | 2022-02-02 | 1440 | 2024-10-15 | 2026-02-02
TRANSDUCER | US TRANSDUCER | PHILIPS LTD | 867246 | 2022-04-27 | 1180.8
TRANSDUCER | US TRANSDUCER | PHILIPS LTD | 867246 | 2022-04-27 | 1180.8
TRANSDUCER | TOCO TRANSDUCER | PHILIPS LTD | 867248 | 2022-04-27 | 1180.8
CARDIOTOCOGRAPH | AVALON FM20 MONITOR | PHILIPS LTD | M2702A | 2022-04-27 | 6834.012 | 2023-06-12 | 2025-08-01
CARDIOTOCOGRAPH | AVALON FM20 MONITOR | PHILIPS LTD | M2702A | 2022-04-27 | 6834.012 | 2024-04-12 | 2025-04-12
HUMALACTOR | HUMALACTOR | ARDO | CALYPSO PRO | 2022-04-27 | 142.8 | 2024-08-08 | 2025-08-08
HUMALACTOR | HUMALACTOR | ARDO | CALYPSO PRO | 2022-04-27 | 142.8
HUMALACTOR | HUMALACTOR | ARDO | CALYPSO PRO | 2022-04-27 | 142.8
HUMALACTOR | HUMALACTOR | ARDO | CALYPSO PRO | 2022-04-27 | 142.8
PATIENT TEMPERATURE MANAGEMENT SYSTEM | CRITICOOL MINI | BELMONT | 100-00024 | 2022-04-25 | 17774.4 | 2024-10-22 | 2025-10-22
VIDEO PRINTER | VIDEO PRINTER - COLOUR | SONY | UP-25MD | 2022-04-21 | 2758.44 | 2023-09-15 | 2024-09-15
COUCH | COUCH 2-SECTION ELECTRIC | PLINTH 2000 | 502E | 2022-04-21 | 960 |  | 2025-04-21
VENTILATOR | EXPIRATION VALVE, REUSE, VN | DRAEGER | 8415270 | 2022-04-11 | 470.4
VENTILATOR | EXPIRATION VALVE, REUSE, VN | DRAEGER | 8415270 | 2022-04-11 | 470.4
VENTILATOR | EXPIRATION VALVE, REUSE, VN | DRAEGER | 8415270 | 2022-04-11 | 470.4
VENTILATOR | EXPIRATION VALVE, REUSE, VN | DRAEGER | 8415270 | 2022-04-11 | 470.4
VENTILATOR | EXPIRATION VALVE, REUSE, VN | DRAEGER | 8415270 | 2022-04-11 | 470.4
VENTILATOR | EXPIRATION VALVE, REUSE, VN | DRAEGER | 8415270 | 2022-04-11 | 470.4
VENTILATOR | EXPIRATION VALVE, REUSE, VN | DRAEGER | 8415270 | 2022-04-11 | 470.4
VENTILATOR | EXPIRATION VALVE, REUSE, VN | DRAEGER | 8415270 | 2022-04-11 | 470.4
VENTILATOR | EXPIRATION VALVE, REUSE, VN | DRAEGER | 8415270 | 2022-04-11 | 470.4
VENTILATOR | EXPIRATION VALVE, REUSE, VN | DRAEGER | 8415270 | 2022-04-11 | 470.4
VENTILATOR | EXPIRATION VALVE, REUSE, VN | DRAEGER | 8415270 | 2022-04-11 | 470.4
VENTILATOR | EXPIRATION VALVE, REUSE, VN | DRAEGER | 8415270 | 2022-04-11 | 470.4
VENTILATOR | EXPIRATION VALVE, REUSE, VN | DRAEGER | 8415270 | 2022-04-11 | 470.4
VENTILATOR | EXPIRATION VALVE, REUSE, VN | DRAEGER | 8415270 | 2022-04-11 | 470.4
VENTILATOR | EXPIRATION VALVE, REUSE, VN | DRAEGER | 8415270 | 2022-04-11 | 470.4
VENTILATOR | EXPIRATION VALVE, REUSE, VN | DRAEGER | 8415270 | 2022-04-11 | 470.4
VERNIER CALIPER | ELECTRONIC DIGITAL CALIPER 150MM | RS | 841-2518 | 2022-04-07 | 52.8 | 2024-05-30 | 2025-05-30
TEST GAUGE | SYRINGE PUMP DIA CALIBRATION | CME MEDICAL | MCK40 | 2022-04-06 | 72 | 2024-04-19 | 2025-04-19
HUMALACTOR | HUMALACTOR | MEDELA | SYMPHONY | 2022-04-04 | 2280 | 2024-03-08 | 2025-03-08
HUMALACTOR | HUMALACTOR | MEDELA | SYMPHONY | 2022-04-04 | 2280 | 2024-04-22 | 2025-04-22
HUMALACTOR | HUMALACTOR | MEDELA | SYMPHONY | 2022-04-04 | 2280 | 2023-03-16 08:51 | 2026-04-04
FLOWMETER | TWIN O2 FLOWMETER | THERAPY EQUIPMENT | 9555 | 2022-03-30 | 97.2 |  | 2029-03-30
VENTILATOR | TRANSPORT VENTILATOR | HAMILTON MEDICAL | T1 | 2022-04-05 | 19859.82 | 2024-07-18 | 2025-06-01
SMOKE EXTRACTOR | SURGICAL SMOKE EVACUATOR | CONMED | VIROVAC | 2022-03-29 | 2400 | 2024-04-10 | 2025-04-10
DIATHERMY MACHINE | ELECTRO SURGICAL GENERATOR | CONMED | SYSTEM 2450 | 2022-03-29 | 0 | 2024-04-10 | 2025-04-10
TRANSILLUMINATOR | ASTODIA DIAPHANOSCOPE | STIHLER ELECTRONIC | DIA120 | 2022-03-29 | 948
TRANSILLUMINATOR | ASTODIA DIAPHANOSCOPE | STIHLER ELECTRONIC | DIA120 | 2022-03-29 | 948
TRANSDUCER | TOCO TRANSDUCER | PHILIPS LTD | M2734B | 2022-03-29 | 919.596
RESUSCITATION-INFANT | NEOPUFF INFANT RESUSCITATOR | F & P | RD900AEU | 2022-03-25 | 922.752 | 2024-09-17 | 2026-02-01
FLOWMETER | TWIN O2 FLOWMETER | THERAPY EQUIPMENT | 9555 | 2022-03-24 | 92.4 |  | 2029-03-24
FLOWMETER | TWIN O2 FLOWMETER | THERAPY EQUIPMENT | 9555 | 2022-03-24 | 97.2 |  | 2029-03-24
FLOWMETER | TWIN O2 FLOWMETER | THERAPY EQUIPMENT | 9555 | 2022-03-24 | 97.2 |  | 2029-03-24
TYMPANIC THERMOMETER | TYMPANIC THERMOMETER | BRAUN | PRO 6000 | 2022-03-23 | 178.8
FLOWMETER | TWIN O2 FLOWMETER | THERAPY EQUIPMENT | 9555 | 2022-03-23 | 92.4 |  | 2029-03-23
OXIMETER | PULSE OXIMETER | MASIMO UK | RAD-G | 2022-03-17 | 1200 |  | 2025-03-01
OXIMETER | PULSE OXIMETER | MASIMO UK | RAD-G | 2022-03-17 | 1200 |  | 2025-03-01
OXIMETER | PULSE OXIMETER | MASIMO UK | RAD-G | 2022-03-17 | 1200 |  | 2025-03-01
TYMPANIC THERMOMETER | TYMPANIC THERMOMETER | BRAUN | PRO 6000 | 2022-03-17 | 178.8
HUMIDIFIER | HUMIDIFIER | F & P | MR850 | 2022-03-17 | 1359.6 | 2024-07-16 | 2025-07-16
RESUSCITATION-INFANT | NEOPUFF INFANT RESUSCITATOR | F & P | RD900AEU | 2022-03-17 | 921.6 | 2024-04-09 | 2025-03-17
RESUSCITATION-INFANT | NEOPUFF INFANT RESUSCITATOR | F & P | RD900AEU | 2022-03-17 | 921.6 | 2024-09-17 | 2026-03-17
MICROBLENDER | AIR/OXYGEN BLENDER | BIOMED DEVICES | 2003AS | 2022-03-15 | 945.6 |  | 2024-03-01
TRANSDUCER | TOCO TRANSDUCER | PHILIPS LTD | M2734B | 2022-03-10 | 0
COUCH | COUCH - VARIABLE HEIGHT | OCURA HEALTHCARE FURNITURE LIMITED | OCURA +02E | 2022-02-25 | 1080 |  | 2024-10-13
TRANSDUCER | TOCO+ TRANSDUCER | PHILIPS LTD | M2735A | 2022-02-25 | 0
TRANSDUCER | US TRANSDUCER | PHILIPS LTD | M2736A | 2022-02-25 | 0
CELLSAVER RECIRCULATOR | CATSMART | FRESENIUS KABI | 9005715 | 2022-02-24 | 13242 | 2024-01-15 | 2025-01-15
CARDIOGRAPH | CARDIOGRAPH | GE LIMITED | MAC2000 | 2022-02-18 | 6187.2 | 2023-09-13 | 2024-09-13
FLOWMETER | O2 DIAMOND FLOWMETER | THERAPY EQUIPMENT | 9501/8501 | 2022-02-16 | 42 | 2024-09-30 | 2029-02-16
FLOWMETER | O2 DIAMOND FLOWMETER | THERAPY EQUIPMENT | 9501/8501 | 2022-02-16 | 42 |  | 2024-09-01
FLOWMETER | O2 DIAMOND FLOWMETER | THERAPY EQUIPMENT | 9501/8501 | 2022-02-16 | 42 | 2024-09-30 | 2029-02-16
FLOWMETER | O2 DIAMOND FLOWMETER | THERAPY EQUIPMENT | 9501/8501 | 2022-02-16 | 42 |  | 2024-09-01
FLOWMETER | O2 DIAMOND FLOWMETER | THERAPY EQUIPMENT | 9501/8501 | 2022-02-16 | 42 | 2024-10-24 | 2029-02-16
FLOWMETER | O2 DIAMOND FLOWMETER | THERAPY EQUIPMENT | 9501/8501 | 2022-02-16 | 42 | 2024-09-30 | 2029-02-16
FLOWMETER | O2 DIAMOND FLOWMETER | THERAPY EQUIPMENT | 9501/8501 | 2022-02-16 | 42 | 2024-09-30 | 2029-02-16
FLOWMETER | O2 DIAMOND FLOWMETER | THERAPY EQUIPMENT | 9501/8501 | 2022-02-16 | 42 | 2024-09-30 | 2029-02-16
FLOWMETER | O2 DIAMOND FLOWMETER | THERAPY EQUIPMENT | 9501/8501 | 2022-02-16 | 42 |  | 2024-09-01
FLOWMETER | O2 DIAMOND FLOWMETER | THERAPY EQUIPMENT | 9501/8501 | 2022-02-16 | 42 | 2024-10-17 | 2029-02-16
FLOWMETER | O2 DIAMOND FLOWMETER | THERAPY EQUIPMENT | 9501/8501 | 2022-02-16 | 42 | 2024-10-24 | 2029-02-16
FLOWMETER | O2 DIAMOND FLOWMETER | THERAPY EQUIPMENT | 9501/8501 | 2022-02-16 | 42 | 2024-09-30 | 2029-02-16
MICROBLENDER | BIRD SENTRY BLENDER | BIRD | 15625 | 2022-02-08 | 1800
OXIMETER | PULSE OXIMETER | MASIMO UK | RAD-G | 2022-03-17 | 1200 |  | 2025-03-01
OXIMETER | PULSE OXIMETER | MASIMO UK | RAD-G | 2022-03-17 | 1200 |  | 2025-03-01
OXIMETER | PULSE OXIMETER | MASIMO UK | RAD-G | 2022-03-17 | 1200 |  | 2025-03-01
CO2 MODULE | MODULE CO2 MICROSTREAM | PHILIPS LTD | M3015A | 2022-02-04 | 0 | 2024-10-15 | 2025-10-15
DIETARY FEED PUMP | ENTERAL FEEDING PUMP | NUTRICIA | FLOCARE INFINITY | 2022-02-04 | 960
COUCH | MEDIFA 4000 COUCH | MEDIFA | 400570 | 2022-02-07 | 10101.996 | 2024-03-22 | 2025-05-15
COUCH | MEDIFA 4000 COUCH | MEDIFA | 400570 | 2022-02-07 | 10102.56 | 2023-09-18
SMOKE EXTRACTOR | SURGICAL SMOKE EVACUATOR | CONMED | VIROVAC | 2022-02-01 | 0 | 2023-09-20 | 2024-09-20
SMOKE EXTRACTOR | SURGICAL SMOKE EVACUATOR | CONMED | VIROVAC | 2022-02-01 | 0 | 2023-06-16 | 2024-06-16
SMOKE EXTRACTOR | SURGICAL SMOKE EVACUATOR | CONMED | VIROVAC | 2022-02-01 | 0 |  | 2023-02-01
DIATHERMY MACHINE | ELECTRO SURGICAL GENERATOR | CONMED | SYSTEM 5000 | 2022-02-01 | 7674 | 2024-07-10 | 2025-07-10
DIATHERMY MACHINE | ELECTRO SURGICAL GENERATOR | CONMED | SYSTEM 5000 | 2022-02-01 | 7674 | 2024-08-07 | 2025-08-07
DIATHERMY MACHINE | ELECTRO SURGICAL GENERATOR | CONMED | SYSTEM 5000 | 2022-02-01 | 7674 | 2024-02-21 | 2025-02-21
STANDING AID | STANDING AID | ARJO HUNTLEIGH | STEDY | 2022-07-25 | 0 | 2024-07-10 | 2025-07-30
PATIENT HOIST | PATIENT HOIST - MOBILE | JOERNS HEALTHCARE | OXFORD PRESENCE | 2022-06-23 | 1731.6 | 2024-07-24 | 2025-01-24
PATIENT HOIST | PATIENT HOIST - HYGIENE CHAIR | ARJO HUNTLEIGH | CARENDO BIB2002-01 | 2022-06-20 | 0 | 2024-07-10 | 2025-01-10
PATIENT HOIST | PATIENT HOIST - BATH | ARJO HUNTLEIGH | RHAPSODY | 2022-06-30 | 1800 | 2023-07-18 | 2024-01-18
PATIENT HOIST | PATIENT HOIST - STANDING AID | ARJO HUNTLEIGH | SARA STEDY | 2022-06-20 | 1800 | 2024-07-24 | 2025-07-24
PATIENT HOIST | PATIENT HOIST - BATH | ARJO HUNTLEIGH | MALIBU | 2022-06-30 | 1800 | 2023-07-18 | 2024-01-18
PATIENT HOIST | PATIENT HOIST - BATH | ARJO HUNTLEIGH | RHAPSODY | 2022-06-30 | 1800 | 2023-07-18 | 2024-01-18
WHEELCHAIR | WHEELCHAIR | DRIVEMEDICAL | S1 TRANSIT CS1142T | 2023-12-05 | 120
WHEELCHAIR | WHEELCHAIR | DRIVEMEDICAL | S1 TRANSIT CS1142T | 2022-03-24 | 144
WHEELCHAIR | WHEELCHAIR | DRIVEMEDICAL | S1 TRANSIT CS1142T | 2022-03-24 | 144
WHEELCHAIR | TILITE TWIST | TILITE | TILITE TWIST | 2022-02-02 | 2702.4
WHEELCHAIR | WHEELCHAIR | REHABILITATION MANUFACTURING SERVICES LTD | SIMBA | 2022-02-02 | 240
WHEELCHAIR | WHEELCHAIR | INVACARE LTD | ACTION 3 | 2022-01-26 | 120
ABLATION MACHINE | RF ABLATION GENERATOR | ST JUDE MEDICAL | NT2000iX | 2022-02-24 | 0
PRESSURE TEST GAUGE | PROBE PRESSURE TESTER | WELCH ALLYN | CE 0297 | 2022-03-01 | 81.6
CONTRAST INJECTOR | CT CONTRAST INJECTOR | ULRICH MEDICAL | CT MOTION XD 8000 | 2022-03-29 | 25800 | 2022-12-12 | 2023-12-12
ULTRASOUND PROBE | ULTRASOUND PROBE | GE LIMITED | RIC5-9-D | 2024-03-25 | 6000
ULTRASOUND PROBE | ULTRASOUND PROBE | GE LIMITED | C1-6-D | 2024-03-25 | 0
ULTRASOUND PROBE | ULTRASOUND PROBE | GE LIMITED | ML6-15-D | 2024-03-25 | 6000
ULTRASOUND PROBE | ULTRASOUND PROBE | GE LIMITED | IC5-9-D | 2024-03-25 | 6000
ULTRASOUND PROBE | ULTRASOUND PROBE | GE LIMITED | C2-9-D | 2024-03-25 | 7200
ULTRASOUND SCANNER | ULTRASOUND SCANNER | GE LIMITED | VOLUSON E8 | 2024-03-25 | 107999.988 |  | 2025-03-25
ULTRASOUND SCANNER | INTRAOPERATIVE ULTRASOUND SCANNER | BK MEDICAL | BKACTIV | 2022-03-31 | 59307.732 | 2024-06-10 | 2025-06-10
PRESSURE TEST GAUGE | PROBE PRESSURE TESTER | WELCH ALLYN | CE 0297 | 2022-03-01 | 81.6
ULTRASOUND PROBE | I13C3f INTRAOPERATIVE LAP PROBE | BK MEDICAL | 9076 | 2022-03-01 | 24953.412
ULTRASOUND PROBE | I13C3f INTRAOPERATIVE LAP PROBE | BK MEDICAL | 9076 | 2022-03-01 | 24953.412
ULTRASOUND PROBE | I13C3f INTRAOPERATIVE LAP PROBE | BK MEDICAL | 9076 | 2022-03-01 | 24953.412
ULTRASOUND SCANNER | INTRAOPERATIVE ULTRASOUND SCANNER | BK MEDICAL | BKACTIV | 2022-03-01 | 59307.732 | 2023-05-03 | 2024-03-01
CARDIAC CATHETERISATION ROOM | ARTIS ICONO FLOOR CARDIAC CATHETERISATION ROOM | SIEMENS LTD | ARTIS ICONO FLOOR | 2022-03-02 | 637207.56 | 2024-01-15 | 2027-07-09
INSUFFLATOR CO2 | COLON INSUFLATTOR | BRACCO | PROTOCOL TOUCH | 2022-03-16 | 14742.852 | 2024-04-30 | 2025-04-30
ULTRASOUND SCANNER | INTRAOPERATIVE ULTRASOUND SCANNER | BK MEDICAL | BKACTIV | 2022-03-25 | 59307.732 | 2024-05-13 | 2025-05-13
ULTRASOUND PROBE | TEE SHAPED INTEROPERATIVE | BK MEDICAL | 9016 | 2022-04-01 | 18000
ULTRASOUND PROBE | ULTRASOUND PROBE | GE LIMITED | IC9-RS | 2022-03-17 | 4776 | 2024-02-19
ULTRASOUND PROBE | ULTRASOUND PROBE | GE LIMITED | RIC5-9-RS | 2022-03-21 | 6600
ULTRASOUND PROBE | CURVILINEAR ULTRASOUND PROBE | GE LIMITED | C1-5-RS | 2022-03-17 | 4776
ULTRASOUND SCANNER | ULTRASOUND SCANNER | GE LIMITED | VOLUSON S8 | 2022-03-17 | 60000 | 2023-08-07 | 2025-08-27
X-RAY FLAT PANEL DETECTOR | SMALL FLAT DETECTOR | VIEWORKS CO. LTD. | FXRD-2530VAW PLUS | 2022-02-23 | 21297.996
X-RAY FLAT PANEL DETECTOR | LARGE FLAT DETECTOR | VIEWORKS CO. LTD. | FXRD-3643VAW PLUS | 2022-02-17 | 21297.996
DR WORKSTATION | LAPTOP DR RETROFIT | AGFA-GEVAERT | NX-MW HP ELITEBOOK | 2022-02-17 | 2400 | 2023-12-12 | 2024-12-12
X-RAY FLAT PANEL DETECTOR | SMALL FLAT DETECTOR | VIEWORKS CO. LTD. | FXRD-2530VAW PLUS | 2022-02-23 | 21297.996
X-RAY FLAT PANEL DETECTOR | LARGE FLAT DETECTOR | VIEWORKS CO. LTD. | FXRD-3643VAW PLUS | 2022-02-17 | 21297.996
DR WORKSTATION | LAPTOP DR RETROFIT | AGFA-GEVAERT | NX-MW HP ELITEBOOK | 2022-02-17 | 2400 | 2023-12-12 | 2024-12-12
LEAD SCREEN | PORTABLE SHIELD | KENEX (ELECTRO MEDICAL) LIMITED | 310/B-3 | 2022-02-03 | 0 | 2024-02-13 | 2026-02-13
AUDIO DOPPLER | AUDIO DOPPLER | HUNTLEIGH | DMX | 2022-01-27 | 660 | 2024-04-24 | 2025-04-24
SMOKE EXTRACTOR | SURGICAL SMOKE EVACUATOR | CONMED | VIROVAC | 2022-01-26 | 828 | 2023-11-22 | 2024-11-22
SMOKE EXTRACTOR | SURGICAL SMOKE EVACUATOR | CONMED | VIROVAC | 2022-01-26 | 828 | 2024-02-15 | 2025-02-15
SMOKE EXTRACTOR | SURGICAL SMOKE EVACUATOR | CONMED | VIROVAC | 2022-01-26 | 828 | 2023-04-14 16:49 | 2024-10-15
SMOKE EXTRACTOR | SURGICAL SMOKE EVACUATOR | CONMED | VIROVAC | 2022-01-26 | 828 | 2024-08-14 | 2025-08-14
SMOKE EXTRACTOR | SURGICAL SMOKE EVACUATOR | CONMED | VIROVAC | 2022-01-26 | 828 | 2023-04-12 16:08 | 2024-10-15
SMOKE EXTRACTOR | SURGICAL SMOKE EVACUATOR | CONMED | VIROVAC | 2022-01-26 | 828 | 2024-02-07 | 2025-02-07
SMOKE EXTRACTOR | SURGICAL SMOKE EVACUATOR | CONMED | VIROVAC | 2022-01-25 | 828 | 2023-03-13 16:07 | 2024-10-15
DRILL | DRLL CONSOLE WITH IRRIGATION | SYNTHES | STANDARD CONSOLE | 2022-01-28 | 6000 | 2023-07-19 | 2024-07-19
DRILL | DRLL CONSOLE WITH IRRIGATION | SYNTHES | STANDARD CONSOLE | 2022-01-28 | 6000 |  | 2024-10-15
DRILL | DRLL CONSOLE WITH IRRIGATION | SYNTHES | STANDARD CONSOLE | 2022-01-28 | 6000 | 2023-02-03 15:14 | 2024-10-15
COUCH | COUCH 2-SECTION HYDRAULIC | PLINTH 2000 | 502H | 2022-06-23 | 642 |  | 2025-02-15
OXIMETER | PULSE OXIMETER | NELLCOR | PM100N | 2022-06-22 | 1200 |  | 2025-06-22
COUCH | COUCH 2-SECTION HYDRAULIC | PLINTH 2000 | 502H | 2022-06-23 | 642 |  | 2025-02-15
BLOOD GAS ANALYSER | BLOOD GAS ANALYSER | RADIOMETER | ABL90 FLEX PLUS | 2022-02-11 | 15600 | 2024-01-30 | 2025-01-30
BLOOD GAS ANALYSER | BLOOD GAS ANALYSER | RADIOMETER | ABL90 FLEX PLUS | 2022-02-11 | 15600 | 2023-12-06 | 2024-12-06
BLOOD GAS ANALYSER | BLOOD GAS ANALYSER | RADIOMETER | ABL90 FLEX PLUS | 2022-02-11 | 15600 | 2024-03-15 | 2025-03-15
BLOOD GAS ANALYSER | BLOOD GAS ANALYSER | RADIOMETER | ABL90 FLEX PLUS | 2022-02-11 | 15600 | 2024-03-07 | 2025-03-07
BLOOD GAS ANALYSER | BLOOD GAS ANALYSER | RADIOMETER | ABL90 FLEX PLUS | 2022-02-11 | 15600 | 2024-03-07 | 2025-03-07
BLOOD GAS ANALYSER | BLOOD GAS ANALYSER | RADIOMETER | ABL90 FLEX PLUS | 2022-02-11 | 15600 | 2024-03-07 | 2025-03-07
BLOOD GAS ANALYSER | BLOOD GAS ANALYSER | RADIOMETER | ABL90 FLEX PLUS | 2022-02-11 | 15600 | 2024-03-15 | 2025-03-15
BLOOD GAS ANALYSER | BLOOD GAS ANALYSER | RADIOMETER | ABL90 FLEX PLUS | 2022-02-01 | 15600 | 2023-12-06 | 2024-12-06
BLOOD GAS ANALYSER | BLOOD GAS ANALYSER | RADIOMETER | ABL90 FLEX PLUS | 2022-02-01 | 15600 | 2023-11-30 | 2024-11-30
BLOOD GAS ANALYSER | BLOOD GAS ANALYSER | RADIOMETER | ABL90 FLEX PLUS | 2022-02-01 | 15600 | 2023-12-20 | 2024-12-20
BLOOD GAS ANALYSER | BLOOD GAS ANALYSER | RADIOMETER | ABL90 FLEX PLUS | 2022-02-01 | 15600 | 2024-01-02 | 2025-01-02
BLOOD GAS ANALYSER | BLOOD GAS ANALYSER | RADIOMETER | ABL90 FLEX PLUS | 2022-02-01 | 15600 | 2023-12-20 | 2024-12-20
BLOOD GAS ANALYSER | BLOOD GAS ANALYSER | RADIOMETER | ABL90 FLEX PLUS | 2022-02-01 | 15600 | 2023-12-06 | 2024-12-06
SCALES | SCALES - CHAIR | SECA | 959 | 2022-01-31 | 719.04 | 2023-12-13 | 2024-11-15
VENTILATOR | VENTILATOR | BREAS MEDICAL | NIPPY CLEARWAY 2 | 2022-01-28 | 5400 | 2023-01-20 11:29 | 2025-01-20
VENTILATOR | VENTILATOR | BREAS MEDICAL | NIPPY CLEARWAY 2 | 2022-01-27 | 5400 |  | 2025-01-15
VAPORIZERS | VAPORIZER - SEVOFLURANE | MAQUET | 6682285 | 2022-01-13 | 3600
BRONCHOSCOPE | TRANSBRONCHIAL NAVIGATION SYSTEM | MEDTRONIC | ILLUMISITE ILS-1000-CS | 2022-02-25 | 211200 | 2023-08-17 | 2024-08-17
DIATHERMY MACHINE | ELECTRO SURGICAL GENERATOR | CONMED | SYSTEM 5000 | 2022-01-25 | 7641.6 | 2024-02-14 | 2025-02-14
DIATHERMY MACHINE | ELECTRO SURGICAL GENERATOR | CONMED | SYSTEM 5000 | 2022-01-25 | 7641.6 | 2024-01-25 | 2025-01-25
DIATHERMY MACHINE | ELECTRO SURGICAL GENERATOR | CONMED | SYSTEM 5000 | 2022-01-25 | 7641.6 | 2024-08-14 | 2025-08-14
DIATHERMY MACHINE | ELECTRO SURGICAL GENERATOR | CONMED | SYSTEM 5000 | 2022-01-25 | 7641 | 2024-07-19 | 2025-07-19
DIATHERMY MACHINE | ELECTRO SURGICAL GENERATOR | CONMED | SYSTEM 5000 | 2022-01-25 | 7641 | 2023-04-12 16:44 | 2024-10-15
DIATHERMY MACHINE | ELECTRO SURGICAL GENERATOR | CONMED | SYSTEM 5000 | 2022-01-25 | 7641.6 | 2023-07-27 | 2024-07-27
ENDOSCOPY VIDEO SYSTEM | SYNERGY ID CAMERA CONTROLLER | ARTHREX INC | SYNERGY ID | 2022-01-25 | 30000 |  | 2023-11-01
DIATHERMY MACHINE | ELECTRO SURGICAL GENERATOR | CONMED | SYSTEM 5000 | 2022-01-25 | 7641.6 | 2023-07-20 | 2024-07-20
SCALES | SCALES - CHAIR | SECA | 959 | 2022-01-24 | 719.04 | 2023-11-29 | 2024-11-15
TILT CHAIR | ELECTRIC TILTING PATIENT CHAIR | DIGITERM LTD | COMFORT 4 | 2022-01-24 | 2400 |  | 2024-12-15
HEADLIGHT SYSTEM | HEADLIGHT SYSTEM | RIESTER | RI-FOCUS LED | 2022-01-21 | 178.8
LITHOCLAST | INTRAVASCULAR LITHOTRIPSY SYSTEM | SHOCKWAVE MEDICAL INC | IVL GENERATOR | 2022-01-21 | 18000 |  | 2025-01-21
HEIGHT GAUGE | HEIGHT GAUGE | SECA | 216 | 2022-01-19 | 74.4
IRRIGATION SYSTEM | CARDIOVASCULAR IRRIGATION PUMP | CARDIOVASCULAR SYSTEMS INC. | SIP 3000 | 2022-01-19 | 1440 | 2024-02-14 | 2025-02-14
PACEMAKER PROGRAMMER | PACEMAKER PROGRAMMER | ST JUDE MEDICAL | 3650 | 2022-01-18 | 12000 |  | 2024-12-20
SCALES | SCALES - CHAIR | SECA | 959 | 2022-01-17 | 790.8 | 2023-12-04 | 2024-11-15
BLOOD PRESSURE MONITOR | DIGITAL BLOOD PRESSURE DEVICE | WELCH ALLYN | CONNEX PROBP 3400 | 2022-01-17 | 750 |  | 2025-01-17
BLOOD PRESSURE MONITOR | DIGITAL BLOOD PRESSURE DEVICE | WELCH ALLYN | CONNEX PROBP 3400 | 2022-01-17 | 750 |  | 2025-01-17
BLOOD PRESSURE MONITOR | DIGITAL BLOOD PRESSURE DEVICE | WELCH ALLYN | CONNEX PROBP 3400 | 2022-01-17 | 750 |  | 2025-01-17
BALANCE | PRECISION BALANCE | A&D INSTRUMENTS | FX-500i | 2022-01-18 | 600 |  | 2024-11-15
VENTILATOR | VENTILATOR | RESMED LTD | STELLAR 100 | 2022-01-17 | 3600 |  | 2025-01-17
SCALES | SCALES - CHAIR | SECA | 959 | 2022-01-13 | 912 | 2023-11-29 | 2024-11-15
VENTILATOR | VENTILATOR | RESMED LTD | AIRSENSE 10 AUTOSET | 2022-01-13 | 3600
SCALES | SCALES - CHAIR | SECA | 955 | 2022-01-13 | 678 | 2023-12-13 | 2024-11-15
PACEMAKER PROGRAMMER | PACEMAKER PROGRAMMER | MICROPORT | SMART TOUCH | 2022-01-11 | 12000 |  | 2024-01-11
SCALES | SCALES - FLUID | TERAOKA | DS-502 | 2022-01-11 | 210 | 2023-11-28 | 2024-11-15
SCALES | SCALES - FLUID | TERAOKA | DS-502 | 2022-01-11 | 210 |  | 2024-11-15
HUMIDIFIER | HUMIDIFIER AND FLOW GENERATOR | F & P | AIRVO 2 | 2022-01-12 | 2970 | 2024-09-25 | 2025-10-01
HUMIDIFIER | HUMIDIFIER AND FLOW GENERATOR | F & P | AIRVO 2 | 2022-01-12 | 2970 | 2024-10-07 | 2025-10-15
HUMIDIFIER | HUMIDIFIER AND FLOW GENERATOR | F & P | AIRVO 2 | 2022-01-12 | 2970 | 2023-10-10 | 2024-10-15
HUMIDIFIER | HUMIDIFIER AND FLOW GENERATOR | F & P | AIRVO 2 | 2022-01-12 | 2970 | 2023-01-12 11:38 | 2024-10-15
HUMIDIFIER | HUMIDIFIER AND FLOW GENERATOR | F & P | AIRVO 2 | 2022-01-12 | 2970 | 2023-11-01 | 2024-10-12
HUMIDIFIER | HUMIDIFIER AND FLOW GENERATOR | F & P | AIRVO 2 | 2022-01-12 | 2970 | 2023-12-28 | 2024-10-01
HUMIDIFIER | HUMIDIFIER AND FLOW GENERATOR | F & P | AIRVO 2 | 2022-01-12 | 2970 | 2023-11-07 | 2024-10-01
HUMIDIFIER | HUMIDIFIER AND FLOW GENERATOR | F & P | AIRVO 2 | 2022-01-12 | 2970 | 2024-09-25 | 2026-10-15
HUMIDIFIER | HUMIDIFIER AND FLOW GENERATOR | F & P | AIRVO 2 | 2022-01-12 | 2970 | 2024-09-23 | 2025-10-01
HUMIDIFIER | HUMIDIFIER AND FLOW GENERATOR | F & P | AIRVO 2 | 2022-01-12 | 2970 | 2024-10-07 | 2025-10-01
VITAL SIGNS MONITOR | VITAL SIGNS MONITOR: NIBP, SPO2, TEMP | HILL-ROM | 75CE CONNEX | 2022-01-11 | 2690.4 |  | 2025-01-11
VITAL SIGNS MONITOR | VITAL SIGNS MONITOR: NIBP, SPO2, TEMP | HILL-ROM | 75CE CONNEX | 2022-01-11 | 2690.4 |  | 2025-01-11
VITAL SIGNS MONITOR | VITAL SIGNS MONITOR: NIBP, SPO2, TEMP | HILL-ROM | 75CE CONNEX | 2022-01-11 | 2690.4 |  | 2025-01-11
VITAL SIGNS MONITOR | VITAL SIGNS MONITOR: NIBP, SPO2, TEMP | HILL-ROM | 75CE CONNEX | 2022-01-11 | 2690.4 |  | 2025-01-11
VITAL SIGNS MONITOR | VITAL SIGNS MONITOR: NIBP, SPO2, TEMP | HILL-ROM | 75CE CONNEX | 2022-01-11 | 2690.4 |  | 2025-01-11
VITAL SIGNS MONITOR | VITAL SIGNS MONITOR: NIBP, SPO2, TEMP | HILL-ROM | 75CE CONNEX | 2022-01-11 | 2690.4 |  | 2025-01-11
VITAL SIGNS MONITOR | VITAL SIGNS MONITOR: NIBP, SPO2, TEMP | HILL-ROM | 75CE CONNEX | 2022-01-11 | 2690.4 |  | 2025-01-11
VITAL SIGNS MONITOR | VITAL SIGNS MONITOR: NIBP, SPO2, TEMP | HILL-ROM | 75CE CONNEX | 2022-01-11 | 2690.4 |  | 2025-01-11
VITAL SIGNS MONITOR | VITAL SIGNS MONITOR: NIBP, SPO2, TEMP | HILL-ROM | 75CE CONNEX | 2022-01-11 | 2690.4 |  | 2025-01-11
VITAL SIGNS MONITOR | VITAL SIGNS MONITOR: NIBP, SPO2, TEMP | HILL-ROM | 75CE CONNEX | 2022-01-11 | 2690.4 |  | 2025-01-11
HUMIDIFIER | HEATED HUMIDIFIER | F & P | MR810 | 2022-01-10 | 648 |  | 2025-02-01
HUMIDIFIER | HEATED HUMIDIFIER | F & P | MR810 | 2022-01-10 | 648 |  | 2025-02-01
HUMIDIFIER | HEATED HUMIDIFIER | F & P | MR810 | 2022-01-10 | 648 |  | 2025-02-01
HUMIDIFIER | HEATED HUMIDIFIER | F & P | MR810 | 2022-01-10 | 648 |  | 2025-02-01
HUMIDIFIER | HEATED HUMIDIFIER | F & P | MR810 | 2022-01-10 | 648 |  | 2025-02-01
HUMIDIFIER | HEATED HUMIDIFIER | F & P | MR810 | 2022-01-10 | 648 |  | 2025-02-01
HUMIDIFIER | HEATED HUMIDIFIER | F & P | MR810 | 2022-01-10 | 648 |  | 2025-02-01
HUMIDIFIER | HEATED HUMIDIFIER | F & P | MR810 | 2022-01-10 | 648 |  | 2025-02-01
HUMIDIFIER | HEATED HUMIDIFIER | F & P | MR810 | 2022-01-10 | 648 |  | 2025-02-01
HUMIDIFIER | HEATED HUMIDIFIER | F & P | MR810 | 2022-01-10 | 648 |  | 2025-02-01
CARDIOGRAPH | CARDIOGRAPH | GE LIMITED | MAC2000 | 2022-01-10 | 7424.64 | 2024-08-12 | 2025-08-12
PATIENT TROLLEY | PATIENT TROLLEY | STRYKER | 1105 | 2022-02-08 | 4848 |  | 2025-02-17
SUCTION CONTROLLER | HIGH SUCTION CONTROLLER | THERAPY EQUIPMENT | DIAMOND RANGE HIGH | 2022-02-07 | 97.2
SUCTION CONTROLLER | HIGH SUCTION CONTROLLER | THERAPY EQUIPMENT | DIAMOND RANGE HIGH | 2023-06-02 | 97.2
ANALYSER-URINE CHEM | URINE ANALYSER | ROCHE LTD | URISYS 1100 | 2022-02-02 | 1196.388 | 2024-08-16 | 2026-09-15
SCALES | SCALES - STAND ON | SECA | 899 (NEW TYPE) | 2022-02-01 | 286.8 | 2023-11-17 | 2024-11-15
SCALES | WEIGHING SCALES | BRECKNELL | SBI-140 INDICATOR | 2022-01-31 | 87.336 |  | 2024-11-15
SCALES | SCALES - FLUID | TERAOKA | DS-502 | 2022-01-31 | 210 | 2023-11-14 | 2024-11-15
SCALES | SCALES - CHAIR | SECA | 955 | 2022-01-26 | 632.64 | 2023-11-14 | 2024-11-15
ELECTRIC BED | SMART ACUTE CARE ELECTRIC BED | LINET UK | ELEGANZA 2 | 2022-01-18 | 1980 |  | 2025-01-15
ELECTRIC BED | SMART ACUTE CARE ELECTRIC BED | LINET UK | ELEGANZA 2 | 2022-01-18 | 1980 |  | 2025-01-15
ELECTRIC BED | SMART ACUTE CARE ELECTRIC BED | LINET UK | ELEGANZA 2 | 2022-01-18 | 1980 |  | 2025-01-15
ELECTRIC BED | SMART ACUTE CARE ELECTRIC BED | LINET UK | ELEGANZA 2 | 2022-01-18 | 1980 |  | 2025-01-15
ELECTRIC BED | SMART ACUTE CARE ELECTRIC BED | LINET UK | ELEGANZA 2 | 2022-01-18 | 1980 |  | 2025-01-15
ELECTRIC BED | SMART ACUTE CARE ELECTRIC BED | LINET UK | ELEGANZA 2 | 2022-01-18 | 1980 |  | 2025-01-15
ELECTRIC BED | SMART ACUTE CARE ELECTRIC BED | LINET UK | ELEGANZA 2 | 2022-01-18 | 1980 |  | 2025-01-15
ELECTRIC BED | SMART ACUTE CARE ELECTRIC BED | LINET UK | ELEGANZA 2 | 2022-01-18 | 1980 |  | 2025-01-15
ELECTRIC BED | SMART ACUTE CARE ELECTRIC BED | LINET UK | ELEGANZA 2 | 2022-01-18 | 1980 |  | 2025-01-15
ELECTRIC BED | SMART ACUTE CARE ELECTRIC BED | LINET UK | ELEGANZA 2 | 2022-01-18 | 1980 |  | 2025-01-15
ELECTRIC BED | SMART ACUTE CARE ELECTRIC BED | LINET UK | ELEGANZA 2 | 2022-01-18 | 1980 |  | 2024-11-15
ELECTRIC BED | SMART ACUTE CARE ELECTRIC BED | LINET UK | ELEGANZA 2 | 2022-01-18 | 1980 |  | 2025-01-15
REGULATOR | MEDIREG WITH SCHRADER - PIN INDEX O2 | THERAPY EQUIPMENT | 5037 | 2022-01-18 | 203.496 |  | 2026-01-15
REGULATOR | MEDIREG WITH SCHRADER - PIN INDEX O2 | THERAPY EQUIPMENT | 5037 | 2022-01-18 | 203.496
TYMPANIC THERMOMETER | TYMPANIC THERMOMETER | COVIDIEN UK | GENIUS 3 | 2022-01-18 | 193.2 | 2024-08-07 | 2025-02-07
TYMPANIC THERMOMETER | TYMPANIC THERMOMETER | COVIDIEN UK | GENIUS 3B | 2022-01-18 | 193.2 | 2024-07-23 | 2025-01-23
TYMPANIC THERMOMETER | TYMPANIC THERMOMETER | COVIDIEN UK | GENIUS 3 | 2022-01-18 | 193.2 | 2024-07-11 | 2025-01-11
STANDING AID | STANDING AID | HANDICARE | ReTurn 7500 | 2022-01-17 | 480
SPHYGMOMANOMETER | SPHYGMOMANOMETER | TIMESCO | EMERALD | 2022-01-10 | 24
COUCH | COUCH - VARIABLE H/L | BEAUMOND | 70142 | 2022-01-05 | 2040 |  | 2025-10-15
SUCTION CONTROLLER | HIGH SUCTION CONTROLLER | THERAPY EQUIPMENT | DIAMOND RANGE HIGH | 2022-03-01 | 97.2
SUCTION CONTROLLER | HIGH SUCTION CONTROLLER | THERAPY EQUIPMENT | DIAMOND RANGE HIGH | 2022-03-01 | 97.2
ULTRASOUND SCANNER | ULTRASOUND SCANNER | BK MEDICAL | 2300 | 2022-03-08 | 103790.4 | 2024-02-14 | 2025-03-08
SUCTION CONTROLLER | HIGH SUCTION CONTROLLER | THERAPY EQUIPMENT | DIAMOND RANGE HIGH | 2022-02-23 | 97.2
TEST EQUIP/SPEC | OXFORD PRESENCE CALIBRATION HANDSET | JOERNS HEALTHCARE | 39001179 | 2022-02-10 | 105.6
VITAL SIGNS MONITOR | VITAL SIGNS MONITOR: NIBP, SPO2, TEMP | WELCH ALLYN | 75CE CONNEX | 2022-02-18 | 2690.4 |  | 2025-03-01
VITAL SIGNS MONITOR | VITAL SIGNS MONITOR: NIBP, SPO2, TEMP | WELCH ALLYN | 75CE CONNEX | 2022-02-18 | 2690.4 |  | 2025-03-01
PATIENT MONITOR | PATIENT MONITOR INTELLIVUE | PHILIPS LTD | MX450 | 2022-02-08 | 3737.16 |  | 2025-02-15
GAS REGULATOR & FLOWMETER | 0/10 BAR AIR/NITROGEN 2 STAGE REG. | GASARC | 2 STAGE | 2021-12-17 | 0 | 2023-12-19 | 2024-12-19
GAS REGULATOR & FLOWMETER | 0/10 BAR AIR/NITROGEN 2 STAGE REG. | GASARC | 2 STAGE | 2021-12-17 | 0 | 2023-12-19 | 2024-12-19
GAS REGULATOR & FLOWMETER | 1 STAGE OXY/ACETYLENE BRAZING SET | GCE LTD | 1S2G | 2021-12-17 | 1200 | 2023-12-19 | 2024-12-15
GAS REGULATOR & FLOWMETER | 2 STAGE OXY/ACETYLENE BRAZING SET | GCE LTD | 2S2G | 2021-12-17 | 1200 | 2023-12-19 | 2024-12-15
SPHYGMOMANOMETER | SPHYGMOMANOMETER | HONSUN | HS-2000 | 2021-12-07 | 20.388 |  | 2025-06-01
REGULATOR | MEDIREG WITH SCHRADER - PIN INDEX O2 | THERAPY EQUIPMENT | 5037 | 2021-12-09 | 202.992 |  | 2025-12-01
GAS REGULATOR & FLOWMETER | PIN INDEX AIR REG WITH SCHRADER | THERAPY EQUIPMENT | 5047 | 2021-12-09 | 202.992 |  | 2025-12-01
SPHYGMOMANOMETER | ANEROID SPHYGMOMANOMETER | WELCH ALLYN | DS55 | 2021-12-09 | 72 |  | 2025-06-01
VITAL SIGNS MONITOR | VITAL SIGNS MONITOR: NIBP, SPO2, TEMP | WELCH ALLYN | 75CE CONNEX | 2022-07-08 | 2152.8 |  | 2025-07-08
TYMPANIC THERMOMETER | TYMPANIC THERMOMETER CONNEX MONITOR | WELCH ALLYN | PRO 6000 CONNEX | 2022-07-08 | 246
AUDIO DOPPLER | AUDIO DOPPLER | EDAN INSTRUMENTS | SONOTRAX BASIC | 2022-07-22 | 123.6
TYMPANIC THERMOMETER | TYMPANIC THERMOMETER | BRAUN | PRO 6000 | 2022-07-29 | 178.8
TYMPANIC THERMOMETER | TYMPANIC THERMOMETER | BRAUN | PRO 6000 | 2021-12-10 | 178.8
TYMPANIC THERMOMETER | TYMPANIC THERMOMETER | BRAUN | PRO 6000 | 2021-12-10 | 178.8
SCALES | SCALES - STAND ON | MARSDEN | M-420 | 2022-07-15 | 300 |  | 2024-11-15
AUDIO DOPPLER | AUDIO DOPPLER | EDAN INSTRUMENTS | SONOTRAX BASIC | 2022-07-22 | 123.6
AUDIO DOPPLER | AUDIO DOPPLER | EDAN INSTRUMENTS | SONOTRAX BASIC | 2022-07-22 | 123.6
TRANSDUCER | TOCO TRANSDUCER | PHILIPS LTD | 867248 | 2022-07-05 | 984
SPHYGMOMANOMETER | SPHYGMOMANOMETER | HONSUN | HS-20A (W32529) | 2022-01-18 | 24 |  | 2025-06-01
TYMPANIC THERMOMETER | TYMPANIC THERMOMETER | BRAUN | PRO 6000 | 2022-01-18 | 178.8 |  | 2024-03-01
REGULATOR | TWO STAGE REGULATOR | GCE LTD | MMR+ | 2022-01-07 | 358.8 | 2024-01-15 | 2025-01-15
REGULATOR | TWO STAGE REGULATOR | GCE LTD | MMR+ | 2022-01-07 | 358.8 | 2024-01-10 | 2025-01-10
AUDIO DOPPLER | AUDIO DOPPLER | HUNTLEIGH | D920 | 2022-01-05 | 373.968
AUDIO DOPPLER | AUDIO DOPPLER | HUNTLEIGH | D920 | 2022-01-05 | 373.968
AUDIO DOPPLER | AUDIO DOPPLER | HUNTLEIGH | D920 | 2022-01-05 | 373.968
TYMPANIC THERMOMETER | TYMPANIC THERMOMETER | BRAUN | PRO 6000 | 2022-01-05 | 178.8
TYMPANIC THERMOMETER | TYMPANIC THERMOMETER | BRAUN | PRO 6000 | 2021-12-08 | 178.8
TYMPANIC THERMOMETER | TYMPANIC THERMOMETER | BRAUN | PRO 6000 | 2021-12-07 | 178.8
TYMPANIC THERMOMETER | TYMPANIC THERMOMETER | BRAUN | PRO 6000 | 2021-12-07 | 178.8
TYMPANIC THERMOMETER | TYMPANIC THERMOMETER | BRAUN | PRO 6000 | 2021-12-06 | 178.8
TYMPANIC THERMOMETER | TYMPANIC THERMOMETER | BRAUN | PRO 6000 | 2021-12-06 | 178.8
TYMPANIC THERMOMETER | TYMPANIC THERMOMETER | BRAUN | PRO 6000 | 2021-12-06 | 178.8
TYMPANIC THERMOMETER | TYMPANIC THERMOMETER | BRAUN | PRO 6000 | 2021-12-06 | 178.8
TYMPANIC THERMOMETER | TYMPANIC THERMOMETER | BRAUN | PRO 6000 | 2021-12-06 | 178.8
TYMPANIC THERMOMETER | TYMPANIC THERMOMETER | BRAUN | PRO 6000 | 2021-12-06 | 178.8
TYMPANIC THERMOMETER | TYMPANIC THERMOMETER | BRAUN | PRO 6000 | 2021-12-06 | 178.8
TYMPANIC THERMOMETER | TYMPANIC THERMOMETER | BRAUN | PRO 6000 | 2021-12-06 | 178.8
TYMPANIC THERMOMETER | TYMPANIC THERMOMETER | BRAUN | PRO 6000 | 2021-12-06 | 178.8 | 2022-06-15
TYMPANIC THERMOMETER | TYMPANIC THERMOMETER | BRAUN | PRO 6000 | 2021-12-06 | 178.8
TYMPANIC THERMOMETER | TYMPANIC THERMOMETER | BRAUN | PRO 6000 | 2021-12-06 | 178.8
NEBULIZER | NEBULIZER | PHILIPS LTD | INNOSPIRE DELUXE | 2021-11-17 | 126
NEBULIZER | NEBULIZER | PHILIPS LTD | INNOSPIRE DELUXE | 2021-11-17 | 126
REGULATOR | MEDIREG WITH SCHRADER - PIN INDEX O2 | THERAPY EQUIPMENT | 5037 | 2021-11-17 | 202.8 |  | 2025-10-15
SUCTION CONTROLLER | HIGH SUCTION CONTROLLER | THERAPY EQUIPMENT | DIAMOND RANGE HIGH | 2021-11-22 | 81
SCALES | SCALES - HOIST | MARSDEN | M-600 | 2021-11-24 | 654 |  | 2024-11-15
PACEMAKER PROGRAMMER | PACEMAKER PROGRAMMER | SORIN BIOMED | ORCHESTRA | 2021-12-02 | 2880 | 2024-01-22 | 2024-12-01
SUCTION UNIT | SUCTION - LAERDAL - BATTERY | LAERDAL | LSU-2 | 2021-12-08 | 927.6 |  | 2024-12-08
SUCTION CONTROLLER | HIGH SUCTION CONTROLLER | THERAPY EQUIPMENT | DIAMOND RANGE HIGH | 2021-12-20 | 83.4
PACHYMETER | PAHYMETER | DGH TECH | PACH MATE DGH55 | 2021-12-08 | 0
NEBULIZER | NEBULIZER | PHILIPS LTD | INNOSPIRE DELUXE | 2021-11-17 | 126
NEBULIZER | NEBULIZER | PHILIPS LTD | INNOSPIRE DELUXE | 2021-11-17 | 126
NEBULIZER | NEBULIZER | PHILIPS LTD | INNOSPIRE DELUXE | 2021-11-17 | 126
NEBULIZER | NEBULIZER | PHILIPS LTD | INNOSPIRE DELUXE | 2021-11-17 | 126
SPHYGMOMANOMETER | SPHYGMOMANOMETER | HONSUN | HS-2000 | 2021-11-16 | 0 | 2022-09-16 | 2024-07-15
SPHYGMOMANOMETER | SPHYGMOMANOMETER | HONSUN | HS-2000 | 2021-11-16 | 0 | 2022-09-16 | 2024-07-15
SPHYGMOMANOMETER | SPHYGMOMANOMETER | HONSUN | HS-2000 | 2021-11-16 | 0 | 2022-09-16 | 2024-07-15
STANDING AID | STANDING AID | HANDICARE | ReTurn 7600 | 2021-11-12 | 1149.6
STANDING AID | STANDING AID | HANDICARE | ReTurn 7500 | 2021-11-12 | 480
STANDING AID | STANDING AID | HANDICARE | ReTurn 7500 | 2021-11-12 | 480
STANDING AID | STANDING AID | HANDICARE | ReTurn 7500 | 2021-11-12 | 480
ANALYSER-URINE CHEM | URINE ANALYSER | ROCHE LTD | URISYS 1100 | 2021-11-12 | 900 | 2024-10-09 | 2025-11-15
SUCTION CONTROLLER | HIGH SUCTION CONTROLLER | THERAPY EQUIPMENT | DIAMOND RANGE HIGH | 2021-11-11 | 83.4
SUCTION CONTROLLER | HIGH SUCTION CONTROLLER | THERAPY EQUIPMENT | DIAMOND RANGE HIGH | 2021-11-11 | 83.4
TYMPANIC THERMOMETER | TYMPANIC THERMOMETER | BRAUN | PRO 6000 | 2022-04-05 | 178.8
TYMPANIC THERMOMETER | TYMPANIC THERMOMETER | BRAUN | PRO 6000 | 2022-04-05 | 178.8
TYMPANIC THERMOMETER | TYMPANIC THERMOMETER | BRAUN | PRO 6000 | 2022-03-21 | 178.8
TYMPANIC THERMOMETER | TYMPANIC THERMOMETER | BRAUN | PRO 6000 | 2022-03-21 | 178.8
TYMPANIC THERMOMETER | TYMPANIC THERMOMETER | BRAUN | PRO 6000 | 2022-03-09 | 178.8
TYMPANIC THERMOMETER | TYMPANIC THERMOMETER | BRAUN | PRO 6000 | 2022-03-09 | 178.8
TYMPANIC THERMOMETER | TYMPANIC THERMOMETER | BRAUN | PRO 6000 | 2022-03-07 | 178.8
TYMPANIC THERMOMETER | TYMPANIC THERMOMETER | BRAUN | PRO 6000 | 2022-02-24 | 178.8
TYMPANIC THERMOMETER | TYMPANIC THERMOMETER | BRAUN | PRO 6000 | 2022-02-25 | 178.8
TYMPANIC THERMOMETER | TYMPANIC THERMOMETER | BRAUN | PRO 6000 | 2022-02-23 | 178.8
TYMPANIC THERMOMETER | TYMPANIC THERMOMETER | BRAUN | PRO 6000 | 2022-02-22 | 178.8
TYMPANIC THERMOMETER | TYMPANIC THERMOMETER | BRAUN | PRO 6000 | 2022-02-28 | 178.8
TYMPANIC THERMOMETER | TYMPANIC THERMOMETER | BRAUN | PRO 6000 | 2022-02-10 | 178.8
TYMPANIC THERMOMETER | TYMPANIC THERMOMETER | BRAUN | PRO 6000 | 2022-02-02 | 178.8
TYMPANIC THERMOMETER | TYMPANIC THERMOMETER | BRAUN | PRO 6000 | 2022-02-02 | 178.8
TYMPANIC THERMOMETER | TYMPANIC THERMOMETER | BRAUN | PRO 6000 | 2022-02-02 | 178.8
TYMPANIC THERMOMETER | TYMPANIC THERMOMETER | BRAUN | PRO 6000 | 2022-02-02 | 178.8
TYMPANIC THERMOMETER | TYMPANIC THERMOMETER | BRAUN | PRO 6000 | 2022-02-02 | 178.8
TYMPANIC THERMOMETER | TYMPANIC THERMOMETER | BRAUN | PRO 6000 | 2022-02-02 | 178.8
TYMPANIC THERMOMETER | TYMPANIC THERMOMETER | BRAUN | PRO 6000 | 2022-02-02 | 178.8
TYMPANIC THERMOMETER | TYMPANIC THERMOMETER | BRAUN | PRO 6000 | 2022-01-31 | 178.8
TYMPANIC THERMOMETER | TYMPANIC THERMOMETER | BRAUN | PRO 6000 | 2022-01-31 | 178.8
TYMPANIC THERMOMETER | TYMPANIC THERMOMETER | BRAUN | PRO 6000 | 2022-01-13 | 178.8
TYMPANIC THERMOMETER | TYMPANIC THERMOMETER | BRAUN | PRO 6000 | 2022-01-13 | 178.8
TYMPANIC THERMOMETER | TYMPANIC THERMOMETER | BRAUN | PRO 6000 | 2022-01-11 | 178.8
TYMPANIC THERMOMETER | TYMPANIC THERMOMETER | BRAUN | PRO 6000 | 2022-01-07 | 178.8
TYMPANIC THERMOMETER | TYMPANIC THERMOMETER | BRAUN | PRO 6000 | 2022-01-05 | 178.8
TYMPANIC THERMOMETER | TYMPANIC THERMOMETER | BRAUN | PRO 6000 | 2022-01-05 | 178.8
TYMPANIC THERMOMETER | TYMPANIC THERMOMETER | BRAUN | PRO 6000 | 2022-01-05 | 178.8
TYMPANIC THERMOMETER | TYMPANIC THERMOMETER | BRAUN | PRO 6000 | 2022-01-05 | 178.8
TYMPANIC THERMOMETER | TYMPANIC THERMOMETER | BRAUN | PRO 6000 | 2022-01-05 | 178.8
TYMPANIC THERMOMETER | TYMPANIC THERMOMETER | BRAUN | PRO 6000 | 2022-01-05 | 178.8
TYMPANIC THERMOMETER | TYMPANIC THERMOMETER | BRAUN | PRO 6000 | 2022-01-05 | 178.8
TYMPANIC THERMOMETER | TYMPANIC THERMOMETER | BRAUN | PRO 6000 | 2022-01-05 | 178.8
TYMPANIC THERMOMETER | TYMPANIC THERMOMETER | BRAUN | PRO 6000 | 2022-01-05 | 178.8
TYMPANIC THERMOMETER | TYMPANIC THERMOMETER | BRAUN | PRO 6000 | 2022-01-05 | 178.8
TYMPANIC THERMOMETER | TYMPANIC THERMOMETER | BRAUN | PRO 6000 | 2021-12-23 | 178.8
TYMPANIC THERMOMETER | TYMPANIC THERMOMETER | BRAUN | PRO 6000 | 2021-12-23 | 178.8
TYMPANIC THERMOMETER | TYMPANIC THERMOMETER | BRAUN | PRO 6000 | 2021-12-23 | 178.8
TYMPANIC THERMOMETER | TYMPANIC THERMOMETER | BRAUN | PRO 6000 | 2021-12-23 | 178.8
TYMPANIC THERMOMETER | TYMPANIC THERMOMETER | BRAUN | PRO 6000 | 2021-12-17 | 178.8
TYMPANIC THERMOMETER | TYMPANIC THERMOMETER | BRAUN | PRO 6000 | 2021-12-15 | 178.8
TYMPANIC THERMOMETER | TYMPANIC THERMOMETER | BRAUN | PRO 6000 | 2021-12-15 | 178.8
TYMPANIC THERMOMETER | TYMPANIC THERMOMETER | BRAUN | PRO 6000 | 2021-12-15 | 178.8
TYMPANIC THERMOMETER | TYMPANIC THERMOMETER | BRAUN | PRO 6000 | 2021-12-15 | 178.8
TYMPANIC THERMOMETER | TYMPANIC THERMOMETER | BRAUN | PRO 6000 | 2021-12-15 | 178.8
TYMPANIC THERMOMETER | TYMPANIC THERMOMETER | BRAUN | PRO 6000 | 2021-12-08 | 178.8
TYMPANIC THERMOMETER | TYMPANIC THERMOMETER | BRAUN | PRO 6000 | 2021-12-08 | 178.8
TYMPANIC THERMOMETER | TYMPANIC THERMOMETER | BRAUN | PRO 6000 | 2021-12-07 | 178.8
TYMPANIC THERMOMETER | TYMPANIC THERMOMETER | BRAUN | PRO 6000 | 2021-11-26 | 178.8
TYMPANIC THERMOMETER | TYMPANIC THERMOMETER | BRAUN | PRO 6000 | 2021-11-26 | 178.8
TYMPANIC THERMOMETER | TYMPANIC THERMOMETER | BRAUN | PRO 6000 | 2021-11-26 | 178.8
TYMPANIC THERMOMETER | TYMPANIC THERMOMETER | BRAUN | PRO 6000 | 2021-11-19 | 178.8
TYMPANIC THERMOMETER | TYMPANIC THERMOMETER | BRAUN | PRO 6000 | 2021-11-19 | 178.8
PACEMAKER PROGRAMMER | PACEMAKER PROGRAMMER | BOSTON SCIENTIFIC | 3300 | 2022-01-05 | 6000 |  | 2025-07-15
DIETARY FEED PUMP | ENTERAL FEEDING PUMP | NUTRICIA | FLOCARE INFINITY | 2022-01-07 | 960
OXIMETER | BEDSIDE SPO2 MONITOR | NELLCOR | PM1000N | 2021-12-30 | 846.78 | 2023-07-07 | 2026-07-07
DUST EXTRACTOR | AIR DUSTER | IT DUSTERS | EG-1000 COMPUCLEANER | 2022-04-12 | 49.908
ELECTRO PHYSIOLOGICAL STIM | ELECTRO ANATOMICAL NAVIGATION PC | BIOSENSE WEBSTER | CARTO 3 SYSTEM STATION PC | 2021-12-31 | 48000 |  | 2025-01-15
ELECTRO PHYSIOLOGICAL STIM | ELECTRO ANATOMICAL NAVIGATION | BIOSENSE WEBSTER | CARTO 3 SYSTEM | 2021-12-31 | 96000 |  | 2025-01-15
COUCH | EXAMINATION COUCH - 2 SECTION - HYDRAULIC | AKRON | A2218A | 2021-12-30 | 1200 |  | 2025-07-15
PRINTER | PRINTER - LASER MONO | HP | LASERJET PRO M404DN | 2021-12-30 | 264
FLAT SCREEN MONITOR - TOUCH | DISPLAY LCD FLAT SCREEN 24 INCH TOUCH SCREEN | ELO | E124923 | 2021-12-30 | 1501.2
FLAT SCREEN MONITOR - TOUCH | DISPLAY LCD FLAT SCREEN 24 INCH TOUCH SCREEN | ELO | E124923 | 2021-12-30 | 1501.2
UNINTERRUPTIBLE POWER SUPPLY | UNINTERRUPTIBLE POWER SUPPLY | AMERICAN POWER CONVERSION (APC) | SMART-UPS SC450 | 2021-12-30 | 546 | 2024-07-24 | 2026-07-24
CENTRAL STATION | CENTRAL STATION INTELLIVUE INFORMATION CENTRE IX | PHILIPS LTD | PIIC IX | 2021-12-30 | 5760 | 2024-07-11 | 2025-07-11
ELECTRIC BED | SMART ACUTE CARE ELECTRIC BED | LINET UK | ELEGANZA 2 | 2021-12-31 | 1609.2 |  | 2024-11-01
ELECTRIC BED | SMART ACUTE CARE ELECTRIC BED | LINET UK | ELEGANZA 2 | 2021-12-31 | 1609.2 |  | 2024-11-01
ELECTRIC BED | SMART ACUTE CARE ELECTRIC BED | LINET UK | ELEGANZA 2 | 2021-12-31 | 1609.2 |  | 2024-11-01
ELECTRIC BED | SMART ACUTE CARE ELECTRIC BED | LINET UK | ELEGANZA 2 | 2021-12-31 | 1609.2 |  | 2024-11-01
ELECTRIC BED | SMART ACUTE CARE ELECTRIC BED | LINET UK | ELEGANZA 2 | 2021-12-31 | 1609.2 |  | 2024-11-01
ELECTRIC BED | SMART ACUTE CARE ELECTRIC BED | LINET UK | ELEGANZA 2 | 2021-12-31 | 1609.2 |  | 2024-11-01
ELECTRIC BED | SMART ACUTE CARE ELECTRIC BED | LINET UK | ELEGANZA 2 | 2021-12-31 | 1609.2 |  | 2024-11-01
ELECTRIC BED | SMART ACUTE CARE ELECTRIC BED | LINET UK | ELEGANZA 2 | 2021-12-31 | 1609.2 |  | 2024-11-01
ELECTRIC BED | SMART ACUTE CARE ELECTRIC BED | LINET UK | ELEGANZA 2 | 2021-12-31 | 1609.2 |  | 2024-11-01
ELECTRIC BED | SMART ACUTE CARE ELECTRIC BED | LINET UK | ELEGANZA 2 | 2021-12-31 | 1609.2 |  | 2024-11-01
ELECTRIC BED | SMART ACUTE CARE ELECTRIC BED | LINET UK | ELEGANZA 2 | 2021-12-31 | 1609.2 |  | 2024-11-01
ELECTRIC BED | SMART ACUTE CARE ELECTRIC BED | LINET UK | ELEGANZA 2 | 2021-12-31 | 1609.2 |  | 2024-11-01
ELECTRIC BED | SMART ACUTE CARE ELECTRIC BED | LINET UK | ELEGANZA 2 | 2021-12-31 | 1609.2 |  | 2024-11-01
ELECTRIC BED | SMART ACUTE CARE ELECTRIC BED | LINET UK | ELEGANZA 2 | 2021-12-31 | 1609.2 |  | 2024-11-01
ELECTRIC BED | SMART ACUTE CARE ELECTRIC BED | LINET UK | ELEGANZA 2 | 2021-12-31 | 1609.2 |  | 2024-11-01
ELECTRIC BED | SMART ACUTE CARE ELECTRIC BED | LINET UK | ELEGANZA 2 | 2021-12-31 | 1609.2 |  | 2024-11-01
ELECTRIC BED | SMART ACUTE CARE ELECTRIC BED | LINET UK | ELEGANZA 2 | 2021-12-31 | 1609.2 |  | 2024-11-01
ELECTRIC BED | SMART ACUTE CARE ELECTRIC BED | LINET UK | ELEGANZA 2 | 2021-12-31 | 1609.2 |  | 2024-11-01
ELECTRIC BED | SMART ACUTE CARE ELECTRIC BED | LINET UK | ELEGANZA 2 | 2021-12-31 | 1609.2 |  | 2024-11-01
ELECTRIC BED | SMART ACUTE CARE ELECTRIC BED | LINET UK | ELEGANZA 2 | 2021-12-31 | 1609.2 | 2023-11-13 | 2024-11-13
PACEMAKER PROGRAMMER | PACEMAKER PROGRAMMER | BOSTON SCIENTIFIC | 3300 | 2021-12-22 | 6000 |  | 2024-12-22
VENTILATOR | VENTILATOR | RESMED LTD | STELLAR 150 | 2021-12-21 | 3600 |  | 2026-12-15
VENTILATOR | VENTILATOR | RESMED LTD | STELLAR 150 | 2021-12-21 | 3600 |  | 2026-12-15
VENTILATOR | VENTILATOR | RESMED LTD | STELLAR 150 | 2021-12-21 | 3600 |  | 2026-12-15
VENTILATOR | VENTILATOR | RESMED LTD | STELLAR 150 | 2021-12-21 | 3600 |  | 2025-12-15
VITAL SIGNS MONITOR | VITAL SIGNS MONITOR: NIBP, SPO2, TEMP | HILL-ROM | 75CE CONNEX | 2021-12-23 | 2690.4 |  | 2025-04-17
VENTILATOR | VENTILATOR | BREAS MEDICAL | NIPPY 4+ | 2021-12-20 | 4560 | 2023-06-23 | 2024-12-01
VENTILATOR | VENTILATOR | BREAS MEDICAL | NIPPY 4+ | 2021-12-20 | 4560 | 2024-02-15 | 2026-02-01
SUCTION UNIT | SUCTION - LAERDAL - BATTERY | LAERDAL | LSU-2 | 2022-01-10 | 927.6 |  | 2025-01-10
SUCTION UNIT | SUCTION - LAERDAL - BATTERY | LAERDAL | LSU-2 | 2022-01-10 | 927.6 |  | 2025-01-10
PACEMAKER PROGRAMMER | PACEMAKER PROGRAMMER | BOSTON SCIENTIFIC | 3300 | 2022-01-05 | 6000 |  | 2025-07-15
PACEMAKER PROGRAMMER | PACEMAKER PROGRAMMER | BOSTON SCIENTIFIC | 3300 | 2021-12-21 | 6000 |  | 2023-12-21
FLAT SCREEN DISPLAY | FLAT SCREEN 4K UHD LCD DISPLAY | OLYMPUS | OEV321UH | 2021-12-17 | 6000 | 2024-02-16 | 2024-05-01
FLAT SCREEN DISPLAY | FLAT SCREEN 4K UHD LCD DISPLAY | OLYMPUS | OEV321UH | 2021-12-17 | 6000 | 2023-04-12 09:19 | 2024-05-01
LIGHT SOURCE | LIGHT SOURCE EVIS X1 | OLYMPUS | CV-1500 | 2021-12-17 | 60000 | 2023-04-12 09:19 | 2024-05-01
ENDOSCOPY VIDEO SYSTEM | SCOPE PROCESSOR | OLYMPUS | CV-290 | 2021-12-17 | 24000 | 2023-04-12 09:19 | 2024-05-01
ENDOSCOPY STACKING TROLLEY | ENDOSCOPY STACKING TROLLEY | OLYMPUS | WM-DP3 | 2021-12-17 | 3000 | 2023-04-12 09:19 | 2024-05-01
NEBULIZER | NEBULIZER | PARI MEDICAL | PARI BOY CLASSIC | 2021-12-16 | 410.4
NEBULIZER | NEBULIZER | PARI MEDICAL | PARI BOY CLASSIC | 2021-12-16 | 410.4
NEBULIZER | NEBULIZER | PARI MEDICAL | PARI BOY CLASSIC | 2021-12-16 | 410.4
NEBULIZER | NEBULIZER | PARI MEDICAL | PARI BOY CLASSIC | 2021-12-16 | 410.4
NEBULIZER | NEBULIZER | PARI MEDICAL | PARI BOY CLASSIC | 2021-12-16 | 410.4
PACEMAKER PROGRAMMER | PACEMAKER PROGRAMMER | ST JUDE MEDICAL | 3650 | 2021-12-14 | 12000 |  | 2024-12-16
ANALYSER | ANALYSER - FLUORESCENCE-BASED FOR COVID-19 | ABBOTT LABS | ID NOW | 2021-12-14 | 3600
SCALES | SCALES - CHAIR | SECA | 959 | 2021-12-14 | 912 | 2023-12-05 | 2024-11-15
VENTILATOR | VENTILATOR | BREAS MEDICAL | NIPPY 4+ | 2021-12-13 | 4560 | 2023-12-12 | 2025-12-01
VENTILATOR | VENTILATOR | BREAS MEDICAL | NIPPY 4+ | 2021-12-13 | 4560 | 2023-06-23 | 2024-12-01
BLOOD GAS ANALYSER | BLOOD GAS ANALYSER | RADIOMETER | ABL90 FLEX PLUS | 2021-12-13 | 15600 | 2024-02-27 | 2025-02-27
SUCTION CONTROLLER | HIGH SUCTION CONTROLLER | THERAPY EQUIPMENT | DIAMOND RANGE HIGH | 2021-12-13 | 97.2
BLOOD GAS ANALYSER | BLOOD PRESSURE MONITOR | TERUMO | CDI550 | 2021-12-10 | 31680 | 2022-11-10 11:03 | 2024-11-10
BLOOD GAS ANALYSER | BLOOD PRESSURE MONITOR | TERUMO | CDI550 | 2021-12-10 | 31680 | 2022-11-10 12:53 | 2024-11-10
SCALES | SCALES - FLUID (not medical grade - do not use) | SALTER | 1180 WHDR | 2021-12-21 | 34.716 | 2022-11-22 17:34 | 2024-11-15
BLENDER | AIR, O2, CO2 MIXER | SECHRIST | 3500/3500HL | 2021-12-09 | 3600 | 2023-11-25 | 2024-09-14
SUCTION CONTROLLER | HIGH SUCTION CONTROLLER | THERAPY EQUIPMENT | DIAMOND RANGE HIGH | 2021-12-09 | 97.2
SUCTION CONTROLLER | HIGH SUCTION CONTROLLER | THERAPY EQUIPMENT | DIAMOND RANGE HIGH | 2021-12-09 | 97.2
SUCTION CONTROLLER | HIGH SUCTION CONTROLLER | THERAPY EQUIPMENT | DIAMOND RANGE HIGH | 2021-12-09 | 97.2
SUCTION CONTROLLER | HIGH SUCTION CONTROLLER | THERAPY EQUIPMENT | DIAMOND RANGE HIGH | 2021-12-09 | 97.2
SUCTION CONTROLLER | HIGH SUCTION CONTROLLER | THERAPY EQUIPMENT | DIAMOND RANGE HIGH | 2021-12-09 | 97.2
ANALYSER | ANALYSER - FLUORESCENCE-BASED FOR COVID-19 | ABBOTT LABS | ID NOW | 2021-12-10 | 3600
LASER - CLASS 4 | LASER MICROMANIPULATOR | LUMENIS | ACUSPOT 712 | 2021-12-08 | 21540
AIR PUMP ELECTRIC | AIR PUMP - CO2 LASER | LUMENIS | EXTERNAL PURGE | 2021-12-09 | 1200 | 2024-05-17 | 2025-05-17
LASER - CO2 | LASER - CO2 | LUMENIS | ULTRAPULSE ENCORE TOTAL FX | 2021-12-08 | 189414 | 2024-05-17 | 2025-05-17
PACEMAKER PROGRAMMER | PACEMAKER PROGRAMMER | ST JUDE MEDICAL | 3700 | 2021-12-08 | 12000 |  | 2024-12-09
SUCTION CONTROLLER | HIGH SUCTION CONTROLLER | THERAPY EQUIPMENT | DIAMOND RANGE HIGH | 2021-12-02 | 83.4
TEST EQUIP/SPEC | AGILIA MAINTENANCE KIT (NON WI-FI) | FRESENIUS KABI | KIT MAINTENANCE INJECTOMAT AGILIA | 2021-12-20 | 2133.6 | 2023-11-18 | 2024-11-18
WATER BATH | WATER BATH CLIFTON RANGE | NICKEL ELECTRO | NE2-14D | 2021-11-30 | 685.788 | 2023-03-27 14:58 | 2024-03-27
HEIGHT GAUGE | HEIGHT GAUGE | SECA | 216 | 2021-12-02 | 82.8
SUCTION CONTROLLER | HIGH SUCTION CONTROLLER | THERAPY EQUIPMENT | DIAMOND RANGE HIGH | 2021-11-30 | 82.8
SUCTION CONTROLLER | HIGH SUCTION CONTROLLER | THERAPY EQUIPMENT | DIAMOND RANGE HIGH | 2021-11-30 | 83.4
SUCTION CONTROLLER | HIGH SUCTION CONTROLLER | THERAPY EQUIPMENT | DIAMOND RANGE HIGH | 2021-11-30 | 83.4
BAG WARMER | CAPD BAG WARMER | BAXTER HEALTHCARE | 1510WTP-V3 | 2021-11-29 | 506.4 | 2024-07-23 | 2025-07-23
NEBULIZER | NEBULIZER | PARI MEDICAL | PARI BOY CLASSIC | 2021-12-08 | 410.4
SCALES | SCALES - STAND ON | SECA | 875 | 2021-11-26 | 316.8 | 2023-12-13 | 2024-11-15
SCALES | SCALES - STAND ON | SECA | 875 | 2021-11-26 | 316.8 | 2023-12-13 | 2024-11-15
DOPPLER FLOWMETER | DOPPLER FLOWMETER | COOK MEDICAL | DP-M350 | 2021-11-25 | 3060 |  | 2024-10-15
HUMIDIFIER | HUMIDIFIER | F & P | MR850 | 2021-11-24 | 1320 | 2024-01-18 | 2025-09-19
HUMIDIFIER | HUMIDIFIER | F & P | MR850 | 2021-11-24 | 1320 |  | 2024-10-01
HUMIDIFIER | HUMIDIFIER | F & P | MR850 | 2021-11-24 | 1320 | 2024-03-12 | 2025-03-12
NEBULIZER | NEBULIZER | PARI MEDICAL | PARI BOY CLASSIC | 2021-11-19 | 410.4
NEBULIZER | NEBULIZER | PARI MEDICAL | PARI BOY CLASSIC | 2021-11-19 | 410.4
NEBULIZER | NEBULIZER | PARI MEDICAL | PARI BOY CLASSIC | 2021-11-19 | 410.4
NEBULIZER | NEBULIZER | PARI MEDICAL | PARI BOY CLASSIC | 2021-11-19 | 410.4
NEBULIZER | NEBULIZER | PARI MEDICAL | PARI BOY CLASSIC | 2021-11-19 | 410.4
LIGHT SOURCE | LIGHT SOURCE - LASER | ARTHREX INC | SYNERGY LASER LIGHT SOURCE | 2022-02-04 | 6000 |  | 2024-10-15
ENDOSCOPY VIDEO SYSTEM | SYNERGY ID CAMERA CONTROLLER | ARTHREX INC | SYNERGY ID | 2021-11-19 | 30000 | 2023-01-25 15:30 | 2024-10-15
VENTILATOR | TRANSPORT VENTILATOR | HAMILTON MEDICAL | T1 | 2022-03-08 | 17238.78 | 2024-02-09 | 2025-02-15
VAPORIZERS | VAPORIZER - ISOFLURANE | DATEX-OHMEDA | ISOTEC-5 | 2024-04-19 | 2400 |  | 2027-04-19
SUCTION CONTROLLER | HIGH SUCTION CONTROLLER | THERAPY EQUIPMENT | DIAMOND RANGE HIGH | 2021-11-23 | 83.4
PATIENT HOIST | PATIENT HOIST - STANDING AID | ARJO HUNTLEIGH | SARA STEDY | 2021-11-18 | 1800 | 2024-07-09 | 2025-07-09
LARYNGOSCOPE | C-MAC LARYNGOSCOPE BLADE | KARL STORZ | 8403AXC | 2021-11-15 | 3304.8
EXTENSION BLOCK | EXTENSION BLOCK | SAFETY MEDIC | MOB4T-LL | 2021-11-15 | 357.6 |  | 2025-07-15
EXTENSION BLOCK | EXTENSION BLOCK | SAFETY MEDIC | MOB4T-LL | 2021-11-15 | 357.6 | 2022-07-20 | 2025-01-16
EXTENSION BLOCK | EXTENSION BLOCK | SAFETY MEDIC | MOB4T-LL | 2021-11-15 | 357.6 |  | 2025-07-15
EXTENSION BLOCK | EXTENSION BLOCK | SAFETY MEDIC | MOB4T-LL | 2021-11-15 | 357.6 | 2023-04-15 14:39 | 2025-07-15
EXTENSION BLOCK | EXTENSION BLOCK | SAFETY MEDIC | MOB4T-LL | 2021-11-15 | 357.6 | 2024-02-16 | 2025-02-16
EXTENSION BLOCK | EXTENSION BLOCK | SAFETY MEDIC | MOB4T-LL | 2021-11-15 | 357.6 |  | 2025-07-15
AEROBIOCOLLECTOR | ACTIVE AIR MACHINE | BIOMERIEUX | AIR IDEAL 3P | 2021-11-15 | 3375.6
BAG SEALER | BAG SEALER | PACKER | 300/CP | 2021-11-12 | 174 | 2023-04-26 | 2024-04-26
VENTILATOR | ASTRAL 150 VENTILATOR | RESMED LTD | ASTRAL 150 | 2021-11-11 | 7200 |  | 2024-11-01
VAPORIZERS | VAPORIZER - SEVOFLURANE | DATEX-OHMEDA | TEC7 SEVO | 2021-11-09 | 2400 |  | 2024-11-15
VENTILATOR | VENTILATOR | RESMED LTD | STELLAR 100 | 2021-11-08 | 3600 |  | 2026-11-08
VENTILATOR | VENTILATOR | RESMED LTD | STELLAR 100 | 2021-11-08 | 3600 |  | 2026-11-08
VENTILATOR | VENTILATOR | RESMED LTD | STELLAR 100 | 2021-11-08 | 3600 |  | 2026-11-08
VENTILATOR | VENTILATOR | RESMED LTD | STELLAR 100 | 2021-11-08 | 3600 |  | 2026-11-08
VENTILATOR | VENTILATOR | BREAS MEDICAL | NIPPY 4+ | 2021-11-08 | 4560 | 2023-06-23 | 2024-12-01
VENTILATOR | VENTILATOR | BREAS MEDICAL | NIPPY 4+ | 2021-11-08 | 4560 | 2023-06-23 | 2024-12-01
HUMIDIFIER | HUMIDIFIER | F & P | MR850 | 2021-11-05 | 1320 | 2022-12-07 14:47 | 2024-12-07
HUMIDIFIER | HUMIDIFIER | F & P | MR850 | 2021-11-05 | 1320 | 2022-12-01 09:43 | 2024-12-01
VAPORIZERS | VAPORIZER - SEVOFLURANE | DATEX-OHMEDA | TEC7 SEVO | 2021-11-04 | 2400 |  | 2024-11-15
VAPORIZERS | VAPORIZER - SEVOFLURANE | DATEX-OHMEDA | TEC7 SEVO | 2021-11-04 | 2400 |  | 2024-11-15
VENTILATOR | VENTILATOR | BREAS MEDICAL | NIPPY 4+ | 2021-11-04 | 4560 | 2023-06-23 | 2024-12-01
VENTILATOR | VENTILATOR | BREAS MEDICAL | NIPPY 4+ | 2021-11-04 | 4560 | 2023-06-23 | 2024-12-01
PATIENT HOIST | PATIENT HOIST - OVERHEAD | GULDMANN | GH3+ | 2023-07-03 | 6600 |  | 2024-04-20
GAS REGULATOR & FLOWMETER | DUPLEX REGSET 15MM C/W NIST 1000L/M | MILLENNIUM MEDICAL | SREG1001N | 2023-07-21 | 613.2 | 2024-08-06 | 2024-11-20
PATIENT HOIST | PATIENT HOIST - OVERHEAD | LIKO | LIKORALL 250 ES | 2023-04-12 | 0 | 2024-07-12 | 2025-01-12
PATIENT HOIST | PATIENT HOIST - OVERHEAD | LIKO | LIKORALL 250 ES | 2023-04-12 | 0 | 2024-07-12 | 2025-01-12
PATIENT HOIST | PATIENT HOIST - OVERHEAD | LIKO | LIKOGUARD L | 2023-04-12 | 0 | 2024-07-12 | 2025-01-12
PATIENT HOIST | PATIENT HOIST - OVERHEAD | LIKO | LIKOGUARD L | 2023-04-05 | 0 | 2024-07-12 | 2025-01-12
PATIENT HOIST | PATIENT HOIST - OVERHEAD | LIKO | LIKOGUARD L | 2023-04-05 | 0 | 2024-07-12 | 2025-01-12
PATIENT HOIST | PATIENT HOIST - OVERHEAD | LIKO | LIKOGUARD L | 2023-04-05 | 0 | 2024-07-11 | 2025-01-11
MEDICAL VACUUM PLANT | MEDICAL VACUUM PLANT | MILLENNIUM MEDICAL | MMVT1000E | 2023-11-16 | 16482
MEDICAL VACUUM PLANT | MEDICAL VACUUM PLANT | MILLENNIUM MEDICAL | MMVT1000E | 2023-03-01 | 16482 | 2024-08-14 | 2024-11-20
PATIENT HOIST | PATIENT HOIST - BATH | ARJO HUNTLEIGH | PRIMO | 2022-12-14 | 6000 | 2023-07-18 | 2024-01-18
DUPLEX ACTIVE SCAVENGING SYS | DUPLEX ACTIVE SCAVENGING SYSTEM | MILLENNIUM MEDICAL | GSD 520/3/24 | 2022-12-05 | 2890.8 | 2024-09-23 | 2024-11-20
DUPLEX ACTIVE SCAVENGING SYS | DUPLEX ACTIVE SCAVENGING SYSTEM | MILLENNIUM MEDICAL | GSD 520/3/24 | 2022-12-02 | 3346.476 | 2024-09-03 | 2024-12-15
PATIENT HOIST | PATIENT HOIST - OVERHEAD | ARJO HUNTLEIGH | MAXI SKY 2 | 2022-11-23 | 3540 | 2023-12-14 | 2024-06-14
BALANCE | PRECISION BALANCE, CAPACITY 2500G, RESOLUTION 0.01G, PAN SIZE 192 X 192MM | ADAM EQUIPMENT | PGW 2502I | 2022-09-26 | 558 | 2024-08-30 | 2024-10-21
DIGITAL HAND HELD | DIGITAL HAND HELD MULTIMETER | FLUKE | 115 | 2022-05-05 | 249.6
LABEL PRINTER | PRINTER - LABEL | LABELSTATION | ML240P | 2022-07-27 | 720
THERMOMETER CALIBRATOR | SURETEMP/THERMOSCAN CALIBRATOR | WELCH ALLYN | 9600 PLUS CALIBRATION TESTER | 2022-04-20 | 993.6 | 2024-02-01 | 2025-02-01
DIGITAL HAND HELD | DIGITAL HAND HELD MULTIMETER | FLUKE | 115 | 2022-04-19 | 236.4
DIGITAL HAND HELD | DIGITAL HAND HELD MULTIMETER | FLUKE | 115 | 2022-04-19 | 236.4
SCALES | SCALES - STAND ON | SECA | 877 | 2022-01-11 | 300 | 2023-11-17 | 2024-11-15
SCALES | SCALES - STAND ON | SECA | 875 | 2022-01-11 | 178.8 | 2023-11-14 | 2024-11-15
SCALES | SCALES - STAND ON | MARSDEN | M-420 | 2022-01-11 | 300 | 2023-11-14 | 2024-11-15
SCALES | SCALES - FLUID (not medical grade - do not use) | SALTER | 1180 WHDR | 2022-01-11 | 30 | 2023-11-14 | 2024-11-15
SCALES | SCALES - FLUID (not medical grade - do not use) | SALTER | 1180 WHDR | 2022-01-11 | 30 | 2023-11-14 | 2024-11-15
SCALES | SCALES - FLUID (not medical grade - do not use) | SALTER | 1180 WHDR | 2022-01-11 | 30 | 2023-11-14 | 2024-11-15
SCALES | SCALES - BABY | MARSDEN | MS-4201 | 2022-01-12 | 0 | 2023-12-06 | 2024-11-15
SCALES | SCALES - STAND ON | MARSDEN | M-420 | 2021-12-17 | 300 | 2023-12-06 | 2024-11-15
SCALES | SCALES - HOIST | JOERNS HEALTHCARE | OXFORD OXF-SCALE-LP | 2023-01-25 | 1195.2 | 2023-11-30 | 2024-11-15
SCALES | SCALES - HOIST | JOERNS HEALTHCARE | OXFORD OXF-SCALE-LP | 2022-02-03 | 1731.6 | 2023-11-30 | 2024-11-15
SCALES | SCALES - FLUID | TERAOKA | DS-502 | 2022-02-03 | 204 | 2022-02-08 | 2024-11-15
SCALES | SCALES - SWAB AND BENCH | MARSDEN | B-400 | 2022-03-17 | 258 | 2023-12-05 | 2024-11-15
SCALES | SCALES - SWAB AND BENCH | MARSDEN | B-400 | 2022-03-17 | 258 | 2023-12-05 | 2024-11-15
SCALES | SCALES - STAND ON | SECA | 875 | 2022-02-03 | 178.8 | 2023-12-05 | 2024-11-15
SCALES | SCALES - STAND ON | SECA | 875 | 2022-02-03 | 178.8 | 2023-12-05 | 2024-11-15
SCALES | SCALES - FLUID (not medical grade - do not use) | SALTER | 1180 WHDR | 2022-02-03 | 30 | 2022-11-21 12:00 | 2024-11-15
SCALES | SCALES - FLUID (not medical grade - do not use) | SALTER | 1180 WHDR | 2022-02-03 | 30 | 2023-12-11 | 2024-11-15
SCALES | SCALES - FLUID (not medical grade - do not use) | SALTER | 1180 WHDR | 2022-02-03 | 30 | 2023-12-11 | 2024-11-15
SCALES | SCALES - HOIST | JOERNS HEALTHCARE | OXFORD OXF-SCALE-LP | 2024-01-18 | 1195.2 | 2023-12-04 | 2024-11-15
SCALES | SCALES - STAND ON | SECA | 761 | 2022-02-03 | 78 | 2022-02-08 | 2024-11-15
SCALES | SCALES - HOIST | JOERNS HEALTHCARE | OXFORD OXF-SCALE-LP | 2023-02-14 | 1195.2 | 2023-11-29 | 2024-11-15
SCALES | SCALES - FLUID | TERAOKA | DS-502 | 2022-02-03 | 204 | 2023-11-29 | 2024-11-15
SCALES | SCALES - FLUID | SALTER | WHDR14 | 2022-02-03 | 0 | 2023-11-28 | 2024-11-15
SCALES | SCALES - FLUID | SALTER | WHDR14 | 2022-02-03 | 0 | 2023-11-28 | 2024-11-15
SCALES | SCALES - FLUID | SECA | 856 | 2022-02-03 | 0 | 2022-11-17 20:57 | 2024-11-15
SCALES | SCALES - HOIST | JOERNS HEALTHCARE | OXFORD OXF-SCALE-LP | 2023-02-14 | 1195.2 | 2023-11-28 | 2024-11-15
VENTILATOR | VENTILATOR | BREAS MEDICAL | NIPPY 4+ | 2021-11-29 | 4560 | 2023-12-12 | 2025-12-01
VENTILATOR | VENTILATOR | BREAS MEDICAL | NIPPY 4+ | 2021-11-29 | 4560 | 2023-06-23 | 2024-12-01
TYMPANIC THERMOMETER | TYMPANIC THERMOMETER | BRAUN | PRO 6000 | 2021-12-01 | 178.8
BATTERY THERMOMETER | BATTERY THERMOMETER | WELCH ALLYN | SURETEMP PLUS 692 | 2021-12-01 | 178.2
BATTERY THERMOMETER | BATTERY THERMOMETER | WELCH ALLYN | SURETEMP PLUS 692 | 2021-12-01 | 178.2
BATTERY THERMOMETER | BATTERY THERMOMETER | WELCH ALLYN | SURETEMP PLUS 692 | 2021-12-01 | 178.2
BATTERY THERMOMETER | BATTERY THERMOMETER | WELCH ALLYN | SURETEMP PLUS 692 | 2021-12-01 | 178.2
SUCTION CONTROLLER | HIGH SUCTION CONTROLLER | THERAPY EQUIPMENT | DIAMOND RANGE HIGH | 2022-01-05 | 97.2
VENTILATOR | VENTILATOR | RESMED LTD | AIRSENSE 10 AUTOSET | 2021-12-30 | 3600
VENTILATOR | VENTILATOR | RESMED LTD | AIRSENSE 10 AUTOSET | 2021-12-30 | 3600
VENTILATOR | VENTILATOR | RESMED LTD | AIRSENSE 10 AUTOSET | 2021-12-30 | 3600
VENTILATOR | VENTILATOR | RESMED LTD | AIRSENSE 10 AUTOSET | 2021-12-30 | 3600
TYMPANIC THERMOMETER | TYMPANIC THERMOMETER | BRAUN | PRO 6000 | 2022-01-07 | 178.8
TYMPANIC THERMOMETER | TYMPANIC THERMOMETER | BRAUN | PRO 6000 | 2022-01-07 | 178.8
SUCTION CONTROLLER | HIGH SUCTION CONTROLLER | THERAPY EQUIPMENT | DIAMOND RANGE HIGH | 2022-01-07 | 97.2
TYMPANIC THERMOMETER | TYMPANIC THERMOMETER | BRAUN | PRO 6000 | 2022-03-25 | 178.8
VENTILATOR | VENTILATOR | RESMED LTD | AIRSENSE 10 AUTOSET | 2021-12-30 | 3600
SUCTION CONTROLLER | HIGH SUCTION CONTROLLER | THERAPY EQUIPMENT | DIAMOND RANGE HIGH | 2021-12-29 | 148.2
SPHYGMOMANOMETER | TRIGGER MODEL PREMIUM SPHYGMOMANOMETER | WELCH ALLYN | DS-6601-189 | 2021-12-21 | 60
SPHYGMOMANOMETER | TRIGGER MODEL PREMIUM SPHYGMOMANOMETER | WELCH ALLYN | DS-6601-189 | 2021-12-21 | 60
SPHYGMOMANOMETER | TRIGGER MODEL PREMIUM SPHYGMOMANOMETER | WELCH ALLYN | DS-6601-189 | 2021-12-21 | 60
BATTERY THERMOMETER | BATTERY THERMOMETER | WELCH ALLYN | SURETEMP PLUS 692 | 2021-12-08 | 178.2
SYRINGE DRIVER | SYRINGE DRIVER | BD | BODYGUARD T | 2021-12-08 | 1440 | 2024-02-06 | 2025-02-06
SYRINGE DRIVER | SYRINGE DRIVER | BD | BODYGUARD T | 2021-12-08 | 1440 | 2023-10-09 | 2024-10-09
SYRINGE DRIVER | SYRINGE DRIVER | BD | BODYGUARD T | 2021-12-08 | 1440 | 2024-10-24 | 2025-10-24
SYRINGE DRIVER | SYRINGE DRIVER | BD | BODYGUARD T | 2021-12-08 | 1440 | 2023-09-21 | 2024-09-21
SYRINGE DRIVER | SYRINGE DRIVER | BD | BODYGUARD T | 2021-12-08 | 1440 | 2024-10-10 | 2025-10-10
SYRINGE DRIVER | SYRINGE DRIVER | BD | BODYGUARD T | 2021-12-08 | 1440 | 2024-10-04 | 2025-10-04
SYRINGE DRIVER | SYRINGE DRIVER | BD | BODYGUARD T | 2021-12-08 | 1440 |  | 2023-12-07
SYRINGE DRIVER | SYRINGE DRIVER | BD | BODYGUARD T | 2021-12-08 | 1440 | 2024-05-29 | 2025-05-29
SYRINGE DRIVER | SYRINGE DRIVER | BD | BODYGUARD T | 2021-12-08 | 1440 | 2024-04-04 | 2025-04-04
SYRINGE DRIVER | SYRINGE DRIVER | BD | BODYGUARD T | 2021-12-08 | 1440 | 2024-04-18 | 2025-04-18
SYRINGE DRIVER | SYRINGE DRIVER | BD | BODYGUARD T | 2021-12-08 | 1440 | 2024-10-10 | 2025-10-10
SYRINGE DRIVER | SYRINGE DRIVER | BD | BODYGUARD T | 2021-12-08 | 1440 | 2023-09-21 | 2024-09-21
SYRINGE DRIVER | SYRINGE DRIVER | BD | BODYGUARD T | 2021-12-08 | 1440 | 2024-08-05 | 2025-08-05
SYRINGE DRIVER | SYRINGE DRIVER | BD | BODYGUARD T | 2021-12-08 | 1440 | 2022-05-04 | 2024-05-04
SYRINGE DRIVER | SYRINGE DRIVER | BD | BODYGUARD T | 2021-12-07 | 1440 | 2024-08-13 | 2025-08-13
SYRINGE DRIVER | SYRINGE DRIVER | BD | BODYGUARD T | 2021-12-07 | 1440 | 2022-04-05 | 2024-04-05
SYRINGE DRIVER | SYRINGE DRIVER | BD | BODYGUARD T | 2021-12-07 | 1440 | 2024-08-05 | 2025-08-05
SYRINGE DRIVER | SYRINGE DRIVER | BD | BODYGUARD T | 2021-12-07 | 1440 | 2024-08-06 | 2025-08-06
SYRINGE DRIVER | SYRINGE DRIVER | BD | BODYGUARD T | 2021-12-07 | 1440 | 2022-09-28 | 2024-10-24
TYMPANIC THERMOMETER | TYMPANIC THERMOMETER | BRAUN | PRO 6000 | 2022-05-04 | 178.8
TYMPANIC THERMOMETER | TYMPANIC THERMOMETER | COVIDIEN UK | GENIUS 3 | 2021-11-26 | 193.2 | 2024-06-07 | 2024-12-07
SPHYGMOMANOMETER | TRIGGER MODEL PREMIUM SPHYGMOMANOMETER | WELCH ALLYN | DS-6601-189 | 2021-11-26 | 60
SPHYGMOMANOMETER | TRIGGER MODEL PREMIUM SPHYGMOMANOMETER | WELCH ALLYN | DS-6601-189 | 2021-11-26 | 60
SPHYGMOMANOMETER | TRIGGER MODEL PREMIUM SPHYGMOMANOMETER | WELCH ALLYN | DS-6601-189 | 2021-11-26 | 60
SPHYGMOMANOMETER | TRIGGER MODEL PREMIUM SPHYGMOMANOMETER | WELCH ALLYN | DS-6601-189 | 2021-11-26 | 60
TYMPANIC THERMOMETER | TYMPANIC THERMOMETER | BRAUN | PRO 6000 | 2021-11-25 | 178.8
TYMPANIC THERMOMETER | TYMPANIC THERMOMETER | BRAUN | PRO 6000 | 2021-11-25 | 178.8
TYMPANIC THERMOMETER | TYMPANIC THERMOMETER | BRAUN | PRO 6000 | 2021-11-25 | 178.8
VENTILATOR | VENTILATOR | BREAS MEDICAL | NIPPY 4+ | 2021-11-24 | 4560 | 2023-06-26 | 2024-12-01
VENTILATOR | VENTILATOR | BREAS MEDICAL | NIPPY 4+ | 2021-11-24 | 4560 | 2023-06-23 | 2024-12-01
TYMPANIC THERMOMETER | THERMOMETER TEMPORAL SCANNER | EXERGEN CORP | TAT-5000-EC | 2021-11-23 | 450 |  | 2025-01-15
TYMPANIC THERMOMETER | TYMPANIC THERMOMETER | BRAUN | PRO 6000 | 2021-11-23 | 178.8
HUMIDIFIER | HUMIDIFIER | F & P | MR850 | 2021-11-19 | 1320 | 2022-12-07 15:10 | 2024-12-07
HUMIDIFIER | HUMIDIFIER | F & P | MR850 | 2021-11-19 | 1320 | 2022-12-07 15:02 | 2024-12-07
TYMPANIC THERMOMETER | TYMPANIC THERMOMETER | BRAUN | PRO 6000 | 2022-04-19 | 178.8
REGULATOR | REGULATOR - CO2 - PIN INDEX | OXYLITRE | R1600-C125 | 2022-03-22 | 292.8 |  | 2029-03-18
REGULATOR | REGULATOR - CO2 - PIN INDEX | OXYLITRE | R1600-C125 | 2022-03-22 | 292.8 |  | 2029-03-18
REGULATOR | REGULATOR - CO2 - PIN INDEX | OXYLITRE | R1600-C125 | 2022-03-22 | 292.8 |  | 2029-03-18
TYMPANIC THERMOMETER | TYMPANIC THERMOMETER | BRAUN | PRO 6000 | 2021-11-18 | 178.8
TYMPANIC THERMOMETER | TYMPANIC THERMOMETER | BRAUN | PRO 6000 | 2021-11-18 | 178.8
TYMPANIC THERMOMETER | TYMPANIC THERMOMETER | BRAUN | PRO 6000 | 2021-11-18 | 178.8
SYRINGE DRIVER | SYRINGE DRIVER | BD | BODYGUARD T | 2021-11-16 | 1440 |  | 2023-11-16
BATTERY THERMOMETER | BATTERY THERMOMETER | WELCH ALLYN | SURETEMP PLUS 692 | 2021-11-16 | 178.2
CAPNOGRAPH | CAPNOGRAPH AND SPO2 HANDHELD | SHENZHEN CREATIVE INDUSTRY | PC-900B | 2021-11-10 | 2067.12 |  | 2023-11-10
TYMPANIC THERMOMETER | TYMPANIC THERMOMETER CONNEX MONITOR | WELCH ALLYN | PRO 6000 CONNEX | 2021-11-09 | 214.8
TYMPANIC THERMOMETER | TYMPANIC THERMOMETER CONNEX MONITOR | WELCH ALLYN | PRO 6000 CONNEX | 2021-11-09 | 214.8
TYMPANIC THERMOMETER | TYMPANIC THERMOMETER | BRAUN | PRO 6000 | 2021-11-03 | 178.8
TYMPANIC THERMOMETER | TYMPANIC THERMOMETER | BRAUN | PRO 6000 | 2021-11-01 | 178.8
TYMPANIC THERMOMETER | TYMPANIC THERMOMETER | BRAUN | PRO 6000 | 2021-10-29 | 178.8
COMPUTER - TABLET/NETBOOK | TABLET | ASUS | ZENPAD 10 | 2022-09-09 | 1200
ECG MODULE | ECG CATHETER TIP LOCATION SYSTEM | VYGON UK LTD | PILOT TLS | 2022-09-06 | 6600
PATIENT TROLLEY | FLUOROSCOPY TROLLEY | STRYKER | 1080 | 2022-07-29 | 5447.256 |  | 2025-07-29
VIDEO PROJECTOR | PROJECTOR | BENQ | MX825ST | 2022-06-10 | 581.82 | 2023-07-20 | 2024-07-20
AUDIOMETER | AUDIOMETER BASE UNIT | GN OTOMETRIC | AURICAL FREEFIT - BASE UNIT | 2022-04-06 | 6532.8 | 2023-05-10 | 2024-05-10
PEDESTAL DRILLS | BENCH PILLAR DRILL | AXMINSTER TOOLS | AT325PD | 2022-03-17 | 598.8 | 2023-07-07 | 2024-07-07
OVEN | RAPIDHEAT OVEN 220 VOLTS | ONCOLOGY IMAGING SYSTEMS LTD | RT-2075-220 | 2022-04-04 | 6456 | 2023-07-07 | 2024-07-07
TILT CHAIR | ELECTRICALLY RECLINING ARMCHAIR ON CASTORS | OCURA HEALTHCARE FURNITURE LIMITED | CA1973 | 2022-12-05 | 3600 |  | 2025-12-01
TORQUE SCREWDRIVER | TORQUE SCREWDRIVER | SEARS ROEBUC | TORQUE LEADER MINOR | 2022-11-11 | 60
ULTRASOUND SCANNER | CLARITY CONSOLE | ELEKTA | C051 | 2022-11-10 | 79680 |  | 2023-11-15
TORQUE SCREWDRIVER | TORQUE SCREWDRIVER | SEARS ROEBUC | TORQUE LEADER MINOR | 2023-02-22 | 60 | 2024-03-15 | 2025-03-15
ABR SCREENER | ABR/OAE | INTERACOUSTICS | ECLIPSE | 2022-09-09 | 5040
ULTRASOUND SCANNER | CLARITY CONSOLE | ELEKTA | C051 | 2022-03-28 | 79680 | 2022-11-10 10:14 | 2023-11-15
TYMPANIC THERMOMETER | TYMPANIC THERMOMETER CONNEX MONITOR | WELCH ALLYN | PRO 6000 CONNEX | 2022-08-18 | 246
TYMPANIC THERMOMETER | TYMPANIC THERMOMETER CONNEX MONITOR | WELCH ALLYN | PRO 6000 CONNEX | 2022-08-18 | 246
VITAL SIGNS MONITOR | VITAL SIGNS MONITOR: NIBP, SPO2, TEMP | WELCH ALLYN | 75CE CONNEX | 2022-08-02 | 2880 |  | 2025-08-05
VITAL SIGNS MONITOR | VITAL SIGNS MONITOR: NIBP, SPO2, TEMP | WELCH ALLYN | 75CE CONNEX | 2022-08-02 | 2880 |  | 2025-08-05
COUCH | COUCH - 2 SECTION ELECTRIC | SEERS MEDICAL | SM9566-TMO-1WH | 2022-03-24 | 840 |  | 2025-03-17
AUDIOMETER | AUDIOMETER BASE UNIT | GN OTOMETRIC | AURICAL FREEFIT - BASE UNIT | 2022-02-15 | 5232 | 2024-08-20 | 2024-12-08
TYMPANIC THERMOMETER | TYMPANIC THERMOMETER | BRAUN | PRO 6000 | 2022-01-14 | 178.8
CHARGER | AMBULATORY INFUSION PUMP CHARGER | CME MEDICAL | BODYGUARD 323 CHARGER | 2022-01-04 | 600
INFUSION PUMP | AMBULATORY INFUSION PUMP | CME MEDICAL | BODYGUARD 323 COLORVISION | 2022-01-04 | 1200 | 2024-09-30 | 2025-09-30
COMPUTER - LAPTOP/NOTEBOOK | DISPLAY UNIT AND CONTROL | BARD LTD | SHERLOCK 3CGTCS | 2021-12-15 | 0
TYMPANOGRAPH | DIAGNOSTIC TYMPANOMETER | GN OTOMETRIC | ZODIAC | 2021-12-08 | 8824.8 | 2024-01-31 | 2024-12-08
CHARGER | AMBULATORY INFUSION PUMP CHARGER | CME MEDICAL | BODYGUARD 323 CHARGER | 2021-10-21 | 600
PRINTER | PRINTER - LASER MONO | HP | LASERJET PRO M404DN | 2021-12-30 | 264
FLAT SCREEN MONITOR - TOUCH | DISPLAY LCD FLAT SCREEN 24 INCH TOUCH SCREEN | ELO | E124923 | 2021-12-30 | 1501.2
FLAT SCREEN MONITOR - TOUCH | DISPLAY LCD FLAT SCREEN 24 INCH TOUCH SCREEN | ELO | E124923 | 2021-12-30 | 1501.2
UNINTERRUPTIBLE POWER SUPPLY | UNINTERRUPTIBLE POWER SUPPLY | AMERICAN POWER CONVERSION (APC) | SMART-UPS SC450 | 2021-12-30 | 546 | 2024-07-24 | 2026-07-24
CENTRAL STATION | CENTRAL STATION INTELLIVUE INFORMATION CENTRE IX | PHILIPS LTD | PIIC IX | 2021-12-30 | 5760 | 2024-07-11 | 2025-07-11
FLAT SCREEN MONITOR - TOUCH | DISPLAY LCD FLAT SCREEN 24 INCH TOUCH SCREEN | ELO | E124923 | 2021-12-30 | 1501.2
FLAT SCREEN MONITOR - TOUCH | DISPLAY LCD FLAT SCREEN 24 INCH TOUCH SCREEN | ELO | E124923 | 2021-12-30 | 1501.2
UNINTERRUPTIBLE POWER SUPPLY | UNINTERRUPTIBLE POWER SUPPLY | AMERICAN POWER CONVERSION (APC) | SMART-UPS SC450 | 2021-12-30 | 546 | 2024-07-24 | 2026-07-24
CENTRAL STATION | CENTRAL STATION INTELLIVUE INFORMATION CENTRE IX | PHILIPS LTD | PIIC IX | 2021-12-30 | 5760 | 2024-07-24 | 2025-07-24
TELEMETRY/ECG | ECG TELEMETRY TRANSMITTER/PATIENT MONITOR | PHILIPS LTD | INTELLIVUE MX40 | 2021-12-20 | 2212.056
TELEMETRY/ECG | ECG TELEMETRY TRANSMITTER/PATIENT MONITOR | PHILIPS LTD | INTELLIVUE MX40 | 2021-12-20 | 2212.056
TELEMETRY/ECG | ECG TELEMETRY TRANSMITTER/PATIENT MONITOR | PHILIPS LTD | INTELLIVUE MX40 | 2021-12-20 | 2212.056
TELEMETRY/ECG | ECG TELEMETRY TRANSMITTER/PATIENT MONITOR | PHILIPS LTD | INTELLIVUE MX40 | 2021-12-20 | 2212.056
TELEMETRY/ECG | ECG TELEMETRY TRANSMITTER/PATIENT MONITOR | PHILIPS LTD | INTELLIVUE MX40 | 2021-12-20 | 2212.056
TELEMETRY/ECG | ECG TELEMETRY TRANSMITTER/PATIENT MONITOR | PHILIPS LTD | INTELLIVUE MX40 | 2021-12-20 | 2212.056
TELEMETRY/ECG | ECG TELEMETRY TRANSMITTER/PATIENT MONITOR | PHILIPS LTD | INTELLIVUE MX40 | 2021-12-20 | 2212.056
TELEMETRY/ECG | ECG TELEMETRY TRANSMITTER/PATIENT MONITOR | PHILIPS LTD | INTELLIVUE MX40 | 2021-12-20 | 2212.056
TELEMETRY/ECG | ECG TELEMETRY TRANSMITTER/PATIENT MONITOR | PHILIPS LTD | INTELLIVUE MX40 | 2021-12-20 | 2212.056
TELEMETRY/ECG | ECG TELEMETRY TRANSMITTER/PATIENT MONITOR | PHILIPS LTD | INTELLIVUE MX40 | 2021-12-20 | 2212.056
TELEMETRY/ECG | ECG TELEMETRY TRANSMITTER/PATIENT MONITOR | PHILIPS LTD | INTELLIVUE MX40 | 2021-12-20 | 2212.056
TELEMETRY/ECG | ECG TELEMETRY TRANSMITTER/PATIENT MONITOR | PHILIPS LTD | INTELLIVUE MX40 | 2021-12-20 | 2212.056
TELEMETRY/ECG | ECG TELEMETRY TRANSMITTER/PATIENT MONITOR | PHILIPS LTD | INTELLIVUE MX40 | 2021-12-20 | 2212.056
TELEMETRY/ECG | ECG TELEMETRY TRANSMITTER/PATIENT MONITOR | PHILIPS LTD | INTELLIVUE MX40 | 2021-12-20 | 2212.056
TELEMETRY/ECG | ECG TELEMETRY TRANSMITTER/PATIENT MONITOR | PHILIPS LTD | INTELLIVUE MX40 | 2021-12-20 | 2212.056
TELEMETRY/ECG | ECG TELEMETRY TRANSMITTER/PATIENT MONITOR | PHILIPS LTD | INTELLIVUE MX40 | 2021-12-20 | 2212.056
TELEMETRY/ECG | ECG TELEMETRY TRANSMITTER/PATIENT MONITOR | PHILIPS LTD | INTELLIVUE MX40 | 2021-12-20 | 2212.056
TELEMETRY/ECG | ECG TELEMETRY TRANSMITTER/PATIENT MONITOR | PHILIPS LTD | INTELLIVUE MX40 | 2021-12-20 | 2212.056
TELEMETRY/ECG | ECG TELEMETRY TRANSMITTER/PATIENT MONITOR | PHILIPS LTD | INTELLIVUE MX40 | 2021-12-20 | 2212.056
TELEMETRY/ECG | ECG TELEMETRY TRANSMITTER/PATIENT MONITOR | PHILIPS LTD | INTELLIVUE MX40 | 2021-12-20 | 2212.056
TELEMETRY/ECG | ECG TELEMETRY TRANSMITTER/PATIENT MONITOR | PHILIPS LTD | INTELLIVUE MX40 | 2021-12-20 | 2212.056
TELEMETRY/ECG | ECG TELEMETRY TRANSMITTER/PATIENT MONITOR | PHILIPS LTD | INTELLIVUE MX40 | 2021-12-20 | 2212.056
TELEMETRY/ECG | ECG TELEMETRY TRANSMITTER/PATIENT MONITOR | PHILIPS LTD | INTELLIVUE MX40 | 2021-12-20 | 2212.056
TELEMETRY/ECG | ECG TELEMETRY TRANSMITTER/PATIENT MONITOR | PHILIPS LTD | INTELLIVUE MX40 | 2021-12-20 | 2212.056
TELEMETRY/ECG | ECG TELEMETRY TRANSMITTER/PATIENT MONITOR | PHILIPS LTD | INTELLIVUE MX40 | 2021-12-20 | 2212.056
TELEMETRY/ECG | ECG TELEMETRY TRANSMITTER/PATIENT MONITOR | PHILIPS LTD | INTELLIVUE MX40 | 2021-12-20 | 2212.056
TELEMETRY/ECG | ECG TELEMETRY TRANSMITTER/PATIENT MONITOR | PHILIPS LTD | INTELLIVUE MX40 | 2021-12-20 | 2212.056
TELEMETRY/ECG | ECG TELEMETRY TRANSMITTER/PATIENT MONITOR | PHILIPS LTD | INTELLIVUE MX40 | 2021-12-20 | 2212.056
TELEMETRY/ECG | ECG TELEMETRY TRANSMITTER/PATIENT MONITOR | PHILIPS LTD | INTELLIVUE MX40 | 2021-12-20 | 2212.056
TELEMETRY/ECG | ECG TELEMETRY TRANSMITTER/PATIENT MONITOR | PHILIPS LTD | INTELLIVUE MX40 | 2021-12-20 | 2212.056
TELEMETRY/ECG | ECG TELEMETRY TRANSMITTER/PATIENT MONITOR | PHILIPS LTD | INTELLIVUE MX40 | 2021-12-20 | 2212.056
TELEMETRY/ECG | ECG TELEMETRY TRANSMITTER/PATIENT MONITOR | PHILIPS LTD | INTELLIVUE MX40 | 2021-12-20 | 2212.056
TELEMETRY/ECG | ECG TELEMETRY TRANSMITTER/PATIENT MONITOR | PHILIPS LTD | INTELLIVUE MX40 | 2021-12-20 | 2212.056
TELEMETRY/ECG | ECG TELEMETRY TRANSMITTER/PATIENT MONITOR | PHILIPS LTD | INTELLIVUE MX40 | 2021-12-20 | 2212.056
TELEMETRY/ECG | ECG TELEMETRY TRANSMITTER/PATIENT MONITOR | PHILIPS LTD | INTELLIVUE MX40 | 2021-12-20 | 2212.056
TELEMETRY/ECG | ECG TELEMETRY TRANSMITTER/PATIENT MONITOR | PHILIPS LTD | INTELLIVUE MX40 | 2021-12-20 | 2212.056
TELEMETRY/ECG | ECG TELEMETRY TRANSMITTER/PATIENT MONITOR | PHILIPS LTD | INTELLIVUE MX40 | 2021-12-20 | 2212.056
TELEMETRY/ECG | ECG TELEMETRY TRANSMITTER/PATIENT MONITOR | PHILIPS LTD | INTELLIVUE MX40 | 2021-12-20 | 2212.056
TELEMETRY/ECG | ECG TELEMETRY TRANSMITTER/PATIENT MONITOR | PHILIPS LTD | INTELLIVUE MX40 | 2021-12-09 | 2212.056
DOCKING STATION | DOCKING STATION | PHILIPS LTD | INTELLIVUE DOCK | 2021-10-28 | 440.4
CHARGER | CHARGER - MX40 TELEMETRY BATTERY CHARGER | PHILIPS LTD | 865220 | 2021-10-26 | 1010.592 | 2024-04-22 | 2026-04-22
CHARGER | CHARGER - MX40 TELEMETRY BATTERY CHARGER | PHILIPS LTD | 865220 | 2021-10-26 | 1010.592 | 2024-04-19 | 2026-04-19
CHARGER | CHARGER - MX40 TELEMETRY BATTERY CHARGER | PHILIPS LTD | 865220 | 2021-10-26 | 1010.592 | 2024-04-22 | 2026-04-22
CHARGER | CHARGER - MX40 TELEMETRY BATTERY CHARGER | PHILIPS LTD | 865220 | 2021-10-26 | 1010.592 | 2024-04-22 | 2026-04-22
CHARGER | CHARGER - MX40 TELEMETRY BATTERY CHARGER | PHILIPS LTD | 865220 | 2021-10-26 | 1010.592 | 2024-04-19 | 2026-04-19
MULTI-MEASUREMENT SERVER | MULTI-MEASUREMENT SERVER | PHILIPS LTD | INTELLIVUE MMX | 2021-10-26 | 2057.616
MULTI-MEASUREMENT SERVER | MULTI-MEASUREMENT SERVER | PHILIPS LTD | INTELLIVUE MMX | 2021-10-26 | 2057.616
MULTI-MEASUREMENT SERVER | MULTI-MEASUREMENT SERVER | PHILIPS LTD | INTELLIVUE MMX | 2021-10-26 | 2057.616
MULTI-MEASUREMENT SERVER | MULTI-MEASUREMENT SERVER | PHILIPS LTD | INTELLIVUE MMX | 2021-10-26 | 2057.616
MULTI-MEASUREMENT SERVER | MULTI-MEASUREMENT SERVER | PHILIPS LTD | INTELLIVUE MMX | 2021-10-26 | 2057.616
MULTI-MEASUREMENT SERVER | MULTI-MEASUREMENT SERVER | PHILIPS LTD | INTELLIVUE MMX | 2021-10-26 | 2057.616
MULTI-MEASUREMENT SERVER | MULTI-MEASUREMENT SERVER | PHILIPS LTD | INTELLIVUE MMX | 2021-10-26 | 2057.616
MULTI-MEASUREMENT SERVER | MULTI-MEASUREMENT SERVER | PHILIPS LTD | INTELLIVUE MMX | 2021-10-26 | 2057.616
MULTI-MEASUREMENT SERVER | MULTI-MEASUREMENT SERVER | PHILIPS LTD | INTELLIVUE MMX | 2021-10-26 | 2057.616
MULTI-MEASUREMENT SERVER | MULTI-MEASUREMENT SERVER | PHILIPS LTD | INTELLIVUE MMX | 2021-10-26 | 2057.616
MULTI-MEASUREMENT SERVER | MULTI-MEASUREMENT SERVER | PHILIPS LTD | INTELLIVUE MMX | 2021-10-26 | 2057.616
MULTI-MEASUREMENT SERVER | MULTI-MEASUREMENT SERVER | PHILIPS LTD | INTELLIVUE MMX | 2021-10-26 | 2057.616
MULTI-MEASUREMENT SERVER | MULTI-MEASUREMENT SERVER | PHILIPS LTD | INTELLIVUE MMX | 2021-10-26 | 2057.616
MULTI-MEASUREMENT SERVER | MULTI-MEASUREMENT SERVER | PHILIPS LTD | INTELLIVUE MMX | 2021-10-26 | 2057.616
MULTI-MEASUREMENT SERVER | MULTI-MEASUREMENT SERVER | PHILIPS LTD | INTELLIVUE MMX | 2021-10-26 | 2057.616
MULTI-MEASUREMENT SERVER | MULTI-MEASUREMENT SERVER | PHILIPS LTD | INTELLIVUE MMX | 2021-10-26 | 2057.616
MULTI-MEASUREMENT SERVER | MULTI-MEASUREMENT SERVER | PHILIPS LTD | INTELLIVUE MMX | 2021-10-26 | 2057.616
MULTI-MEASUREMENT SERVER | MULTI-MEASUREMENT SERVER | PHILIPS LTD | INTELLIVUE MMX | 2021-10-26 | 2057.616
MULTI-MEASUREMENT SERVER | MULTI-MEASUREMENT SERVER | PHILIPS LTD | INTELLIVUE MMX | 2021-10-26 | 2057.616
PATIENT MONITOR | PATIENT MONITOR INTELLIVUE | PHILIPS LTD | MX450 | 2021-10-26 | 3990.096 |  | 2024-10-26
PATIENT MONITOR | PATIENT MONITOR INTELLIVUE | PHILIPS LTD | MX450 | 2021-10-26 | 3990.096 |  | 2024-10-26
PATIENT MONITOR | PATIENT MONITOR INTELLIVUE | PHILIPS LTD | MX450 | 2021-10-26 | 3990.096 |  | 2024-10-26
PATIENT MONITOR | PATIENT MONITOR INTELLIVUE | PHILIPS LTD | MX450 | 2021-10-26 | 3990.096 |  | 2024-10-26
PATIENT MONITOR | PATIENT MONITOR INTELLIVUE | PHILIPS LTD | MX450 | 2021-10-26 | 3990.096 |  | 2024-10-26
PATIENT MONITOR | PATIENT MONITOR INTELLIVUE | PHILIPS LTD | MX450 | 2021-10-26 | 3990.096 |  | 2024-10-26
PATIENT MONITOR | PATIENT MONITOR INTELLIVUE | PHILIPS LTD | MX450 | 2021-10-26 | 3990.096 |  | 2024-10-26
PATIENT MONITOR | PATIENT MONITOR INTELLIVUE | PHILIPS LTD | MX450 | 2021-10-26 | 3990.096 |  | 2024-10-26
PATIENT MONITOR | PATIENT MONITOR INTELLIVUE | PHILIPS LTD | MX450 | 2021-10-26 | 3990.096 |  | 2024-10-26
PATIENT MONITOR | PATIENT MONITOR INTELLIVUE | PHILIPS LTD | MX450 | 2021-10-26 | 3990.096 |  | 2024-10-26
PATIENT MONITOR | PATIENT MONITOR INTELLIVUE | PHILIPS LTD | MX450 | 2021-10-26 | 3990.096 |  | 2024-10-26
PATIENT MONITOR | PATIENT MONITOR INTELLIVUE | PHILIPS LTD | MX450 | 2021-10-26 | 3990.096 |  | 2024-10-26
PATIENT MONITOR | PATIENT MONITOR INTELLIVUE | PHILIPS LTD | MX450 | 2021-10-26 | 3990.096 |  | 2024-10-26
PATIENT MONITOR | PATIENT MONITOR INTELLIVUE | PHILIPS LTD | MX450 | 2021-10-26 | 3990.096 |  | 2024-10-26
PATIENT MONITOR | PATIENT MONITOR INTELLIVUE | PHILIPS LTD | MX450 | 2021-10-26 | 3990.096 |  | 2024-10-26
PATIENT MONITOR | PATIENT MONITOR INTELLIVUE | PHILIPS LTD | MX450 | 2021-10-26 | 3990.096 |  | 2024-10-26
PATIENT MONITOR | PATIENT MONITOR INTELLIVUE | PHILIPS LTD | MX450 | 2021-10-26 | 3990.096 | 2023-10-10 | 2026-10-10
PATIENT MONITOR | PATIENT MONITOR INTELLIVUE | PHILIPS LTD | MX450 | 2021-10-26 | 3990.096 |  | 2024-10-26
PATIENT MONITOR | PATIENT MONITOR INTELLIVUE | PHILIPS LTD | MX450 | 2021-10-26 | 3990.096 |  | 2024-10-26
PATIENT MONITOR | PATIENT MONITOR INTELLIVUE | PHILIPS LTD | MX450 | 2021-10-26 | 3990.096 |  | 2024-10-26
PATIENT MONITOR | PATIENT MONITOR INTELLIVUE | PHILIPS LTD | MX450 | 2021-10-26 | 3990.096 |  | 2024-10-26
PATIENT MONITOR | PATIENT MONITOR INTELLIVUE | PHILIPS LTD | MX450 | 2021-10-26 | 3990.096 |  | 2024-10-26
PATIENT MONITOR | PATIENT MONITOR INTELLIVUE | PHILIPS LTD | MX450 | 2021-10-26 | 3990.096 |  | 2024-10-26
PATIENT MONITOR | PATIENT MONITOR INTELLIVUE | PHILIPS LTD | MX450 | 2021-10-26 | 3990.096 |  | 2024-10-26
C.T. SCANNER | CT SCANNER | SIEMENS LTD | SOMATOM GO.TOP | 2022-01-27 | 528840 | 2023-06-28 | 2025-10-16
CONTRAST INJECTOR | ILLUMENA NEO MOBILE CONTRAST INJECTOR | ILLUMENA | NEO MOBILE | 2022-01-13 | 15641.4 | 2024-10-10 | 2025-10-10
CONTRAST INJECTOR | ILLUMENA NEO MOBILE CONTRAST INJECTOR | ILLUMENA | NEO MOBILE | 2022-01-13 | 15641.4 | 2024-10-10 | 2025-10-10
LEAD SCREEN | PORTABLE SHIELD | KENEX (ELECTRO MEDICAL) LIMITED | 310/B-3 | 2021-12-15 | 3438 | 2024-02-10 | 2026-02-10
ULTRASOUND PROBE | ULTRASOUND PROBE | FUJIFILM SONOSITE | L25X | 2022-10-03 | 4800
ULTRASOUND SCANNER | ULTRASOUND SCANNER | FUJIFILM SONOSITE | SII | 2022-10-03 | 15600 | 2024-01-18 | 2025-01-18
OPTICAL IMAGING SYSTEM | INTRAVASCULAR OPTICAL IMAGING SYSTEM | ST JUDE MEDICAL | ILUMIEN OPTIS | 2021-12-10 | 72000 | 2024-02-15 | 2024-12-01
COUCH | COUCH - VARIABLE H/L | MEDIPLINTH | MEDIPLINTH | 2024-04-04 | 1200 |  | 2025-03-15
MOBILE X-RAY C-ARM | ZIEHM VISION FD MOBILE X-RAY C-ARM | ZIEHM IMAGIN | VISION FD | 2021-11-12 | 99556.56 | 2024-08-28 | 2025-02-28
MOBILE X-RAY C-ARM | ZIEHM VISION FD MOBILE X-RAY C-ARM | ZIEHM IMAGIN | VISION FD | 2021-11-12 | 99556.56 | 2024-09-04 | 2025-03-04
MOBILE X-RAY C-ARM | ZIEHM VISION FD MOBILE X-RAY C-ARM | ZIEHM IMAGIN | VISION FD | 2021-11-12 | 99556.56 | 2024-08-14 | 2025-02-14
MOBILE X-RAY C-ARM | ZIEHM VISION FD MOBILE X-RAY C-ARM | ZIEHM IMAGIN | VISION FD | 2021-11-12 | 99556.56 | 2024-03-06 | 2024-09-06
ULTRASOUND PROBE | ULTRASOUND PROBE | GE LIMITED | RIC5-9-D | 2021-11-17 | 4998
DIGITAL X-RAY ROOM | DIGITAL X-RAY ROOM | SIEMENS LTD | YSIO MAX | 2024-02-01 | 184740 |  | 2024-12-27
ULTRASOUND PROBE | TEE SHAPED INTEROPERATIVE | BK MEDICAL | 9016 | 2022-03-31 | 18000
ULTRASOUND PROBE | TEE SHAPED INTEROPERATIVE | BK MEDICAL | 9016 | 2022-03-31 | 18000
ULTRASOUND PROBE | I13C3f INTRAOPERATIVE LAP PROBE | BK MEDICAL | 9076 | 2022-04-01 | 24953.412
ULTRASOUND PROBE | I13C3f INTRAOPERATIVE LAP PROBE | BK MEDICAL | 9076 | 2022-04-01 | 24953.412
TYMPANIC THERMOMETER | TYMPANIC THERMOMETER CONNEX MONITOR | WELCH ALLYN | PRO 6000 CONNEX | 2022-01-27 | 214.8
STANDING AID | STANDING AID | HANDICARE | ReTurn 7500 | 2022-02-23 | 480
LENS ANALYZER | LENSMETER TOPCON LM-8 | TOPCON | LM-8 | 2022-02-18 | 1440
VIS/ACUITY APPARATUS | ELECTRONIC VISUAL ACUITY | THOMPSON SOFTWARE SOLUTIONS | PC_BOX | 2022-02-18 | 2617.2 | 2024-03-05 | 2025-02-05
FLAT SCREEN DISPLAY | FLAT SCREEN DISPLAY - 27 INCH LCD MONITOR | AOC | 27E1H | 2022-02-18 | 2154 | 2024-01-30 | 2025-02-03
OPHTHALMIC CHAIR | OPHTHALMIC CHAIR | MECCANOTTICA MAZZA | P100 | 2022-02-17 | 3271.2 | 2024-03-11 | 2025-02-05
FLAT SCREEN DISPLAY | FLAT SCREEN DISPLAY - 27 INCH LCD MONITOR | AOC | 27E1H | 2022-02-18 | 2154 | 2024-03-05 | 2025-02-05
VIS/ACUITY APPARATUS | ELECTRONIC VISUAL ACUITY | THOMPSON SOFTWARE SOLUTIONS | PC_BOX | 2022-02-18 | 2617.2 | 2024-01-30 | 2025-02-03
HANDPIECE | CONTRA-ANGLE 6:1 HANDPIECE | DENTSPLY LTD | 6:1 CONTRA-ANGLE | 2022-02-18 | 473.424
HANDPIECE | CONTRA-ANGLE 6:1 HANDPIECE | DENTSPLY LTD | 6:1 CONTRA-ANGLE | 2022-02-18 | 473.424
HANDPIECE | CONTRA-ANGLE 6:1 HANDPIECE | DENTSPLY LTD | 6:1 CONTRA-ANGLE | 2022-02-18 | 473.424
HANDPIECE | CONTRA-ANGLE 6:1 HANDPIECE | DENTSPLY LTD | 6:1 CONTRA-ANGLE | 2022-02-18 | 473.424
HANDPIECE | CONTRA-ANGLE 6:1 HANDPIECE | DENTSPLY LTD | 6:1 CONTRA-ANGLE | 2022-02-18 | 473.424
HANDPIECE | CONTRA-ANGLE 6:1 HANDPIECE | DENTSPLY LTD | 6:1 CONTRA-ANGLE | 2022-02-18 | 473.424
HANDPIECE | CONTRA-ANGLE 6:1 HANDPIECE | DENTSPLY LTD | 6:1 CONTRA-ANGLE | 2022-02-18 | 473.424
HANDPIECE | CONTRA-ANGLE 6:1 HANDPIECE | DENTSPLY LTD | 6:1 CONTRA-ANGLE | 2022-02-18 | 473.424
HANDPIECE | CONTRA-ANGLE 6:1 HANDPIECE | DENTSPLY LTD | 6:1 CONTRA-ANGLE | 2022-02-18 | 473.424
HANDPIECE | CONTRA-ANGLE 6:1 HANDPIECE | DENTSPLY LTD | 6:1 CONTRA-ANGLE | 2022-02-18 | 473.424
HANDPIECE | HANDPIECE | W&H UK LTD | SYNEA HA-43A | 2022-02-03 | 480
IRRIGATION SYSTEM | IRRIGATION RINSE PUMP | ALTOMED | Q-RINSE SYSTEM | 2022-02-02 | 1920 | 2024-05-15 | 2025-01-14
IRRIGATION SYSTEM | IRRIGATION RINSE PUMP | ALTOMED | Q-RINSE SYSTEM | 2022-02-02 | 1920 | 2024-02-02 | 2025-01-14
IRRIGATION SYSTEM | IRRIGATION RINSE PUMP | ALTOMED | Q-RINSE SYSTEM | 2022-02-02 | 1920 | 2024-02-02 | 2025-01-14
IRRIGATION SYSTEM | IRRIGATION RINSE PUMP | ALTOMED | Q-RINSE SYSTEM | 2022-02-02 | 1920 | 2024-02-02 | 2025-01-14
POWERED TABLE | POWERED TABLE | OPTOS PLC | A10741005 | 2022-01-27 | 2400 | 2023-12-14 | 2024-12-14
OPHTHALMOSCOPE | PANORAMIC OPHTHALMOSCOPE RG | OPTOS PLC | CALIFORNIA RG | 2022-01-31 | 84594 | 2023-12-21 | 2024-07-03
VITAL SIGNS MONITOR | VITAL SIGNS MONITOR: NIBP, SPO2, TEMP | WELCH ALLYN | 75CE CONNEX | 2022-01-27 | 2152.8 |  | 2025-01-27
HANDPIECE | DENTAL HANDPIECE | W&H UK LTD | TREND WD56 | 2022-01-05 | 0
HANDPIECE MICROMOTOR | HANDPIECE MICROMOTOR | BIEN-AIR UK | MC3 | 2022-01-04 | 780
TONOMETER | TONOMETER | ICARE | TA031 | 2021-11-11 | 4800
TONOMETER | TONOMETER | ICARE | TA031 | 2021-11-11 | 4800
TONOMETER | TONOMETER | ICARE | TA031 | 2021-11-05 | 4800
CRYO CONSOLE | AUTOMATIC CONTROL OF PRESSURE (ACP) MACHINE | MORIA | GO ACP | 2021-11-09 | 9732 |  | 2023-06-30
SLIT LAMP TABLE | INSTRUMENT SLIT LAMP TABLE | TOPCON | ATE-600 | 2021-10-21 | 1548 | 2022-11-07 14:42 | 2023-11-13
RETINAL CAMERA | 3D OPTICAL COHERENCE TOMOGRAPHY | TOPCON | 3D OCT-1 MAESTRO2 | 2021-10-20 | 29394 | 2024-04-17 | 2025-04-17
OPHTHALMOSCOPE-INDIRECT | VANTAGE PLUS LED/BULB | KEELER | 1205-P-1020 | 2021-10-15 | 3594 | 2024-06-20 | 2026-10-12
OPHTHALMOSCOPE-INDIRECT | VANTAGE PLUS LED/BULB | KEELER | 1205-P-1020 | 2021-10-15 | 3594 | 2024-06-20 | 2026-10-12
HANDPIECE MICROMOTOR | HANDPIECE MICROMOTOR | BIEN-AIR UK | BASCH | 2021-10-12 | 519.852
FLAT SCREEN DISPLAY | FLAT SCREEN DISPLAY - 27 INCH LCD MONITOR | AOC | 27E1H | 2021-09-29 | 2154 | 2023-12-07 | 2024-12-07
VIS/ACUITY APPARATUS | ELECTRONIC VISUAL ACUITY | CHILLBLAST | WAP-LITE-1.0 | 2021-09-29 | 2617.2 | 2023-12-07 | 2024-12-07
FLAT SCREEN DISPLAY | FLAT SCREEN DISPLAY - 27 INCH LCD MONITOR | AOC | 27E1H | 2021-09-29 | 2154 | 2023-12-07 | 2024-12-07
VIS/ACUITY APPARATUS | ELECTRONIC VISUAL ACUITY | CHILLBLAST | WAP-LITE-1.0 | 2021-09-29 | 2617.2 | 2023-11-22 | 2024-11-22
AREA ALARM SYSTEM | MEDICAL GAS ALARM | SHIRE | SA-6 | 2021-09-29 | 420 | 2024-10-09 | 2025-01-20
WHEELCHAIR | WHEELCHAIR | DRIVEMEDICAL | S1 TRANSIT CS1142T | 2022-04-14 | 144
AREA ALARM SYSTEM | MEDICAL GAS ALARM | SHIRE | SAX-6 | 2022-07-29 | 592.32 | 2024-08-20 | 2024-11-20
DUPLEX ACTIVE SCAVENGING SYS | DUPLEX ACTIVE SCAVENGING SYSTEM | MILLENNIUM MEDICAL | GSD 520/3/24 | 2022-08-01 | 2890.8 | 2024-09-23 | 2024-11-20
STANDING AID | STANDING AID | ARJO HUNTLEIGH | STEDY | 2022-07-25 | 0 | 2024-07-15 | 2025-07-15
VENTILATOR | VENTILATOR | BREAS MEDICAL | NIPPY 4 | 2023-08-31 | 3600 | 2023-10-05
PATIENT HOIST | PATIENT HOIST - OVERHEAD | LIKO | 242 S | 2021-11-10 | 1173.804 | 2024-02-01 | 2024-09-15
SUCTION CONTROLLER | HIGH SUCTION CONTROLLER | THERAPY EQUIPMENT | DIAMOND RANGE HIGH | 2021-11-09 | 83.4
AMBULATORY ARRHYTHMIA MONITOR | AMBULATORY ECG RECORDER | NOVACOR UK | R.TEST 4 EVOLUTION | 2021-11-08 | 1774.8
SLIT LAMP HAND HELD | HAND HELD SLIT LAMP | KEELER | PSL CLASSIC | 2021-10-28 | 5640 | 2024-01-26 | 2025-10-15
AMBULATORY ARRHYTHMIA MONITOR | AMBULATORY ECG RECORDER | NOVACOR UK | R.TEST 3 EVOLUTION | 2021-10-27 | 1200
NEBULIZER | NEBULIZER | PHILIPS LTD | INNOSPIRE DELUXE | 2021-10-21 | 126
NEBULIZER | NEBULIZER | PHILIPS LTD | INNOSPIRE DELUXE | 2021-10-21 | 126
NEBULIZER | NEBULIZER | PHILIPS LTD | INNOSPIRE DELUXE | 2021-10-21 | 126
NEBULIZER | NEBULIZER | PHILIPS LTD | INNOSPIRE DELUXE | 2021-10-21 | 126
SUCTION CONTROLLER | HIGH SUCTION CONTROLLER | THERAPY EQUIPMENT | DIAMOND RANGE HIGH | 2021-11-15 | 83.4
NEBULIZER | NEBULIZER | PHILIPS LTD | INNOSPIRE DELUXE | 2021-09-29 | 126
NEBULIZER | NEBULIZER | PHILIPS LTD | INNOSPIRE DELUXE | 2021-09-29 | 126
NEBULIZER | NEBULIZER | PHILIPS LTD | INNOSPIRE DELUXE | 2021-09-29 | 126
NEBULIZER | NEBULIZER | PHILIPS LTD | INNOSPIRE DELUXE | 2021-09-29 | 126
NEBULIZER | NEBULIZER | PHILIPS LTD | INNOSPIRE DELUXE | 2021-09-29 | 126
TYMPANIC THERMOMETER | TYMPANIC THERMOMETER INFRARED | MEDICAL WORLD | ET-100A | 2021-09-23 | 60 |  | 2022-06-14
SUCTION CONTROLLER | HIGH SUCTION CONTROLLER | THERAPY EQUIPMENT | DIAMOND RANGE HIGH | 2021-09-21 | 82.8
SUCTION CONTROLLER | HIGH SUCTION CONTROLLER | THERAPY EQUIPMENT | DIAMOND RANGE HIGH | 2021-09-15 | 82.8
GAS REGULATOR & FLOWMETER | DIALREG - PIN INDEX O2 - WITH SHRADER | THERAPY EQUIPMENT | 5056 | 2021-09-14 | 206.04 |  | 2025-09-13
REGULATOR | MEDIREG WITH SCHRADER - PIN INDEX O2 | THERAPY EQUIPMENT | 5037 | 2021-09-13 | 157.08 |  | 2025-09-15
GAS REGULATOR & FLOWMETER | DIALREG - PIN INDEX O2 - WITH SHRADER | THERAPY EQUIPMENT | 5056 | 2021-09-13 | 206.04 |  | 2025-08-15
GAS REGULATOR & FLOWMETER | PIN INDEX AIR DIAL REGULATOR | THERAPY EQUIPMENT | 5285/AIR | 2021-09-13 | 206.04 |  | 2025-05-13
REGULATOR | REGULATOR - AIR - PIN INDEX DIAL | THERAPY EQUIPMENT | 5250/AIR | 2021-09-13 | 163.2
DIETARY FEED PUMP | ENTERAL FEEDING PUMP | NUTRICIA | FLOCARE INFINITY | 2021-09-08 | 960 |  | 2025-05-15
DIETARY FEED PUMP | ENTERAL FEEDING PUMP | NUTRICIA | FLOCARE INFINITY | 2021-09-08 | 960 |  | 2025-03-15
DIETARY FEED PUMP | ENTERAL FEEDING PUMP | NUTRICIA | FLOCARE INFINITY | 2021-09-08 | 960 |  | 2024-03-15
DIETARY FEED PUMP | ENTERAL FEEDING PUMP | NUTRICIA | FLOCARE INFINITY | 2021-09-08 | 960 |  | 2025-03-15
DIETARY FEED PUMP | ENTERAL FEEDING PUMP | NUTRICIA | FLOCARE INFINITY | 2021-09-08 | 960 |  | 2025-03-15
DIETARY FEED PUMP | ENTERAL FEEDING PUMP | NUTRICIA | FLOCARE INFINITY | 2021-09-08 | 960 |  | 2025-03-15
NEBULIZER | NEBULIZER | PHILIPS LTD | INNOSPIRE DELUXE | 2021-09-03 | 126
NEBULIZER | NEBULIZER | PHILIPS LTD | INNOSPIRE DELUXE | 2021-09-03 | 126
NEBULIZER | NEBULIZER | PHILIPS LTD | INNOSPIRE DELUXE | 2021-09-03 | 126
NEBULIZER | NEBULIZER | PHILIPS LTD | INNOSPIRE DELUXE | 2021-09-03 | 126
NEBULIZER | NEBULIZER | PHILIPS LTD | INNOSPIRE DELUXE | 2021-09-03 | 126
NEBULIZER | NEBULIZER | PHILIPS LTD | INNOSPIRE DELUXE | 2021-09-03 | 126
NEBULIZER | NEBULIZER | PHILIPS LTD | INNOSPIRE DELUXE | 2021-09-03 | 126
NEBULIZER | NEBULIZER | PHILIPS LTD | INNOSPIRE DELUXE | 2021-09-03 | 126
SPHYGMOMANOMETER | SPHYGMOMANOMETER | HONSUN | HS-2000 | 2021-11-30 | 20.388 |  | 2024-11-01
SPHYGMOMANOMETER | SPHYGMOMANOMETER | HONSUN | HS-2000 | 2021-11-30 | 20.388 |  | 2024-11-01
SPHYGMOMANOMETER | SPHYGMOMANOMETER | HONSUN | HS-2000 | 2021-11-30 | 20.388 |  | 2024-11-01
SPHYGMOMANOMETER | SPHYGMOMANOMETER | HONSUN | HS-2000 | 2021-11-30 | 20.388 |  | 2024-11-01
SPHYGMOMANOMETER | SPHYGMOMANOMETER | HONSUN | HS-2000 | 2021-12-02 | 20.388 |  | 2025-06-01
AUDIO DOPPLER | AUDIO DOPPLER | HUNTLEIGH | D920 | 2021-12-02 | 373.968
TRANSDUCER | US TRANSDUCER | PHILIPS LTD | M2736A | 2021-12-03 | 0
SPHYGMOMANOMETER | SPHYGMOMANOMETER | WELCH ALLYN | DS-5501-300 | 2021-11-15 | 149.832 |  | 2024-11-01
SPHYGMOMANOMETER | SPHYGMOMANOMETER | WELCH ALLYN | DS-5501-300 | 2021-11-15 | 149.832 |  | 2024-11-01
SPHYGMOMANOMETER | SPHYGMOMANOMETER | WELCH ALLYN | DS-5501-300 | 2021-11-15 | 149.832 |  | 2024-11-01
SPHYGMOMANOMETER | SPHYGMOMANOMETER | WELCH ALLYN | DS-5501-300 | 2021-11-15 | 149.832 | 2022-12-09 10:54 | 2024-11-01
SPHYGMOMANOMETER | SPHYGMOMANOMETER | HONSUN | HS-2000 | 2021-11-15 | 0 |  | 2024-11-01
OPHTHALMOSCOPE | OPHTHALMOSCOPE | KEELER | STANDARD(OPTHALMO) | 2021-11-08 | 134.268
AUDIO DOPPLER | AUDIO DOPPLER | HUNTLEIGH | D920 | 2021-11-08 | 373.968
AUDIO DOPPLER | AUDIO DOPPLER | HUNTLEIGH | D920 | 2021-11-08 | 373.968
TRANSDUCER | US TRANSDUCER | PHILIPS LTD | M2736A | 2021-11-05 | 825
REGULATOR | MEDIREG WITH SCHRADER - PIN INDEX O2 | THERAPY EQUIPMENT | 5037 | 2021-11-01 | 169.584 |  | 2025-11-01
OPHTHALMOSCOPE | OPHTHALMOSCOPE | WELCH ALLYN | 11720 | 2021-10-28 | 0
OPHTHALMOSCOPE | OPHTHALMOSCOPE | WELCH ALLYN | 11720 | 2021-10-28 | 0
TYMPANIC THERMOMETER | TYMPANIC THERMOMETER | BRAUN | PRO 6000 | 2021-10-21 | 178.8
HEADLIGHT SYSTEM | HEADLIGHT | WELCH ALLYN | 46074R | 2021-10-18 | 0
CHARGER | PCA PUMP CHARGER | CME MEDICAL | BODYGUARD 575 CHARGER | 2021-10-14 | 0
ENTONOX DEMAND SYSTEM | ENTONOX DEMAND VALVE | THERAPY EQUIPMENT | ENTONOX | 2021-10-12 | 302.4 |  | 2025-10-12
ENTONOX DEMAND SYSTEM | ENTONOX DEMAND VALVE | THERAPY EQUIPMENT | ENTONOX | 2021-10-12 | 302.4 |  | 2025-10-12
ENTONOX DEMAND SYSTEM | ENTONOX DEMAND VALVE | THERAPY EQUIPMENT | ENTONOX | 2021-10-12 | 302.4 |  | 2025-10-12
AUDIO DOPPLER | AUDIO DOPPLER | HUNTLEIGH | D920 | 2021-10-01 | 373.968
AUDIO DOPPLER | AUDIO DOPPLER | HUNTLEIGH | D920 | 2021-10-01 | 373.968
AUDIO DOPPLER | AUDIO DOPPLER | HUNTLEIGH | D920 | 2021-10-01 | 373.968
AUDIO DOPPLER | AUDIO DOPPLER | HUNTLEIGH | D920 | 2021-10-01 | 373.968
TYMPANIC THERMOMETER | TYMPANIC THERMOMETER | BRAUN | PRO 6000 | 2021-09-17 | 178.8
TRANSDUCER | TOCO+ TRANSDUCER | PHILIPS LTD | M2735A | 2021-09-09 | 851.904
TYMPANIC THERMOMETER | TYMPANIC THERMOMETER | BRAUN | PRO 6000 | 2021-09-07 | 178.8
TRANSDUCER | US TRANSDUCER | PHILIPS LTD | M2736A | 2021-10-22 | 687.6
TRANSDUCER | TOCO TRANSDUCER | PHILIPS LTD | M2734B | 2021-10-22 | 883.2
ENDOSCOPY VIDEO SYSTEM | DIGITAL VIDEO LARYNGOSCOPE | KARL STORZ | 8403ZX | 2021-11-01 | 9306 | 2024-08-30 | 2025-08-30
WARMING MATTRESS | NEONATAL MATTRESS, SMALL | INSPIRATION | IHC-NCM1 | 2021-10-26 | 690
WARMING MATTRESS | NEONATAL MATTRESS, SMALL | INSPIRATION | IHC-NCM1 | 2021-10-26 | 690
WARMING MATTRESS | NEONATAL MATTRESS, SMALL | INSPIRATION | IHC-NCM1 | 2021-10-26 | 690
WARMING MATTRESS | NEONATAL MATTRESS, SMALL | INSPIRATION | IHC-NCM1 | 2021-10-26 | 690
WARMING MATTRESS | NEONATAL MATTRESS, SMALL | INSPIRATION | IHC-NCM1 | 2021-10-26 | 690
WARMING MATTRESS | NEONATAL MATTRESS, SMALL | INSPIRATION | IHC-NCM1 | 2021-10-26 | 690
CONTROL-WARMING MATT | COSYTHERM2 CONTROLLER | INSPIRATION | IHC-2000 | 2021-10-26 | 960 | 2024-07-08 | 2025-07-08
CONTROL-WARMING MATT | COSYTHERM2 CONTROLLER | INSPIRATION | IHC-2000 | 2021-10-26 | 960 | 2024-09-26 | 2025-09-26
CONTROL-WARMING MATT | COSYTHERM2 CONTROLLER | INSPIRATION | IHC-2000 | 2021-10-26 | 960 | 2023-09-26 | 2024-10-26
CONTROL-WARMING MATT | COSYTHERM2 CONTROLLER | INSPIRATION | IHC-2000 | 2021-10-26 | 960 | 2023-11-02 | 2024-11-02
CONTROL-WARMING MATT | COSYTHERM2 CONTROLLER | INSPIRATION | IHC-2000 | 2021-10-26 | 960 | 2023-11-03 | 2024-11-03
CONTROL-WARMING MATT | COSYTHERM2 CONTROLLER | INSPIRATION | IHC-2000 | 2021-10-26 | 960 | 2023-09-26 | 2024-10-26
COUCH | COUCH - VARIABLE HEIGHT | OCURA HEALTHCARE FURNITURE LIMITED | OCURA +02E | 2021-10-13 | 1080 |  | 2024-10-13
COUCH | COUCH - VARIABLE HEIGHT | OCURA HEALTHCARE FURNITURE LIMITED | OCURA +02E | 2021-10-13 | 1080 |  | 2024-10-13
DIATHERMY MACHINE | GYNECARE BIPOLAR ELECTRO-SURGICAL SYSTEM | OLYMPUS | VERSAPOINT II | 2021-10-01 | 14703.06 |  | 2022-10-01
VITAL SIGNS MONITOR | VITAL SIGNS MONITOR: NIBP, SPO2, TEMP | HILL-ROM | 75CE CONNEX | 2021-09-28 | 2152.8 |  | 2024-09-28
LABEL PRINTER | UNIVERSAL PRINTER | ALERE LTD | BTP-L560 | 2021-09-24 | 0
FLUID MANAGEMENT SYSTEM | FLUID MANAGEMENT SYSTEM | HOLOGIC | FLUENT | 2021-09-23 | 19728 | 2024-01-16 | 2025-09-23
BATTERY THERMOMETER | BATTERY THERMOMETER | WELCH ALLYN | SURETEMP PLUS 692 | 2021-09-16 | 178.2
BATTERY THERMOMETER | BATTERY THERMOMETER | WELCH ALLYN | SURETEMP PLUS 692 | 2021-09-15 | 178.2
BATTERY THERMOMETER | BATTERY THERMOMETER | WELCH ALLYN | SURETEMP PLUS 692 | 2021-09-15 | 178.2
BATTERY THERMOMETER | BATTERY THERMOMETER | WELCH ALLYN | SURETEMP PLUS 692 | 2021-09-15 | 178.2
BATTERY THERMOMETER | BATTERY THERMOMETER | WELCH ALLYN | SURETEMP PLUS 692 | 2021-09-15 | 178.2
BATTERY THERMOMETER | BATTERY THERMOMETER | WELCH ALLYN | SURETEMP PLUS 692 | 2021-09-15 | 178.2
BATTERY THERMOMETER | BATTERY THERMOMETER | WELCH ALLYN | SURETEMP PLUS 692 | 2021-09-15 | 178.2
BABY INCUBATOR | BABY INCUBATOR | DRAEGER | BABYLEO TN500 | 2021-09-14 | 30189.6 | 2024-04-22 | 2025-08-01
BABY INCUBATOR | BABY INCUBATOR | DRAEGER | BABYLEO TN500 | 2021-09-14 | 30189.6 | 2024-04-15 | 2025-04-01
BABY INCUBATOR | BABY INCUBATOR | DRAEGER | BABYLEO TN500 | 2021-09-14 | 30189.6 | 2024-09-02 | 2025-08-01
BABY INCUBATOR | BABY INCUBATOR | DRAEGER | BABYLEO TN500 | 2021-09-14 | 30189.6 | 2024-01-04 | 2025-01-01
BABY INCUBATOR | BABY INCUBATOR | DRAEGER | BABYLEO TN500 | 2021-09-14 | 30189.6 | 2024-04-12 | 2025-04-01
BATTERY THERMOMETER | BATTERY THERMOMETER | WELCH ALLYN | SURETEMP PLUS 692 | 2021-09-13 | 178.2
BATTERY THERMOMETER | BATTERY THERMOMETER | WELCH ALLYN | SURETEMP PLUS 692 | 2021-09-13 | 178.2
BATTERY THERMOMETER | BATTERY THERMOMETER | WELCH ALLYN | SURETEMP PLUS 692 | 2021-09-13 | 178.2
HUMIDIFIER | HUMIDIFIER | F & P | MR850 | 2021-09-10 | 1320 | 2024-08-05 | 2025-08-05
TRANSDUCER | US TRANSDUCER | PHILIPS LTD | M2736A | 2021-09-08 | 1172.4
SCALES | SCALES - BABY | SECA | 336 | 2021-09-08 | 453.6 |  | 2024-11-15
SCALES | SCALES - BABY | SECA | 336 | 2021-09-08 | 402.048 | 2022-01-13 | 2024-11-15
TRANSDUCER | US TRANSDUCER | PHILIPS LTD | M2736A | 2021-09-02 | 1172.4
HUMIDIFIER | HUMIDIFIER | F & P | MR850 | 2021-09-02 | 1320 | 2023-08-08 | 2024-08-08
CARDIOGRAPH | CARDIOGRAPH 18 LEAD | SPACELABS | CardioExpress SL18A | 2021-08-27 | 7192.8 | 2024-01-15 | 2025-01-01
HANDPIECE | DENTAL HANDPIECE | W&H UK LTD | SYNEA TA-98 LED | 2021-09-28 | 720
POWERED TABLE | K2 TABLE | 2020 MEDICAL SYSTEMS INC. | K2-230C | 2021-09-27 | 3600 | 2023-12-07 | 2024-12-07
VIS/FIELD ANALYSER | VISUAL FIELD ANALYSER | ZEISS | 840 | 2021-09-27 | 22876.98 | 2023-06-26 | 2024-02-10
POWERED TABLE | K2 TABLE | 2020 MEDICAL SYSTEMS INC. | K2-230C | 2021-09-27 | 3600 | 2023-12-05 | 2024-12-05
VIS/FIELD ANALYSER | VISUAL FIELD ANALYSER | ZEISS | 840 | 2021-09-27 | 22876.98 | 2023-06-27 | 2024-05-05
VIS/FIELD ANALYSER | OPHTHALMIC PERIMETRY - VISUAL FIELD ANALYSER | HAAG STREIT | OCTOPUS 900 | 2021-09-27 | 20746.8 | 2023-12-11 | 2024-12-11
POWER SUPPLY | POWER SUPPLY/ISOLATING TRANSFORMER | SEDLBAUER AG | MTT1000 | 2021-09-27 | 466.8 | 2023-09-29 | 2024-09-29
SLIT LAMP TABLE | SLIT LAMP TABLE | HAAG STREIT | HSM 600 | 2021-09-27 | 25476 | 2023-09-29 | 2024-09-29
VIS/FIELD ANALYSER | OPHTHALMIC PERIMETRY - VISUAL FIELD ANALYSER | HAAG STREIT | OCTOPUS 900 | 2021-09-27 | 20746.8 | 2023-12-11 | 2024-12-11
POWER SUPPLY | POWER SUPPLY/ISOLATING TRANSFORMER | SEDLBAUER AG | MTT1000 | 2021-09-27 | 466.8 | 2023-12-08 | 2024-12-08
SLIT LAMP TABLE | SLIT LAMP TABLE | HAAG STREIT | HSM 600 | 2021-09-27 | 25476 | 2023-12-18 | 2024-12-18
SCALES | SCALES - STAND ON | SECA | 875 | 2021-09-17 | 178.8 |  | 2024-11-15
VIDEO PRINTER | VIDEO PRINTER - COLOUR | SONY | UP-25MD | 2021-09-13 | 720 | 2023-05-27 | 2024-05-27
AMBULATORY 24 HR NIBP MONITOR | AMBULATORY NIBP MONITOR ON TRAK | SPACELABS | 90227 | 2021-10-20 | 1800
AMBULATORY 24 HR NIBP MONITOR | AMBULATORY NIBP MONITOR ON TRAK | SPACELABS | 90227 | 2021-10-20 | 1800
AMBULATORY 24 HR NIBP MONITOR | AMBULATORY NIBP MONITOR ON TRAK | SPACELABS | 90227 | 2021-10-20 | 1800
BATTERY CHARGER | PRIME BATTERY CHARGER | VERATHON MEDICAL INC | 0400-0130 | 2021-10-20 | 454.8
TYMPANIC THERMOMETER | TYMPANIC THERMOMETER | BRAUN | PRO 6000 | 2021-10-28 | 178.8
SUCTION CONTROLLER | LOW DIRECT SUCTION UNIT | THERAPY EQUIPMENT | 7860 | 2021-10-26 | 185.064
SUCTION CONTROLLER | LOW SUCTION | THERAPY EQUIPMENT | DIAMOND RANGE LOW | 2021-10-26 | 185.064
GAS REGULATOR & FLOWMETER | DIRECT DIAL OXYGEN FLOWMETER 0 - 2.5 L/MIN | THERAPY EQUIPMENT | 6568 | 2021-10-26 | 142.8 | 2022-11-02 11:09 | 2025-11-11
GAS REGULATOR & FLOWMETER | DIRECT DIAL FLOWMETER 0 - 1 L/MIN | THERAPY EQUIPMENT | 6561 | 2021-10-26 | 184.68 | 2022-11-02 11:46 | 2025-11-11
TYMPANIC THERMOMETER | TYMPANIC THERMOMETER | BRAUN | PRO 6000 | 2021-10-26 | 178.8
GAS REGULATOR & FLOWMETER | PIN INDEX AIR DIAL REGULATOR | THERAPY EQUIPMENT | 5285/AIR | 2021-10-25 | 252 |  | 2025-11-12
GAS REGULATOR & FLOWMETER | PIN INDEX AIR DIAL REGULATOR | THERAPY EQUIPMENT | 5285/AIR | 2021-10-25 | 252 |  | 2025-11-12
MEDICAL GAS HOSE | 5 METRE OXYGEN EXTENSION HOSE | THERAPY EQUIPMENT | 6180/P/5M | 2021-10-25 | 96.216 |  | 2025-11-12
GAS REGULATOR & FLOWMETER | DIRECT DIAL FLOWMETER 0 - 1 L/MIN | THERAPY EQUIPMENT | 6561 | 2021-10-25 | 156 | 2024-02-07 | 2025-02-15
GAS REGULATOR & FLOWMETER | DIRECT DIAL FLOWMETER 0 - 1 L/MIN | THERAPY EQUIPMENT | 6561 | 2021-10-25 | 156 | 2024-02-13 | 2025-02-15
SUCTION CONTROLLER | HIGH SUCTION CONTROLLER | THERAPY EQUIPMENT | DIAMOND RANGE HIGH | 2021-10-21 | 150
AUDIO DOPPLER | POCKET AUDIO DOPPLER | ULTRASOUND TECHNOLOGIES LTD | PD1 | 2021-10-20 | 584.4
AUDIO DOPPLER | POCKET AUDIO DOPPLER | ULTRASOUND TECHNOLOGIES LTD | PD1 | 2021-10-20 | 584.4
TYMPANIC THERMOMETER | TYMPANIC THERMOMETER CONNEX MONITOR | WELCH ALLYN | PRO 6000 CONNEX | 2021-10-11 | 214.8
TYMPANIC THERMOMETER | TYMPANIC THERMOMETER CONNEX MONITOR | WELCH ALLYN | PRO 6000 CONNEX | 2021-10-11 | 214.8
TYMPANIC THERMOMETER | TYMPANIC THERMOMETER | COVIDIEN UK | GENIUS 3 | 2021-10-08 | 193.2 | 2022-08-12 | 2025-04-15
TYMPANIC THERMOMETER | TYMPANIC THERMOMETER | COVIDIEN UK | GENIUS 3 | 2021-10-08 | 193.2 | 2024-09-13 | 2025-03-13
TYMPANIC THERMOMETER | TYMPANIC THERMOMETER | BRAUN | PRO 6000 | 2021-09-29 | 178.8
TYMPANIC THERMOMETER | TYMPANIC THERMOMETER | BRAUN | PRO 6000 | 2021-09-29 | 178.8
TYMPANIC THERMOMETER | TYMPANIC THERMOMETER CONNEX MONITOR | WELCH ALLYN | PRO 6000 CONNEX | 2021-09-23 | 214.8
TYMPANIC THERMOMETER | TYMPANIC THERMOMETER | BRAUN | PRO 6000 | 2021-09-20 | 178.8
SUCTION CONTROLLER | HIGH SUCTION CONTROLLER | THERAPY EQUIPMENT | DIAMOND RANGE HIGH | 2021-09-20 | 97.2
SUCTION CONTROLLER | HIGH SUCTION CONTROLLER | THERAPY EQUIPMENT | DIAMOND RANGE HIGH | 2021-09-17 | 82.8
SUCTION CONTROLLER | HIGH SUCTION CONTROLLER | THERAPY EQUIPMENT | DIAMOND RANGE HIGH | 2021-09-08 | 82.8
TYMPANIC THERMOMETER | TYMPANIC THERMOMETER | BRAUN | PRO 6000 | 2021-09-07 | 178.8
AUDIO DOPPLER | VASCULAR DOPPLER | EDAN INSTRUMENTS | SONOTRAX VASCULAR | 2021-09-07 | 150
TYMPANIC THERMOMETER | TYMPANIC THERMOMETER CONNEX MONITOR | WELCH ALLYN | PRO 6000 CONNEX | 2021-09-03 | 214.8
PMG TERMINALS | O2 SPLITTER - PLASTIC FITTINGS | THERAPY EQUIPMENT | 6111P | 2021-09-02 | 140.76
PMG TERMINALS | O2 SPLITTER - PLASTIC FITTINGS | THERAPY EQUIPMENT | 6111P | 2021-09-02 | 140.76
TYMPANIC THERMOMETER | TYMPANIC THERMOMETER | BRAUN | PRO 6000 | 2021-09-06 | 178.8
TYMPANIC THERMOMETER | TYMPANIC THERMOMETER | BRAUN | PRO 6000 | 2021-09-06 | 178.8
TYMPANIC THERMOMETER | TYMPANIC THERMOMETER | BRAUN | PRO 6000 | 2021-09-06 | 178.8
TYMPANIC THERMOMETER | TYMPANIC THERMOMETER | BRAUN | PRO 6000 | 2021-09-06 | 178.8
TYMPANIC THERMOMETER | TYMPANIC THERMOMETER | BRAUN | PRO 6000 | 2021-09-06 | 178.8
TYMPANIC THERMOMETER | TYMPANIC THERMOMETER | BRAUN | PRO 6000 | 2021-09-06 | 178.8
TYMPANIC THERMOMETER | THERMOMETER TEMPORAL SCANNER | EXERGEN CORP | TAT-5000-EC | 2021-08-31 | 450 |  | 2025-01-15
TYMPANIC THERMOMETER | TYMPANIC THERMOMETER CONNEX MONITOR | WELCH ALLYN | PRO 6000 CONNEX | 2021-09-10 | 214.8
BATTERY THERMOMETER | BATTERY THERMOMETER | WELCH ALLYN | SURETEMP PLUS 692 | 2021-08-26 | 178.2
BATTERY THERMOMETER | BATTERY THERMOMETER | WELCH ALLYN | SURETEMP PLUS 692 | 2021-08-26 | 178.2
BATTERY THERMOMETER | BATTERY THERMOMETER | WELCH ALLYN | SURETEMP PLUS 692 | 2021-08-26 | 178.2
BATTERY THERMOMETER | BATTERY THERMOMETER | WELCH ALLYN | SURETEMP PLUS 692 | 2021-08-26 | 178.2
BATTERY THERMOMETER | BATTERY THERMOMETER | WELCH ALLYN | SURETEMP PLUS 692 | 2021-08-26 | 178.2
BATTERY THERMOMETER | BATTERY THERMOMETER | WELCH ALLYN | SURETEMP PLUS 692 | 2021-08-26 | 178.2
TYMPANIC THERMOMETER | TYMPANIC THERMOMETER | BRAUN | PRO 6000 | 2021-08-25 | 178.8
SPHYGMOMANOMETER | SPHYGMOMANOMETER | WELCH ALLYN | DS-6501-300 | 2021-08-25 | 69.6
SPHYGMOMANOMETER | SPHYGMOMANOMETER | WELCH ALLYN | DS-6501-300 | 2021-08-25 | 69.6
SPHYGMOMANOMETER | SPHYGMOMANOMETER | WELCH ALLYN | DS-6501-300 | 2021-08-25 | 69.6
SPHYGMOMANOMETER | SPHYGMOMANOMETER | WELCH ALLYN | DS-6501-300 | 2021-08-25 | 69.6
DIETARY FEED PUMP | ENTERAL FEEDING PUMP | NUTRICIA | FLOCARE INFINITY | 2021-08-24 | 960
DIETARY FEED PUMP | ENTERAL FEEDING PUMP | NUTRICIA | FLOCARE INFINITY | 2021-08-24 | 960
DIETARY FEED PUMP | ENTERAL FEEDING PUMP | NUTRICIA | FLOCARE INFINITY | 2021-08-24 | 960
PATIENT HOIST | PATIENT HOIST - STANDING AID | ARJO HUNTLEIGH | SARA STEDY | 2022-06-20 | 1800 | 2023-02-06 | 2024-02-06
PATIENT HOIST | PATIENT HOIST - STANDING AID | ARJO HUNTLEIGH | SARA STEDY | 2022-06-20 | 1800 | 2024-07-11 | 2025-07-11
NEBULIZER | NEBULIZER | PARI MEDICAL | PARI BOY CLASSIC | 2022-10-04 | 83.748
NEBULIZER | NEBULIZER | PARI MEDICAL | PARI BOY CLASSIC | 2022-10-04 | 83.748
NEBULIZER | NEBULIZER | PARI MEDICAL | PARI BOY CLASSIC | 2022-10-04 | 83.748
NEBULIZER | NEBULIZER | PARI MEDICAL | PARI BOY CLASSIC | 2022-10-04 | 83.748
NEBULIZER | NEBULIZER | PARI MEDICAL | PARI BOY CLASSIC | 2022-10-04 | 83.748
NEBULIZER | NEBULIZER | PARI MEDICAL | PARI BOY CLASSIC | 2022-10-04 | 83.748
NEBULIZER | NEBULIZER | PARI MEDICAL | PARI BOY CLASSIC | 2022-10-04 | 83.748
SCALES | SCALES | ADAM EQUIPMENT | CKT16 | 2024-08-22 | 282 |  | 2024-11-15
NEBULIZER | NEBULIZER | PARI MEDICAL | PARI BOY CLASSIC | 2022-07-29 | 82.104
NEBULIZER | NEBULIZER | PARI MEDICAL | PARI BOY CLASSIC | 2022-07-29 | 82.104
NEBULIZER | NEBULIZER | PARI MEDICAL | PARI BOY CLASSIC | 2022-07-29 | 82.104
NEBULIZER | NEBULIZER | PARI MEDICAL | PARI BOY CLASSIC | 2022-07-29 | 82.104
NEBULIZER | NEBULIZER | PARI MEDICAL | PARI BOY CLASSIC | 2022-07-29 | 82.104
NEBULIZER | NEBULIZER | PARI MEDICAL | PARI BOY CLASSIC | 2022-07-29 | 82.104
NEBULIZER | NEBULIZER | PARI MEDICAL | PARI BOY CLASSIC | 2022-07-29 | 82.104
NEBULIZER | NEBULIZER | PARI MEDICAL | PARI BOY CLASSIC | 2022-07-29 | 82.104
NEBULIZER | NEBULIZER | PARI MEDICAL | PARI BOY CLASSIC | 2022-07-29 | 82.104
NEBULIZER | NEBULIZER | PARI MEDICAL | PARI BOY CLASSIC | 2022-07-29 | 82.104
NEBULIZER | NEBULIZER | PARI MEDICAL | PARI BOY CLASSIC | 2022-07-29 | 82.104
NEBULIZER | NEBULIZER | PARI MEDICAL | PARI BOY CLASSIC | 2022-07-29 | 82.104
NEBULIZER | NEBULIZER | PARI MEDICAL | PARI BOY CLASSIC | 2022-07-29 | 82.104
NEBULIZER | NEBULIZER | PARI MEDICAL | PARI BOY CLASSIC | 2022-07-29 | 82.104
NEBULIZER | NEBULIZER | PARI MEDICAL | PARI BOY CLASSIC | 2022-07-29 | 82.104
NEBULIZER | NEBULIZER | PARI MEDICAL | PARI BOY CLASSIC | 2022-07-29 | 82.104
NEBULIZER | NEBULIZER | PARI MEDICAL | PARI BOY CLASSIC | 2022-07-29 | 82.104
NEBULIZER | NEBULIZER | PARI MEDICAL | PARI BOY CLASSIC | 2022-07-29 | 82.104
NEBULIZER | NEBULIZER | PARI MEDICAL | PARI BOY CLASSIC | 2022-07-29 | 82.104
NEBULIZER | NEBULIZER | PARI MEDICAL | PARI BOY CLASSIC | 2022-07-29 | 82.104
NEBULIZER | NEBULIZER | PARI MEDICAL | PARI BOY CLASSIC | 2022-06-13 | 82.104
NEBULIZER | NEBULIZER | PARI MEDICAL | PARI BOY CLASSIC | 2022-06-13 | 82.104
NEBULIZER | NEBULIZER | PARI MEDICAL | PARI BOY CLASSIC | 2022-06-13 | 82.104
NEBULIZER | NEBULIZER | PARI MEDICAL | PARI BOY CLASSIC | 2022-06-13 | 82.104
NEBULIZER | NEBULIZER | PARI MEDICAL | PARI BOY CLASSIC | 2022-06-13 | 82.104
NEBULIZER | NEBULIZER | PARI MEDICAL | PARI BOY CLASSIC | 2022-06-13 | 82.104
NEBULIZER | NEBULIZER | PARI MEDICAL | PARI BOY CLASSIC | 2022-06-13 | 82.104
NEBULIZER | NEBULIZER | PARI MEDICAL | PARI BOY CLASSIC | 2022-06-13 | 82.104
NEBULIZER | NEBULIZER | PARI MEDICAL | PARI BOY CLASSIC | 2022-06-13 | 82.104
NEBULIZER | NEBULIZER | PARI MEDICAL | PARI BOY CLASSIC | 2022-06-13 | 82.104
NEBULIZER | NEBULIZER | PARI MEDICAL | PARI BOY CLASSIC | 2022-06-13 | 82.104
NEBULIZER | NEBULIZER | PARI MEDICAL | PARI BOY CLASSIC | 2022-06-13 | 82.104
NEBULIZER | NEBULIZER | PARI MEDICAL | PARI BOY CLASSIC | 2022-06-13 | 82.104
NEBULIZER | NEBULIZER | PARI MEDICAL | PARI BOY CLASSIC | 2022-06-13 | 82.104
NEBULIZER | NEBULIZER | PARI MEDICAL | PARI BOY CLASSIC | 2022-06-13 | 82.104
NEBULIZER | NEBULIZER | PARI MEDICAL | PARI BOY CLASSIC | 2022-06-13 | 82.104
NEBULIZER | NEBULIZER | PARI MEDICAL | PARI BOY CLASSIC | 2022-06-13 | 82.104
NEBULIZER | NEBULIZER | PARI MEDICAL | PARI BOY CLASSIC | 2022-06-13 | 82.104
NEBULIZER | NEBULIZER | PARI MEDICAL | PARI BOY CLASSIC | 2022-06-13 | 82.104
NEBULIZER | NEBULIZER | PARI MEDICAL | PARI BOY CLASSIC | 2022-06-13 | 82.104
NEBULIZER | NEBULIZER | PHILIPS LTD | INNOSPIRE ESSENCE | 2022-05-31 | 50.4
NEBULIZER | NEBULIZER | PHILIPS LTD | INNOSPIRE ESSENCE | 2022-05-31 | 50.4
NEBULIZER | NEBULIZER | PHILIPS LTD | INNOSPIRE ESSENCE | 2022-05-31 | 50.4
NEBULIZER | NEBULIZER | PHILIPS LTD | INNOSPIRE ESSENCE | 2022-05-31 | 50.4
NEBULIZER | NEBULIZER | PHILIPS LTD | INNOSPIRE ESSENCE | 2022-05-31 | 50.4
NEBULIZER | NEBULIZER | PARI MEDICAL | PARI BOY CLASSIC | 2022-05-10 | 82.104
NEBULIZER | NEBULIZER | PARI MEDICAL | PARI BOY CLASSIC | 2022-05-10 | 82.104
NEBULIZER | NEBULIZER | PARI MEDICAL | PARI BOY CLASSIC | 2022-05-10 | 82.104
NEBULIZER | NEBULIZER | PARI MEDICAL | PARI BOY CLASSIC | 2022-05-10 | 82.104
NEBULIZER | NEBULIZER | PARI MEDICAL | PARI BOY CLASSIC | 2022-05-10 | 82.104
NEBULIZER | NEBULIZER | PARI MEDICAL | PARI BOY CLASSIC | 2022-05-10 | 82.104
NEBULIZER | NEBULIZER | PARI MEDICAL | PARI BOY CLASSIC | 2022-05-10 | 82.104
NEBULIZER | NEBULIZER | PARI MEDICAL | PARI BOY CLASSIC | 2022-05-10 | 82.104
NEBULIZER | NEBULIZER | PARI MEDICAL | PARI BOY CLASSIC | 2022-05-10 | 82.104
NEBULIZER | NEBULIZER | PARI MEDICAL | PARI BOY CLASSIC | 2022-05-10 | 82.104
NEBULIZER | NEBULIZER | PARI MEDICAL | PARI BOY CLASSIC | 2022-05-10 | 82.104
NEBULIZER | NEBULIZER | PARI MEDICAL | PARI BOY CLASSIC | 2022-05-10 | 82.104
NEBULIZER | NEBULIZER | PARI MEDICAL | PARI BOY SX | 2022-06-21 | 200.4
NEBULIZER | NEBULIZER | PARI MEDICAL | PARI BOY SX | 2022-06-21 | 200.4
NEBULIZER | NEBULIZER | PARI MEDICAL | PARI BOY SX | 2022-06-21 | 200.4
NEBULIZER | NEBULIZER | PARI MEDICAL | PARI BOY SX | 2022-06-21 | 200.4
NEBULIZER | NEBULIZER | PARI MEDICAL | PARI BOY SX | 2022-06-21 | 200.4
NEBULIZER | NEBULIZER | PARI MEDICAL | PARI BOY SX | 2022-06-21 | 200.4
NEBULIZER | NEBULIZER | PARI MEDICAL | PARI BOY SX | 2022-06-21 | 200.4
NEBULIZER | NEBULIZER | PARI MEDICAL | PARI BOY SX | 2022-05-06 | 200.4
NEBULIZER | NEBULIZER | PARI MEDICAL | PARI BOY CLASSIC | 2022-02-21 | 410.4
NEBULIZER | NEBULIZER | PARI MEDICAL | PARI BOY CLASSIC | 2022-02-21 | 410.4
NEBULIZER | NEBULIZER | PARI MEDICAL | PARI BOY CLASSIC | 2022-02-21 | 410.4
NEBULIZER | NEBULIZER | PARI MEDICAL | PARI BOY CLASSIC | 2022-02-21 | 410.4
NEBULIZER | NEBULIZER | PARI MEDICAL | PARI BOY CLASSIC | 2022-02-21 | 410.4
NEBULIZER | NEBULIZER | PARI MEDICAL | PARI BOY CLASSIC | 2022-02-21 | 410.4
NEBULIZER | NEBULIZER | PARI MEDICAL | PARI BOY CLASSIC | 2022-02-21 | 410.4
NEBULIZER | NEBULIZER | PARI MEDICAL | PARI BOY CLASSIC | 2022-02-21 | 410.4
NEBULIZER | NEBULIZER | PARI MEDICAL | PARI BOY CLASSIC | 2022-02-21 | 410.4
NEBULIZER | NEBULIZER | PARI MEDICAL | PARI BOY CLASSIC | 2022-02-21 | 410.4
NEBULIZER | NEBULIZER | PARI MEDICAL | PARI BOY CLASSIC | 2022-02-21 | 410.4
NEBULIZER | NEBULIZER | PARI MEDICAL | PARI BOY CLASSIC | 2022-02-21 | 410.4
NEBULIZER | NEBULIZER | PARI MEDICAL | PARI BOY CLASSIC | 2022-02-21 | 410.4
NEBULIZER | NEBULIZER | PARI MEDICAL | PARI BOY CLASSIC | 2022-02-21 | 410.4
NEBULIZER | NEBULIZER | PARI MEDICAL | PARI BOY CLASSIC | 2022-02-21 | 410.4
NEBULIZER | NEBULIZER | PARI MEDICAL | PARI BOY CLASSIC | 2022-02-21 | 410.4
NEBULIZER | NEBULIZER | PARI MEDICAL | PARI BOY CLASSIC | 2022-02-21 | 410.4
NEBULIZER | NEBULIZER | PARI MEDICAL | PARI BOY CLASSIC | 2022-02-21 | 410.4
NEBULIZER | NEBULIZER | PARI MEDICAL | PARI BOY CLASSIC | 2022-01-31 | 410.4
NEBULIZER | NEBULIZER | PARI MEDICAL | PARI BOY CLASSIC | 2022-01-31 | 410.4
NEBULIZER | NEBULIZER | PARI MEDICAL | PARI BOY CLASSIC | 2022-01-31 | 410.4
NEBULIZER | NEBULIZER | PARI MEDICAL | PARI BOY CLASSIC | 2022-01-31 | 410.4
NEBULIZER | NEBULIZER | PARI MEDICAL | PARI BOY CLASSIC | 2022-01-31 | 410.4
NEBULIZER | NEBULIZER | PARI MEDICAL | PARI BOY CLASSIC | 2022-01-31 | 410.4
NEBULIZER | NEBULIZER | PARI MEDICAL | PARI BOY CLASSIC | 2022-01-31 | 410.4
NEBULIZER | NEBULIZER | PARI MEDICAL | PARI BOY CLASSIC | 2022-01-31 | 410.4
NEBULIZER | NEBULIZER | PARI MEDICAL | PARI BOY CLASSIC | 2022-01-31 | 410.4
NEBULIZER | NEBULIZER | PARI MEDICAL | PARI BOY CLASSIC | 2022-01-31 | 410.4
NEBULIZER | NEBULIZER | PARI MEDICAL | PARI BOY CLASSIC | 2022-01-31 | 410.4
NEBULIZER | NEBULIZER | PARI MEDICAL | PARI BOY CLASSIC | 2022-01-31 | 410.4
NEBULIZER | NEBULIZER | PARI MEDICAL | PARI BOY CLASSIC | 2022-01-31 | 410.4
NEBULIZER | NEBULIZER | PARI MEDICAL | PARI BOY CLASSIC | 2022-01-31 | 410.4
NEBULIZER | NEBULIZER | PARI MEDICAL | PARI BOY CLASSIC | 2022-01-31 | 410.4
NEBULIZER | NEBULIZER | PARI MEDICAL | PARI BOY CLASSIC | 2022-01-31 | 410.4
NEBULIZER | NEBULIZER | PARI MEDICAL | PARI BOY CLASSIC | 2022-01-31 | 410.4
NEBULIZER | NEBULIZER | PARI MEDICAL | PARI BOY CLASSIC | 2022-01-31 | 410.4
NEBULIZER | NEBULIZER | PARI MEDICAL | PARI BOY CLASSIC | 2022-01-31 | 410.4
NEBULIZER | NEBULIZER | PARI MEDICAL | PARI BOY SX | 2021-12-20 | 200.4
NEBULIZER | NEBULIZER | PARI MEDICAL | PARI BOY SX | 2021-12-20 | 200.4
NEBULIZER | NEBULIZER | PARI MEDICAL | PARI BOY SX | 2021-12-20 | 200.4
NEBULIZER | NEBULIZER | PHILIPS LTD | INNOSPIRE ESSENCE | 2021-12-03 | 50.4
NEBULIZER | NEBULIZER | PHILIPS LTD | INNOSPIRE ESSENCE | 2021-12-03 | 50.4
NEBULIZER | NEBULIZER | PHILIPS LTD | INNOSPIRE ESSENCE | 2021-12-03 | 50.4
NEBULIZER | NEBULIZER | PHILIPS LTD | INNOSPIRE ESSENCE | 2021-12-03 | 50.4
NEBULIZER | NEBULIZER | PHILIPS LTD | INNOSPIRE ESSENCE | 2021-12-03 | 50.4
NEBULIZER | NEBULIZER | PHILIPS LTD | INNOSPIRE ESSENCE | 2021-12-03 | 50.4
NEBULIZER | NEBULIZER | PHILIPS LTD | INNOSPIRE ESSENCE | 2021-11-15 | 50.4
NEBULIZER | NEBULIZER | PHILIPS LTD | INNOSPIRE ESSENCE | 2021-11-15 | 50.4
NEBULIZER | NEBULIZER | PHILIPS LTD | INNOSPIRE ESSENCE | 2021-11-15 | 50.4
NEBULIZER | NEBULIZER | PHILIPS LTD | INNOSPIRE ESSENCE | 2021-11-15 | 50.4
NEBULIZER | NEBULIZER | PHILIPS LTD | INNOSPIRE ESSENCE | 2021-11-15 | 50.4
NEBULIZER | NEBULIZER | PHILIPS LTD | INNOSPIRE ESSENCE | 2021-11-15 | 50.4
NEBULIZER | NEBULIZER | PHILIPS LTD | INNOSPIRE ESSENCE | 2021-11-15 | 50.4
NEBULIZER | NEBULIZER | PHILIPS LTD | INNOSPIRE ESSENCE | 2021-11-15 | 50.4
NEBULIZER | NEBULIZER | PHILIPS LTD | INNOSPIRE ESSENCE | 2021-11-15 | 50.4
NEBULIZER | NEBULIZER | PHILIPS LTD | INNOSPIRE ESSENCE | 2021-11-15 | 50.4
NEBULIZER | NEBULIZER | PHILIPS LTD | INNOSPIRE ESSENCE | 2021-11-15 | 50.4
NEBULIZER | NEBULIZER | PHILIPS LTD | INNOSPIRE ESSENCE | 2021-11-15 | 50.4
NEBULIZER | NEBULIZER | PHILIPS LTD | INNOSPIRE ESSENCE | 2021-11-06 | 50.4
NEBULIZER | NEBULIZER | PHILIPS LTD | INNOSPIRE ESSENCE | 2021-11-06 | 50.4
NEBULIZER | NEBULIZER | PHILIPS LTD | INNOSPIRE ESSENCE | 2021-11-06 | 50.4
NEBULIZER | NEBULIZER | PHILIPS LTD | INNOSPIRE ESSENCE | 2021-11-06 | 50.4
NEBULIZER | NEBULIZER | PHILIPS LTD | INNOSPIRE ESSENCE | 2021-11-06 | 50.4
NEBULIZER | NEBULIZER | PHILIPS LTD | INNOSPIRE ESSENCE | 2021-11-06 | 50.4
NEBULIZER | NEBULIZER | PHILIPS LTD | INNOSPIRE ESSENCE | 2021-10-27 | 50.4
NEBULIZER | NEBULIZER | PHILIPS LTD | INNOSPIRE ESSENCE | 2021-10-27 | 50.4
NEBULIZER | NEBULIZER | PHILIPS LTD | INNOSPIRE ESSENCE | 2021-10-27 | 50.4
NEBULIZER | NEBULIZER | PHILIPS LTD | INNOSPIRE ESSENCE | 2021-10-27 | 50.4
NEBULIZER | NEBULIZER | PHILIPS LTD | INNOSPIRE ESSENCE | 2021-10-27 | 50.4
NEBULIZER | NEBULIZER | PHILIPS LTD | INNOSPIRE ESSENCE | 2021-09-23 | 50.4
NEBULIZER | NEBULIZER | PHILIPS LTD | INNOSPIRE ESSENCE | 2021-09-23 | 50.4
NEBULIZER | NEBULIZER | PHILIPS LTD | INNOSPIRE ESSENCE | 2021-09-23 | 50.4
NEBULIZER | NEBULIZER | PHILIPS LTD | INNOSPIRE ESSENCE | 2021-09-23 | 50.4
NEBULIZER | NEBULIZER | PHILIPS LTD | INNOSPIRE ESSENCE | 2021-09-23 | 50.4
NEBULIZER | NEBULIZER | PHILIPS LTD | INNOSPIRE ESSENCE | 2021-09-23 | 50.4
NEBULIZER | NEBULIZER | PHILIPS LTD | INNOSPIRE ESSENCE | 2021-09-23 | 50.4
NEBULIZER | NEBULIZER | PHILIPS LTD | INNOSPIRE ESSENCE | 2021-09-23 | 50.4
NEBULIZER | NEBULIZER | PHILIPS LTD | INNOSPIRE ESSENCE | 2021-09-23 | 50.4
NEBULIZER | NEBULIZER | PHILIPS LTD | INNOSPIRE ESSENCE | 2021-09-23 | 50.4
NEBULIZER | NEBULIZER | PHILIPS LTD | INNOSPIRE ESSENCE | 2021-09-23 | 50.4
NEBULIZER | NEBULIZER | PHILIPS LTD | INNOSPIRE ESSENCE | 2021-09-23 | 50.4
NEBULIZER | NEBULIZER | PHILIPS LTD | INNOSPIRE ESSENCE | 2021-09-23 | 50.4
NEBULIZER | NEBULIZER | PHILIPS LTD | INNOSPIRE ESSENCE | 2021-09-23 | 50.4
NEBULIZER | NEBULIZER | PHILIPS LTD | INNOSPIRE ESSENCE | 2021-09-23 | 50.4
WHEELCHAIR | WHEELCHAIR | DRIVEMEDICAL | S1 TRANSIT CS1142T | 2022-03-24 | 144
WHEELCHAIR | WHEELCHAIR | DRIVEMEDICAL | S1 TRANSIT CS1142T | 2022-03-24 | 144
WHEELCHAIR | WHEELCHAIR | DRIVEMEDICAL | S1 TRANSIT CS1142T | 2022-03-24 | 144
WHEELCHAIR | WHEELCHAIR | DRIVEMEDICAL | S1 TRANSIT CS1142T | 2022-03-24 | 144
SUCTION CONTROLLER | 3M DIAMOND HIGH SUCTION RAIL MOUNT | THERAPY EQUIPMENT | 7705/3M | 2022-03-01 | 97.2
SUCTION CONTROLLER | 3M DIAMOND HIGH SUCTION RAIL MOUNT | THERAPY EQUIPMENT | 7705/3M | 2022-03-01 | 97.2
SUCTION CONTROLLER | 3M DIAMOND HIGH SUCTION RAIL MOUNT | THERAPY EQUIPMENT | 7705/3M | 2022-03-01 | 97.2
SUCTION CONTROLLER | HIGH SUCTION CONTROLLER | THERAPY EQUIPMENT | DIAMOND RANGE HIGH | 2022-03-01 | 97.2
INFUSION PUMP | INFUSION PUMP | B.BRAUN | INFUSOMAT SPACE | 2022-03-16 | 1500 | 2024-10-15 | 2026-10-15
SUCTION CONTROLLER | HIGH SUCTION CONTROLLER | THERAPY EQUIPMENT | DIAMOND RANGE HIGH | 2022-03-03 | 97.2
SUCTION CONTROLLER | HIGH SUCTION CONTROLLER | THERAPY EQUIPMENT | DIAMOND RANGE HIGH | 2022-03-03 | 97.2
SUCTION CONTROLLER | HIGH SUCTION CONTROLLER | THERAPY EQUIPMENT | DIAMOND RANGE HIGH | 2022-03-03 | 97.2
SUCTION CONTROLLER | HIGH SUCTION CONTROLLER | THERAPY EQUIPMENT | DIAMOND RANGE HIGH | 2022-03-03 | 97.2
SUCTION CONTROLLER | HIGH SUCTION CONTROLLER | THERAPY EQUIPMENT | DIAMOND RANGE HIGH | 2022-03-03 | 97.2
SUCTION CONTROLLER | HIGH SUCTION CONTROLLER | THERAPY EQUIPMENT | DIAMOND RANGE HIGH | 2022-02-21 | 97.2
TYMPANIC THERMOMETER | TYMPANIC THERMOMETER | BRAUN | PRO 6000 | 2022-02-21 | 158.4
NEBULIZER | NEBULIZER | PARI MEDICAL | EFLOW RAPID | 2022-02-17 | 510
NEBULIZER | NEBULIZER | PARI MEDICAL | EFLOW RAPID | 2022-02-17 | 510
NEBULIZER | NEBULIZER | PARI MEDICAL | EFLOW RAPID | 2022-02-17 | 510
TYMPANIC THERMOMETER | TYMPANIC THERMOMETER CONNEX MONITOR | WELCH ALLYN | PRO 6000 CONNEX | 2022-02-17 | 214.8
SPHYGMOMANOMETER | SPHYGMOMANOMETER - MANOMETER SINGLE TUBE | WELCH ALLYN | DS-5401-189 | 2022-02-16 | 36
TYMPANIC THERMOMETER | TYMPANIC THERMOMETER | BRAUN | PRO 6000 | 2022-02-16 | 178.8
TYMPANIC THERMOMETER | TYMPANIC THERMOMETER | BRAUN | PRO 6000 | 2022-02-15 | 178.8
TYMPANIC THERMOMETER | TYMPANIC THERMOMETER | BRAUN | PRO 6000 | 2022-02-15 | 178.8
TYMPANIC THERMOMETER | TYMPANIC THERMOMETER | BRAUN | PRO 6000 | 2022-02-15 | 178.8
TYMPANIC THERMOMETER | TYMPANIC THERMOMETER | BRAUN | PRO 6000 | 2022-02-15 | 178.8
TYMPANIC THERMOMETER | TYMPANIC THERMOMETER | BRAUN | PRO 6000 | 2022-02-15 | 178.8
TYMPANIC THERMOMETER | TYMPANIC THERMOMETER | BRAUN | PRO 6000 | 2022-02-15 | 178.8
SUCTION CONTROLLER | HIGH SUCTION CONTROLLER | THERAPY EQUIPMENT | DIAMOND RANGE HIGH | 2022-02-14 | 97.2
DERMATOSCOPE | DERMATOSCOPE | HEINE | DELTA 20T | 2022-02-23 | 786
DERMATOSCOPE | DERMATOSCOPE | HEINE | DELTA 20T | 2022-02-23 | 786
DERMATOSCOPE | DERMATOSCOPE | HEINE | DELTA 20T | 2022-02-23 | 786
DERMATOSCOPE | DERMATOSCOPE | HEINE | DELTA 20T | 2022-02-23 | 786
DERMATOSCOPE | DERMATOSCOPE | HEINE | DELTA 20T | 2022-02-23 | 786
ENTONOX DEMAND SYSTEM | ENTONOX DEMAND VALVE | THERAPY EQUIPMENT | ENTONOX | 2022-02-23 | 302.4 | 2024-03-04 | 2025-02-23
DIGITAL THERMOMETER | DIGITAL THERMOMETER | EBRO | TFX 410 | 2022-02-03 | 180 | 2024-01-04 | 2025-01-04
AUDIO DOPPLER | AUDIO DOPPLER | HUNTLEIGH | D920 | 2022-02-02 | 373.968
VACUUM SPLITTER | VACUUM SPLITTER | THERAPY EQUIPMENT | 6114P | 2022-02-01 | 179.16
LARYNGOSCOPE | C-MAC LARYNGOSCOPE BLADE | KARL STORZ | 8403BXC | 2022-01-31 | 2879.4
VENTILATOR | VENTILATOR | BREAS MEDICAL | NIPPY 4+ | 2022-01-31 | 4560 | 2023-06-23 | 2025-01-01
VENTILATOR | VENTILATOR | BREAS MEDICAL | NIPPY 4+ | 2022-01-31 | 4560 | 2023-06-23 | 2025-01-01
SUCTION CONTROLLER | HIGH SUCTION CONTROLLER | THERAPY EQUIPMENT | DIAMOND RANGE HIGH | 2022-01-31 | 97.2
SUCTION CONTROLLER | THORACIC SUCTION CONTROLLER | THERAPY EQUIPMENT | 7870 | 2022-01-24 | 168
SUCTION CONTROLLER | THORACIC SUCTION CONTROLLER | THERAPY EQUIPMENT | 7870 | 2022-01-24 | 168
SUCTION CONTROLLER | THORACIC SUCTION CONTROLLER | THERAPY EQUIPMENT | 7870 | 2022-01-24 | 168
SUCTION CONTROLLER | HIGH SUCTION CONTROLLER | THERAPY EQUIPMENT | DIAMOND RANGE HIGH | 2022-01-21 | 97.2
PACEMAKER | EXTERNAL PACEMAKER | OSYPKA | PACE 101H | 2022-01-20 | 1260 |  | 2024-12-15
PACEMAKER | EXTERNAL PACEMAKER | OSYPKA | PACE 101H | 2022-01-20 | 1260 |  | 2024-12-15
PACEMAKER | EXTERNAL PACEMAKER | OSYPKA | PACE 101H | 2022-01-20 | 1260 |  | 2024-12-15
PACEMAKER | EXTERNAL PACEMAKER | OSYPKA | PACE 101H | 2022-01-20 | 1260 |  | 2024-12-15
PACEMAKER | EXTERNAL PACEMAKER | OSYPKA | PACE 101H | 2022-01-20 | 1260 |  | 2024-12-15
PACEMAKER | EXTERNAL PACEMAKER | OSYPKA | PACE 101H | 2022-01-20 | 1260 |  | 2024-12-15
PACEMAKER | EXTERNAL PACEMAKER | OSYPKA | PACE 101H | 2022-01-20 | 1260 |  | 2024-12-15
PACEMAKER | EXTERNAL PACEMAKER | OSYPKA | PACE 101H | 2022-01-20 | 1260 |  | 2024-12-15
PACEMAKER | EXTERNAL PACEMAKER | OSYPKA | PACE 101H | 2022-01-20 | 1260 |  | 2024-12-15
PACEMAKER | EXTERNAL PACEMAKER | OSYPKA | PACE 101H | 2022-01-20 | 1260 |  | 2024-12-15
DIETARY FEED PUMP | ENTERAL FEEDING PUMP | NUTRICIA | FLOCARE INFINITY | 2022-01-19 | 960
OXIMETER | HAND HELD PULSE OXIMETER | NELLCOR | PM10N | 2022-01-19 | 180
OXIMETER | HAND HELD PULSE OXIMETER | NELLCOR | PM10N | 2022-01-19 | 180
OXIMETER | HAND HELD PULSE OXIMETER | NELLCOR | PM10N | 2022-01-19 | 180
OXIMETER | HAND HELD PULSE OXIMETER | NELLCOR | PM10N | 2022-01-19 | 180
OXIMETER | HAND HELD PULSE OXIMETER | NELLCOR | PM10N | 2022-01-19 | 180
OXIMETER | HAND HELD PULSE OXIMETER | NELLCOR | PM10N | 2022-01-19 | 180
OXIMETER | HAND HELD PULSE OXIMETER | NELLCOR | PM10N | 2022-01-19 | 180
OXIMETER | HAND HELD PULSE OXIMETER | NELLCOR | PM10N | 2022-01-19 | 180
OXIMETER | HAND HELD PULSE OXIMETER | NELLCOR | PM10N | 2022-01-19 | 180
VENTILATOR | VENTILATOR | BREAS MEDICAL | NIPPY 4+ | 2022-01-18 | 4560 | 2023-06-23 | 2025-01-01
VENTILATOR | VENTILATOR | BREAS MEDICAL | NIPPY 4+ | 2022-01-18 | 4560 | 2023-06-23 | 2025-01-01
SUCTION CONTROLLER | HIGH SUCTION CONTROLLER | THERAPY EQUIPMENT | DIAMOND RANGE HIGH | 2022-01-17 | 97.2
SUCTION CONTROLLER | HIGH SUCTION CONTROLLER | THERAPY EQUIPMENT | DIAMOND RANGE HIGH | 2022-01-14 | 83.4
SUCTION CONTROLLER | HIGH SUCTION CONTROLLER | THERAPY EQUIPMENT | DIAMOND RANGE HIGH | 2022-01-14 | 83.4
SUCTION CONTROLLER | HIGH SUCTION CONTROLLER | THERAPY EQUIPMENT | DIAMOND RANGE HIGH | 2022-01-14 | 83.4
SUCTION CONTROLLER | HIGH SUCTION CONTROLLER | THERAPY EQUIPMENT | DIAMOND RANGE HIGH | 2022-01-14 | 83.4
SUCTION CONTROLLER | HIGH SUCTION CONTROLLER | THERAPY EQUIPMENT | DIAMOND RANGE HIGH | 2022-01-14 | 83.4
LARYNGOSCOPE | C-MAC LARYNGOSCOPE BLADE | KARL STORZ | 8403AXC | 2022-01-12 | 3304.8
TYMPANIC THERMOMETER | TYMPANIC THERMOMETER | COVIDIEN UK | GENIUS 3 | 2022-01-12 | 193.2 | 2024-08-22 | 2025-02-22
TYMPANIC THERMOMETER | TYMPANIC THERMOMETER CONNEX MONITOR | WELCH ALLYN | PRO 6000 CONNEX | 2022-01-11 | 214.8
TYMPANIC THERMOMETER | TYMPANIC THERMOMETER CONNEX MONITOR | WELCH ALLYN | PRO 6000 CONNEX | 2022-01-11 | 214.8
TYMPANIC THERMOMETER | TYMPANIC THERMOMETER CONNEX MONITOR | WELCH ALLYN | PRO 6000 CONNEX | 2022-01-11 | 214.8
TYMPANIC THERMOMETER | TYMPANIC THERMOMETER CONNEX MONITOR | WELCH ALLYN | PRO 6000 CONNEX | 2022-01-11 | 214.8
TYMPANIC THERMOMETER | TYMPANIC THERMOMETER CONNEX MONITOR | WELCH ALLYN | PRO 6000 CONNEX | 2022-01-11 | 214.8
TYMPANIC THERMOMETER | TYMPANIC THERMOMETER CONNEX MONITOR | WELCH ALLYN | PRO 6000 CONNEX | 2022-01-11 | 214.8
LIGHT SOURCE | LIGHT SOURCE - LASER | ARTHREX INC | SYNERGY LASER LIGHT SOURCE | 2022-01-26 | 6000 |  | 2023-11-01
EXAMINATION LAMP | EXAMINATION LAMP - LED | LUXO UK LTD | LHG026528 | 2022-01-10 | 562.8 | 2024-06-28 | 2025-06-28
SCALES | SCALES - BABY | SECA | 384 | 2022-02-23 | 240 | 2023-12-06 | 2024-11-15
SCALES | SCALES - STAND ON | SECA | 875 | 2022-02-23 | 178.8 | 2023-12-06 | 2024-11-15
SCALES | SCALES - STAND ON | SECA | 875 | 2022-02-23 | 178.8 | 2022-11-30 15:27 | 2024-11-15
SCALES | SCALES - STAND ON | SECA | 875 | 2022-02-23 | 178.8 | 2023-12-06 | 2024-11-15
ULTRASOUND PHANTOM | BIOCON 700 PHANTOM | MCUBE TECHNO | BIOCON 700 CALIBRATOR | 2022-01-12 | 0
TRANSPORT MONITOR | PATIENT MONITOR INTELLIVUE X3 (6mm NIBP Port) | PHILIPS LTD | INTELLIVUE X3 (6mm NIBP) | 2021-08-17 | 3796.536 | 2023-10-31 | 2026-10-31
TRANSPORT MONITOR | PATIENT MONITOR INTELLIVUE X3 (6mm NIBP Port) | PHILIPS LTD | INTELLIVUE X3 (6mm NIBP) | 2021-08-17 | 3796.536 |  | 2024-08-15
TRANSPORT MONITOR | PATIENT MONITOR INTELLIVUE X3 (6mm NIBP Port) | PHILIPS LTD | INTELLIVUE X3 (6mm NIBP) | 2021-08-17 | 3796.536 | 2024-09-27 | 2027-08-15
TRANSPORT MONITOR | PATIENT MONITOR INTELLIVUE X3 (6mm NIBP Port) | PHILIPS LTD | INTELLIVUE X3 (6mm NIBP) | 2021-08-17 | 3796.536 | 2024-05-03 | 2027-08-17
TRANSPORT MONITOR | PATIENT MONITOR INTELLIVUE X3 (6mm NIBP Port) | PHILIPS LTD | INTELLIVUE X3 (6mm NIBP) | 2021-08-17 | 3796.536 |  | 2027-04-15
TRANSPORT MONITOR | PATIENT MONITOR INTELLIVUE X3 (6mm NIBP Port) | PHILIPS LTD | INTELLIVUE X3 (6mm NIBP) | 2021-08-17 | 3796.536 | 2024-09-27 | 2027-08-15
TRANSPORT MONITOR | PATIENT MONITOR INTELLIVUE X3 (6mm NIBP Port) | PHILIPS LTD | INTELLIVUE X3 (6mm NIBP) | 2021-08-17 | 3796.536 | 2024-09-27 | 2027-09-27
TRANSPORT MONITOR | PATIENT MONITOR INTELLIVUE X3 (6mm NIBP Port) | PHILIPS LTD | INTELLIVUE X3 (6mm NIBP) | 2021-08-17 | 3796.536 | 2024-10-03 | 2027-08-15
PATIENT MONITOR | PATIENT MONITOR INTELLIVUE | PHILIPS LTD | MX450 | 2021-08-17 | 3737.16 | 2024-10-15 | 2027-10-15
PATIENT MONITOR | PATIENT MONITOR INTELLIVUE | PHILIPS LTD | MX450 | 2021-08-17 | 3737.16 |  | 2024-08-15
PATIENT MONITOR | PATIENT MONITOR INTELLIVUE | PHILIPS LTD | MX450 | 2021-08-17 | 3737.16 | 2024-09-27 | 2027-09-27
PATIENT MONITOR | PATIENT MONITOR INTELLIVUE | PHILIPS LTD | MX450 | 2021-08-17 | 3737.16 | 2024-09-27 | 2027-09-27
PATIENT MONITOR | PATIENT MONITOR INTELLIVUE | PHILIPS LTD | MX450 | 2021-08-17 | 3737.16 | 2024-10-03 | 2027-10-03
PATIENT MONITOR | PATIENT MONITOR INTELLIVUE | PHILIPS LTD | MX450 | 2021-08-17 | 3737.16 | 2024-10-03 | 2027-10-03
PATIENT MONITOR | PATIENT MONITOR INTELLIVUE | PHILIPS LTD | MX450 | 2021-08-17 | 3737.16 | 2024-09-24 | 2027-09-24
PATIENT MONITOR | PATIENT MONITOR INTELLIVUE | PHILIPS LTD | MX450 | 2021-08-17 | 3737.16 | 2024-09-27 | 2027-09-27
TRANSPORT MONITOR | PATIENT MONITOR INTELLIVUE X3 (6mm NIBP Port) | PHILIPS LTD | INTELLIVUE X3 (6mm NIBP) | 2021-08-17 | 3796.536 | 2024-09-27 | 2027-08-15
TRANSPORT MONITOR | PATIENT MONITOR INTELLIVUE X3 (6mm NIBP Port) | PHILIPS LTD | INTELLIVUE X3 (6mm NIBP) | 2021-08-17 | 3796.536 | 2024-06-26 | 2027-06-26
TRANSPORT MONITOR | PATIENT MONITOR INTELLIVUE X3 (6mm NIBP Port) | PHILIPS LTD | INTELLIVUE X3 (6mm NIBP) | 2021-08-17 | 3796.536 | 2024-09-24 | 2027-08-15
TRANSPORT MONITOR | PATIENT MONITOR INTELLIVUE X3 (6mm NIBP Port) | PHILIPS LTD | INTELLIVUE X3 (6mm NIBP) | 2021-08-17 | 3796.536 |  | 2024-08-15
TRANSPORT MONITOR | PATIENT MONITOR INTELLIVUE X3 (6mm NIBP Port) | PHILIPS LTD | INTELLIVUE X3 (6mm NIBP) | 2021-08-17 | 3796.536 | 2024-09-27 | 2027-08-15
TRANSPORT MONITOR | PATIENT MONITOR INTELLIVUE X3 (6mm NIBP Port) | PHILIPS LTD | INTELLIVUE X3 (6mm NIBP) | 2021-08-17 | 3796.536 | 2024-09-24 | 2027-08-15
TRANSPORT MONITOR | PATIENT MONITOR INTELLIVUE X3 (6mm NIBP Port) | PHILIPS LTD | INTELLIVUE X3 (6mm NIBP) | 2021-08-17 | 3796.536 | 2024-09-27 | 2027-08-15
TRANSPORT MONITOR | PATIENT MONITOR INTELLIVUE X3 (6mm NIBP Port) | PHILIPS LTD | INTELLIVUE X3 (6mm NIBP) | 2021-08-17 | 3796.536 | 2024-09-27 | 2027-08-15
TRANSPORT MONITOR | PATIENT MONITOR INTELLIVUE X3 (6mm NIBP Port) | PHILIPS LTD | INTELLIVUE X3 (6mm NIBP) | 2021-08-17 | 3796.536 | 2024-09-27 | 2027-08-15
TRANSPORT MONITOR | PATIENT MONITOR INTELLIVUE X3 (6mm NIBP Port) | PHILIPS LTD | INTELLIVUE X3 (6mm NIBP) | 2021-08-17 | 3796.536 | 2024-09-27 | 2027-08-15
TRANSPORT MONITOR | PATIENT MONITOR INTELLIVUE X3 (6mm NIBP Port) | PHILIPS LTD | INTELLIVUE X3 (6mm NIBP) | 2021-08-17 | 3796.536 | 2024-09-27 | 2027-08-15
TRANSPORT MONITOR | PATIENT MONITOR INTELLIVUE X3 (6mm NIBP Port) | PHILIPS LTD | INTELLIVUE X3 (6mm NIBP) | 2021-08-17 | 3796.536 | 2024-10-04 | 2027-08-15
TRANSPORT MONITOR | PATIENT MONITOR INTELLIVUE X3 (6mm NIBP Port) | PHILIPS LTD | INTELLIVUE X3 (6mm NIBP) | 2021-08-17 | 3796.536 |  | 2026-01-15
TRANSPORT MONITOR | PATIENT MONITOR INTELLIVUE X3 (6mm NIBP Port) | PHILIPS LTD | INTELLIVUE X3 (6mm NIBP) | 2021-08-17 | 3796.536 | 2024-09-24 | 2027-08-15
TRANSPORT MONITOR | PATIENT MONITOR INTELLIVUE X3 (6mm NIBP Port) | PHILIPS LTD | INTELLIVUE X3 (6mm NIBP) | 2021-08-17 | 3796.536 | 2024-09-27 | 2027-08-15
TRANSPORT MONITOR | PATIENT MONITOR INTELLIVUE X3 (6mm NIBP Port) | PHILIPS LTD | INTELLIVUE X3 (6mm NIBP) | 2021-08-17 | 3796.536 | 2024-07-12 | 2027-08-15
PATIENT MONITOR | PATIENT MONITOR INTELLIVUE | PHILIPS LTD | MX450 | 2021-08-17 | 3737.16 | 2024-09-27 | 2027-09-27
PATIENT MONITOR | PATIENT MONITOR INTELLIVUE | PHILIPS LTD | MX450 | 2021-08-17 | 3737.16 | 2024-09-24 | 2027-09-24
PATIENT MONITOR | PATIENT MONITOR INTELLIVUE | PHILIPS LTD | MX450 | 2021-08-17 | 3737.16 | 2024-09-24 | 2027-09-24
PATIENT MONITOR | PATIENT MONITOR INTELLIVUE | PHILIPS LTD | MX450 | 2021-08-17 | 3737.16 | 2024-10-04 | 2027-10-04
PATIENT MONITOR | PATIENT MONITOR INTELLIVUE | PHILIPS LTD | MX450 | 2021-08-17 | 3737.16 | 2024-09-27 | 2027-08-15
PATIENT MONITOR | PATIENT MONITOR INTELLIVUE | PHILIPS LTD | MX450 | 2021-08-17 | 3737.16 | 2024-09-27 | 2027-09-27
PATIENT MONITOR | PATIENT MONITOR INTELLIVUE | PHILIPS LTD | MX450 | 2021-08-17 | 3737.16 | 2024-09-27 | 2027-09-27
PATIENT MONITOR | PATIENT MONITOR INTELLIVUE | PHILIPS LTD | MX450 | 2021-08-17 | 3737.16 | 2024-09-27 | 2027-09-27
PATIENT MONITOR | PATIENT MONITOR INTELLIVUE | PHILIPS LTD | MX450 | 2021-08-17 | 3737.16 | 2024-09-27 | 2027-09-27
PATIENT MONITOR | PATIENT MONITOR INTELLIVUE | PHILIPS LTD | MX450 | 2021-08-17 | 3737.16 | 2024-09-27 | 2027-09-27
PATIENT MONITOR | PATIENT MONITOR INTELLIVUE | PHILIPS LTD | MX450 | 2021-08-17 | 3737.16 | 2024-09-27 | 2027-09-27
PATIENT MONITOR | PATIENT MONITOR INTELLIVUE | PHILIPS LTD | MX450 | 2021-08-17 | 3737.16 | 2024-09-27 | 2027-09-27
PATIENT MONITOR | PATIENT MONITOR INTELLIVUE | PHILIPS LTD | MX450 | 2021-08-17 | 3737.16 | 2024-10-07 | 2027-10-07
PATIENT MONITOR | PATIENT MONITOR INTELLIVUE | PHILIPS LTD | MX450 | 2021-08-17 | 3737.16 | 2024-09-27 | 2027-09-27
PATIENT MONITOR | PATIENT MONITOR INTELLIVUE | PHILIPS LTD | MX450 | 2021-08-17 | 3737.16 | 2024-09-24 | 2027-09-24
PATIENT MONITOR | PATIENT MONITOR INTELLIVUE | PHILIPS LTD | MX450 | 2021-08-17 | 3737.16 | 2024-09-27 | 2027-09-27
CO2 MODULE | CO2 MODULE + PRESS & TEMP | PHILIPS LTD | 867041 B06 | 2021-08-17 | 3537.6 | 2024-08-07 | 2025-08-07
CO2 MODULE | CO2 MODULE + PRESS & TEMP | PHILIPS LTD | 867041 B06 | 2021-08-17 | 3537.6 | 2024-08-07 | 2025-08-07
CO2 MODULE | CO2 MODULE + PRESS & TEMP | PHILIPS LTD | 867041 B06 | 2021-08-17 | 3537.6 | 2024-08-07 | 2025-08-07
CO2 MODULE | CO2 MODULE + PRESS & TEMP | PHILIPS LTD | 867041 B06 | 2021-08-17 | 3537.6 | 2024-08-07 | 2025-08-07
TRANSPORT MONITOR | PATIENT MONITOR INTELLIVUE X3 (6mm NIBP Port) | PHILIPS LTD | INTELLIVUE X3 (6mm NIBP) | 2021-08-17 | 3796.536 | 2024-09-24 | 2027-08-15
TRANSPORT MONITOR | PATIENT MONITOR INTELLIVUE X3 (6mm NIBP Port) | PHILIPS LTD | INTELLIVUE X3 (6mm NIBP) | 2021-08-17 | 3796.536 | 2024-10-03 | 2027-08-15
TRANSPORT MONITOR | PATIENT MONITOR INTELLIVUE X3 (6mm NIBP Port) | PHILIPS LTD | INTELLIVUE X3 (6mm NIBP) | 2021-08-17 | 3796.536 | 2024-09-24 | 2027-08-15
TRANSPORT MONITOR | PATIENT MONITOR INTELLIVUE X3 (6mm NIBP Port) | PHILIPS LTD | INTELLIVUE X3 (6mm NIBP) | 2021-08-17 | 3796.536 |  | 2027-01-15
PATIENT MONITOR | PATIENT MONITOR | PHILIPS LTD | MX550 | 2021-08-17 | 4626 |  | 2026-07-15
PATIENT MONITOR | PATIENT MONITOR | PHILIPS LTD | MX550 | 2021-08-17 | 4626 |  | 2027-01-15
PATIENT MONITOR | PATIENT MONITOR | PHILIPS LTD | MX550 | 2021-08-17 | 4626 | 2024-01-17 | 2027-01-15
PATIENT MONITOR | PATIENT MONITOR | PHILIPS LTD | MX550 | 2021-08-17 | 4626 | 2024-08-07 | 2027-08-07
TYMPANIC THERMOMETER | TYMPANIC THERMOMETER | BRAUN | PRO 6000 | 2021-08-31 | 178.8
TYMPANIC THERMOMETER | TYMPANIC THERMOMETER | BRAUN | PRO 6000 | 2021-08-31 | 178.8
DENTAL BUNSEN | SAFEAIR HEATSTREAM ELECTRIC BUNSEN | CARBOLITE | SAFEAIR HEAT STREAM | 2021-08-13 | 502.56 |  | 2025-08-14
DENTAL BUNSEN | SAFEAIR HEATSTREAM ELECTRIC BUNSEN | CARBOLITE | SAFEAIR HEAT STREAM | 2021-08-13 | 502.56 | 2024-03-15 | 2026-03-15
DENTAL BUNSEN | SAFEAIR HEATSTREAM ELECTRIC BUNSEN | CARBOLITE | SAFEAIR HEAT STREAM | 2021-08-13 | 502.56 |  | 2025-08-14
DENTAL BUNSEN | SAFEAIR HEATSTREAM ELECTRIC BUNSEN | CARBOLITE | SAFEAIR HEAT STREAM | 2021-08-12 | 502.56 |  | 2025-08-14
DENTAL BUNSEN | SAFEAIR HEATSTREAM ELECTRIC BUNSEN | CARBOLITE | SAFEAIR HEAT STREAM | 2021-08-13 | 502.56 |  | 2025-08-14
DENTAL BUNSEN | SAFEAIR HEATSTREAM ELECTRIC BUNSEN | CARBOLITE | SAFEAIR HEAT STREAM | 2021-08-13 | 502.56 |  | 2025-08-14
DENTAL BUNSEN | SAFEAIR HEATSTREAM ELECTRIC BUNSEN | CARBOLITE | SAFEAIR HEAT STREAM | 2021-08-13 | 502.56 |  | 2025-08-14
DENTAL BUNSEN | SAFEAIR HEATSTREAM ELECTRIC BUNSEN | CARBOLITE | SAFEAIR HEAT STREAM | 2021-08-13 | 502.56 |  | 2025-08-14
DENTAL BUNSEN | SAFEAIR HEATSTREAM ELECTRIC BUNSEN | CARBOLITE | SAFEAIR HEAT STREAM | 2021-08-13 | 502.56 | 2023-08-10 | 2025-08-18
DENTAL BUNSEN | SAFEAIR HEATSTREAM ELECTRIC BUNSEN | CARBOLITE | SAFEAIR HEAT STREAM | 2021-08-13 | 502.56 |  | 2025-08-14
DENTAL BUNSEN | SAFEAIR HEATSTREAM ELECTRIC BUNSEN | CARBOLITE | SAFEAIR HEAT STREAM | 2021-08-13 | 502.56 | 2024-03-14 | 2026-03-14
TONOMETER | TONOMETER | ICARE | TA031 | 2021-12-22 | 4800
TONOMETER | TONOMETER | ICARE | TA031 | 2021-12-22 | 4554
TONOMETER | TONOMETER | ICARE | TA031 | 2021-12-22 | 4554
TONOMETER | TONOMETER | ICARE | TA031 | 2021-12-22 | 4554
SUCTION UNIT | SUCTION - LAERDAL - BATTERY | LAERDAL | LSU-2 | 2021-12-16 | 816 |  | 2024-12-16
OPHTHALMOSCOPE | OPHTHALMOSCOPE | KEELER | STANDARD(OPTHALMO) | 2021-07-28 | 134.268
AUDIO DOPPLER | AUDIO DOPPLER | HUNTLEIGH | D920 | 2021-07-28 | 373.968
TRANSDUCER | US TRANSDUCER | PHILIPS LTD | M2736A | 2022-02-16 | 0
TYMPANIC THERMOMETER | TYMPANIC THERMOMETER CONNEX MONITOR | WELCH ALLYN | PRO 6000 CONNEX | 2021-10-20 | 214.8 |  | 2024-08-01
TYMPANIC THERMOMETER | TYMPANIC THERMOMETER | BRAUN | PRO 6000 | 2021-09-10 | 178.8
TYMPANIC THERMOMETER | TYMPANIC THERMOMETER | BRAUN | PRO 6000 | 2021-09-10 | 178.8
TYMPANIC THERMOMETER | TYMPANIC THERMOMETER | BRAUN | PRO 6000 | 2021-09-10 | 178.8
TYMPANIC THERMOMETER | TYMPANIC THERMOMETER | BRAUN | PRO 6000 | 2021-09-10 | 178.8
TYMPANIC THERMOMETER | TYMPANIC THERMOMETER | BRAUN | PRO 6000 | 2021-09-10 | 178.8
TYMPANIC THERMOMETER | TYMPANIC THERMOMETER | BRAUN | PRO 6000 | 2021-09-10 | 178.8
TYMPANIC THERMOMETER | TYMPANIC THERMOMETER | BRAUN | PRO 6000 | 2021-09-10 | 178.8
OPHTHALMOSCOPE | OPHTHALMOSCOPE | KEELER | STANDARD(OPTHALMO) | 2021-08-02 | 134.268
RESP GAS MONITOR | CARBON MONOXIDE MONITOR | BEDFONT SCIENTIFIC | PICO BABY SMOKERLYSER | 2021-08-18 | 185.76 |  | 2026-08-18
RESP GAS MONITOR | CARBON MONOXIDE MONITOR | BEDFONT SCIENTIFIC | PICO BABY SMOKERLYSER | 2021-08-18 | 185.76 |  | 2026-08-18
RESP GAS MONITOR | CARBON MONOXIDE MONITOR | BEDFONT SCIENTIFIC | PICO BABY SMOKERLYSER | 2021-08-18 | 185.76 |  | 2026-08-18
RESP GAS MONITOR | CARBON MONOXIDE MONITOR | BEDFONT SCIENTIFIC | PICO BABY SMOKERLYSER | 2021-08-18 | 185.76 |  | 2026-08-18
RESP GAS MONITOR | CARBON MONOXIDE MONITOR | BEDFONT SCIENTIFIC | PICO BABY SMOKERLYSER | 2021-08-18 | 185.76 |  | 2026-08-18
RESP GAS MONITOR | CARBON MONOXIDE MONITOR | BEDFONT SCIENTIFIC | PICO BABY SMOKERLYSER | 2021-08-18 | 185.76 |  | 2026-08-18
RESP GAS MONITOR | CARBON MONOXIDE MONITOR | BEDFONT SCIENTIFIC | PICO BABY SMOKERLYSER | 2021-08-18 | 185.76 |  | 2026-08-18
TRANSILLUMINATOR | ASTODIA DIAPHANOSCOPE | STIHLER ELECTRONIC | DIA120 | 2021-08-13 | 948
TRANSILLUMINATOR | ASTODIA DIAPHANOSCOPE | STIHLER ELECTRONIC | DIA120 | 2021-08-13 | 978
SPHYGMOMANOMETER | ANEROID SPHYGMOMANOMETER | WELCH ALLYN | DS54 | 2021-08-11 | 72 |  | 2024-11-01
TYMPANIC THERMOMETER | TYMPANIC THERMOMETER | BRAUN | PRO 6000 | 2021-08-10 | 178.8
AURISCOPE/OTOSCOPE | WELCH ALLYN DIGITAL MACROVIEW OTOSCOPE - HEAD ONLY | WELCH ALLYN | MACROVIEW 23920 | 2021-07-28 | 904.8
TRANSDUCER | US TRANSDUCER | PHILIPS LTD | M2736A | 2022-01-24 | 0
SCALES | SCALES - CHAIR | SECA | 959 | 2022-02-02 | 912 | 2023-12-07 | 2024-11-15
INSUFFLATOR CO2 | HIGH FLOW INSUFFLATOR | SURGIQUEST | AIRSEAL IFS | 2022-01-28 | 0 |  | 2024-01-28
COUCH | COUCH - GYNAECOLOGICAL EXAMINATION | SEERS MEDICAL | SM8583D | 2022-01-27 | 1440 |  | 2024-09-01
ULTRASOUND PROBE | ULTRASOUND PROBE | TOSHIBA MED | PVT-375BT | 2022-01-25 | 6000
ULTRASOUND PROBE | ULTRASOUND PROBE | TOSHIBA MED | PVT-781VT | 2022-01-25 | 7188
SPEECH AID | SPEECH AID ELECTROLARYNX | ATOS MEDICAL UK | TRUTONE EMOTE | 2022-01-21 | 634.8
OPHTHALMOSCOPE | OPHTHALMOSCOPE | KEELER | STANDARD(OPTHALMO) | 2022-01-18 | 134.268
PATIENT MONITOR | PATIENT MONITOR INTELLIVUE | PHILIPS LTD | MX450 | 2022-01-13 | 3063.456 | 2023-12-01 | 2026-11-23
SCALES | SCALES - FLUID | TERAOKA | DS-502 | 2022-01-10 | 204 | 2022-11-25 08:02 | 2024-11-15
SCALES | SCALES - FLUID | TERAOKA | DS-502 | 2022-01-10 | 204 | 2023-12-08 | 2024-11-15
SPEECH AID | SPEECH AID ELECTROLARYNX | ATOS MEDICAL UK | TRUTONE EMOTE | 2022-01-10 | 634.8
SPEECH AID | SPEECH AID ELECTROLARYNX | ATOS MEDICAL UK | TRUTONE EMOTE | 2022-01-10 | 634.8
SPEECH AID | SPEECH AID ELECTROLARYNX | ATOS MEDICAL UK | TRUTONE EMOTE | 2022-01-10 | 634.8
SPEECH AID | SPEECH AID ELECTROLARYNX | ATOS MEDICAL UK | TRUTONE EMOTE | 2022-01-10 | 634.8
BATTERY THERMOMETER | BATTERY THERMOMETER | WELCH ALLYN | SURETEMP PLUS 692 | 2021-12-15 | 178.2
SPHYGMOMANOMETER | MOBILE SPHYGMOMANOMETER | WELCH ALLYN | 7670-03 | 2021-12-10 | 180 | 2024-08-16 | 2025-08-16
SCALES | SCALES - BABY | SECA | 384 | 2021-12-08 | 216 | 2023-04-05 | 2024-11-15
PATIENT TEMPERATURE MANAGEMENT SYSTEM | CRITICOOL MINI | BELMONT | 100-00024 | 2021-12-03 | 17804.4 | 2024-10-22 | 2025-10-22
PATIENT TEMPERATURE MANAGEMENT SYSTEM | CRITICOOL MINI | BELMONT | 100-00024 | 2021-12-03 | 17804.4 | 2023-11-16 | 2024-11-16
PATIENT TEMPERATURE MANAGEMENT SYSTEM | CRITICOOL MINI | BELMONT | 100-00024 | 2021-12-03 | 17804.4 | 2023-10-20 | 2024-10-20
BATTERY CHARGER | RECHARGEABLE BATTERY CHARGER | OPTICLAR | 500-020-012/2 | 2021-11-30 | 0
BATTERY CHARGER | RECHARGEABLE BATTERY CHARGER | OPTICLAR | 500-020-012/2 | 2021-11-30 | 0
HEADLIGHT SYSTEM | SLH PRISMATIC LOUPES | OPTICLAR | 402.040 | 2021-11-30 | 2340
HEADLIGHT SYSTEM | SLH PRISMATIC LOUPES | OPTICLAR | 402.040 | 2021-11-30 | 2340
TCPCO2 MONITOR | TCPCO2 MONITOR - SENTEC DIGITAL MONITORING SYSTEM | SENTEC MEDICAL LTD | SDMS | 2021-11-25 | 9600 | 2024-01-18 | 2025-01-18
MICROBLENDER | BIRD SENTRY BLENDER | BIRD | 15625 | 2021-11-22 | 1800
VENTILATOR OSCILLATORY | VENTILATOR - H.F.O | CAREFUSION | 3100A | 2021-11-22 | 27600 | 2024-06-26 | 2024-11-01
COUCH | COUCH 2-SECTION ELECTRIC | PLINTH 2000 | 502E | 2021-11-11 | 960 |  | 2024-11-11
COUCH | COUCH 2-SECTION ELECTRIC | PLINTH 2000 | 502E | 2021-11-11 | 960 |  | 2024-11-11
TRANSDUCER | US TRANSDUCER | PHILIPS LTD | M2736A | 2021-11-10 | 0
NERVE STIMULATOR | NERVE STIMULATOR MODULE | PHILIPS LTD | NMT | 2021-10-25 | 2202 | 2023-09-20 | 2025-09-20
SUCTION CONTROLLER | LOW SUCTION | THERAPY EQUIPMENT | DIAMOND RANGE LOW | 2021-10-20 | 140.76
SUCTION CONTROLLER | LOW SUCTION | THERAPY EQUIPMENT | DIAMOND RANGE LOW | 2021-10-20 | 140.76
DIATHERMY MACHINE | GYNECARE BIPOLAR ELECTRO-SURGICAL SYSTEM | OLYMPUS | VERSAPOINT II | 2021-09-17 | 14690.4 |  | 2022-09-17
AUDIO DOPPLER | AUDIO DOPPLER | HUNTLEIGH | D920 | 2021-12-06 | 373.968
VIDEO CAMERA | HD VIDEO CAMERA | SONY | MCC-500MD | 2021-10-21 | 5508 | 2024-06-03 | 2025-06-01
VIDEO CAMERA | HD VIDEO CAMERA | SONY | MCC-500MD | 2021-10-21 | 5508 | 2023-09-22 | 2024-09-22
CAMERA HEAD | CAMERA HEAD | OLYMPUS | OTV-S7V | 2021-09-15 | 0
SUCTION CONTROLLER | HIGH SUCTION CONTROLLER | THERAPY EQUIPMENT | DIAMOND RANGE HIGH | 2021-08-03 | 82.8
SUCTION CONTROLLER | HIGH SUCTION CONTROLLER | THERAPY EQUIPMENT | DIAMOND RANGE HIGH | 2021-07-29 | 82.8
NEBULIZER | NEBULIZER | PHILIPS LTD | INNOSPIRE DELUXE | 2021-07-29 | 126
NEBULIZER | NEBULIZER | PHILIPS LTD | INNOSPIRE DELUXE | 2021-07-29 | 126
NEBULIZER | NEBULIZER | PHILIPS LTD | INNOSPIRE DELUXE | 2021-07-29 | 126
NEBULIZER | NEBULIZER | PHILIPS LTD | INNOSPIRE DELUXE | 2021-07-29 | 126
NEBULIZER | NEBULIZER | PHILIPS LTD | INNOSPIRE DELUXE | 2021-07-29 | 126
VITAL SIGNS MONITOR | VITAL SIGNS MONITOR: NBP. | MINDRAY | VS-900 | 2021-08-23 | 1360.8 | 2024-08-12 | 2027-08-15
WARMING CABINET | FLUID WARMING CABINET | THORNE ELECT | MEDIHEAT 1200 | 2021-08-24 | 540 | 2024-07-24 | 2027-08-15
WARMING CABINET | FLUID WARMING CABINET | THORNE ELECT | MEDIHEAT 1200 | 2021-08-24 | 540 | 2024-07-26 | 2027-08-15
VITAL SIGNS MONITOR | VITAL SIGNS MONITOR: NIBP, SPO2, TEMP | WELCH ALLYN | 75CE CONNEX | 2021-09-01 | 2398.8 |  | 2024-09-01
SUCTION CONTROLLER | HIGH SUCTION CONTROLLER | THERAPY EQUIPMENT | DIAMOND RANGE HIGH | 2021-09-10 | 82.8
NEBULIZER | NEBULIZER | MEDIX LTD | AC4000 | 2021-09-10 | 132 | 2022-08-11
SPHYGMOMANOMETER | SPHYGMOMANOMETER - HANDHELD | WELCH ALLYN | DURASHOCK | 2021-09-07 | 102
COUCH | COUCH 3-SECTION ELECTRIC | MEDI-PLINTH | BA03E | 2021-08-10 | 892.8 | 2023-07-20 | 2025-08-04
VITAL SIGNS MONITOR | VITAL SIGNS MONITOR: NBP. | MINDRAY | VS-900 | 2021-08-09 | 1360.8 | 2024-08-14 | 2027-08-09
VITAL SIGNS MONITOR | VITAL SIGNS MONITOR: NBP. | MINDRAY | VS-900 | 2021-08-09 | 1360.8 | 2024-08-12 | 2027-08-09
TYMPANIC THERMOMETER | TYMPANIC THERMOMETER | COVIDIEN UK | GENIUS 3 | 2021-08-06 | 193.2 | 2024-07-11 | 2025-01-11
TYMPANIC THERMOMETER | TYMPANIC THERMOMETER | COVIDIEN UK | GENIUS 3 | 2021-08-06 | 193.2 | 2024-04-03 | 2025-04-18
TYMPANIC THERMOMETER | TYMPANIC THERMOMETER | COVIDIEN UK | GENIUS 3 | 2021-08-06 | 193.2 | 2024-07-11 | 2025-01-11
TYMPANIC THERMOMETER | TYMPANIC THERMOMETER | COVIDIEN UK | GENIUS 3 | 2021-08-06 | 193.2 | 2024-09-04 | 2025-03-04
TYMPANIC THERMOMETER | TYMPANIC THERMOMETER | COVIDIEN UK | GENIUS 3 | 2021-08-06 | 193.2 | 2024-09-03 | 2025-03-03
TYMPANIC THERMOMETER | TYMPANIC THERMOMETER | COVIDIEN UK | GENIUS 3 | 2021-08-06 | 193.2 | 2024-09-04 | 2025-03-04
TYMPANIC THERMOMETER | TYMPANIC THERMOMETER | COVIDIEN UK | GENIUS 3 | 2021-08-06 | 193.2 | 2024-08-14 | 2025-02-14
TYMPANIC THERMOMETER | TYMPANIC THERMOMETER | COVIDIEN UK | GENIUS 3 | 2021-08-06 | 193.2 | 2024-09-03 | 2025-03-03
TYMPANIC THERMOMETER | TYMPANIC THERMOMETER | COVIDIEN UK | GENIUS 3 | 2021-08-06 | 193.2 | 2024-09-09 | 2025-03-09
TYMPANIC THERMOMETER | TYMPANIC THERMOMETER | COVIDIEN UK | GENIUS 3 | 2021-08-06 | 193.2 | 2024-07-11 | 2025-01-11
TYMPANIC THERMOMETER | TYMPANIC THERMOMETER | COVIDIEN UK | GENIUS 3 | 2021-08-06 | 193.2 | 2024-08-23 | 2025-02-23
TYMPANIC THERMOMETER | TYMPANIC THERMOMETER | COVIDIEN UK | GENIUS 3 | 2021-08-06 | 193.2 | 2024-08-19 | 2025-02-19
TYMPANIC THERMOMETER | TYMPANIC THERMOMETER | COVIDIEN UK | GENIUS 3 | 2021-08-06 | 193.2 | 2024-09-11 | 2025-03-15
TYMPANIC THERMOMETER | TYMPANIC THERMOMETER | COVIDIEN UK | GENIUS 3 | 2021-08-06 | 193.2 | 2024-08-19 | 2025-02-19
TYMPANIC THERMOMETER | TYMPANIC THERMOMETER | COVIDIEN UK | GENIUS 3 | 2021-08-06 | 193.2 | 2024-07-11 | 2025-01-11
TYMPANIC THERMOMETER | TYMPANIC THERMOMETER | COVIDIEN UK | GENIUS 3 | 2021-08-06 | 193.2 | 2024-09-03 | 2025-03-03
TYMPANIC THERMOMETER | TYMPANIC THERMOMETER | COVIDIEN UK | GENIUS 3 | 2021-08-06 | 193.2 | 2024-07-04 | 2025-01-04
TYMPANIC THERMOMETER | TYMPANIC THERMOMETER | COVIDIEN UK | GENIUS 3 | 2021-08-06 | 193.2 | 2024-04-03 | 2024-11-21
TYMPANIC THERMOMETER | TYMPANIC THERMOMETER | COVIDIEN UK | GENIUS 3 | 2021-08-06 | 193.2 | 2024-07-11 | 2025-01-11
TYMPANIC THERMOMETER | TYMPANIC THERMOMETER | COVIDIEN UK | GENIUS 3 | 2021-08-06 | 193.2 | 2024-07-04 | 2025-01-04
TYMPANIC THERMOMETER | TYMPANIC THERMOMETER | COVIDIEN UK | GENIUS 3 | 2021-08-06 | 193.2 | 2024-07-12 | 2025-01-12
TYMPANIC THERMOMETER | TYMPANIC THERMOMETER | COVIDIEN UK | GENIUS 3 | 2021-08-06 | 193.2 | 2024-09-04 | 2025-03-04
TYMPANIC THERMOMETER | TYMPANIC THERMOMETER | COVIDIEN UK | GENIUS 3 | 2021-08-05 | 193.2 | 2024-07-18 | 2025-01-18
TYMPANIC THERMOMETER | TYMPANIC THERMOMETER | COVIDIEN UK | GENIUS 3 | 2021-08-05 | 193.2 | 2024-10-23 | 2025-04-23
TYMPANIC THERMOMETER | TYMPANIC THERMOMETER | COVIDIEN UK | GENIUS 3 | 2021-08-05 | 193.2 | 2024-09-04 | 2025-03-04
TYMPANIC THERMOMETER | TYMPANIC THERMOMETER | COVIDIEN UK | GENIUS 3 | 2021-08-05 | 193.2 | 2024-09-03 | 2025-03-03
TYMPANIC THERMOMETER | TYMPANIC THERMOMETER | COVIDIEN UK | GENIUS 3 | 2021-08-05 | 193.2 | 2024-09-03 | 2025-03-03
TYMPANIC THERMOMETER | TYMPANIC THERMOMETER | COVIDIEN UK | GENIUS 3 | 2021-08-05 | 193.2 | 2024-09-03 | 2025-03-03
TYMPANIC THERMOMETER | TYMPANIC THERMOMETER | COVIDIEN UK | GENIUS 3 | 2021-08-05 | 193.2 | 2024-09-03 | 2025-03-03
TYMPANIC THERMOMETER | TYMPANIC THERMOMETER | COVIDIEN UK | GENIUS 3 | 2021-08-05 | 193.2 | 2024-08-07 | 2025-02-07
TYMPANIC THERMOMETER | TYMPANIC THERMOMETER | COVIDIEN UK | GENIUS 3 | 2021-08-05 | 193.2 | 2024-09-03 | 2025-03-03
TYMPANIC THERMOMETER | TYMPANIC THERMOMETER | COVIDIEN UK | GENIUS 3 | 2021-08-05 | 193.2 | 2024-08-14 | 2025-02-14
TYMPANIC THERMOMETER | TYMPANIC THERMOMETER | COVIDIEN UK | GENIUS 3 | 2021-08-05 | 193.2 | 2024-09-03 | 2025-03-03
TYMPANIC THERMOMETER | TYMPANIC THERMOMETER | COVIDIEN UK | GENIUS 3 | 2021-08-05 | 193.2 | 2024-09-03 | 2025-03-03
TYMPANIC THERMOMETER | TYMPANIC THERMOMETER | COVIDIEN UK | GENIUS 3 | 2021-08-05 | 193.2 | 2024-07-11 | 2025-01-11
TYMPANIC THERMOMETER | TYMPANIC THERMOMETER | COVIDIEN UK | GENIUS 3 | 2021-08-05 | 193.2 | 2024-07-18 | 2025-01-18
TYMPANIC THERMOMETER | TYMPANIC THERMOMETER | COVIDIEN UK | GENIUS 3 | 2021-08-05 | 193.2 | 2024-07-23 | 2025-01-23
TYMPANIC THERMOMETER | TYMPANIC THERMOMETER | COVIDIEN UK | GENIUS 3 | 2021-08-05 | 193.2 | 2024-07-11 | 2025-01-11
TYMPANIC THERMOMETER | TYMPANIC THERMOMETER | COVIDIEN UK | GENIUS 3 | 2021-08-05 | 193.2 | 2024-10-23 | 2025-04-23
TYMPANIC THERMOMETER | TYMPANIC THERMOMETER | COVIDIEN UK | GENIUS 3 | 2021-08-05 | 193.2 | 2024-07-23 | 2025-01-23
REGULATOR | REGULATOR - AIR - PIN INDEX DIAL | THERAPY EQUIPMENT | 5250/AIR | 2021-07-22 | 163.2
AMALGAM DISPENSER | AMALGAM DISPENSER | DE GOTZEN | SOFTLY 8 | 2021-07-21 | 0 | 2024-05-01 | 2025-04-05
SPHYGMOMANOMETER | SPHYGMOMANOMETER | ACCOSON LTD | 6 ANEROID WALL SPHYG | 2021-07-21 | 600
SUCTION CONTROLLER | HIGH SUCTION CONTROLLER | THERAPY EQUIPMENT | DIAMOND RANGE HIGH | 2021-07-19 | 82.8
SUCTION CONTROLLER | HIGH SUCTION CONTROLLER | THERAPY EQUIPMENT | DIAMOND RANGE HIGH | 2021-07-19 | 83.4
SUCTION CONTROLLER | HIGH SUCTION CONTROLLER | THERAPY EQUIPMENT | DIAMOND RANGE HIGH | 2021-07-19 | 83.4
SUCTION CONTROLLER | HIGH SUCTION CONTROLLER | THERAPY EQUIPMENT | DIAMOND RANGE HIGH | 2021-07-19 | 83.4
SUCTION CONTROLLER | HIGH SUCTION CONTROLLER | THERAPY EQUIPMENT | DIAMOND RANGE HIGH | 2021-07-19 | 83.4
SUCTION CONTROLLER | HIGH SUCTION CONTROLLER | THERAPY EQUIPMENT | DIAMOND RANGE HIGH | 2021-07-19 | 83.4
SUCTION CONTROLLER | HIGH SUCTION CONTROLLER | THERAPY EQUIPMENT | DIAMOND RANGE HIGH | 2021-07-19 | 83.4
SUCTION CONTROLLER | HIGH SUCTION CONTROLLER | THERAPY EQUIPMENT | DIAMOND RANGE HIGH | 2021-07-19 | 83.4
SUCTION CONTROLLER | HIGH SUCTION CONTROLLER | THERAPY EQUIPMENT | DIAMOND RANGE HIGH | 2021-07-19 | 83.4
SUCTION CONTROLLER | HIGH SUCTION CONTROLLER | THERAPY EQUIPMENT | DIAMOND RANGE HIGH | 2021-07-19 | 83.4
SUCTION CONTROLLER | HIGH SUCTION CONTROLLER | THERAPY EQUIPMENT | DIAMOND RANGE HIGH | 2021-07-19 | 83.4
SUCTION CONTROLLER | HIGH SUCTION CONTROLLER | THERAPY EQUIPMENT | DIAMOND RANGE HIGH | 2021-07-19 | 83.4
SUCTION CONTROLLER | HIGH SUCTION CONTROLLER | THERAPY EQUIPMENT | DIAMOND RANGE HIGH | 2021-07-19 | 83.4
DYNAMIC PRESSURE MATTRESS | DYNAMIC MATTRESS SYSTEM | DIRECT HEALTHCARE SERVICES | DYNAFORM MERCURY ADVANCE MKII | 2021-07-19 | 114 | 2023-07-28 | 2025-07-12
SPHYGMOMANOMETER | TRIGGER MODEL PREMIUM SPHYGMOMANOMETER | WELCH ALLYN | DS-6601-189 | 2021-10-28 | 60
SPHYGMOMANOMETER | TRIGGER MODEL PREMIUM SPHYGMOMANOMETER | WELCH ALLYN | DS-6601-189 | 2021-10-28 | 60
SPHYGMOMANOMETER | TRIGGER MODEL PREMIUM SPHYGMOMANOMETER | WELCH ALLYN | DS-6601-189 | 2021-10-28 | 60
SPHYGMOMANOMETER | TRIGGER MODEL PREMIUM SPHYGMOMANOMETER | WELCH ALLYN | DS-6601-189 | 2021-10-28 | 60
MICROSCOPE OPERATING | MICROSCOPE OPERATING | MOLLER-WEDEL | FS 2012 | 2021-12-23 | 60000 | 2024-03-21 | 2025-03-21
VAPORIZERS | VAPORIZER - SEVOFLURANE | DATEX-OHMEDA | TEC7 SEVO | 2021-10-22 | 2400 |  | 2024-11-15
VAPORIZERS | VAPORIZER - SEVOFLURANE | DATEX-OHMEDA | TEC7 SEVO | 2021-10-22 | 2400 |  | 2024-11-15
VAPORIZERS | VAPORIZER - SEVOFLURANE | DATEX-OHMEDA | TEC7 SEVO | 2021-10-22 | 2400 |  | 2024-11-15
VAPORIZERS | VAPORIZER - SEVOFLURANE | DATEX-OHMEDA | TEC7 SEVO | 2021-10-22 | 2400 |  | 2024-11-15
VENTILATOR | VENTILATOR | BREAS MEDICAL | NIPPY 4+ | 2021-10-22 | 4560 | 2023-06-23 | 2024-12-01
VENTILATOR | VENTILATOR | BREAS MEDICAL | NIPPY 4+ | 2021-10-22 | 4560 | 2023-06-23 | 2024-12-01
VENTILATOR | VENTILATOR | BREAS MEDICAL | NIPPY 4+ | 2021-10-20 | 4560 | 2023-06-23 | 2024-12-01
VENTILATOR | VENTILATOR | BREAS MEDICAL | NIPPY 4+ | 2021-10-20 | 4560 | 2023-06-23 | 2024-12-14
EXERCISE BICYCLE | OVER-BED EXERCISE CYCLE | RECK-TECHNIK GmbH & Co. | MOTOMED LETTO 2 LEG/ARM | 2021-11-03 | 11571.6 | 2023-08-08 | 2025-07-15
EXERCISE BICYCLE | OVER-BED EXERCISE CYCLE | RECK-TECHNIK GmbH & Co. | MOTOMED LETTO 2 LEG/ARM | 2021-11-03 | 11571.6 |  | 2025-07-15
CO2 MODULE | CO2 MODULE + PRESS & TEMP | PHILIPS LTD | 867041 B06 | 2021-12-30 | 2381.544 | 2023-12-22 | 2024-12-22
VITAL SIGNS MONITOR | VITAL SIGNS MONITOR: NIBP, SPO2, TEMP | HILL-ROM | 75CE CONNEX | 2021-10-19 | 2436 | 2024-10-07 | 2027-10-07
MEDICAL GAS HOSE | O2 EXTENSION HOSE - MEC | MEC CO. LTD | EXTENSION HOSE O2 - MEC | 2021-11-18 | 0
VENTILATOR | VENTILATOR | RESMED LTD | STELLAR 100 | 2021-10-19 | 3600 |  | 2026-10-19
VENTILATOR | VENTILATOR | RESMED LTD | STELLAR 100 | 2021-10-19 | 3600 |  | 2026-10-19
VENTILATOR | VENTILATOR | RESMED LTD | STELLAR 100 | 2021-10-19 | 3600 |  | 2026-10-19
VENTILATOR | VENTILATOR | RESMED LTD | STELLAR 100 | 2021-10-19 | 3600 |  | 2026-10-19
LARYNGOSCOPE | C-MAC LARYNGOSCOPE BLADE | KARL STORZ | 8403BXC | 2021-10-11 | 3304.8
FIRST AID KIT | FIRST AID KIT | NA | FIXED | 2021-10-11 | 30 |  | 2026-04-15
FIRST AID KIT | FIRST AID KIT | NA | FIXED | 2021-10-11 | 30 |  | 2026-04-15
FIRST AID KIT | FIRST AID KIT | NA | FIXED | 2021-10-11 | 30 |  | 2026-04-15
VIEWERS | LIQUID VIEWER | ADELPHI MANUFACTURING | APOLLO 2 | 2021-10-07 | 1200 | 2023-04-26 | 2024-04-26
GAS REGULATOR & FLOWMETER | 8500 REGULATOR 0-2 BAR | B.O.C. | 8500 | 2021-12-23 | 193.188 |  | 2026-12-15
TILT CHAIR | TILT CHAIR - PRESSURE MANAGEMENT | CAREFLEX | SMARTSEAT | 2021-10-29 | 4220.4
MIXERS | MEDIMIX MINI | IMPROMEDIFORM | MF4010 | 2021-10-07 | 7867.404 | 2023-04-26 | 2024-04-26
VAPORIZERS | VAPORIZER - SEVOFLURANE | DATEX-OHMEDA | TEC7 SEVO | 2021-10-06 | 2400 | 2024-09-12 | 2025-10-15
VAPORIZERS | VAPORIZER - SEVOFLURANE | DATEX-OHMEDA | TEC7 SEVO | 2021-10-06 | 2400 | 2024-09-12 | 2025-10-15
VAPORIZERS | VAPORIZER - SEVOFLURANE | DATEX-OHMEDA | TEC7 SEVO | 2021-10-06 | 2400 | 2024-09-12 | 2025-10-15
ANAESTHETIC MACHINE | FLOW-I 6888520 ANAESTHETIC MACHINE | GETINGE LTD | FLOW-I 6888520 | 2021-10-05 | 32400 | 2023-11-03 | 2024-11-11
PATIENT MONITOR | PATIENT MONITOR INTELLIVUE | PHILIPS LTD | MX450 | 2021-10-05 | 3737.16 | 2024-08-22 | 2027-08-22
TRANSPORT MONITOR | PATIENT MONITOR INTELLIVUE X3 (6mm NIBP Port) | PHILIPS LTD | INTELLIVUE X3 (6mm NIBP) | 2021-10-05 | 3796.536 |  | 2024-10-05
PATIENT MONITOR | PATIENT MONITOR INTELLIVUE | PHILIPS LTD | MX450 | 2021-10-05 | 3737.16 | 2024-08-22 | 2027-08-22
PATIENT MONITOR | PATIENT MONITOR | PHILIPS LTD | MX750 | 2021-10-05 | 4911.6 |  | 2026-10-05
PATIENT MONITOR | PATIENT MONITOR | PHILIPS LTD | MX750 | 2021-10-05 | 4911.6 |  | 2026-10-05
PATIENT MONITOR | PATIENT MONITOR | PHILIPS LTD | MX750 | 2021-10-05 | 4911.6 |  | 2026-10-05
MODULE HOLDER | MODULE HOLDER | PHILIPS LTD | FMX-4 | 2021-10-05 | 319.2
MODULE HOLDER | MODULE HOLDER | PHILIPS LTD | FMX-4 | 2021-10-05 | 319.2
MODULE HOLDER | MODULE HOLDER | PHILIPS LTD | FMX-4 | 2021-10-05 | 319.2
PATIENT MONITOR | PATIENT MONITOR INTELLIVUE | PHILIPS LTD | MX450 | 2021-10-05 | 3737.16 | 2024-08-20 | 2027-08-20
TRANSPORT MONITOR | PATIENT MONITOR INTELLIVUE X3 (6mm NIBP Port) | PHILIPS LTD | INTELLIVUE X3 (6mm NIBP) | 2021-10-05 | 3796.536 | 2024-08-22 | 2027-08-22
TRANSPORT MONITOR | PATIENT MONITOR INTELLIVUE X3 (6mm NIBP Port) | PHILIPS LTD | INTELLIVUE X3 (6mm NIBP) | 2021-10-05 | 3796.536 | 2024-07-11 | 2027-07-11
TRANSPORT MONITOR | PATIENT MONITOR INTELLIVUE X3 (6mm NIBP Port) | PHILIPS LTD | INTELLIVUE X3 (6mm NIBP) | 2021-10-05 | 3796.536 |  | 2024-10-05
TRANSPORT MONITOR | PATIENT MONITOR INTELLIVUE X3 (6mm NIBP Port) | PHILIPS LTD | INTELLIVUE X3 (6mm NIBP) | 2021-10-05 | 3796.536 | 2024-03-14 | 2027-03-14
TRANSPORT MONITOR | PATIENT MONITOR INTELLIVUE X3 (6mm NIBP Port) | PHILIPS LTD | INTELLIVUE X3 (6mm NIBP) | 2021-10-05 | 3796.536 |  | 2024-10-05
TRANSPORT MONITOR | PATIENT MONITOR INTELLIVUE X3 (6mm NIBP Port) | PHILIPS LTD | INTELLIVUE X3 (6mm NIBP) | 2021-10-05 | 3796.536 |  | 2024-10-05
PATIENT MONITOR | PATIENT MONITOR INTELLIVUE | PHILIPS LTD | MX450 | 2021-10-05 | 3737.16 | 2024-08-20 | 2027-08-20
ENDOSCOPY STACKING TROLLEY | THEATRE STACK SYSTEM TROLLEY | FUJIFILM | COMPACT CART | 2021-10-04 | 2484 | 2024-01-20 | 2025-01-20
FLAT SCREEN DISPLAY | DISPLAY FLAT SCREEN 27 INCH WIDESCREEN | FUJIFILM | SC-WU27-G1522 | 2021-10-04 | 7257.6 | 2024-01-20 | 2025-01-20
ENDOSCOPY VIDEO SYSTEM | SCOPE PROCESSOR | FUJIFILM | VP-7000 | 2021-10-04 | 18720 | 2024-08-22 | 2025-08-22
LIGHT SOURCE | LIGHT SOURCE - LED | FUJIFILM | BL-7000 | 2021-10-04 | 9358.8 | 2024-08-22 | 2025-08-22
FIBRE OPTIC SOURCE | FIBRE OPTIC SOURCE | FUJIFILM | PS2-HP | 2021-10-04 | 2160 | 2024-01-20 | 2025-01-20
DIAGNOSTIC SYSTEM | DIAGNOSTIC SYSTEM | OPTICLAR | VISIONMED S1 TWIN WALL STATION | 2021-10-19 | 810
SCALES | SCALES - STAND ON | SECA | 875 | 2021-09-30 | 158.4 | 2023-12-15 | 2024-11-15
SUCTION UNIT | SUCTION - LAERDAL - BATTERY | LAERDAL | LSU-2 | 2021-09-30 | 927.6 | 2024-10-07 | 2027-10-07
SUCTION UNIT | SUCTION - LAERDAL - BATTERY | LAERDAL | LSU-2 | 2021-09-30 | 927.6 | 2024-10-09 | 2027-10-09
SUCTION UNIT | SUCTION - LAERDAL - BATTERY | LAERDAL | LSU-2 | 2021-09-30 | 927.6 | 2022-11-09 11:51 | 2025-11-09
OPERATING TABLE | FOOT SUPPORT SYSTEM - STIRRUPS | AMATECH LTD | YELLOFINS ELITE | 2021-11-24 | 10800
FLAT SCREEN DISPLAY | DISPLAY FLAT SCREEN - LED 24 INCH MEDICAL | DELL COMPUTERS | MR2416B | 2021-09-28 | 3600 | 2022-12-15 11:38
OXIMETER | HAND HELD PULSE OXIMETER | NELLCOR | PM10N | 2022-03-15 | 1050
OXIMETER | HAND HELD PULSE OXIMETER | NELLCOR | PM10N | 2022-03-15 | 1050
PRINTER | PRINTER - LASER MONO | HP | LASERJET PRO M404DN | 2021-09-27 | 264
ENDOSCOPE | VIDEO NASOPHARYNGOSCOPE | XION MEDICAL | EV-NC | 2021-09-23 | 12000
NASENDOSCOPE VIDEO SYSTEM | ENDOSCOPE - VIDEO NASOPHARYNGOSCOPE | XION MEDICAL | OR-PC (ENDOFLEX) | 2021-09-23 | 30000 | 2023-11-22 | 2024-11-22
ENDOSCOPE | VIDEO NASOPHARYNGOSCOPE | XION MEDICAL | EV-NC | 2021-09-23 | 12000
NASENDOSCOPE VIDEO SYSTEM | ENDOSCOPE - VIDEO NASOPHARYNGOSCOPE | XION MEDICAL | OR-PC (ENDOFLEX) | 2021-09-23 | 30000 | 2023-11-22 | 2024-11-22
NEBULIZER | NEBULIZER | PARI MEDICAL | PARI BOY CLASSIC | 2021-09-22 | 410.4
NEBULIZER | NEBULIZER | PARI MEDICAL | PARI BOY CLASSIC | 2021-09-22 | 410.4
NEBULIZER | NEBULIZER | PARI MEDICAL | PARI BOY CLASSIC | 2021-09-22 | 410.4
NEBULIZER | NEBULIZER | PARI MEDICAL | PARI BOY CLASSIC | 2021-09-22 | 410.4
UNINTERRUPTIBLE POWER SUPPLY | UNINTERRUPTIBLE POWER SUPPLY | AMERICAN POWER CONVERSION (APC) | SMART-UPS SC450 | 2021-09-27 | 546 | 2024-07-23 | 2026-07-23
FLAT SCREEN MONITOR - TOUCH | DISPLAY LCD FLAT SCREEN 24 INCH TOUCH SCREEN | ELO | E124923 | 2021-09-27 | 1501.2
CENTRAL STATION | CENTRAL STATION INTELLIVUE INFORMATION CENTRE IX | PHILIPS LTD | PIIC IX | 2021-09-27 | 5760 | 2024-07-23 | 2025-07-23
UNINTERRUPTIBLE POWER SUPPLY | UNINTERRUPTIBLE POWER SUPPLY | AMERICAN POWER CONVERSION (APC) | SMART-UPS SC450 | 2021-09-27 | 546 | 2024-07-24 | 2026-07-24
FLAT SCREEN MONITOR - TOUCH | DISPLAY LCD FLAT SCREEN 24 INCH TOUCH SCREEN | ELO | E124923 | 2021-09-27 | 1501.2
FLAT SCREEN MONITOR - TOUCH | DISPLAY LCD FLAT SCREEN 24 INCH TOUCH SCREEN | ELO | E124923 | 2021-09-27 | 1501.2
CENTRAL STATION | CENTRAL STATION INTELLIVUE INFORMATION CENTRE IX | PHILIPS LTD | PIIC IX | 2021-09-27 | 5760 | 2024-07-24 | 2025-07-24
UNINTERRUPTIBLE POWER SUPPLY | UNINTERRUPTIBLE POWER SUPPLY | AMERICAN POWER CONVERSION (APC) | SMART-UPS SC450 | 2021-09-24 | 546 | 2024-07-24 | 2026-07-24
FLAT SCREEN MONITOR - TOUCH | DISPLAY LCD FLAT SCREEN 24 INCH TOUCH SCREEN | ELO | E359019 | 2021-09-27 | 1561.56
CENTRAL STATION | CENTRAL STATION INTELLIVUE INFORMATION CENTRE IX | PHILIPS LTD | PIIC IX | 2021-09-24 | 5760.72 | 2024-07-24 | 2025-07-24
HUMIDIFIER | HUMIDIFIER | F & P | MR850 | 2021-09-22 | 1320 | 2023-01-04 12:39 | 2025-01-04
HUMIDIFIER | HUMIDIFIER | F & P | MR850 | 2021-09-22 | 1320 |  | 2024-12-14
HUMIDIFIER | HUMIDIFIER | F & P | MR850 | 2021-09-22 | 1320 | 2023-11-03 | 2024-10-01
HUMIDIFIER | HUMIDIFIER | F & P | MR850 | 2021-09-21 | 1320 | 2023-12-04
HUMIDIFIER | HUMIDIFIER | F & P | MR850 | 2021-09-21 | 1320 | 2024-03-19 | 2025-03-01
HUMIDIFIER | HUMIDIFIER | F & P | MR850 | 2021-09-21 | 1320 | 2024-06-03 | 2025-04-05
MEDICAL GAS HOSE | 4M 7BAR AIR EXTENSION HOSE | THERAPY EQUIPMENT | 6182/P/4M | 2021-09-17 | 92.4 |  | 2025-09-15
ENDOSCOPY VIDEO SYSTEM | HEADLIGHT VIDEO SYSTEM | BFW INC | PHAROS 8010 | 2021-09-23 | 14400 | 2024-08-15 | 2025-08-15
LIGHT SOURCE | LIGHT SOURCE - LED HEADLIGHT SOURCE | BFW INC | HATTERAS 1600 | 2021-09-23 | 14400 | 2024-08-15 | 2025-08-15
DIGITAL VIDEO RECORDER | MEDICAL DIGITAL IMAGING RECORDER | TEAC | UR-4MD | 2021-09-16 | 9600 | 2023-07-04 | 2025-01-15
MEDICAL GAS HOSE | 5 METRE OXYGEN EXTENSION HOSE | THERAPY EQUIPMENT | 6180/P/5M | 2021-09-14 | 96.216 |  | 2025-09-14
MEDICAL GAS HOSE | 5 METRE OXYGEN EXTENSION HOSE | THERAPY EQUIPMENT | 6180/P/5M | 2021-09-14 | 96.216 |  | 2025-09-14
VENTILATOR | ASTRAL 150 VENTILATOR | RESMED LTD | ASTRAL 150 | 2021-09-13 | 7200 |  | 2024-11-01
VENTILATOR | ASTRAL 150 VENTILATOR | RESMED LTD | ASTRAL 150 | 2021-09-13 | 7200 |  | 2025-02-12
VENTILATOR | ASTRAL 150 VENTILATOR | RESMED LTD | ASTRAL 150 | 2021-09-13 | 7200 |  | 2024-11-01
VENTILATOR | VENTILATOR | RESMED LTD | Astral 100 | 2021-09-13 | 7200 |  | 2024-11-01
TRANSPORT MONITOR | PATIENT MONITOR INTELLIVUE X3 (6mm NIBP Port) | PHILIPS LTD | INTELLIVUE X3 (6mm NIBP) | 2021-09-13 | 3177.504 | 2024-04-09 | 2027-04-09
TRANSPORT MONITOR | PATIENT MONITOR INTELLIVUE X3 (6mm NIBP Port) | PHILIPS LTD | INTELLIVUE X3 (6mm NIBP) | 2021-09-13 | 3177.504 |  | 2024-12-15
TRANSPORT MONITOR | PATIENT MONITOR INTELLIVUE X3 (6mm NIBP Port) | PHILIPS LTD | INTELLIVUE X3 (6mm NIBP) | 2021-09-13 | 3177.504 |  | 2024-12-15
TRANSPORT MONITOR | PATIENT MONITOR INTELLIVUE X3 (6mm NIBP Port) | PHILIPS LTD | INTELLIVUE X3 (6mm NIBP) | 2021-09-13 | 3177.504 |  | 2024-12-15
TRANSPORT MONITOR | PATIENT MONITOR INTELLIVUE X3 (6mm NIBP Port) | PHILIPS LTD | INTELLIVUE X3 (6mm NIBP) | 2021-09-13 | 3177.504 |  | 2024-12-15
TRANSPORT MONITOR | PATIENT MONITOR INTELLIVUE X3 (6mm NIBP Port) | PHILIPS LTD | INTELLIVUE X3 (6mm NIBP) | 2021-09-13 | 3177.504 |  | 2024-12-15
CO2 MODULE | CO2 MODULE + PRESS & TEMP | PHILIPS LTD | 867041 B06 | 2021-09-15 | 2381.544 | 2023-06-28 | 2024-06-28
CO2 MODULE | CO2 MODULE + PRESS & TEMP | PHILIPS LTD | 867041 B06 | 2021-09-15 | 2381.544 | 2023-06-29 | 2024-06-29
CO2 MODULE | CO2 MODULE + PRESS & TEMP | PHILIPS LTD | 867041 B06 | 2021-09-15 | 2381.544 | 2023-06-28 | 2024-06-28
CO2 MODULE | CO2 MODULE + PRESS & TEMP | PHILIPS LTD | 867041 B06 | 2021-09-15 | 2381.544 | 2023-06-28 | 2024-06-28
TRANSPORT MONITOR | PATIENT MONITOR INTELLIVUE X3 (6mm NIBP Port) | PHILIPS LTD | INTELLIVUE X3 (6mm NIBP) | 2021-09-15 | 3469.752 |  | 2024-07-15
TRANSPORT MONITOR | PATIENT MONITOR INTELLIVUE X3 (6mm NIBP Port) | PHILIPS LTD | INTELLIVUE X3 (6mm NIBP) | 2021-09-15 | 3469.752 |  | 2024-07-15
TRANSPORT MONITOR | PATIENT MONITOR INTELLIVUE X3 (6mm NIBP Port) | PHILIPS LTD | INTELLIVUE X3 (6mm NIBP) | 2021-09-15 | 3469.752 |  | 2024-07-15
TRANSPORT MONITOR | PATIENT MONITOR INTELLIVUE X3 (6mm NIBP Port) | PHILIPS LTD | INTELLIVUE X3 (6mm NIBP) | 2021-09-15 | 3469.752 |  | 2024-07-15
TRANSPORT MONITOR | PATIENT MONITOR INTELLIVUE X3 (6mm NIBP Port) | PHILIPS LTD | INTELLIVUE X3 (6mm NIBP) | 2021-09-15 | 3469.752 |  | 2024-07-15
TRANSPORT MONITOR | PATIENT MONITOR INTELLIVUE X3 (6mm NIBP Port) | PHILIPS LTD | INTELLIVUE X3 (6mm NIBP) | 2021-09-15 | 3469.752 |  | 2024-07-15
TRANSPORT MONITOR | PATIENT MONITOR INTELLIVUE X3 (6mm NIBP Port) | PHILIPS LTD | INTELLIVUE X3 (6mm NIBP) | 2021-09-15 | 3469.752 |  | 2024-07-15
TRANSPORT MONITOR | PATIENT MONITOR INTELLIVUE X3 (6mm NIBP Port) | PHILIPS LTD | INTELLIVUE X3 (6mm NIBP) | 2021-09-15 | 3469.752 |  | 2024-07-15
TRANSPORT MONITOR | PATIENT MONITOR INTELLIVUE X3 (6mm NIBP Port) | PHILIPS LTD | INTELLIVUE X3 (6mm NIBP) | 2021-09-15 | 3469.752 | 2024-08-23 | 2027-08-23
TRANSPORT MONITOR | PATIENT MONITOR INTELLIVUE X3 (6mm NIBP Port) | PHILIPS LTD | INTELLIVUE X3 (6mm NIBP) | 2021-09-15 | 3469.752 |  | 2024-07-15
TRANSPORT MONITOR | PATIENT MONITOR INTELLIVUE X3 (6mm NIBP Port) | PHILIPS LTD | INTELLIVUE X3 (6mm NIBP) | 2021-09-15 | 3469.752 |  | 2024-07-15
CHARGER | CHARGER - MX40 TELEMETRY BATTERY CHARGER | PHILIPS LTD | 865220 | 2021-09-15 | 1010.592 | 2024-04-19 | 2026-04-19
PATIENT MONITOR | PATIENT MONITOR | PHILIPS LTD | MX550 | 2021-09-15 | 6366.096 | 2024-10-15 | 2027-10-15
PATIENT MONITOR | PATIENT MONITOR | PHILIPS LTD | MX550 | 2021-09-15 | 6366.096 | 2024-08-22 | 2027-08-22
PATIENT MONITOR | PATIENT MONITOR | PHILIPS LTD | MX550 | 2021-09-15 | 6366.096 | 2024-10-24 | 2027-10-24
PATIENT MONITOR | PATIENT MONITOR | PHILIPS LTD | MX550 | 2021-09-15 | 6366.096 |  | 2024-07-15
PATIENT MONITOR | PATIENT MONITOR | PHILIPS LTD | MX550 | 2021-09-15 | 6366.096 | 2024-08-07 | 2027-08-07
PATIENT MONITOR | PATIENT MONITOR | PHILIPS LTD | MX550 | 2021-09-15 | 6366.096 |  | 2024-07-15
PATIENT MONITOR | PATIENT MONITOR | PHILIPS LTD | MX550 | 2021-09-15 | 6366.096 |  | 2024-07-15
PATIENT MONITOR | PATIENT MONITOR | PHILIPS LTD | MX550 | 2021-09-15 | 6366.096 | 2024-10-15 | 2027-10-15
PATIENT MONITOR | PATIENT MONITOR | PHILIPS LTD | MX550 | 2021-09-15 | 6366.096 | 2024-10-15 | 2027-10-15
PATIENT MONITOR | PATIENT MONITOR | PHILIPS LTD | MX550 | 2021-09-15 | 6366.096 | 2024-10-24 | 2027-10-24
PATIENT MONITOR | PATIENT MONITOR | PHILIPS LTD | MX550 | 2021-09-15 | 6366.096 | 2024-10-15 | 2027-10-15
INSUFFLATOR CO2 | ENDOFLATOR - TOUCH SCREEN | KARL STORZ | UI400 | 2021-09-10 | 11585.664 | 2024-06-24 | 2025-07-10
LIGHT SOURCE | LIGHT SOURCE - LED | KARL STORZ | TL400 | 2021-09-10 | 9174.9 | 2023-06-27 | 2025-01-15
ENDOSCOPY VIDEO CAPTURE UNIT | AIDA WD300 (IMAGE CAPTURE SYSTEM) | KARL STORZ | WD300 | 2021-09-10 | 12408.768 | 2023-06-22 | 2025-01-15
FLAT SCREEN MONITOR - TOUCH | DISPLAY LCD FLAT SCREEN TOUCH SCREEN | KARL STORZ | WM100 | 2021-09-10 | 2734.56 | 2023-06-22 | 2025-01-15
VIDEO PRINTER | VIDEO PRINTER | SONY | UP-DR80MD | 2021-09-10 | 1553.46 | 2023-06-22 | 2025-01-15
ENDOSCOPY STACKING TROLLEY | ENDOSCOPY STACKING TROLLEY | KARL STORZ | VC-2010 | 2021-09-10 | 3600 | 2023-06-22 | 2025-01-15
FLAT SCREEN DISPLAY | FLAT SCREEN DISPLAY - 32" 4K 3D | KARL STORZ | TM350 | 2021-09-10 | 19279.296 | 2023-06-22 | 2025-01-15
ENDOSCOPY VIDEO CAPTURE UNIT | ENDOSCOPY VIDEO CAPTURE UNIT - IMAGE 1 S 4U-LINK | KARL STORZ | TC304 | 2021-09-10 | 12042.12 | 2023-06-22 | 2025-01-15
CAMERA CONTROL UNIT | CAMERA CONTROL UNIT - IMAGE1 S CONNECT II | KARL STORZ | TC201 | 2021-09-10 | 13246.74 | 2023-06-27 | 2025-01-15
PATIENT MONITOR | PATIENT MONITOR CONNECTIVITY PLATFORM | MASIMO UK | ROOT | 2021-09-09 | 3600 |  | 2025-01-15
PATIENT MONITOR | PATIENT MONITOR CONNECTIVITY PLATFORM | MASIMO UK | ROOT | 2021-09-09 | 3600 |  | 2025-01-15
PATIENT MONITOR | PATIENT MONITOR CONNECTIVITY PLATFORM | MASIMO UK | ROOT | 2021-09-09 | 3600 |  | 2025-01-15
OXIMETER | PULSE OXIMETER | MASIMO UK | RADICAL-7 | 2021-09-08 | 600 |  | 2025-01-15
OXIMETER | PULSE OXIMETER | MASIMO UK | RADICAL-7 | 2021-09-08 | 600 |  | 2025-01-15
OXIMETER | PULSE OXIMETER | MASIMO UK | RADICAL-7 | 2021-09-08 | 600 |  | 2025-01-15
OXIMETER | PULSE OXIMETER | MASIMO UK | RADICAL-7 | 2021-09-08 | 600 |  | 2025-01-15
SUCTION UNIT | SUCTION - LAERDAL - BATTERY | LAERDAL | LSU-2 | 2021-09-07 | 816 | 2024-08-05 | 2027-08-05
VENTILATOR | VENTILATOR | BREAS MEDICAL | NIPPY CLEARWAY 2 | 2021-08-26 | 5400 | 2024-10-17 | 2025-10-17
VENTILATOR | VENTILATOR | BREAS MEDICAL | NIPPY CLEARWAY 2 | 2021-08-26 | 5400 | 2023-10-19 | 2025-10-19
SUCTION UNIT | SUCTION - LAERDAL - BATTERY | LAERDAL | LSU-2 | 2021-08-24 | 816 | 2024-07-26 | 2027-07-26
SUCTION CONTROLLER | HIGH SUCTION CONTROLLER | THERAPY EQUIPMENT | DIAMOND RANGE HIGH | 2021-08-09 | 82.8
DRILL | DRILL POWER SYSTEM | MEDTRONIC | IPC | 2021-08-03 | 13540.8 | 2024-03-22 | 2025-03-22
COUCH | COUCH - 3 SECTION ELECTRIC | BRISTOL MAID (HOSP.M.CRAFT) | EC1310 | 2021-08-03 | 1200 | 2024-03-14 | 2027-03-14
COUCH | DAY SURGERY TROLLEY | ANETIC AID | QA3 | 2021-08-02 | 3594 |  | 2024-08-02
COUCH | DAY SURGERY TROLLEY | ANETIC AID | QA3 | 2021-08-02 | 3594 |  | 2024-08-02
COUCH | DAY SURGERY TROLLEY | ANETIC AID | QA3 | 2021-08-02 | 3594 |  | 2024-08-02
COUCH | DAY SURGERY TROLLEY | ANETIC AID | QA3 | 2021-08-02 | 3594 |  | 2024-08-02
COUCH | DAY SURGERY TROLLEY | ANETIC AID | QA3 | 2021-08-02 | 3594 |  | 2024-08-02
CAMERA HEAD | CAMERA HEAD - 4K UHD | KARL STORZ | TH121 | 2021-09-30 | 21826.98
NEBULIZER | NEBULIZER | PARI MEDICAL | PARI BOY CLASSIC | 2021-09-16 | 410.4
SUCTION UNIT | MOBILE THEATRE SUCTION | THERAPY EQUIPMENT | 7763/SERRES | 2021-09-10 | 660.96
TYMPANIC THERMOMETER | TYMPANIC THERMOMETER | BRAUN | PRO 6000 | 2021-07-30 | 178.8
TYMPANIC THERMOMETER | TYMPANIC THERMOMETER CONNEX MONITOR | WELCH ALLYN | PRO 6000 CONNEX | 2021-07-30 | 214.8
COUCH | COUCH - 3 SECTION ELECTRIC | BRISTOL MAID (HOSP.M.CRAFT) | EC1310 | 2021-07-29 | 1200 |  | 2024-09-15
COUCH | COUCH - 3 SECTION ELECTRIC | BRISTOL MAID (HOSP.M.CRAFT) | EC1310 | 2021-07-29 | 1200 |  | 2024-09-15
COUCH | COUCH - 3 SECTION ELECTRIC | BRISTOL MAID (HOSP.M.CRAFT) | EC1310 | 2021-07-29 | 1200 | 2024-03-14 | 2027-03-14
COUCH | COUCH - 3 SECTION ELECTRIC | BRISTOL MAID (HOSP.M.CRAFT) | EC1310 | 2021-07-29 | 1200 | 2024-07-26 | 2027-07-26
COUCH | COUCH - 3 SECTION ELECTRIC | BRISTOL MAID (HOSP.M.CRAFT) | EC1310 | 2021-07-29 | 1200 |  | 2024-09-15
SUCTION CONTROLLER | HIGH SUCTION CONTROLLER | THERAPY EQUIPMENT | DIAMOND RANGE HIGH | 2021-07-27 | 72
VENTILATOR | TRANSPORT VENTILATOR | HAMILTON MEDICAL | T1 | 2021-07-26 | 18169.836 | 2024-09-12 | 2025-09-14
SCALES | WHEELCHAIR SCALE WITH HANDRAILS | MARSDEN | M-652 | 2021-07-21 | 1326 | 2023-12-04 | 2024-11-15
HANDPIECE | STRAIGHT DENTAL HANDPIECE | W&H UK LTD | ALEGRA HE-43 | 2021-07-16 | 111.6
HANDPIECE | STRAIGHT DENTAL HANDPIECE | W&H UK LTD | ALEGRA HE-43 | 2021-07-16 | 111.6
HANDPIECE | STRAIGHT DENTAL HANDPIECE | W&H UK LTD | ALEGRA HE-43 | 2021-07-16 | 111.6
HANDPIECE | STRAIGHT DENTAL HANDPIECE | W&H UK LTD | ALEGRA HE-43 | 2021-07-16 | 111.6
HANDPIECE | STRAIGHT DENTAL HANDPIECE | W&H UK LTD | ALEGRA HE-43 | 2021-07-16 | 111.6
HANDPIECE | STRAIGHT DENTAL HANDPIECE | W&H UK LTD | ALEGRA HE-43 | 2021-07-16 | 111.6
HANDPIECE | STRAIGHT DENTAL HANDPIECE | W&H UK LTD | ALEGRA HE-43 | 2021-07-16 | 111.6
HANDPIECE | STRAIGHT DENTAL HANDPIECE | W&H UK LTD | ALEGRA HE-43 | 2021-07-16 | 111.6
HANDPIECE | STRAIGHT DENTAL HANDPIECE | W&H UK LTD | ALEGRA HE-43 | 2021-07-16 | 111.6
HANDPIECE | STRAIGHT DENTAL HANDPIECE | W&H UK LTD | ALEGRA HE-43 | 2021-07-16 | 111.6
HANDPIECE | STRAIGHT DENTAL HANDPIECE | W&H UK LTD | ALEGRA HE-43 | 2021-07-16 | 111.6
HANDPIECE | STRAIGHT DENTAL HANDPIECE | W&H UK LTD | ALEGRA HE-43 | 2021-07-16 | 111.6
HANDPIECE | STRAIGHT DENTAL HANDPIECE | W&H UK LTD | ALEGRA HE-43 | 2021-07-16 | 111.6
HANDPIECE | STRAIGHT DENTAL HANDPIECE | W&H UK LTD | ALEGRA HE-43 | 2021-07-16 | 111.6
HANDPIECE | STRAIGHT DENTAL HANDPIECE | W&H UK LTD | ALEGRA HE-43 | 2021-07-16 | 111.6
HANDPIECE | STRAIGHT DENTAL HANDPIECE | W&H UK LTD | ALEGRA HE-43 | 2021-07-16 | 111.6
HANDPIECE | STRAIGHT DENTAL HANDPIECE | W&H UK LTD | ALEGRA HE-43 | 2021-07-16 | 111.6
HANDPIECE | STRAIGHT DENTAL HANDPIECE | W&H UK LTD | ALEGRA HE-43 | 2021-07-16 | 111.6
HANDPIECE | STRAIGHT DENTAL HANDPIECE | W&H UK LTD | ALEGRA HE-43 | 2021-07-16 | 111.6
HANDPIECE | STRAIGHT DENTAL HANDPIECE | W&H UK LTD | ALEGRA HE-43 | 2021-07-16 | 111.6
HANDPIECE | STRAIGHT DENTAL HANDPIECE | W&H UK LTD | ALEGRA HE-43 | 2021-07-16 | 111.6
HANDPIECE | STRAIGHT DENTAL HANDPIECE | W&H UK LTD | ALEGRA HE-43 | 2021-07-16 | 111.6
HANDPIECE | STRAIGHT DENTAL HANDPIECE | W&H UK LTD | ALEGRA HE-43 | 2021-07-16 | 111.6
HANDPIECE | STRAIGHT DENTAL HANDPIECE | W&H UK LTD | ALEGRA HE-43 | 2021-07-16 | 111.6
HANDPIECE | STRAIGHT DENTAL HANDPIECE | W&H UK LTD | ALEGRA HE-43 | 2021-07-16 | 111.6
HANDPIECE | STRAIGHT DENTAL HANDPIECE | W&H UK LTD | ALEGRA HE-43 | 2021-07-16 | 111.6
HANDPIECE | STRAIGHT DENTAL HANDPIECE | W&H UK LTD | ALEGRA HE-43 | 2021-07-16 | 111.6
HANDPIECE | STRAIGHT DENTAL HANDPIECE | W&H UK LTD | ALEGRA HE-43 | 2021-07-16 | 111.6
HANDPIECE | STRAIGHT DENTAL HANDPIECE | W&H UK LTD | ALEGRA HE-43 | 2021-07-16 | 111.6
HANDPIECE | STRAIGHT DENTAL HANDPIECE | W&H UK LTD | ALEGRA HE-43 | 2021-07-16 | 111.6
HANDPIECE | STRAIGHT DENTAL HANDPIECE | W&H UK LTD | ALEGRA HE-43 | 2021-07-16 | 111.6
HANDPIECE | STRAIGHT DENTAL HANDPIECE | W&H UK LTD | ALEGRA HE-43 | 2021-07-16 | 111.6
HANDPIECE | STRAIGHT DENTAL HANDPIECE | W&H UK LTD | ALEGRA HE-43 | 2021-07-16 | 111.6
HANDPIECE | STRAIGHT DENTAL HANDPIECE | W&H UK LTD | ALEGRA HE-43 | 2021-07-16 | 111.6
HANDPIECE | STRAIGHT DENTAL HANDPIECE | W&H UK LTD | ALEGRA HE-43 | 2021-07-16 | 111.6
HANDPIECE | STRAIGHT DENTAL HANDPIECE | W&H UK LTD | ALEGRA HE-43 | 2021-07-16 | 111.6
HANDPIECE | STRAIGHT DENTAL HANDPIECE | W&H UK LTD | ALEGRA HE-43 | 2021-07-16 | 111.6
HANDPIECE | STRAIGHT DENTAL HANDPIECE | W&H UK LTD | ALEGRA HE-43 | 2021-07-16 | 111.6
HANDPIECE | STRAIGHT DENTAL HANDPIECE | W&H UK LTD | ALEGRA HE-43 | 2021-07-16 | 111.6
HANDPIECE | STRAIGHT DENTAL HANDPIECE | W&H UK LTD | ALEGRA HE-43 | 2021-07-16 | 111.6
HANDPIECE | STRAIGHT DENTAL HANDPIECE | W&H UK LTD | ALEGRA HE-43 | 2021-07-16 | 111.6
HANDPIECE | STRAIGHT DENTAL HANDPIECE | W&H UK LTD | ALEGRA HE-43 | 2021-07-16 | 111.6
HANDPIECE | STRAIGHT DENTAL HANDPIECE | W&H UK LTD | ALEGRA HE-43 | 2021-07-16 | 111.6
HANDPIECE | STRAIGHT DENTAL HANDPIECE | W&H UK LTD | ALEGRA HE-43 | 2021-07-16 | 111.6
HANDPIECE | STRAIGHT DENTAL HANDPIECE | W&H UK LTD | ALEGRA HE-43 | 2021-07-16 | 111.6
HANDPIECE | STRAIGHT DENTAL HANDPIECE | W&H UK LTD | ALEGRA HE-43 | 2021-07-16 | 111.6
HANDPIECE | STRAIGHT DENTAL HANDPIECE | W&H UK LTD | ALEGRA HE-43 | 2021-07-16 | 111.6
HANDPIECE | STRAIGHT DENTAL HANDPIECE | W&H UK LTD | ALEGRA HE-43 | 2021-07-16 | 111.6
HANDPIECE | STRAIGHT DENTAL HANDPIECE | W&H UK LTD | ALEGRA HE-43 | 2021-07-16 | 111.6
HANDPIECE | STRAIGHT DENTAL HANDPIECE | W&H UK LTD | ALEGRA HE-43 | 2021-07-16 | 111.6
HANDPIECE | STRAIGHT DENTAL HANDPIECE | W&H UK LTD | ALEGRA HE-43 | 2021-07-16 | 111.6
HANDPIECE | STRAIGHT DENTAL HANDPIECE | W&H UK LTD | ALEGRA HE-43 | 2021-07-16 | 111.6
HANDPIECE | STRAIGHT DENTAL HANDPIECE | W&H UK LTD | ALEGRA HE-43 | 2021-07-16 | 111.6
HANDPIECE | STRAIGHT DENTAL HANDPIECE | W&H UK LTD | ALEGRA HE-43 | 2021-07-16 | 111.6
HANDPIECE | STRAIGHT DENTAL HANDPIECE | W&H UK LTD | ALEGRA HE-43 | 2021-07-16 | 111.6
HANDPIECE | STRAIGHT DENTAL HANDPIECE | W&H UK LTD | ALEGRA HE-43 | 2021-07-16 | 111.6
HANDPIECE | STRAIGHT DENTAL HANDPIECE | W&H UK LTD | ALEGRA HE-43 | 2021-07-16 | 111.6
HANDPIECE | STRAIGHT DENTAL HANDPIECE | W&H UK LTD | ALEGRA HE-43 | 2021-07-16 | 111.6
HANDPIECE | STRAIGHT DENTAL HANDPIECE | W&H UK LTD | ALEGRA HE-43 | 2021-07-16 | 111.6
HANDPIECE | STRAIGHT DENTAL HANDPIECE | W&H UK LTD | ALEGRA HE-43 | 2021-07-16 | 111.6
HANDPIECE | STRAIGHT DENTAL HANDPIECE | W&H UK LTD | ALEGRA HE-43 | 2021-07-16 | 111.6
HANDPIECE | STRAIGHT DENTAL HANDPIECE | W&H UK LTD | ALEGRA HE-43 | 2021-07-16 | 111.6
HANDPIECE | STRAIGHT DENTAL HANDPIECE | W&H UK LTD | ALEGRA HE-43 | 2021-07-16 | 111.6
HANDPIECE | STRAIGHT DENTAL HANDPIECE | W&H UK LTD | ALEGRA HE-43 | 2021-07-16 | 111.6
HANDPIECE | STRAIGHT DENTAL HANDPIECE | W&H UK LTD | ALEGRA HE-43 | 2021-07-16 | 111.6
HANDPIECE | STRAIGHT DENTAL HANDPIECE | W&H UK LTD | ALEGRA HE-43 | 2021-07-16 | 111.6
HANDPIECE | STRAIGHT DENTAL HANDPIECE | W&H UK LTD | ALEGRA HE-43 | 2021-07-16 | 111.6
HANDPIECE | STRAIGHT DENTAL HANDPIECE | W&H UK LTD | ALEGRA HE-43 | 2021-07-16 | 111.6
HANDPIECE | STRAIGHT DENTAL HANDPIECE | W&H UK LTD | ALEGRA HE-43 | 2021-07-16 | 111.6
HANDPIECE | STRAIGHT DENTAL HANDPIECE | W&H UK LTD | ALEGRA HE-43 | 2021-07-16 | 111.6
HANDPIECE | STRAIGHT DENTAL HANDPIECE | W&H UK LTD | ALEGRA HE-43 | 2021-07-16 | 111.6
HANDPIECE | STRAIGHT DENTAL HANDPIECE | W&H UK LTD | ALEGRA HE-43 | 2021-07-16 | 111.6
HANDPIECE | STRAIGHT DENTAL HANDPIECE | W&H UK LTD | ALEGRA HE-43 | 2021-07-16 | 111.6
HANDPIECE | STRAIGHT DENTAL HANDPIECE | W&H UK LTD | ALEGRA HE-43 | 2021-07-16 | 111.6
HANDPIECE | STRAIGHT DENTAL HANDPIECE | W&H UK LTD | ALEGRA HE-43 | 2021-07-16 | 111.6
HANDPIECE | STRAIGHT DENTAL HANDPIECE | W&H UK LTD | ALEGRA HE-43 | 2021-07-16 | 111.6
HANDPIECE | STRAIGHT DENTAL HANDPIECE | W&H UK LTD | ALEGRA HE-43 | 2021-07-16 | 111.6
HANDPIECE | STRAIGHT DENTAL HANDPIECE | W&H UK LTD | ALEGRA HE-43 | 2021-07-16 | 111.6
HANDPIECE | STRAIGHT DENTAL HANDPIECE | W&H UK LTD | ALEGRA HE-43 | 2021-07-16 | 111.6
HANDPIECE | STRAIGHT DENTAL HANDPIECE | W&H UK LTD | ALEGRA HE-43 | 2021-07-16 | 111.6
HANDPIECE | STRAIGHT DENTAL HANDPIECE | W&H UK LTD | ALEGRA HE-43 | 2021-07-16 | 111.6
HANDPIECE | STRAIGHT DENTAL HANDPIECE | W&H UK LTD | ALEGRA HE-43 | 2021-07-16 | 111.6
HANDPIECE | STRAIGHT DENTAL HANDPIECE | W&H UK LTD | ALEGRA HE-43 | 2021-07-16 | 111.6
HANDPIECE | STRAIGHT DENTAL HANDPIECE | W&H UK LTD | ALEGRA HE-43 | 2021-07-16 | 111.6
HANDPIECE | STRAIGHT DENTAL HANDPIECE | W&H UK LTD | ALEGRA HE-43 | 2021-07-16 | 111.6
HANDPIECE | STRAIGHT DENTAL HANDPIECE | W&H UK LTD | ALEGRA HE-43 | 2021-07-16 | 111.6
HANDPIECE | STRAIGHT DENTAL HANDPIECE | W&H UK LTD | ALEGRA HE-43 | 2021-07-16 | 111.6
HANDPIECE | STRAIGHT DENTAL HANDPIECE | W&H UK LTD | ALEGRA HE-43 | 2021-07-16 | 111.6
HANDPIECE | STRAIGHT DENTAL HANDPIECE | W&H UK LTD | ALEGRA HE-43 | 2021-07-16 | 111.6
HANDPIECE | STRAIGHT DENTAL HANDPIECE | W&H UK LTD | ALEGRA HE-43 | 2021-07-16 | 111.6
TYMPANIC THERMOMETER | TYMPANIC THERMOMETER | BRAUN | PRO 6000 | 2021-11-15 | 178.8
TYMPANIC THERMOMETER | TYMPANIC THERMOMETER | BRAUN | PRO 6000 | 2021-11-12 | 178.8
TYMPANIC THERMOMETER | TYMPANIC THERMOMETER | BRAUN | PRO 6000 | 2021-11-10 | 178.8
TYMPANIC THERMOMETER | TYMPANIC THERMOMETER | BRAUN | PRO 6000 | 2021-11-05 | 178.8
TYMPANIC THERMOMETER | TYMPANIC THERMOMETER | BRAUN | PRO 6000 | 2021-10-28 | 178.8
TYMPANIC THERMOMETER | TYMPANIC THERMOMETER | BRAUN | PRO 6000 | 2021-11-01 | 178.8
TYMPANIC THERMOMETER | TYMPANIC THERMOMETER | BRAUN | PRO 6000 | 2021-11-01 | 178.8
TYMPANIC THERMOMETER | TYMPANIC THERMOMETER | BRAUN | PRO 6000 | 2021-11-02 | 178.8
TYMPANIC THERMOMETER | TYMPANIC THERMOMETER | BRAUN | PRO 6000 | 2021-10-26 | 178.8
TYMPANIC THERMOMETER | TYMPANIC THERMOMETER CONNEX MONITOR | WELCH ALLYN | PRO 6000 CONNEX | 2021-10-19 | 214.8
TYMPANIC THERMOMETER | TYMPANIC THERMOMETER | BRAUN | PRO 6000 | 2021-10-14 | 178.8
TYMPANIC THERMOMETER | TYMPANIC THERMOMETER | BRAUN | PRO 6000 | 2021-10-14 | 178.8
TYMPANIC THERMOMETER | TYMPANIC THERMOMETER | BRAUN | PRO 6000 | 2021-10-08 | 178.8
TYMPANIC THERMOMETER | TYMPANIC THERMOMETER | BRAUN | PRO 6000 | 2021-10-08 | 178.8
TYMPANIC THERMOMETER | TYMPANIC THERMOMETER | BRAUN | PRO 6000 | 2021-10-08 | 178.8
TYMPANIC THERMOMETER | TYMPANIC THERMOMETER | BRAUN | PRO 6000 | 2021-10-08 | 178.8
TYMPANIC THERMOMETER | TYMPANIC THERMOMETER | BRAUN | PRO 6000 | 2021-10-01 | 178.8
TYMPANIC THERMOMETER | TYMPANIC THERMOMETER | BRAUN | PRO 6000 | 2021-09-21 | 178.8
TYMPANIC THERMOMETER | TYMPANIC THERMOMETER | BRAUN | PRO 6000 | 2021-09-17 | 178.8
TYMPANIC THERMOMETER | TYMPANIC THERMOMETER | BRAUN | PRO 6000 | 2021-09-17 | 178.8
TYMPANIC THERMOMETER | TYMPANIC THERMOMETER | BRAUN | PRO 6000 | 2021-09-17 | 178.8
TYMPANIC THERMOMETER | TYMPANIC THERMOMETER | BRAUN | PRO 6000 | 2021-09-07 | 178.8
TYMPANIC THERMOMETER | TYMPANIC THERMOMETER | BRAUN | PRO 6000 | 2021-09-07 | 178.8
TYMPANIC THERMOMETER | TYMPANIC THERMOMETER | BRAUN | PRO 6000 | 2021-09-07 | 178.8
TYMPANIC THERMOMETER | TYMPANIC THERMOMETER | BRAUN | PRO 6000 | 2021-09-07 | 178.8
TYMPANIC THERMOMETER | TYMPANIC THERMOMETER | BRAUN | PRO 6000 | 2021-08-20 | 178.8
TYMPANIC THERMOMETER | TYMPANIC THERMOMETER | BRAUN | PRO 6000 | 2021-08-18 | 178.8
TYMPANIC THERMOMETER | TYMPANIC THERMOMETER | BRAUN | PRO 6000 | 2021-08-18 | 178.8
TYMPANIC THERMOMETER | TYMPANIC THERMOMETER | BRAUN | PRO 6000 | 2021-08-09 | 178.8
TYMPANIC THERMOMETER | TYMPANIC THERMOMETER | BRAUN | PRO 6000 | 2021-08-03 | 178.8
TYMPANIC THERMOMETER | TYMPANIC THERMOMETER | BRAUN | PRO 6000 | 2021-08-03 | 178.8
TYMPANIC THERMOMETER | TYMPANIC THERMOMETER | BRAUN | PRO 6000 | 2021-08-03 | 178.8
TYMPANIC THERMOMETER | TYMPANIC THERMOMETER | BRAUN | PRO 6000 | 2021-07-28 | 178.8
TYMPANIC THERMOMETER | TYMPANIC THERMOMETER | BRAUN | PRO 6000 | 2021-07-26 | 178.8
TYMPANIC THERMOMETER | TYMPANIC THERMOMETER | BRAUN | PRO 6000 | 2021-07-26 | 178.8
TYMPANIC THERMOMETER | TYMPANIC THERMOMETER | BRAUN | PRO 6000 | 2021-07-26 | 178.8
TYMPANIC THERMOMETER | TYMPANIC THERMOMETER | BRAUN | PRO 6000 | 2021-07-26 | 178.8
TYMPANIC THERMOMETER | TYMPANIC THERMOMETER | BRAUN | PRO 6000 | 2021-07-26 | 178.8
DYNAMIC PRESSURE MATTRESS | DYNAMIC MATTRESS SYSTEM | DIRECT HEALTHCARE SERVICES | DYNAFORM MERCURY ADVANCE MKII | 2021-07-19 | 114 | 2023-06-19 | 2025-07-12
DYNAMIC PRESSURE MATTRESS | DYNAMIC MATTRESS SYSTEM | DIRECT HEALTHCARE SERVICES | DYNAFORM MERCURY ADVANCE MKII | 2021-07-19 | 114 | 2023-08-21 | 2025-07-12
DYNAMIC PRESSURE MATTRESS | DYNAMIC MATTRESS SYSTEM | DIRECT HEALTHCARE SERVICES | DYNAFORM MERCURY ADVANCE MKII | 2021-07-19 | 114 | 2023-07-24 | 2025-07-12
DYNAMIC PRESSURE MATTRESS | DYNAMIC MATTRESS SYSTEM | DIRECT HEALTHCARE SERVICES | DYNAFORM MERCURY ADVANCE MKII | 2021-07-19 | 114 |  | 2024-07-15
ELECTRIC BED | SMART ACUTE CARE ELECTRIC BED | LINET UK | ELEGANZA 2 | 2021-07-15 | 1609.2 | 2022-08-17 | 2024-11-01
ELECTRIC BED | SMART ACUTE CARE ELECTRIC BED | LINET UK | ELEGANZA 2 | 2021-07-15 | 1609.2 | 2022-08-17 | 2024-11-01
ELECTRIC BED | SMART ACUTE CARE ELECTRIC BED | LINET UK | ELEGANZA 2 | 2021-07-15 | 1609.2 | 2022-08-17 | 2024-11-01
ELECTRIC BED | SMART ACUTE CARE ELECTRIC BED | LINET UK | ELEGANZA 2 | 2021-07-15 | 1609.2 | 2023-10-25 | 2024-10-25
ELECTRIC BED | SMART ACUTE CARE ELECTRIC BED | LINET UK | ELEGANZA 2 | 2021-07-15 | 1609.2 | 2023-11-06 | 2024-11-06
ELECTRIC BED | SMART ACUTE CARE ELECTRIC BED | LINET UK | ELEGANZA 2 | 2021-07-15 | 1609.2 | 2022-08-17 | 2024-11-01
ELECTRIC BED | SMART ACUTE CARE ELECTRIC BED | LINET UK | ELEGANZA 2 | 2021-07-15 | 1609.2 | 2022-08-17 | 2024-11-01
ELECTRIC BED | SMART ACUTE CARE ELECTRIC BED | LINET UK | ELEGANZA 2 | 2021-07-15 | 1609.2 | 2022-08-16 | 2024-11-01
ELECTRIC BED | SMART ACUTE CARE ELECTRIC BED | LINET UK | ELEGANZA 2 | 2021-07-15 | 1609.2 | 2022-08-16 | 2024-11-01
ELECTRIC BED | SMART ACUTE CARE ELECTRIC BED | LINET UK | ELEGANZA 2 | 2021-07-15 | 1609.2 | 2022-08-16 | 2024-11-01
ELECTRIC BED | SMART ACUTE CARE ELECTRIC BED | LINET UK | ELEGANZA 2 | 2021-07-15 | 1609.2 | 2022-08-16 | 2024-11-01
ELECTRIC BED | SMART ACUTE CARE ELECTRIC BED | LINET UK | ELEGANZA 2 | 2021-07-15 | 1609.2 | 2022-08-16 | 2024-11-01
VITAL SIGNS MONITOR | VITAL SIGNS MONITOR: NBP. | MINDRAY | VS-900 | 2021-07-14 | 1360.8 | 2023-06-23 | 2026-07-14
VITAL SIGNS MONITOR | VITAL SIGNS MONITOR: NBP. | MINDRAY | VS-900 | 2021-07-14 | 1360.8 | 2023-06-23 | 2026-07-14
VITAL SIGNS MONITOR | VITAL SIGNS MONITOR: NBP. | MINDRAY | VS-900 | 2021-07-14 | 1360.8 | 2023-06-23 | 2026-07-14
SUCTION CONTROLLER | HIGH SUCTION CONTROLLER | THERAPY EQUIPMENT | DIAMOND RANGE HIGH | 2021-07-07 | 82.8
TYMPANIC THERMOMETER | TYMPANIC THERMOMETER | BRAUN | PRO 6000 | 2021-08-31 | 178.8
HANDPIECE | CONTRA ANGLE HANDPIECE | W&H UK LTD | SYNEA FUSION WG-66LT | 2021-08-06 | 445.2
DENTAL LIGHT | CEILING MOUNTED LED DENTAL LIGHT | BELMONT | 902C | 2021-07-23 | 2400 | 2023-05-09 | 2024-04-11
DENTAL CHAIR | DENTAL CHAIR | BELMONT | CLESTA | 2021-07-22 | 5340 | 2023-05-09 | 2024-04-12
DENTAL CHAIR | DENTAL CHAIR | BELMONT | CLAIR | 2021-07-22 | 10800 | 2023-05-09 | 2024-04-12
DENTAL LIGHT | CEILING MOUNTED LED DENTAL LIGHT | BELMONT | 902C | 2021-07-23 | 2400 | 2023-05-09 | 2024-04-11
DENTAL CHAIR | DENTAL CHAIR | BELMONT | CLESTA | 2021-07-22 | 5340 | 2023-05-09 | 2024-04-12
DENTAL CHAIR | DENTAL CHAIR | BELMONT | CLAIR | 2021-07-22 | 10800 | 2024-05-02 | 2025-04-12
TYMPANIC THERMOMETER | TYMPANIC THERMOMETER | BRAUN | PRO 6000 | 2021-07-15 | 178.8
TONOMETER | TONOMETER | ICARE | TA031 | 2021-07-15 | 4800
MICROSCOPE OPERATING | CEILING MOUNTED MICROSCOPE | ZEISS | OPMI LUMERA 700 | 2021-07-13 | 128173.212 | 2024-10-24 | 2025-10-24
MICROSCOPE OPERATING | CEILING MOUNTED MICROSCOPE | ZEISS | OPMI LUMERA 700 | 2021-07-13 | 129450.816 | 2024-10-24 | 2025-10-24
DENTAL BUNSEN | SAFEAIR HEATSTREAM ELECTRIC BUNSEN | CARBOLITE | SAFEAIR HEAT STREAM | 2021-07-09 | 480 | 2023-04-26 | 2024-04-16
TONOMETER | TONOMETER | ICARE | TA031 | 2021-07-09 | 4800
VIS/FIELD ANALYSER | VISUAL FIELD ANALYSER | ZEISS | 840 | 2021-06-28 | 22876.98 | 2023-06-26 | 2024-06-26
POWERED TABLE | K2 TABLE | 2020 MEDICAL SYSTEMS INC. | K2-230C | 2021-06-28 | 3600 | 2023-02-06 10:14 | 2024-06-27
THERMOMETER CALIBRATOR | SURETEMP/THERMOSCAN CALIBRATOR | WELCH ALLYN | 9600 PLUS CALIBRATION TESTER | 2021-06-18 | 720 | 2024-02-01 | 2025-02-01
HANDPIECE | CONTRA-ANGLE 1:5 HANDPIECE | BIEN-AIR UK | EVO.15 1:5 L STANDARD | 2021-06-21 | 492
HANDPIECE | CONTRA-ANGLE 1:5 HANDPIECE | BIEN-AIR UK | EVO.15 1:5 L STANDARD | 2021-06-21 | 492
HANDPIECE | CONTRA-ANGLE 1:5 HANDPIECE | BIEN-AIR UK | EVO.15 1:5 L STANDARD | 2021-06-21 | 492
HANDPIECE | CONTRA-ANGLE 1:5 HANDPIECE | BIEN-AIR UK | EVO.15 1:5 L STANDARD | 2021-06-21 | 492
HANDPIECE | CONTRA-ANGLE 1:5 HANDPIECE | BIEN-AIR UK | EVO.15 1:5 L STANDARD | 2021-06-21 | 492
HANDPIECE | CONTRA-ANGLE 1:5 HANDPIECE | BIEN-AIR UK | EVO.15 1:5 L STANDARD | 2021-06-21 | 492
HANDPIECE | CONTRA-ANGLE 1:5 HANDPIECE | BIEN-AIR UK | EVO.15 1:5 L STANDARD | 2021-06-21 | 492
HANDPIECE | CONTRA-ANGLE 1:5 HANDPIECE | BIEN-AIR UK | EVO.15 1:5 L STANDARD | 2021-06-21 | 492
HANDPIECE | CONTRA-ANGLE 1:5 HANDPIECE | BIEN-AIR UK | EVO.15 1:5 L STANDARD | 2021-06-21 | 492
HANDPIECE | CONTRA-ANGLE 1:5 HANDPIECE | BIEN-AIR UK | EVO.15 1:5 L STANDARD | 2021-06-21 | 492
HANDPIECE | CONTRA-ANGLE 1:5 HANDPIECE | BIEN-AIR UK | EVO.15 1:5 L STANDARD | 2021-06-21 | 492
HANDPIECE | CONTRA-ANGLE 1:5 HANDPIECE | BIEN-AIR UK | EVO.15 1:5 L STANDARD | 2021-06-21 | 492
HANDPIECE | CONTRA-ANGLE 1:5 HANDPIECE | BIEN-AIR UK | EVO.15 1:5 L STANDARD | 2021-06-21 | 492
HANDPIECE | CONTRA-ANGLE 1:5 HANDPIECE | BIEN-AIR UK | EVO.15 1:5 L STANDARD | 2021-06-21 | 492
HANDPIECE | CONTRA-ANGLE 1:5 HANDPIECE | BIEN-AIR UK | EVO.15 1:5 L STANDARD | 2021-06-21 | 492
HANDPIECE | CONTRA-ANGLE 1:5 HANDPIECE | BIEN-AIR UK | EVO.15 1:5 L STANDARD | 2021-06-21 | 492
HANDPIECE | CONTRA-ANGLE 1:5 HANDPIECE | BIEN-AIR UK | EVO.15 1:5 L STANDARD | 2021-06-21 | 492
HANDPIECE | CONTRA-ANGLE 1:5 HANDPIECE | BIEN-AIR UK | EVO.15 1:5 L STANDARD | 2021-06-21 | 492
HANDPIECE | CONTRA-ANGLE 1:5 HANDPIECE | BIEN-AIR UK | EVO.15 1:5 L STANDARD | 2021-06-21 | 492
HANDPIECE | CONTRA-ANGLE 1:5 HANDPIECE | BIEN-AIR UK | EVO.15 1:5 L STANDARD | 2021-06-21 | 492
HANDPIECE | CONTRA-ANGLE 1:5 HANDPIECE | BIEN-AIR UK | EVO.15 1:5 L STANDARD | 2021-06-21 | 492
HANDPIECE | CONTRA-ANGLE 1:5 HANDPIECE | BIEN-AIR UK | EVO.15 1:5 L STANDARD | 2021-06-21 | 492
HANDPIECE | CONTRA-ANGLE 1:5 HANDPIECE | BIEN-AIR UK | EVO.15 1:5 L STANDARD | 2021-06-21 | 492
HANDPIECE | CONTRA-ANGLE 1:5 HANDPIECE | BIEN-AIR UK | EVO.15 1:5 L STANDARD | 2021-06-21 | 492
HANDPIECE | CONTRA-ANGLE 1:5 HANDPIECE | BIEN-AIR UK | EVO.15 1:5 L STANDARD | 2021-06-21 | 492
HANDPIECE | CONTRA-ANGLE 1:5 HANDPIECE | BIEN-AIR UK | EVO.15 1:5 L STANDARD | 2021-06-21 | 492
HANDPIECE | CONTRA-ANGLE 1:5 HANDPIECE | BIEN-AIR UK | EVO.15 1:5 L STANDARD | 2021-06-21 | 492
HANDPIECE | CONTRA-ANGLE 1:5 HANDPIECE | BIEN-AIR UK | EVO.15 1:5 L STANDARD | 2021-06-21 | 492
HANDPIECE | CONTRA-ANGLE 1:5 HANDPIECE | BIEN-AIR UK | EVO.15 1:5 L STANDARD | 2021-06-21 | 492
HANDPIECE | CONTRA-ANGLE 1:5 HANDPIECE | BIEN-AIR UK | EVO.15 1:5 L STANDARD | 2021-06-21 | 492
HANDPIECE | CONTRA-ANGLE 1:5 HANDPIECE | BIEN-AIR UK | EVO.15 1:5 L STANDARD | 2021-06-21 | 492
HANDPIECE | CONTRA-ANGLE 1:5 HANDPIECE | BIEN-AIR UK | EVO.15 1:5 L STANDARD | 2021-06-21 | 492
HANDPIECE | CONTRA-ANGLE 1:5 HANDPIECE | BIEN-AIR UK | EVO.15 1:5 L STANDARD | 2021-06-21 | 492
HANDPIECE | CONTRA-ANGLE 1:5 HANDPIECE | BIEN-AIR UK | EVO.15 1:5 L STANDARD | 2021-06-21 | 492
HANDPIECE | CONTRA-ANGLE 1:5 HANDPIECE | BIEN-AIR UK | EVO.15 1:5 L STANDARD | 2021-06-21 | 492
HANDPIECE | CONTRA-ANGLE 1:5 HANDPIECE | BIEN-AIR UK | EVO.15 1:5 L STANDARD | 2021-06-21 | 492
HANDPIECE | CONTRA-ANGLE 1:5 HANDPIECE | BIEN-AIR UK | EVO.15 1:5 L STANDARD | 2021-06-21 | 492
HANDPIECE | CONTRA-ANGLE 1:5 HANDPIECE | BIEN-AIR UK | EVO.15 1:5 L STANDARD | 2021-06-21 | 492
HANDPIECE | CONTRA-ANGLE 1:5 HANDPIECE | BIEN-AIR UK | EVO.15 1:5 L STANDARD | 2021-06-21 | 492
HANDPIECE | CONTRA-ANGLE 1:5 HANDPIECE | BIEN-AIR UK | EVO.15 1:5 L STANDARD | 2021-06-21 | 492
HANDPIECE | CONTRA-ANGLE 1:5 HANDPIECE | BIEN-AIR UK | EVO.15 1:5 L STANDARD | 2021-06-21 | 492
HANDPIECE | CONTRA-ANGLE 1:5 HANDPIECE | BIEN-AIR UK | EVO.15 1:5 L STANDARD | 2021-06-21 | 492
HANDPIECE | CONTRA-ANGLE 1:5 HANDPIECE | BIEN-AIR UK | EVO.15 1:5 L STANDARD | 2021-06-21 | 492
HANDPIECE | CONTRA-ANGLE 1:5 HANDPIECE | BIEN-AIR UK | EVO.15 1:5 L STANDARD | 2021-06-21 | 492
HANDPIECE | CONTRA-ANGLE 1:5 HANDPIECE | BIEN-AIR UK | EVO.15 1:5 L STANDARD | 2021-06-21 | 492
HANDPIECE | CONTRA-ANGLE 1:5 HANDPIECE | BIEN-AIR UK | EVO.15 1:5 L STANDARD | 2021-06-21 | 492
HANDPIECE | CONTRA-ANGLE 1:5 HANDPIECE | BIEN-AIR UK | EVO.15 1:5 L STANDARD | 2021-06-21 | 492
HANDPIECE | CONTRA-ANGLE 1:5 HANDPIECE | BIEN-AIR UK | EVO.15 1:5 L STANDARD | 2021-06-21 | 492
HANDPIECE | CONTRA-ANGLE 1:5 HANDPIECE | BIEN-AIR UK | EVO.15 1:5 L STANDARD | 2021-06-21 | 492
HANDPIECE | CONTRA-ANGLE 1:5 HANDPIECE | BIEN-AIR UK | EVO.15 1:5 L STANDARD | 2021-06-21 | 492
HANDPIECE | CONTRA-ANGLE 1:5 HANDPIECE | BIEN-AIR UK | EVO.15 1:5 L STANDARD | 2021-06-21 | 492
HANDPIECE | CONTRA-ANGLE 1:5 HANDPIECE | BIEN-AIR UK | EVO.15 1:5 L STANDARD | 2021-06-21 | 492
HANDPIECE | CONTRA-ANGLE 1:5 HANDPIECE | BIEN-AIR UK | EVO.15 1:5 L STANDARD | 2021-06-21 | 492
HANDPIECE | CONTRA-ANGLE 1:5 HANDPIECE | BIEN-AIR UK | EVO.15 1:5 L STANDARD | 2021-06-21 | 492
HANDPIECE | CONTRA-ANGLE 1:5 HANDPIECE | BIEN-AIR UK | EVO.15 1:5 L STANDARD | 2021-06-21 | 492
HANDPIECE | CONTRA-ANGLE 1:5 HANDPIECE | BIEN-AIR UK | EVO.15 1:5 L STANDARD | 2021-06-21 | 492
HANDPIECE | CONTRA-ANGLE 1:5 HANDPIECE | BIEN-AIR UK | EVO.15 1:5 L STANDARD | 2021-06-21 | 492
HANDPIECE | CONTRA-ANGLE 1:5 HANDPIECE | BIEN-AIR UK | EVO.15 1:5 L STANDARD | 2021-06-21 | 492
HANDPIECE | CONTRA-ANGLE 1:5 HANDPIECE | BIEN-AIR UK | EVO.15 1:5 L STANDARD | 2021-06-21 | 492
HANDPIECE | CONTRA-ANGLE 1:5 HANDPIECE | BIEN-AIR UK | EVO.15 1:5 L STANDARD | 2021-06-21 | 492
HANDPIECE | CONTRA-ANGLE 1:5 HANDPIECE | BIEN-AIR UK | EVO.15 1:5 L STANDARD | 2021-06-21 | 492
HANDPIECE | CONTRA-ANGLE 1:5 HANDPIECE | BIEN-AIR UK | EVO.15 1:5 L STANDARD | 2021-06-21 | 492
HANDPIECE | CONTRA-ANGLE 1:5 HANDPIECE | BIEN-AIR UK | EVO.15 1:5 L STANDARD | 2021-06-21 | 492
HANDPIECE | CONTRA-ANGLE 1:5 HANDPIECE | BIEN-AIR UK | EVO.15 1:5 L STANDARD | 2021-06-21 | 492
HANDPIECE | CONTRA-ANGLE 1:5 HANDPIECE | BIEN-AIR UK | EVO.15 1:5 L STANDARD | 2021-06-21 | 492
HANDPIECE | CONTRA-ANGLE 1:5 HANDPIECE | BIEN-AIR UK | EVO.15 1:5 L STANDARD | 2021-06-21 | 492
HANDPIECE | CONTRA-ANGLE 1:5 HANDPIECE | BIEN-AIR UK | EVO.15 1:5 L STANDARD | 2021-06-21 | 492
HANDPIECE | CONTRA-ANGLE 1:5 HANDPIECE | BIEN-AIR UK | EVO.15 1:5 L STANDARD | 2021-06-21 | 492
HANDPIECE | CONTRA-ANGLE 1:5 HANDPIECE | BIEN-AIR UK | EVO.15 1:5 L STANDARD | 2021-06-21 | 492
HANDPIECE | CONTRA-ANGLE 1:5 HANDPIECE | BIEN-AIR UK | EVO.15 1:5 L STANDARD | 2021-06-21 | 492
HANDPIECE | CONTRA-ANGLE 1:5 HANDPIECE | BIEN-AIR UK | EVO.15 1:5 L STANDARD | 2021-06-21 | 492
HANDPIECE | CONTRA-ANGLE 1:5 HANDPIECE | BIEN-AIR UK | EVO.15 1:5 L STANDARD | 2021-06-21 | 492
HANDPIECE | CONTRA-ANGLE 1:5 HANDPIECE | BIEN-AIR UK | EVO.15 1:5 L STANDARD | 2021-06-21 | 492
HANDPIECE | CONTRA-ANGLE 1:5 HANDPIECE | BIEN-AIR UK | EVO.15 1:5 L STANDARD | 2021-06-21 | 492
HANDPIECE | CONTRA-ANGLE 1:5 HANDPIECE | BIEN-AIR UK | EVO.15 1:5 L STANDARD | 2021-06-21 | 492
HANDPIECE | CONTRA-ANGLE 1:5 HANDPIECE | BIEN-AIR UK | EVO.15 1:5 L STANDARD | 2021-06-21 | 492
HANDPIECE | CONTRA-ANGLE 1:5 HANDPIECE | BIEN-AIR UK | EVO.15 1:5 L STANDARD | 2021-06-21 | 492
HANDPIECE | CONTRA-ANGLE 1:5 HANDPIECE | BIEN-AIR UK | EVO.15 1:5 L STANDARD | 2021-06-21 | 492
HANDPIECE | CONTRA-ANGLE 1:5 HANDPIECE | BIEN-AIR UK | EVO.15 1:5 L STANDARD | 2021-06-21 | 492
HANDPIECE | CONTRA-ANGLE 1:5 HANDPIECE | BIEN-AIR UK | EVO.15 1:5 L STANDARD | 2021-06-21 | 492
HANDPIECE | CONTRA-ANGLE 1:5 HANDPIECE | BIEN-AIR UK | EVO.15 1:5 L STANDARD | 2021-06-21 | 492
HANDPIECE | CONTRA-ANGLE 1:5 HANDPIECE | BIEN-AIR UK | EVO.15 1:5 L STANDARD | 2021-06-21 | 492
HANDPIECE | CONTRA-ANGLE 1:5 HANDPIECE | BIEN-AIR UK | EVO.15 1:5 L STANDARD | 2021-06-21 | 492
HANDPIECE | CONTRA-ANGLE 1:5 HANDPIECE | BIEN-AIR UK | EVO.15 1:5 L STANDARD | 2021-06-21 | 492
HANDPIECE | CONTRA-ANGLE 1:5 HANDPIECE | BIEN-AIR UK | EVO.15 1:5 L STANDARD | 2021-06-21 | 492
HANDPIECE | CONTRA-ANGLE 1:5 HANDPIECE | BIEN-AIR UK | EVO.15 1:5 L STANDARD | 2021-06-21 | 492
HANDPIECE | CONTRA-ANGLE 1:5 HANDPIECE | BIEN-AIR UK | EVO.15 1:5 L STANDARD | 2021-06-21 | 492
HANDPIECE | CONTRA-ANGLE 1:5 HANDPIECE | BIEN-AIR UK | EVO.15 1:5 L STANDARD | 2021-06-21 | 492
HANDPIECE | CONTRA-ANGLE 1:5 HANDPIECE | BIEN-AIR UK | EVO.15 1:5 L STANDARD | 2021-06-21 | 492
HANDPIECE | CONTRA-ANGLE 1:5 HANDPIECE | BIEN-AIR UK | EVO.15 1:5 L STANDARD | 2021-06-21 | 492
HANDPIECE | CONTRA-ANGLE 1:5 HANDPIECE | BIEN-AIR UK | EVO.15 1:5 L STANDARD | 2021-06-21 | 492
HANDPIECE | CONTRA-ANGLE 1:5 HANDPIECE | BIEN-AIR UK | EVO.15 1:5 L STANDARD | 2021-06-21 | 492
HANDPIECE | CONTRA-ANGLE 1:5 HANDPIECE | BIEN-AIR UK | EVO.15 1:5 L STANDARD | 2021-06-21 | 492
HANDPIECE | CONTRA-ANGLE 1:5 HANDPIECE | BIEN-AIR UK | EVO.15 1:5 L STANDARD | 2021-06-21 | 492
HANDPIECE | CONTRA-ANGLE 1:5 HANDPIECE | BIEN-AIR UK | EVO.15 1:5 L STANDARD | 2021-06-21 | 492
HANDPIECE | CONTRA-ANGLE 1:5 HANDPIECE | BIEN-AIR UK | EVO.15 1:5 L STANDARD | 2021-06-21 | 492
HANDPIECE | CONTRA-ANGLE 1:5 HANDPIECE | BIEN-AIR UK | EVO.15 1:5 L STANDARD | 2021-06-21 | 492
HANDPIECE | CONTRA-ANGLE 1:5 HANDPIECE | BIEN-AIR UK | EVO.15 1:5 L STANDARD | 2021-06-21 | 492
HANDPIECE | CONTRA-ANGLE 1:5 HANDPIECE | BIEN-AIR UK | EVO.15 1:5 L STANDARD | 2021-06-21 | 492
HANDPIECE | CONTRA-ANGLE 1:5 HANDPIECE | BIEN-AIR UK | EVO.15 1:5 L STANDARD | 2021-06-21 | 492
HANDPIECE | CONTRA-ANGLE 1:5 HANDPIECE | BIEN-AIR UK | EVO.15 1:5 L STANDARD | 2021-06-21 | 492
HANDPIECE | CONTRA-ANGLE 1:5 HANDPIECE | BIEN-AIR UK | EVO.15 1:5 L STANDARD | 2021-06-21 | 492
HANDPIECE | CONTRA-ANGLE 1:5 HANDPIECE | BIEN-AIR UK | EVO.15 1:5 L STANDARD | 2021-06-21 | 492
HANDPIECE | CONTRA-ANGLE 1:5 HANDPIECE | BIEN-AIR UK | EVO.15 1:5 L STANDARD | 2021-06-21 | 492
HANDPIECE | CONTRA-ANGLE 1:5 HANDPIECE | BIEN-AIR UK | EVO.15 1:5 L STANDARD | 2021-06-21 | 492
HANDPIECE | CONTRA-ANGLE 1:5 HANDPIECE | BIEN-AIR UK | EVO.15 1:5 L STANDARD | 2021-06-21 | 492
HANDPIECE | CONTRA-ANGLE 1:5 HANDPIECE | BIEN-AIR UK | EVO.15 1:5 L STANDARD | 2021-06-21 | 492
HANDPIECE | CONTRA-ANGLE 1:5 HANDPIECE | BIEN-AIR UK | EVO.15 1:5 L STANDARD | 2021-06-21 | 492
HANDPIECE | CONTRA-ANGLE 1:5 HANDPIECE | BIEN-AIR UK | EVO.15 1:5 L STANDARD | 2021-06-21 | 492
HANDPIECE | CONTRA-ANGLE 1:5 HANDPIECE | BIEN-AIR UK | EVO.15 1:5 L STANDARD | 2021-06-21 | 492
HANDPIECE | CONTRA-ANGLE 1:5 HANDPIECE | BIEN-AIR UK | EVO.15 1:5 L STANDARD | 2021-06-21 | 492
HANDPIECE | CONTRA-ANGLE 1:5 HANDPIECE | BIEN-AIR UK | EVO.15 1:5 L STANDARD | 2021-06-21 | 492
HANDPIECE | CONTRA-ANGLE 1:5 HANDPIECE | BIEN-AIR UK | EVO.15 1:5 L STANDARD | 2021-06-21 | 492
HANDPIECE | CONTRA-ANGLE 1:5 HANDPIECE | BIEN-AIR UK | EVO.15 1:5 L STANDARD | 2021-06-21 | 492
HANDPIECE | CONTRA-ANGLE 1:5 HANDPIECE | BIEN-AIR UK | EVO.15 1:5 L STANDARD | 2021-06-21 | 492
HANDPIECE | CONTRA-ANGLE 1:5 HANDPIECE | BIEN-AIR UK | EVO.15 1:5 L STANDARD | 2021-06-21 | 492
HANDPIECE | CONTRA-ANGLE 1:5 HANDPIECE | BIEN-AIR UK | EVO.15 1:5 L STANDARD | 2021-06-21 | 492
HANDPIECE | CONTRA-ANGLE 1:5 HANDPIECE | BIEN-AIR UK | EVO.15 1:5 L STANDARD | 2021-06-21 | 492
HANDPIECE | CONTRA-ANGLE 1:5 HANDPIECE | BIEN-AIR UK | EVO.15 1:5 L STANDARD | 2021-06-21 | 492
HANDPIECE | CONTRA-ANGLE 1:5 HANDPIECE | BIEN-AIR UK | EVO.15 1:5 L STANDARD | 2021-06-21 | 492
ULTRASOUND PROBE | TOE PROBE | PHILIPS LTD | X8-2T | 2021-08-12 | 24000 | 2024-05-20 | 2025-05-20
ULTRASOUND PROBE | ULTRASOUND PROBE | PHILIPS LTD | D2CWC | 2021-08-12 | 6000 | 2024-05-20 | 2025-05-20
ULTRASOUND PROBE | MATRIX PROBE | PHILIPS LTD | S9-2 | 2021-08-19 | 11880
ULTRASOUND PROBE | ULTRASOUND PROBE | PHILIPS LTD | S12-4 | 2021-08-12 | 6000 | 2024-05-20 | 2025-05-20
ULTRASOUND PROBE | ULTRASOUND PROBE | PHILIPS LTD | X7-2 | 2021-08-12 | 6000 | 2024-05-20 | 2025-05-20
ULTRASOUND PROBE | ULTRASOUND PROBE | PHILIPS LTD | X5-1 | 2021-08-12 | 11880 | 2024-05-20 | 2025-05-20
ULTRASOUND SCANNER | ULTRASOUND SCANNER | PHILIPS LTD | EPIQ CVx | 2021-08-12 | 156000 | 2024-05-20 | 2025-05-20
ULTRASOUND PROBE | INTRAOPERATIVE CRANIOTOMY PROBE | BK MEDICAL | 8862 | 2021-09-23 | 9300
ULTRASOUND PROBE | ULTRASOUND PROBE | TOSHIBA MED | PVT-781VT | 2021-10-07 | 7188
ULTRASOUND PROBE | ULTRASOUND PROBE - TOE | GE LIMITED | 6VT-D | 2021-08-25 | 21600 | 2021-11-30
GEL WARMER | GEL WARMER | PARKER | THERMASONIC | 2021-08-09 | 141.6 | 2022-08-04 | 2024-09-03
GEL WARMER | GEL WARMER | PARKER | THERMASONIC | 2021-08-09 | 141.6 | 2022-08-04 | 2024-09-03
AUDIO DOPPLER | AUDIO DOPPLER | HUNTLEIGH | DMX | 2021-08-04 | 660
AREA ALARM SYSTEM | GAS DETECTOR CONTROL PANEL | CROWCON | GASMASTER | 2021-09-30 | 2400 | 2024-10-02 | 2026-10-02
AREA ALARM SYSTEM | GAS DETECTOR CONTROL PANEL | CROWCON | GASMASTER | 2021-09-30 | 2400 | 2024-10-02 | 2026-10-02
AREA ALARM SYSTEM | GAS DETECTOR CONTROL PANEL | CROWCON | GASMASTER | 2021-09-30 | 2400 | 2024-10-02 | 2026-10-02
AREA ALARM SYSTEM | GAS DETECTOR CONTROL PANEL | CROWCON | GASMASTER | 2021-09-30 | 2400 | 2023-07-17 | 2025-07-17
AREA ALARM SYSTEM | GAS DETECTOR CONTROL PANEL | CROWCON | GASMASTER | 2021-09-25 | 1975.2 | 2024-10-02 | 2026-10-02
MOBILE X-RAY C-ARM | MOBILE X-RAY C-ARM | GENORAY CO. LTD. | OSCAR CLASSIC | 2021-07-02 | 48000
CONTRAST INJECTOR | XPERION CONTRAST INJECTOR | MEDRAD | XPERION | 2021-07-02 | 24475.2 | 2024-02-19 | 2025-02-19
DOSEMETER | REAL-TIME RADIATION DOSIMETER | RAYSAFE | i3 | 2021-06-22 | 24300 | 2023-02-07 16:52
ULTRASOUND PROBE | ULTRASOUND PROBE - TOE SMALL CONNECTOR | PHILIPS LTD | X7-2T (NEW CONNECTOR) | 2021-06-22 | 18000
VENTILATOR | VENTILATOR | RESMED LTD | STELLAR 100 | 2022-07-07 | 3600 |  | 2024-10-10
VENTILATOR | VENTILATOR | RESMED LTD | AIRSENSE 10 ELITE | 2024-01-31 | 3600
TRANSDUCER | US TRANSDUCER | PHILIPS LTD | M2736A | 2021-07-29 | 824.4
TRANSDUCER | US TRANSDUCER | PHILIPS LTD | M2736A | 2021-07-29 | 824.4
INFLATION/PUMP UNIT | COMPRESSION SYSTEM | COVIDIEN UK | SCD 700 | 2021-07-29 | 0 | 2023-09-29 | 2024-10-01
SPHYGMOMANOMETER | DESK SPHYGMOMANOMETER | WELCH ALLYN | 7670-16 | 2021-08-02 | 84 |  | 2025-08-01
SCALES | SCALES - BABY | SECA | 336 | 2021-08-11 | 352.8 | 2022-11-25 10:40 | 2024-11-15
SCALES | SCALES - BABY | SECA | 384 | 2021-08-12 | 502.56 | 2022-11-25 14:25 | 2024-11-15
SCALES | SCALES - BABY | SECA | 384 | 2021-08-12 | 352.8 | 2023-12-06 | 2024-11-15
ENDOSCOPY STACKING TROLLEY | COMPACT TROLLEY | OLYMPUS | TC-C4 | 2021-08-23 | 2952 | 2023-09-18 | 2024-09-01
CAMERA HEAD | HD 3CMOS AUTOCLAVABLE CAMERA HEAD | OLYMPUS | CH-S200-XZ-EA | 2021-08-23 | 13587.792
CAMERA CONTROL UNIT | VISERA ELITE II | OLYMPUS | OTV-S200 | 2021-08-23 | 19743.6 | 2023-09-15 | 2024-09-15
FLAT SCREEN DISPLAY | LCD MONITOR HD - 26 INCH | OLYMPUS | OEV262H | 2021-08-20 | 7412.256 | 2023-09-18 | 2024-09-18
TRANSDUCER | TOCO TRANSDUCER | PHILIPS LTD | M2734B | 2021-11-05 | 883.2
TRANSDUCER | US TRANSDUCER | PHILIPS LTD | M2736A | 2021-08-12 | 824.4
AUDIO DOPPLER | AUDIO DOPPLER | HUNTLEIGH | D920 | 2021-08-26 | 373.968
AUDIO DOPPLER | AUDIO DOPPLER | HUNTLEIGH | D920 | 2021-08-26 | 373.968
TYMPANIC THERMOMETER | TYMPANIC THERMOMETER | BRAUN | PRO 6000 | 2021-08-26 | 178.8 | 2022-10-12
RESP GAS MONITOR | CARBON MONOXIDE MONITOR | BEDFONT SCIENTIFIC | PICO BABY SMOKERLYSER | 2021-08-18 | 185.76 |  | 2026-08-18
RESP GAS MONITOR | CARBON MONOXIDE MONITOR | BEDFONT SCIENTIFIC | PICO BABY SMOKERLYSER | 2021-08-18 | 185.76 |  | 2026-08-18
RESP GAS MONITOR | CARBON MONOXIDE MONITOR | BEDFONT SCIENTIFIC | PICO BABY SMOKERLYSER | 2021-08-18 | 185.76 |  | 2026-08-18
SUCTION CONTROLLER | HIGH SUCTION CONTROLLER | THERAPY EQUIPMENT | DIAMOND RANGE HIGH | 2021-08-02 | 82.8
SUCTION CONTROLLER | HIGH SUCTION CONTROLLER | THERAPY EQUIPMENT | DIAMOND RANGE HIGH | 2021-08-02 | 82.8
ENDOSCOPY VIDEO SYSTEM | DIGITAL VIDEO LARYNGOSCOPE | KARL STORZ | 8403ZX | 2021-07-12 | 9306 | 2024-08-30 | 2025-08-30
SPEECH AID | SPEECH AID ELECTROLARYNX | ATOS MEDICAL UK | TRUTONE EMOTE | 2021-07-07 | 634.8
SPEECH AID | SPEECH AID ELECTROLARYNX | ATOS MEDICAL UK | TRUTONE EMOTE | 2021-07-07 | 634.8
SMOKE EXTRACTOR | SURGICAL SMOKE EVACUATOR | CONMED | VIROVAC | 2021-07-02 | 0 | 2024-02-27 | 2025-02-01
DIATHERMY MACHINE | ELECTRO SURGICAL GENERATOR | CONMED | SYSTEM 5000 | 2021-07-02 | 7674 | 2024-02-27 | 2025-02-27
SUCTION UNIT | PORTABLE SUCTION UNIT | LAERDAL | LCSU4 | 2021-06-29 | 399.6 |  | 2025-08-01
SYRINGE DRIVER | SYRINGE DRIVER | B.BRAUN | PERFUSOR SPACE | 2021-06-23 | 1440 | 2023-06-15 | 2025-06-15
SYRINGE DRIVER | SYRINGE DRIVER | B.BRAUN | PERFUSOR SPACE | 2021-06-23 | 1440 | 2023-07-12 | 2025-06-23
SYRINGE DRIVER | SYRINGE DRIVER | B.BRAUN | PERFUSOR SPACE | 2021-06-23 | 1440 | 2023-07-11 | 2025-06-23
SYRINGE DRIVER | SYRINGE DRIVER | B.BRAUN | PERFUSOR SPACE | 2021-06-23 | 1440 | 2023-07-11 | 2025-06-23
SYRINGE DRIVER | SYRINGE DRIVER | B.BRAUN | PERFUSOR SPACE | 2021-06-23 | 1440 | 2023-07-10 | 2025-06-23
SYRINGE DRIVER | SYRINGE DRIVER | B.BRAUN | PERFUSOR SPACE | 2021-06-23 | 1440 | 2023-07-12 | 2025-06-23
SYRINGE DRIVER | SYRINGE DRIVER | B.BRAUN | PERFUSOR SPACE | 2021-06-23 | 1440 | 2023-07-10 | 2025-06-23
SYRINGE DRIVER | SYRINGE DRIVER | B.BRAUN | PERFUSOR SPACE | 2021-06-23 | 1440 | 2023-08-08 | 2025-06-23
SYRINGE DRIVER | SYRINGE DRIVER | B.BRAUN | PERFUSOR SPACE | 2021-06-23 | 1440 | 2023-07-10 | 2025-06-23
SYRINGE DRIVER | SYRINGE DRIVER | B.BRAUN | PERFUSOR SPACE | 2021-06-23 | 1440 | 2023-08-08 | 2025-06-23
SYRINGE DRIVER | SYRINGE DRIVER | B.BRAUN | PERFUSOR SPACE | 2021-06-23 | 1440 | 2023-07-12 | 2025-06-23
SYRINGE DRIVER | SYRINGE DRIVER | B.BRAUN | PERFUSOR SPACE | 2021-06-23 | 1440 | 2023-07-11 | 2025-06-23
SYRINGE DRIVER | SYRINGE DRIVER | B.BRAUN | PERFUSOR SPACE | 2021-06-23 | 1440 | 2023-07-11 | 2025-06-23
SYRINGE DRIVER | SYRINGE DRIVER | B.BRAUN | PERFUSOR SPACE | 2021-06-23 | 1440 | 2023-07-11 | 2025-06-23
SYRINGE DRIVER | SYRINGE DRIVER | B.BRAUN | PERFUSOR SPACE | 2021-06-23 | 1440 | 2023-07-12 | 2025-06-23
SYRINGE DRIVER | SYRINGE DRIVER | B.BRAUN | PERFUSOR SPACE | 2021-06-23 | 1440 | 2023-07-11 | 2025-06-23
SYRINGE DRIVER | SYRINGE DRIVER | B.BRAUN | PERFUSOR SPACE | 2021-06-23 | 1440 | 2023-07-10 | 2025-06-23
SYRINGE DRIVER | SYRINGE DRIVER | B.BRAUN | PERFUSOR SPACE | 2021-06-23 | 1440 | 2023-07-11 | 2025-06-23
SYRINGE DRIVER | SYRINGE DRIVER | B.BRAUN | PERFUSOR SPACE | 2021-06-23 | 1440 | 2023-08-16 | 2025-06-23
SYRINGE DRIVER | SYRINGE DRIVER | B.BRAUN | PERFUSOR SPACE | 2021-06-23 | 1440 | 2023-07-26 | 2025-06-23
SYRINGE DRIVER | SYRINGE DRIVER | B.BRAUN | PERFUSOR SPACE | 2021-06-23 | 1440 | 2023-07-27 | 2025-06-23
SYRINGE DRIVER | SYRINGE DRIVER | B.BRAUN | PERFUSOR SPACE | 2021-06-23 | 1440 | 2023-08-08 | 2025-06-23
SYRINGE DRIVER | SYRINGE DRIVER | B.BRAUN | PERFUSOR SPACE | 2021-06-23 | 1440 | 2023-07-11 | 2025-06-23
SYRINGE DRIVER | SYRINGE DRIVER | B.BRAUN | PERFUSOR SPACE | 2021-06-23 | 1440 | 2023-07-11 | 2025-06-23
PUMP DOCKING STATION | PUMP DOCKING STATION | B.BRAUN | SPACESTATION | 2021-06-23 | 720 | 2023-08-18 | 2025-08-18
PUMP DOCKING STATION | PUMP DOCKING STATION | B.BRAUN | SPACESTATION | 2021-06-23 | 720 | 2024-01-03 | 2026-01-03
PUMP DOCKING STATION | PUMP DOCKING STATION | B.BRAUN | SPACESTATION | 2021-06-23 | 720 | 2023-08-17 | 2025-08-17
PUMP DOCKING STATION | PUMP DOCKING STATION | B.BRAUN | SPACESTATION | 2021-06-23 | 720 | 2023-08-18 | 2025-08-18
PUMP DOCKING STATION | PUMP DOCKING STATION | B.BRAUN | SPACESTATION | 2021-06-23 | 720 | 2023-08-17 | 2025-08-17
RESUSCITATION-INFANT | NEOPUFF INFANT RESUSCITATOR | F & P | RD900AEU | 2021-06-17 | 768.96 | 2024-09-17 | 2025-09-17
TRANSPORT MONITOR | PATIENT MONITOR INTELLIVUE X3 (6mm NIBP Port) | PHILIPS LTD | INTELLIVUE X3 (6mm NIBP) | 2021-06-07 | 3796.536 | 2024-07-09 | 2027-07-09
TRANSPORT MONITOR | PATIENT MONITOR INTELLIVUE X3 (6mm NIBP Port) | PHILIPS LTD | INTELLIVUE X3 (6mm NIBP) | 2021-06-07 | 3796.536 | 2024-06-14 | 2027-06-14
TRANSPORT MONITOR | PATIENT MONITOR INTELLIVUE X3 (6mm NIBP Port) | PHILIPS LTD | INTELLIVUE X3 (6mm NIBP) | 2021-06-07 | 3796.536 | 2024-06-17 | 2027-06-17
TRANSPORT MONITOR | PATIENT MONITOR INTELLIVUE X3 (6mm NIBP Port) | PHILIPS LTD | INTELLIVUE X3 (6mm NIBP) | 2021-06-07 | 3796.536 | 2024-06-14 | 2027-06-14
TRANSPORT MONITOR | PATIENT MONITOR INTELLIVUE X3 (6mm NIBP Port) | PHILIPS LTD | INTELLIVUE X3 (6mm NIBP) | 2021-06-07 | 3796.536 | 2024-06-19 | 2027-06-19
TRANSPORT MONITOR | PATIENT MONITOR INTELLIVUE X3 (6mm NIBP Port) | PHILIPS LTD | INTELLIVUE X3 (6mm NIBP) | 2021-06-07 | 3796.536 | 2024-05-16 | 2027-05-16
TRANSPORT MONITOR | PATIENT MONITOR INTELLIVUE X3 (6mm NIBP Port) | PHILIPS LTD | INTELLIVUE X3 (6mm NIBP) | 2021-06-07 | 3796.536 | 2024-06-11 | 2027-06-11
TRANSPORT MONITOR | PATIENT MONITOR INTELLIVUE X3 (6mm NIBP Port) | PHILIPS LTD | INTELLIVUE X3 (6mm NIBP) | 2021-06-07 | 3796.536 | 2024-06-18 | 2027-06-18
TRANSPORT MONITOR | PATIENT MONITOR INTELLIVUE X3 (6mm NIBP Port) | PHILIPS LTD | INTELLIVUE X3 (6mm NIBP) | 2021-06-07 | 3796.536 | 2024-06-17 | 2027-06-17
TRANSPORT MONITOR | PATIENT MONITOR INTELLIVUE X3 (6mm NIBP Port) | PHILIPS LTD | INTELLIVUE X3 (6mm NIBP) | 2021-06-07 | 3796.536 | 2024-06-10 | 2027-06-10
TRANSPORT MONITOR | PATIENT MONITOR INTELLIVUE X3 (6mm NIBP Port) | PHILIPS LTD | INTELLIVUE X3 (6mm NIBP) | 2021-06-07 | 3796.536 | 2024-07-16 | 2027-07-16
TRANSPORT MONITOR | PATIENT MONITOR INTELLIVUE X3 (6mm NIBP Port) | PHILIPS LTD | INTELLIVUE X3 (6mm NIBP) | 2021-06-07 | 3796.536 | 2024-06-19 | 2027-06-19
TRANSPORT MONITOR | PATIENT MONITOR INTELLIVUE X3 (6mm NIBP Port) | PHILIPS LTD | INTELLIVUE X3 (6mm NIBP) | 2021-06-07 | 3796.536 | 2024-07-09 | 2027-07-09
TRANSPORT MONITOR | PATIENT MONITOR INTELLIVUE X3 (6mm NIBP Port) | PHILIPS LTD | INTELLIVUE X3 (6mm NIBP) | 2021-06-07 | 3796.536 | 2024-06-17 | 2027-06-17
TRANSPORT MONITOR | PATIENT MONITOR INTELLIVUE X3 (6mm NIBP Port) | PHILIPS LTD | INTELLIVUE X3 (6mm NIBP) | 2021-06-07 | 3796.536 | 2024-07-09 | 2027-07-09
TRANSPORT MONITOR | PATIENT MONITOR INTELLIVUE X3 (6mm NIBP Port) | PHILIPS LTD | INTELLIVUE X3 (6mm NIBP) | 2021-06-07 | 3796.536 | 2024-08-19 | 2027-08-19
TRANSPORT MONITOR | PATIENT MONITOR INTELLIVUE X3 (6mm NIBP Port) | PHILIPS LTD | INTELLIVUE X3 (6mm NIBP) | 2021-06-07 | 3796.536 | 2024-08-13 | 2027-08-13
TRANSPORT MONITOR | PATIENT MONITOR INTELLIVUE X3 (6mm NIBP Port) | PHILIPS LTD | INTELLIVUE X3 (6mm NIBP) | 2021-06-07 | 3796.536 | 2024-08-20 | 2027-08-20
PATIENT MONITOR | PATIENT MONITOR | PHILIPS LTD | MX550 | 2021-06-07 | 4626 | 2024-06-28 | 2027-06-07
PATIENT MONITOR | PATIENT MONITOR | PHILIPS LTD | MX550 | 2021-06-07 | 4626 |  | 2024-06-07
PATIENT MONITOR | PATIENT MONITOR | PHILIPS LTD | MX550 | 2021-06-07 | 4626 |  | 2024-06-07
PATIENT MONITOR | PATIENT MONITOR | PHILIPS LTD | MX550 | 2021-06-07 | 4626 | 2024-08-21 | 2027-06-07
PATIENT MONITOR | PATIENT MONITOR | PHILIPS LTD | MX550 | 2021-06-07 | 4626 | 2024-08-21 | 2027-06-07
PATIENT MONITOR | PATIENT MONITOR | PHILIPS LTD | MX550 | 2021-06-07 | 4626 | 2024-08-21 | 2027-06-07
PATIENT MONITOR | PATIENT MONITOR | PHILIPS LTD | MX550 | 2021-06-07 | 4626 | 2024-08-20 | 2027-06-07
PATIENT MONITOR | PATIENT MONITOR | PHILIPS LTD | MX550 | 2021-06-07 | 4626 | 2024-08-20 | 2027-06-07
PATIENT MONITOR | PATIENT MONITOR | PHILIPS LTD | MX550 | 2021-06-07 | 4626 | 2024-08-19 | 2027-06-07
PATIENT MONITOR | PATIENT MONITOR | PHILIPS LTD | MX550 | 2021-06-07 | 4626 | 2024-08-15 | 2027-06-07
PATIENT MONITOR | PATIENT MONITOR | PHILIPS LTD | MX550 | 2021-06-07 | 4626 | 2024-08-15 | 2027-06-07
PATIENT MONITOR | PATIENT MONITOR | PHILIPS LTD | MX550 | 2021-06-07 | 4626 | 2024-08-07 | 2027-06-07
PATIENT MONITOR | PATIENT MONITOR | PHILIPS LTD | MX550 | 2021-06-07 | 4626 | 2024-08-13 | 2027-06-07
PATIENT MONITOR | PATIENT MONITOR | PHILIPS LTD | MX550 | 2021-06-07 | 4626 | 2024-08-12 | 2027-06-07
PATIENT MONITOR | PATIENT MONITOR | PHILIPS LTD | MX550 | 2021-06-07 | 4626 | 2024-08-12 | 2027-06-07
PATIENT MONITOR | PATIENT MONITOR | PHILIPS LTD | MX550 | 2021-06-07 | 4626 | 2024-08-12 | 2027-06-07
PATIENT MONITOR | PATIENT MONITOR | PHILIPS LTD | MX550 | 2021-06-07 | 4626 | 2024-08-12 | 2027-06-07
PATIENT MONITOR | PATIENT MONITOR | PHILIPS LTD | MX550 | 2021-06-07 | 4626 | 2024-08-12 | 2027-06-07
PATIENT MONITOR | PATIENT MONITOR | PHILIPS LTD | MX550 | 2021-06-07 | 4626 | 2024-08-08 | 2027-06-07
NEBULIZER | NEBULIZER | PHILIPS LTD | INNOSPIRE DELUXE | 2021-07-09 | 126
NEBULIZER | NEBULIZER | PHILIPS LTD | INNOSPIRE DELUXE | 2021-07-09 | 126
NEBULIZER | NEBULIZER | PHILIPS LTD | INNOSPIRE DELUXE | 2021-07-09 | 126
PH METER | PH METER - AMBULATORY | MEDICAL MEASUREMENT SYSTEMS | OHMEGA | 2021-07-09 | 5774.4 | 2023-04-24 | 2023-10-15
MANOMETER | ESOPHAGEAL MANOMETRY CATHETER MTC 3P/8Fr/close | LABORIE MEDICAL TECHNOLOGIES | UNITIP CATHETER | 2021-07-13 | 5136
ANTI-STATIC MAT | BURIED LAYER DISSIPATIVE MAT | RS | 466-1643 | 2021-07-29 | 53.928 | 2023-01-26 08:38 | 2025-01-26
NEBULIZER | NEBULIZER | PHILIPS LTD | INNOSPIRE DELUXE | 2021-07-14 | 126
NEBULIZER | NEBULIZER | PHILIPS LTD | INNOSPIRE DELUXE | 2021-07-14 | 126
TYMPANIC THERMOMETER | TYMPANIC THERMOMETER | COVIDIEN UK | GENIUS 3 | 2021-07-09 | 193.2 | 2024-10-28 | 2025-04-28
TYMPANIC THERMOMETER | TYMPANIC THERMOMETER | COVIDIEN UK | GENIUS 3 | 2021-07-09 | 193.2 | 2024-08-07 | 2025-02-07
TYMPANIC THERMOMETER | TYMPANIC THERMOMETER | COVIDIEN UK | GENIUS 3 | 2021-07-09 | 193.2 | 2024-07-26 | 2025-01-26
NITRIC OXIDE MONITOR | FRACTIONAL EXHALED NITRIC OXIDE MONITOR (FeNO) | BEDFONT SCIENTIFIC | NOBREATH | 2021-10-19 | 3360
SPIROMETER | SPIROMETER - FORCED OSCILLATION TECHNIQUE | RESTECH | RESMON PRO V3 RT-1100 | 2021-10-27 | 12000
BODY CHAMBER | BODY CHAMBER - PLETHYSMOGRAPH | MGC DIAGNOSTICS | PLATINUM ELITE | 2021-10-26 | 50400
NITRIC OXIDE MONITOR | FRACTIONAL EXHALED NITRIC OXIDE MONITOR (FeNO) | BEDFONT SCIENTIFIC | NOBREATH | 2021-10-19 | 3360
BODY CHAMBER | BODY CHAMBER - PLETHYSMOGRAPH | MGC DIAGNOSTICS | PLATINUM ELITE | 2021-10-26 | 50400
PULMONARY ASSESSMENT SYSTEM | PULMONARY FUNCTION SYSTEM | MGC DIAGNOSTICS | ULTIMA PF | 2021-10-27 | 38400
BODY CHAMBER | BODY CHAMBER - PLETHYSMOGRAPH | MGC DIAGNOSTICS | PLATINUM ELITE | 2021-10-26 | 50400
NITRIC OXIDE MONITOR | FRACTIONAL EXHALED NITRIC OXIDE MONITOR (FeNO) | BEDFONT SCIENTIFIC | NOBREATH | 2021-10-19 | 3360
NITRIC OXIDE MONITOR | FRACTIONAL EXHALED NITRIC OXIDE MONITOR (FeNO) | BEDFONT SCIENTIFIC | NOBREATH | 2021-10-19 | 3360
SPIROMETER | SPIROMETER | MGC DIAGNOSTICS | CPFS/D USB | 2021-10-12 | 2285.28
SPIROMETER | SPIROMETER | MGC DIAGNOSTICS | CPFS/D USB | 2021-10-14 | 2285.28
SPIROMETER | SPIROMETER | MGC DIAGNOSTICS | CPFS/D USB | 2021-10-14 | 2285.28
SPIROMETER | SPIROMETER | MGC DIAGNOSTICS | CPFS/D USB | 2021-10-14 | 2285.28
OXIMETER | PULSE OXIMETER - WRIST | NONIN | 3150 | 2021-10-18 | 678
PATIENT HOIST | PATIENT HOIST - STANDING AID | ARJO HUNTLEIGH | SARA STEDY | 2021-09-03 | 1800 | 2024-07-15 | 2025-07-15
PATIENT HOIST | PATIENT HOIST - STANDING AID | ARJO HUNTLEIGH | SARA STEDY | 2021-09-03 | 1800 | 2024-07-15 | 2025-07-15
OXIMETER | PULSE OXIMETER - WRIST | NONIN | 3150 | 2021-10-07 | 678
VAPORIZERS | VAPORIZER - ISOFLURANE | DRAEGER | VAPOR 3000 ISO | 2021-07-06 | 1628.892 | 2023-07-26 | 2024-08-15
VAPORIZERS | VAPORIZER - SEVOFLURANE | DRAEGER | VAPOR 3000 SEVO | 2021-07-06 | 3105.78 | 2024-09-26 | 2026-09-01
ANAESTHETIC MACHINE | ANAESTHETIC MACHINE | DRAEGER | PERSEUS A500 | 2021-07-06 | 26250 | 2024-07-29 | 2025-06-01
TRANSPORT MONITOR | PATIENT MONITOR INTELLIVUE X3 (6mm NIBP Port) | PHILIPS LTD | INTELLIVUE X3 (6mm NIBP) | 2021-07-01 | 3796.536 | 2024-06-21 | 2027-06-21
MODULE HOLDER | MODULE HOLDER | PHILIPS LTD | FMX-4 | 2021-07-01 | 319.2
PATIENT MONITOR | PATIENT MONITOR | PHILIPS LTD | MX750 | 2021-07-01 | 4911.6 |  | 2026-07-01
SUCTION UNIT | MOBILE THEATRE SUCTION | THERAPY EQUIPMENT | 7763/SERRES | 2021-07-01 | 654
MULTI FLUID WARMER | RAPID INFUSER | BELMONT | RI-2 | 2021-06-30 | 18993.6 | 2024-02-12 | 2025-02-12
STANDING AID | STANDING AID | HANDICARE | ReTurn 7500 | 2021-06-23 | 480
CO2 MODULE | CO2 MODULE + PRESS & TEMP | PHILIPS LTD | 867041 B06 | 2021-06-18 | 3537.6 | 2024-10-22 | 2025-10-22
CO2 MODULE | CO2 MODULE + PRESS & TEMP | PHILIPS LTD | 867041 B06 | 2021-06-18 | 3537.6 | 2024-07-23 | 2025-07-23
CO2 MODULE | CO2 MODULE + PRESS & TEMP | PHILIPS LTD | 867041 B06 | 2021-06-18 | 3537.6 | 2024-07-30 | 2025-07-30
CO2 MODULE | CO2 MODULE + PRESS & TEMP | PHILIPS LTD | 867041 B06 | 2021-06-18 | 3537.6 | 2024-02-07 | 2025-02-07
CO2 MODULE | CO2 MODULE + PRESS & TEMP | PHILIPS LTD | 867041 B06 | 2021-06-17 | 3537.6 | 2023-11-03 | 2024-11-03
CO2 MODULE | CO2 MODULE + PRESS & TEMP | PHILIPS LTD | 867041 B06 | 2021-06-17 | 3537.6 | 2023-07-17 | 2024-07-17
CO2 MODULE | CO2 MODULE + PRESS & TEMP | PHILIPS LTD | 867041 B06 | 2021-06-17 | 3537.6 | 2024-02-19 | 2025-02-19
CO2 MODULE | CO2 MODULE + PRESS & TEMP | PHILIPS LTD | 867041 B06 | 2021-06-17 | 3537.6 | 2024-02-12 | 2025-02-12
TYMPANIC THERMOMETER | TYMPANIC THERMOMETER CONNEX MONITOR | WELCH ALLYN | PRO 6000 CONNEX | 2021-06-16 | 214.8
TYMPANIC THERMOMETER | TYMPANIC THERMOMETER CONNEX MONITOR | WELCH ALLYN | PRO 6000 CONNEX | 2021-06-16 | 214.8
REGULATOR | REGULATOR - AIR PIN INDEX WITH 15LPM FLOWMETER AND GUARD | MEC MEDICAL LTD | R1600A5 | 2021-06-14 | 229.248 |  | 2025-06-11
REGULATOR | REGULATOR - AIR PIN INDEX WITH 15LPM FLOWMETER AND GUARD | MEC MEDICAL LTD | R1600A5 | 2021-06-14 | 229.248 |  | 2025-06-11
TYMPANIC THERMOMETER | TYMPANIC THERMOMETER | BRAUN | PRO 6000 | 2021-06-14 | 178.8
TYMPANIC THERMOMETER | TYMPANIC THERMOMETER CONNEX MONITOR | WELCH ALLYN | PRO 6000 CONNEX | 2021-06-17 | 214.8
NERVE STIMULATOR | NERVE STIMULATOR MODULE | PHILIPS LTD | NMT | 2021-06-18 | 2202
CHARGER | AC/DC CHARGER - OXYLOG 3000 | DRAEGER | OXYLOG AC/DC | 2021-06-17 | 182.976
VAPORIZERS | VAPORIZER - SEVOFLURANE | DRAEGER | VAPOR 3000 SEVO | 2021-06-17 | 3105.78 | 2024-09-26 | 2026-09-01
VAPORIZERS | VAPORIZER - SEVOFLURANE | DRAEGER | VAPOR 3000 SEVO | 2021-06-17 | 3105.78 | 2024-09-26 | 2026-09-01
SUCTION CONTROLLER | SUCTION CONTROLLER - HIGH SUCTION RAIL MOUNTED WITH HOSE | THERAPY EQUIPMENT | 7852 | 2021-06-17 | 161.58
VIDEOSCOPE | AMBU AVIEW 2 MONITOR | AMBU LTD | AVIEW 2 | 2021-06-16 | 4980
ULTRASOUND SYSTEM | SCOPE GUIDE - RECEIVER DISH | OLYMPUS | MAJ-1868 | 2022-11-03 | 2400
ULTRASOUND SYSTEM | SCOPE GUIDE - RECEIVER DISH | OLYMPUS | MAJ-1868 | 2022-11-03 | 2400
MULTI-MEASUREMENT SERVER | MULTI-MEASUREMENT SERVER | PHILIPS LTD | INTELLIVUE MMX | 2021-07-13 | 2078.184
PATIENT MONITOR | PATIENT MONITOR INTELLIVUE | PHILIPS LTD | MX450 | 2021-07-13 | 3811.92 | 2024-07-18 | 2027-07-18
INFLATION/PUMP UNIT | COMPRESSION SYSTEM | COVIDIEN UK | SCD 700 | 2021-07-06 | 0
INFLATION/PUMP UNIT | COMPRESSION SYSTEM | COVIDIEN UK | SCD 700 | 2021-07-06 | 960
INFLATION/PUMP UNIT | COMPRESSION SYSTEM | COVIDIEN UK | SCD 700 | 2021-07-06 | 960
INFLATION/PUMP UNIT | COMPRESSION SYSTEM | COVIDIEN UK | SCD 700 | 2021-07-06 | 960
INFLATION/PUMP UNIT | COMPRESSION SYSTEM | COVIDIEN UK | SCD 700 | 2021-07-06 | 960
INFLATION/PUMP UNIT | COMPRESSION SYSTEM | COVIDIEN UK | SCD 700 | 2021-07-06 | 960
INFLATION/PUMP UNIT | COMPRESSION SYSTEM | COVIDIEN UK | SCD 700 | 2021-07-06 | 960
INFLATION/PUMP UNIT | COMPRESSION SYSTEM | COVIDIEN UK | SCD 700 | 2021-07-06 | 960
INFLATION/PUMP UNIT | COMPRESSION SYSTEM | COVIDIEN UK | SCD 700 | 2021-07-06 | 960
INFLATION/PUMP UNIT | COMPRESSION SYSTEM | COVIDIEN UK | SCD 700 | 2021-07-06 | 960
INFLATION/PUMP UNIT | COMPRESSION SYSTEM | COVIDIEN UK | SCD 700 | 2021-07-06 | 960
INFLATION/PUMP UNIT | COMPRESSION SYSTEM | COVIDIEN UK | SCD 700 | 2021-07-06 | 960
INFLATION/PUMP UNIT | COMPRESSION SYSTEM | COVIDIEN UK | SCD 700 | 2021-07-06 | 960
INFLATION/PUMP UNIT | COMPRESSION SYSTEM | COVIDIEN UK | SCD 700 | 2021-07-06 | 960
INFLATION/PUMP UNIT | COMPRESSION SYSTEM | COVIDIEN UK | SCD 700 | 2021-07-06 | 960
INFLATION/PUMP UNIT | COMPRESSION SYSTEM | COVIDIEN UK | SCD 700 | 2021-07-06 | 960
INFLATION/PUMP UNIT | COMPRESSION SYSTEM | COVIDIEN UK | SCD 700 | 2021-07-06 | 960
INFLATION/PUMP UNIT | COMPRESSION SYSTEM | COVIDIEN UK | SCD 700 | 2021-07-06 | 960
INFLATION/PUMP UNIT | COMPRESSION SYSTEM | COVIDIEN UK | SCD 700 | 2021-07-06 | 960
INFLATION/PUMP UNIT | COMPRESSION SYSTEM | COVIDIEN UK | SCD 700 | 2021-07-06 | 960
INFLATION/PUMP UNIT | COMPRESSION SYSTEM | COVIDIEN UK | SCD 700 | 2021-07-06 | 960
INFLATION/PUMP UNIT | COMPRESSION SYSTEM | COVIDIEN UK | SCD 700 | 2021-07-06 | 960
INFLATION/PUMP UNIT | COMPRESSION SYSTEM | COVIDIEN UK | SCD 700 | 2021-07-06 | 0
INFLATION/PUMP UNIT | COMPRESSION SYSTEM | COVIDIEN UK | SCD 700 | 2021-07-06 | 960 | 2024-10-24 | 2025-10-24
INFLATION/PUMP UNIT | COMPRESSION SYSTEM | COVIDIEN UK | SCD 700 | 2021-07-06 | 960 | 2023-09-29 | 2024-10-01
INFLATION/PUMP UNIT | COMPRESSION SYSTEM | COVIDIEN UK | SCD 700 | 2021-07-06 | 960 | 2023-11-22 | 2024-11-22
INFLATION/PUMP UNIT | COMPRESSION SYSTEM | COVIDIEN UK | SCD 700 | 2021-07-06 | 960 | 2024-09-26 | 2025-09-26
INFLATION/PUMP UNIT | COMPRESSION SYSTEM | COVIDIEN UK | SCD 700 | 2021-07-06 | 960 |  | 2024-10-01
INFLATION/PUMP UNIT | COMPRESSION SYSTEM | COVIDIEN UK | SCD 700 | 2021-07-06 | 960 | 2024-09-26 | 2025-09-26
INFLATION/PUMP UNIT | COMPRESSION SYSTEM | COVIDIEN UK | SCD 700 | 2021-07-06 | 960 | 2023-11-22 | 2024-11-22
INFLATION/PUMP UNIT | COMPRESSION SYSTEM | COVIDIEN UK | SCD 700 | 2021-07-06 | 960 | 2023-11-22 | 2024-11-22
INFLATION/PUMP UNIT | COMPRESSION SYSTEM | COVIDIEN UK | SCD 700 | 2021-07-06 | 960 | 2024-10-24 | 2025-10-24
INFLATION/PUMP UNIT | COMPRESSION SYSTEM | COVIDIEN UK | SCD 700 | 2021-07-06 | 960 | 2023-09-29 | 2024-10-01
INFLATION/PUMP UNIT | COMPRESSION SYSTEM | COVIDIEN UK | SCD 700 | 2021-07-06 | 960 | 2023-10-27 | 2024-10-01
INFLATION/PUMP UNIT | COMPRESSION SYSTEM | COVIDIEN UK | SCD 700 | 2021-07-06 | 0 | 2022-06-06
INFLATION/PUMP UNIT | COMPRESSION SYSTEM | COVIDIEN UK | SCD 700 | 2021-07-06 | 0 | 2022-06-06
INFLATION/PUMP UNIT | COMPRESSION SYSTEM | COVIDIEN UK | SCD 700 | 2021-07-06 | 0
INFLATION/PUMP UNIT | COMPRESSION SYSTEM | COVIDIEN UK | SCD 700 | 2021-07-06 | 0
INFLATION/PUMP UNIT | COMPRESSION SYSTEM | COVIDIEN UK | SCD 700 | 2021-07-06 | 0
INFLATION/PUMP UNIT | COMPRESSION SYSTEM | COVIDIEN UK | SCD 700 | 2021-07-06 | 0
INFLATION/PUMP UNIT | COMPRESSION SYSTEM | COVIDIEN UK | SCD 700 | 2021-07-06 | 0
INFLATION/PUMP UNIT | COMPRESSION SYSTEM | COVIDIEN UK | SCD 700 | 2021-07-06 | 0
INFLATION/PUMP UNIT | COMPRESSION SYSTEM | COVIDIEN UK | SCD 700 | 2021-07-12 | 0
INFLATION/PUMP UNIT | COMPRESSION SYSTEM | COVIDIEN UK | SCD 700 | 2021-07-12 | 0
INFLATION/PUMP UNIT | COMPRESSION SYSTEM | COVIDIEN UK | SCD 700 | 2021-07-12 | 0
INFLATION/PUMP UNIT | COMPRESSION SYSTEM | COVIDIEN UK | SCD 700 | 2021-07-12 | 0
INFLATION/PUMP UNIT | COMPRESSION SYSTEM | COVIDIEN UK | SCD 700 | 2021-07-12 | 0
INFLATION/PUMP UNIT | COMPRESSION SYSTEM | COVIDIEN UK | SCD 700 | 2021-07-12 | 0
INFLATION/PUMP UNIT | COMPRESSION SYSTEM | COVIDIEN UK | SCD 700 | 2021-07-12 | 0
INFLATION/PUMP UNIT | COMPRESSION SYSTEM | COVIDIEN UK | SCD 700 | 2021-07-12 | 0
INFLATION/PUMP UNIT | COMPRESSION SYSTEM | COVIDIEN UK | SCD 700 | 2021-07-12 | 0
INFLATION/PUMP UNIT | COMPRESSION SYSTEM | COVIDIEN UK | SCD 700 | 2021-07-12 | 0
INFLATION/PUMP UNIT | COMPRESSION SYSTEM | COVIDIEN UK | SCD 700 | 2021-07-12 | 0
INFLATION/PUMP UNIT | COMPRESSION SYSTEM | COVIDIEN UK | SCD 700 | 2021-07-12 | 0
INFLATION/PUMP UNIT | COMPRESSION SYSTEM | COVIDIEN UK | SCD 700 | 2021-07-12 | 0
INFLATION/PUMP UNIT | COMPRESSION SYSTEM | COVIDIEN UK | SCD 700 | 2021-07-12 | 0
INFLATION/PUMP UNIT | COMPRESSION SYSTEM | COVIDIEN UK | SCD 700 | 2021-07-12 | 0
INFLATION/PUMP UNIT | COMPRESSION SYSTEM | COVIDIEN UK | SCD 700 | 2021-07-06 | 0
INFLATION/PUMP UNIT | COMPRESSION SYSTEM | COVIDIEN UK | SCD 700 | 2021-07-06 | 0
INFLATION/PUMP UNIT | COMPRESSION SYSTEM | COVIDIEN UK | SCD 700 | 2021-07-06 | 0
INFLATION/PUMP UNIT | COMPRESSION SYSTEM | COVIDIEN UK | SCD 700 | 2021-07-06 | 0
INFLATION/PUMP UNIT | COMPRESSION SYSTEM | COVIDIEN UK | SCD 700 | 2021-07-06 | 0
INFLATION/PUMP UNIT | COMPRESSION SYSTEM | COVIDIEN UK | SCD 700 | 2021-07-06 | 0
INFLATION/PUMP UNIT | COMPRESSION SYSTEM | COVIDIEN UK | SCD 700 | 2021-07-06 | 0
INFLATION/PUMP UNIT | COMPRESSION SYSTEM | COVIDIEN UK | SCD 700 | 2021-07-06 | 0
INFLATION/PUMP UNIT | COMPRESSION SYSTEM | COVIDIEN UK | SCD 700 | 2021-07-06 | 0
INFLATION/PUMP UNIT | COMPRESSION SYSTEM | COVIDIEN UK | SCD 700 | 2021-07-06 | 0
INFLATION/PUMP UNIT | COMPRESSION SYSTEM | COVIDIEN UK | SCD 700 | 2021-07-06 | 0
INFLATION/PUMP UNIT | COMPRESSION SYSTEM | COVIDIEN UK | SCD 700 | 2021-07-06 | 0
INFLATION/PUMP UNIT | COMPRESSION SYSTEM | COVIDIEN UK | SCD 700 | 2021-07-06 | 0
INFLATION/PUMP UNIT | COMPRESSION SYSTEM | COVIDIEN UK | SCD 700 | 2021-07-06 | 0
INFLATION/PUMP UNIT | COMPRESSION SYSTEM | COVIDIEN UK | SCD 700 | 2021-07-06 | 0
INFLATION/PUMP UNIT | COMPRESSION SYSTEM | COVIDIEN UK | SCD 700 | 2021-07-06 | 0
INFLATION/PUMP UNIT | COMPRESSION SYSTEM | COVIDIEN UK | SCD 700 | 2021-07-06 | 0
INFLATION/PUMP UNIT | COMPRESSION SYSTEM | COVIDIEN UK | SCD 700 | 2021-07-06 | 0
INFLATION/PUMP UNIT | COMPRESSION SYSTEM | COVIDIEN UK | SCD 700 | 2021-07-06 | 0
INFLATION/PUMP UNIT | COMPRESSION SYSTEM | COVIDIEN UK | SCD 700 | 2021-07-06 | 0
INFLATION/PUMP UNIT | COMPRESSION SYSTEM | COVIDIEN UK | SCD 700 | 2021-07-06 | 0
INFLATION/PUMP UNIT | COMPRESSION SYSTEM | COVIDIEN UK | SCD 700 | 2021-07-06 | 0
INFLATION/PUMP UNIT | COMPRESSION SYSTEM | COVIDIEN UK | SCD 700 | 2021-07-06 | 0
INFLATION/PUMP UNIT | COMPRESSION SYSTEM | COVIDIEN UK | SCD 700 | 2021-07-06 | 0
INFLATION/PUMP UNIT | COMPRESSION SYSTEM | COVIDIEN UK | SCD 700 | 2021-07-06 | 0
INFLATION/PUMP UNIT | COMPRESSION SYSTEM | COVIDIEN UK | SCD 700 | 2021-07-06 | 0
INFLATION/PUMP UNIT | COMPRESSION SYSTEM | COVIDIEN UK | SCD 700 | 2021-07-06 | 0
INFLATION/PUMP UNIT | COMPRESSION SYSTEM | COVIDIEN UK | SCD 700 | 2021-07-06 | 0
INFLATION/PUMP UNIT | COMPRESSION SYSTEM | COVIDIEN UK | SCD 700 | 2021-07-06 | 0
INFLATION/PUMP UNIT | COMPRESSION SYSTEM | COVIDIEN UK | SCD 700 | 2021-07-06 | 0
INFLATION/PUMP UNIT | COMPRESSION SYSTEM | COVIDIEN UK | SCD 700 | 2021-07-06 | 0
INFLATION/PUMP UNIT | COMPRESSION SYSTEM | COVIDIEN UK | SCD 700 | 2021-07-06 | 0
INFLATION/PUMP UNIT | COMPRESSION SYSTEM | COVIDIEN UK | SCD 700 | 2021-07-06 | 0
INFLATION/PUMP UNIT | COMPRESSION SYSTEM | COVIDIEN UK | SCD 700 | 2021-07-06 | 0
INFLATION/PUMP UNIT | COMPRESSION SYSTEM | COVIDIEN UK | SCD 700 | 2021-07-06 | 0
INFLATION/PUMP UNIT | COMPRESSION SYSTEM | COVIDIEN UK | SCD 700 | 2021-07-06 | 0
INFLATION/PUMP UNIT | COMPRESSION SYSTEM | COVIDIEN UK | SCD 700 | 2021-07-06 | 0
INFLATION/PUMP UNIT | COMPRESSION SYSTEM | COVIDIEN UK | SCD 700 | 2021-07-06 | 0
INFLATION/PUMP UNIT | COMPRESSION SYSTEM | COVIDIEN UK | SCD 700 | 2021-07-06 | 0
INFLATION/PUMP UNIT | COMPRESSION SYSTEM | COVIDIEN UK | SCD 700 | 2021-07-06 | 0
INFLATION/PUMP UNIT | COMPRESSION SYSTEM | COVIDIEN UK | SCD 700 | 2021-07-06 | 0
INFLATION/PUMP UNIT | COMPRESSION SYSTEM | COVIDIEN UK | SCD 700 | 2021-07-06 | 0
INFLATION/PUMP UNIT | COMPRESSION SYSTEM | COVIDIEN UK | SCD 700 | 2021-07-06 | 0
INFLATION/PUMP UNIT | COMPRESSION SYSTEM | COVIDIEN UK | SCD 700 | 2021-07-06 | 0
INFLATION/PUMP UNIT | COMPRESSION SYSTEM | COVIDIEN UK | SCD 700 | 2021-07-06 | 0
INFLATION/PUMP UNIT | COMPRESSION SYSTEM | COVIDIEN UK | SCD 700 | 2021-07-06 | 0
INFLATION/PUMP UNIT | COMPRESSION SYSTEM | COVIDIEN UK | SCD 700 | 2021-07-06 | 0
CARDIOGRAPH | CARDIOGRAPH | GE LIMITED | MAC2000 | 2021-06-09 | 6187.2 | 2024-03-04 | 2025-03-04
CARDIOGRAPH | CARDIOGRAPH | GE LIMITED | MAC2000 | 2021-06-09 | 6187.2 | 2024-03-04 | 2025-03-04
SCALES | SCALES - CHAIR | SECA | 959 | 2021-06-09 | 912 | 2023-12-13 | 2024-11-15
CARDIOGRAPH | CARDIOGRAPH | GE LIMITED | MAC2000 | 2021-06-09 | 5877.84 | 2024-08-14 | 2025-08-14
CARDIOGRAPH | CARDIOGRAPH | GE LIMITED | MAC2000 | 2021-06-09 | 5877.84 | 2024-04-09 | 2025-04-09
CARDIOGRAPH | CARDIOGRAPH | GE LIMITED | MAC2000 | 2021-06-09 | 5877.84 | 2024-02-06 | 2025-02-06
CARDIOGRAPH | CARDIOGRAPH | GE LIMITED | MAC2000 | 2021-06-09 | 5877.84 | 2024-02-15 | 2025-02-15
CARDIOGRAPH | CARDIOGRAPH | GE LIMITED | MAC2000 | 2021-06-09 | 5877.84 | 2024-04-16 | 2025-04-16
CARDIOGRAPH | CARDIOGRAPH | GE LIMITED | MAC2000 | 2021-06-09 | 5877.84 | 2024-01-30 | 2025-01-30
SUCTION UNIT | MOBILE SUCTION UNIT | DURR DENTAL | VARIOSUC | 2021-06-21 | 4440 | 2023-08-04 | 2024-08-04
SUCTION UNIT | MOBILE SUCTION UNIT | DURR DENTAL | VARIOSUC | 2021-06-21 | 4440 | 2023-08-04 | 2024-08-04
VAPORIZERS | VAPORIZER - SEVOFLURANE | DRAEGER | VAPOR 3000 SEVO | 2021-06-15 | 3105.78 | 2024-09-26 | 2026-11-15
VAPORIZERS | VAPORIZER - SEVOFLURANE | DRAEGER | VAPOR 3000 SEVO | 2021-06-15 | 3105.78 | 2024-09-26 | 2026-11-15
VAPORIZERS | VAPORIZER - SEVOFLURANE | DRAEGER | VAPOR 3000 SEVO | 2021-06-15 | 3105.78 | 2024-09-26 | 2026-11-15
VAPORIZERS | VAPORIZER - SEVOFLURANE | DRAEGER | VAPOR 3000 SEVO | 2021-06-15 | 3105.78 | 2024-09-26 | 2026-11-15
VAPORIZERS | VAPORIZER - SEVOFLURANE | DRAEGER | VAPOR 3000 SEVO | 2021-06-15 | 3105.78 | 2024-09-26 | 2026-11-15
VAPORIZERS | VAPORIZER - SEVOFLURANE | DRAEGER | VAPOR 3000 SEVO | 2021-06-15 | 3105.78 | 2024-09-26 | 2026-11-15
VAPORIZERS | VAPORIZER - SEVOFLURANE | DRAEGER | VAPOR 3000 SEVO | 2021-06-15 | 3105.78 | 2024-09-26 | 2026-09-26
LIGHT CURE UNIT | LIGHT CURE UNIT | OPTIMA LTD | BA OPTIMA 10 | 2021-06-03 | 0 | 2024-04-24 | 2025-04-15
LIGHT CURE UNIT | LIGHT CURE UNIT | OPTIMA LTD | BA OPTIMA 10 | 2021-06-03 | 0 | 2024-04-24 | 2025-04-15
HANDPIECE MICROMOTOR | HANDPIECE MICROMOTOR | BIEN-AIR UK | BASCH | 2021-06-02 | 525.6
TYMPANIC THERMOMETER | TYMPANIC THERMOMETER | BRAUN | PRO 6000 | 2021-05-21 | 178.8
VAPORIZERS | VAPORIZER - DESFLURANE | DRAEGER | D-VAPOR 3000 | 2021-05-24 | 3600 | 2022-09-01 | 2023-08-15
SUCTION UNIT | MOBILE SUCTION UNIT | DURR DENTAL | VARIOSUC | 2021-06-04 | 4440 | 2023-08-04 | 2024-08-04
SUCTION UNIT | MOBILE SUCTION UNIT | DURR DENTAL | VARIOSUC | 2021-06-04 | 4440 | 2023-08-04 | 2024-08-04
VAPORIZERS | VAPORIZER - DESFLURANE | DRAEGER | D-VAPOR 3000 | 2021-05-17 | 3600 | 2023-07-26 | 2024-08-15
SUCTION CONTROLLER | HIGH SUCTION CONTROLLER | THERAPY EQUIPMENT | DIAMOND RANGE HIGH | 2021-06-29 | 82.8
SUCTION CONTROLLER | HIGH SUCTION CONTROLLER | THERAPY EQUIPMENT | DIAMOND RANGE HIGH | 2021-07-05 | 82.8
SCALES | SCALES - STAND ON | SECA | 875 | 2021-07-06 | 178.8 | 2023-11-14 | 2024-11-15
AUDIO DOPPLER | VASCULAR DOPPLER | EDAN INSTRUMENTS | SONOTRAX VASCULAR | 2021-07-06 | 150
UNINTERRUPTIBLE POWER SUPPLY | UNINTERRUPTIBLE POWER SUPPLY | AMERICAN POWER CONVERSION (APC) | SMART-UPS SC450 | 2021-07-01 | 0 | 2024-10-04 | 2027-07-01
CENTRAL STATION | CENTRAL STATION INTELLIVUE INFORMATION CENTRE IX | PHILIPS LTD | PIIC IX | 2021-07-01 | 14400 | 2024-10-08 | 2025-10-08
TEST EQUIP/SPEC | AGILIA VP MAINTENANCE KIT (WI-FI) | FRESENIUS KABI | VOLUMAT VP MAINTENANCE KIT | 2021-07-01 | 1920 | 2024-08-05 | 2025-08-05
TEST EQUIP/SPEC | AGILIA SP MAINTENANCE KIT (WI-FI) | FRESENIUS KABI | INJECTOMAT SP MAINTENANCE KIT | 2021-07-01 | 1920 | 2024-07-25 | 2025-07-25
INFLATION/PUMP UNIT | COMPRESSION SYSTEM | COVIDIEN UK | SCD 700 | 2021-07-01 | 0
INFLATION/PUMP UNIT | COMPRESSION SYSTEM | COVIDIEN UK | SCD 700 | 2021-06-30 | 0
INFLATION/PUMP UNIT | COMPRESSION SYSTEM | COVIDIEN UK | SCD 700 | 2021-06-30 | 0
INFLATION/PUMP UNIT | COMPRESSION SYSTEM | COVIDIEN UK | SCD 700 | 2021-06-30 | 0
INFLATION/PUMP UNIT | COMPRESSION SYSTEM | COVIDIEN UK | SCD 700 | 2021-06-30 | 0
INFLATION/PUMP UNIT | COMPRESSION SYSTEM | COVIDIEN UK | SCD 700 | 2021-06-30 | 0
INFLATION/PUMP UNIT | COMPRESSION SYSTEM | COVIDIEN UK | SCD 700 | 2021-06-30 | 0
INFLATION/PUMP UNIT | COMPRESSION SYSTEM | COVIDIEN UK | SCD 700 | 2021-06-30 | 0
INFLATION/PUMP UNIT | COMPRESSION SYSTEM | COVIDIEN UK | SCD 700 | 2021-06-29 | 0
INFLATION/PUMP UNIT | COMPRESSION SYSTEM | COVIDIEN UK | SCD 700 | 2021-06-29 | 0
INFLATION/PUMP UNIT | COMPRESSION SYSTEM | COVIDIEN UK | SCD 700 | 2021-06-29 | 0
INFLATION/PUMP UNIT | COMPRESSION SYSTEM | COVIDIEN UK | SCD 700 | 2021-06-29 | 0
INFLATION/PUMP UNIT | COMPRESSION SYSTEM | COVIDIEN UK | SCD 700 | 2021-06-29 | 0
INFLATION/PUMP UNIT | COMPRESSION SYSTEM | COVIDIEN UK | SCD 700 | 2021-06-29 | 0
INFLATION/PUMP UNIT | COMPRESSION SYSTEM | COVIDIEN UK | SCD 700 | 2021-06-29 | 0
INFLATION/PUMP UNIT | COMPRESSION SYSTEM | COVIDIEN UK | SCD 700 | 2021-06-29 | 0
INFLATION/PUMP UNIT | COMPRESSION SYSTEM | COVIDIEN UK | SCD 700 | 2021-06-29 | 0
INFLATION/PUMP UNIT | COMPRESSION SYSTEM | COVIDIEN UK | SCD 700 | 2021-06-29 | 0
INFLATION/PUMP UNIT | COMPRESSION SYSTEM | COVIDIEN UK | SCD 700 | 2021-06-29 | 0
INFLATION/PUMP UNIT | COMPRESSION SYSTEM | COVIDIEN UK | SCD 700 | 2021-06-28 | 0
INFLATION/PUMP UNIT | COMPRESSION SYSTEM | COVIDIEN UK | SCD 700 | 2021-06-28 | 0
INFLATION/PUMP UNIT | COMPRESSION SYSTEM | COVIDIEN UK | SCD 700 | 2021-06-28 | 0
INFLATION/PUMP UNIT | COMPRESSION SYSTEM | COVIDIEN UK | SCD 700 | 2021-06-28 | 0
INFLATION/PUMP UNIT | COMPRESSION SYSTEM | COVIDIEN UK | SCD 700 | 2021-06-28 | 0
INFLATION/PUMP UNIT | COMPRESSION SYSTEM | COVIDIEN UK | SCD 700 | 2021-06-28 | 0
INFLATION/PUMP UNIT | COMPRESSION SYSTEM | COVIDIEN UK | SCD 700 | 2021-06-28 | 0
INFLATION/PUMP UNIT | COMPRESSION SYSTEM | COVIDIEN UK | SCD 700 | 2021-06-28 | 0
INFLATION/PUMP UNIT | COMPRESSION SYSTEM | COVIDIEN UK | SCD 700 | 2021-06-28 | 0
INFLATION/PUMP UNIT | COMPRESSION SYSTEM | COVIDIEN UK | SCD 700 | 2021-06-28 | 0
INFLATION/PUMP UNIT | COMPRESSION SYSTEM | COVIDIEN UK | SCD 700 | 2021-06-28 | 0
INFLATION/PUMP UNIT | COMPRESSION SYSTEM | COVIDIEN UK | SCD 700 | 2021-06-28 | 0
AMBULATORY ARRHYTHMIA MONITOR | AMBULATORY ECG RECORDER | SPACELABS | LIFECARD CF | 2021-05-20 | 2152.8 | 2024-10-25 | 2026-10-25
AMBULATORY ARRHYTHMIA MONITOR | AMBULATORY ECG RECORDER | SPACELABS | LIFECARD CF | 2021-05-20 | 2152.8 | 2024-10-25 | 2026-10-25
AMBULATORY ARRHYTHMIA MONITOR | AMBULATORY ECG RECORDER | SPACELABS | LIFECARD CF | 2021-05-20 | 2152.8 | 2024-10-25 | 2026-10-25
AMBULATORY 24 HR NIBP MONITOR | AMBULATORY NIBP MONITOR ON TRAK | SPACELABS | 90227 | 2021-06-03 | 2400
SUCTION CONTROLLER | HIGH SUCTION CONTROLLER | THERAPY EQUIPMENT | DIAMOND RANGE HIGH | 2021-06-07 | 81
VAPORIZERS | VAPORIZER - DESFLURANE | DRAEGER | D-VAPOR | 2021-06-07 | 2400 | 2023-07-24
TYMPANIC THERMOMETER | TYMPANIC THERMOMETER | COVIDIEN UK | GENIUS 3 | 2021-06-09 | 193.2 | 2024-09-09 | 2025-03-09
GAS REGULATOR & FLOWMETER | PIN INDEX O2 DIALREG | THERAPY EQUIPMENT | 5055 | 2021-06-15 | 163.2 |  | 2025-06-15
GAS REGULATOR & FLOWMETER | DIALREG - PIN INDEX O2 - WITH SHRADER | THERAPY EQUIPMENT | 5056 | 2021-06-15 | 187.92 |  | 2025-06-15
GAS REGULATOR & FLOWMETER | DIALREG - PIN INDEX O2 - WITH SHRADER | THERAPY EQUIPMENT | 5056 | 2021-06-15 | 187.92 |  | 2025-06-15
REGULATOR | MEDIREG WITH SCHRADER - PIN INDEX O2 | THERAPY EQUIPMENT | 5037 | 2021-06-15 | 187.92 |  | 2025-06-15
SUCTION CONTROLLER | HIGH SUCTION CONTROLLER | THERAPY EQUIPMENT | DIAMOND RANGE HIGH | 2021-06-17 | 82.8
SUCTION CONTROLLER | HIGH SUCTION CONTROLLER | THERAPY EQUIPMENT | DIAMOND RANGE HIGH | 2021-06-17 | 82.8
SUCTION CONTROLLER | HIGH SUCTION CONTROLLER | THERAPY EQUIPMENT | DIAMOND RANGE HIGH | 2021-06-17 | 82.8
SUCTION CONTROLLER | HIGH SUCTION CONTROLLER | THERAPY EQUIPMENT | DIAMOND RANGE HIGH | 2021-06-22 | 82.8
SUCTION CONTROLLER | HIGH SUCTION CONTROLLER | THERAPY EQUIPMENT | DIAMOND RANGE HIGH | 2021-06-25 | 82.8
DYNAMIC PRESSURE MATTRESS | DYNAMIC MATTRESS SYSTEM | DIRECT HEALTHCARE SERVICES | DYNAFORM MERCURY ADVANCE MKII | 2021-07-19 | 114 | 2023-07-24 | 2025-07-12
DYNAMIC PRESSURE MATTRESS | DYNAMIC MATTRESS SYSTEM | DIRECT HEALTHCARE SERVICES | DYNAFORM MERCURY ADVANCE MKII | 2021-07-19 | 114 | 2023-06-16 | 2025-07-12
DYNAMIC PRESSURE MATTRESS | DYNAMIC MATTRESS SYSTEM | DIRECT HEALTHCARE SERVICES | DYNAFORM MERCURY ADVANCE MKII | 2021-07-19 | 114 | 2023-06-28 | 2025-07-12
DYNAMIC PRESSURE MATTRESS | DYNAMIC MATTRESS SYSTEM | DIRECT HEALTHCARE SERVICES | DYNAFORM MERCURY ADVANCE MKII | 2021-07-19 | 114 | 2024-01-16 | 2025-07-12
DYNAMIC PRESSURE MATTRESS | DYNAMIC MATTRESS SYSTEM | DIRECT HEALTHCARE SERVICES | DYNAFORM MERCURY ADVANCE MKII | 2021-07-19 | 114 | 2023-07-10 | 2025-07-12
DYNAMIC PRESSURE MATTRESS | DYNAMIC MATTRESS SYSTEM | DIRECT HEALTHCARE SERVICES | DYNAFORM MERCURY ADVANCE MKII | 2021-07-19 | 114 | 2023-08-09 | 2025-07-12
DYNAMIC PRESSURE MATTRESS | DYNAMIC MATTRESS SYSTEM | DIRECT HEALTHCARE SERVICES | DYNAFORM MERCURY ADVANCE MKII | 2021-07-19 | 114 | 2023-05-30 | 2025-07-12
VITAL SIGNS MONITOR | VITAL SIGNS MONITOR: NBP. | MINDRAY | VS-900 | 2021-07-15 | 1360.8 | 2023-06-23 | 2026-07-14
VITAL SIGNS MONITOR | VITAL SIGNS MONITOR: NBP. | MINDRAY | VS-900 | 2021-07-15 | 1360.8 | 2023-06-23 | 2026-07-14
DATA TRANSFER MODULE | DATA TRANSFER MODULE | CAPSULE | SMARTLINX AXON 410 | 2021-07-13 | 600
DATA TRANSFER MODULE | DATA TRANSFER MODULE | CAPSULE | SMARTLINX AXON 410 | 2021-07-13 | 600
DATA TRANSFER MODULE | DATA TRANSFER MODULE | CAPSULE | SMARTLINX AXON 410 | 2021-07-13 | 600
DATA TRANSFER MODULE | DATA TRANSFER MODULE | CAPSULE | SMARTLINX AXON 410 | 2021-07-13 | 600
DATA TRANSFER MODULE | DATA TRANSFER MODULE | CAPSULE | SMARTLINX AXON 410 | 2021-07-13 | 600
PACEMAKER | PACEMAKER | APC CARDIOVASCULAR | EV4543 | 2021-05-12 | 2880 | 2023-05-30
WHEELCHAIR | WHEELCHAIR | R82 | KUDU SIZE 2 | 2021-05-20 | 1200
WHEELCHAIR | WHEELCHAIR | R82 | KUDU SIZE 2 | 2021-06-21 | 1200
WHEELCHAIR | MANUAL WHEELCHAIR | INVACARE LTD | 1420234 BEN 9+ | 2021-06-21 | 0
WHEELCHAIR | WHEELCHAIR | INVACARE LTD | ACTION 2 NG | 2021-06-21 | 120
CHAIR | PORTABLE CHAIR | SMIRTHWAITE | PORTABLE HIP SPICA | 2021-06-30 | 504 |  | 2024-06-30
AREA ALARM SYSTEM | MEDICAL GAS ALARM | SHIRE | AREA ALARM | 2021-09-28 | 1800 | 2024-07-17 | 2024-10-20
AREA ALARM SYSTEM | MEDICAL GAS ALARM | SHIRE | AREA ALARM | 2021-05-13 | 660 | 2024-09-17 | 2024-12-20
AREA ALARM SYSTEM | MEDICAL GAS ALARM | SHIRE | AREA ALARM | 2021-05-24 | 660 | 2024-09-17 | 2024-12-20
AREA ALARM SYSTEM | MEDICAL GAS ALARM | SHIRE | AREA ALARM | 2021-05-24 | 660 | 2024-09-17 | 2024-12-20
AREA ALARM SYSTEM | MEDICAL GAS ALARM | SHIRE | AREA ALARM | 2021-05-24 | 660 | 2024-09-17 | 2024-12-20
VAPORIZERS | VAPORIZER - DESFLURANE | DRAEGER | D-VAPOR 3000 | 2021-05-17 | 3600 | 2022-06-01 | 2023-05-17
VAPORIZERS | VAPORIZER - DESFLURANE | DRAEGER | D-VAPOR 3000 | 2021-05-17 | 3600 | 2023-08-08 | 2025-05-17
SUCTION CONTROLLER | HIGH SUCTION CONTROLLER | THERAPY EQUIPMENT | DIAMOND RANGE HIGH | 2021-05-13 | 206.1
SUCTION CONTROLLER | HIGH SUCTION CONTROLLER | THERAPY EQUIPMENT | DIAMOND RANGE HIGH | 2021-05-13 | 206.1
SCALES | SCALES - STAND ON | MARSDEN | M-420 | 2021-05-14 | 300 | 2023-11-30 | 2024-11-15
FLAT SCREEN DISPLAY | FLAT SCREEN DISPLAY - 27 INCH LCD MONITOR | AOC | 27E1H | 2021-05-18 | 2154 | 2023-06-22 | 2024-05-18
VIS/ACUITY APPARATUS | ELECTRONIC VISUAL ACUITY | CHILLBLAST | WAP-LITE-1.0 | 2021-05-19 | 2617.2 | 2023-06-22 | 2024-05-16
FLAT SCREEN DISPLAY | FLAT SCREEN DISPLAY - 27 INCH LCD MONITOR | AOC | 27E1H | 2021-05-18 | 2154 | 2023-06-22 | 2024-05-18
VIS/ACUITY APPARATUS | ELECTRONIC VISUAL ACUITY | CHILLBLAST | WAP-LITE-1.0 | 2021-05-19 | 2617.2 | 2023-06-22 | 2024-05-16
FLAT SCREEN DISPLAY | FLAT SCREEN DISPLAY - 27 INCH LCD MONITOR | AOC | 27E1H | 2021-05-18 | 2154 | 2023-06-22 | 2024-05-18
VIS/ACUITY APPARATUS | ELECTRONIC VISUAL ACUITY | CHILLBLAST | WAP-LITE-1.0 | 2021-05-19 | 2617.2 | 2023-06-22 | 2024-05-16
TONOMETER | TONOMETER | ICARE | TA031 | 2021-05-10 | 4800
AUTO REFRACT KERATOMETER | HANDHELD AUTOREFRACT KERATOMETER | RIGHT MFG CO LTD (RIGHTON) | RETINOMAX K+SCREEEN | 2021-05-13 | 0 | 2023-06-30 | 2024-06-01
GRINDING MACHINE | DUAL WHEEL MODEL TRIMMER WITH DIAMOND WHEEL | WEHMER | 108P | 2021-05-14 | 3060 | 2024-03-06 | 2026-06-17
GRINDING MACHINE | DUAL WHEEL MODEL TRIMMER WITH DIAMOND WHEEL | WEHMER | 108P | 2021-05-14 | 3060 | 2024-03-06 | 2026-06-17
TONOMETER | APPLANATION TONOMETER | REICHERT-J | TONO-PEN AVIA | 2021-05-06 | 2880
DENTAL UNIT | DENTAL CART WITH 1X 3-IN-1 SYRINGE & 2X FIBRE OPTIC OUTPUTS | ADEC DENTAL | 2562 | 2021-05-06 | 5040 | 2024-02-20 | 2024-12-12
DENTAL UNIT | DENTAL CART WITH 1X 3-IN-1 SYRINGE & 2X FIBRE OPTIC OUTPUTS | ADEC DENTAL | 2562 | 2021-05-06 | 5040 | 2024-02-29 | 2025-02-28
WAX HOT KNIFE | WAX CARVING PENCIL | MESTRA | 10007 | 2021-05-05 | 180 | 2024-03-14 | 2026-06-17
OPHTHALMOSCOPE-INDIRECT | VANTAGE PLUS LED/BULB | KEELER | 1205-P-1020 | 2021-04-30 | 3228 | 2022-04-19 | 2024-04-11
HANDPIECE MICROMOTOR | MICROMOTOR | W&H UK LTD | IMPLANTMED MICROMOTOR | 2021-06-21 | 780
VAPORIZERS | VAPORIZER - DESFLURANE | DRAEGER | D-VAPOR 3000 | 2021-05-04 | 3600 | 2023-11-24 | 2025-11-24
VAPORIZERS | VAPORIZER - DESFLURANE | DRAEGER | D-VAPOR 3000 | 2021-05-04 | 3600 | 2023-11-24 | 2025-11-24
ANAESTHETIC MACHINE | ANAESTHETIC MACHINE | DRAEGER | PERSEUS A500 | 2021-05-06 | 27122.568 | 2023-06-12 | 2024-06-27
ANAESTHETIC MACHINE | ANAESTHETIC MACHINE | DRAEGER | PERSEUS A500 | 2021-05-06 | 27122.568 | 2023-06-12 | 2024-06-27
ANAESTHETIC MACHINE | ANAESTHETIC MACHINE | DRAEGER | PERSEUS A500 | 2021-05-18 | 27122.568 | 2023-06-12 | 2024-04-27
ANAESTHETIC MACHINE | ANAESTHETIC MACHINE | DRAEGER | PERSEUS A500 | 2021-05-18 | 27122.568 | 2023-10-27 | 2024-04-27
ANAESTHETIC MACHINE | ANAESTHETIC MACHINE | DRAEGER | PERSEUS A500 | 2021-05-18 | 27122.568 | 2023-05-17 | 2024-04-27
ANAESTHETIC MACHINE | ANAESTHETIC MACHINE | DRAEGER | PERSEUS A500 | 2021-05-18 | 27122.568 | 2023-10-27 | 2024-04-27
ANAESTHETIC MACHINE | ANAESTHETIC MACHINE | DRAEGER | PERSEUS A500 | 2021-05-18 | 27122.568 | 2023-10-27 | 2024-04-27
FLAT SCREEN DISPLAY | FLAT SCREEN 4K UHD LCD DISPLAY | OLYMPUS | OEV321UH | 2021-04-28 | 7822.8 | 2023-11-15 | 2024-11-15
TROLLEY-IMAGER | ENDOSCOPE TROLLEY SYSTEM | OLYMPUS | WM-NP3 | 2021-04-28 | 2386.8 | 2023-11-15 | 2024-11-15
TYMPANIC THERMOMETER | TYMPANIC THERMOMETER | BRAUN | PRO 6000 | 2021-04-23 | 178.8
TYMPANIC THERMOMETER | TYMPANIC THERMOMETER | BRAUN | PRO 6000 | 2021-04-30 | 178.8
TYMPANIC THERMOMETER | TYMPANIC THERMOMETER | BRAUN | PRO 6000 | 2021-05-14 | 178.8
MULTIMETER | TRUE RMS MULTIMETER | FLUKE | 179 | 2021-05-24 | 270 | 2023-07-08 | 2025-07-08
TYMPANIC THERMOMETER | TYMPANIC THERMOMETER | BRAUN | PRO 6000 | 2021-05-27 | 178.8
TYMPANIC THERMOMETER | TYMPANIC THERMOMETER | BRAUN | PRO 6000 | 2021-05-28 | 178.8
TYMPANIC THERMOMETER | TYMPANIC THERMOMETER | BRAUN | PRO 6000 | 2021-05-26 | 178.8
TYMPANIC THERMOMETER | TYMPANIC THERMOMETER | BRAUN | PRO 6000 | 2021-05-26 | 178.8
TYMPANIC THERMOMETER | TYMPANIC THERMOMETER | BRAUN | PRO 6000 | 2021-05-26 | 178.8
TYMPANIC THERMOMETER | TYMPANIC THERMOMETER | BRAUN | PRO 6000 | 2021-06-01 | 178.8
TYMPANIC THERMOMETER | TYMPANIC THERMOMETER | BRAUN | PRO 6000 | 2021-06-01 | 178.8
TYMPANIC THERMOMETER | TYMPANIC THERMOMETER | BRAUN | PRO 6000 | 2021-06-10 | 178.8
TYMPANIC THERMOMETER | TYMPANIC THERMOMETER | BRAUN | PRO 6000 | 2021-06-10 | 178.8
TYMPANIC THERMOMETER | TYMPANIC THERMOMETER | BRAUN | PRO 6000 | 2021-06-11 | 178.8
TYMPANIC THERMOMETER | TYMPANIC THERMOMETER | BRAUN | PRO 6000 | 2021-06-14 | 178.8
TYMPANIC THERMOMETER | TYMPANIC THERMOMETER | BRAUN | PRO 6000 | 2021-06-14 | 178.8
TYMPANIC THERMOMETER | TYMPANIC THERMOMETER | BRAUN | PRO 6000 | 2021-06-17 | 178.8
TYMPANIC THERMOMETER | TYMPANIC THERMOMETER | BRAUN | PRO 6000 | 2021-06-30 | 178.8
TYMPANIC THERMOMETER | TYMPANIC THERMOMETER | BRAUN | PRO 6000 | 2021-06-30 | 178.8
TYMPANIC THERMOMETER | TYMPANIC THERMOMETER | BRAUN | PRO 6000 | 2021-06-30 | 178.8
TYMPANIC THERMOMETER | TYMPANIC THERMOMETER | BRAUN | PRO 6000 | 2021-07-06 | 178.8
TYMPANIC THERMOMETER | TYMPANIC THERMOMETER | BRAUN | PRO 6000 | 2021-07-06 | 178.8
TYMPANIC THERMOMETER | TYMPANIC THERMOMETER | BRAUN | PRO 6000 | 2021-07-06 | 178.8
TYMPANIC THERMOMETER | TYMPANIC THERMOMETER | BRAUN | PRO 6000 | 2021-07-07 | 178.8
TYMPANIC THERMOMETER | TYMPANIC THERMOMETER | BRAUN | PRO 6000 | 2021-07-07 | 178.8
TYMPANIC THERMOMETER | TYMPANIC THERMOMETER | BRAUN | PRO 6000 | 2021-07-08 | 178.8
TYMPANIC THERMOMETER | TYMPANIC THERMOMETER | BRAUN | PRO 6000 | 2021-07-09 | 178.8
TYMPANIC THERMOMETER | TYMPANIC THERMOMETER | BRAUN | PRO 6000 | 2021-07-09 | 178.8
TYMPANIC THERMOMETER | TYMPANIC THERMOMETER | BRAUN | PRO 6000 | 2021-07-09 | 178.8
TYMPANIC THERMOMETER | TYMPANIC THERMOMETER | BRAUN | PRO 6000 | 2021-07-09 | 178.8
TYMPANIC THERMOMETER | TYMPANIC THERMOMETER | BRAUN | PRO 6000 | 2021-07-09 | 178.8
TYMPANIC THERMOMETER | TYMPANIC THERMOMETER | BRAUN | PRO 6000 | 2021-07-12 | 178.8
TYMPANIC THERMOMETER | TYMPANIC THERMOMETER | BRAUN | PRO 6000 | 2021-07-12 | 178.8
TYMPANIC THERMOMETER | TYMPANIC THERMOMETER | BRAUN | PRO 6000 | 2021-07-16 | 178.8
TYMPANIC THERMOMETER | TYMPANIC THERMOMETER | BRAUN | PRO 6000 | 2021-07-16 | 178.8
TYMPANIC THERMOMETER | TYMPANIC THERMOMETER | BRAUN | PRO 6000 | 2021-07-21 | 178.8
TYMPANIC THERMOMETER | TYMPANIC THERMOMETER | BRAUN | PRO 6000 | 2021-07-21 | 178.8
TYMPANIC THERMOMETER | TYMPANIC THERMOMETER | BRAUN | PRO 6000 | 2021-07-26 | 178.8
TYMPANIC THERMOMETER | TYMPANIC THERMOMETER | BRAUN | PRO 6000 | 2021-07-26 | 178.8
TYMPANIC THERMOMETER | TYMPANIC THERMOMETER | BRAUN | PRO 6000 | 2021-07-26 | 178.8
TYMPANIC THERMOMETER | TYMPANIC THERMOMETER | BRAUN | PRO 6000 | 2021-07-26 | 178.8
TYMPANIC THERMOMETER | TYMPANIC THERMOMETER | BRAUN | PRO 6000 | 2021-07-26 | 178.8
NEBULIZER | NEBULIZER | PHILIPS LTD | INNOSPIRE DELUXE | 2021-05-10 | 126
NEBULIZER | NEBULIZER | PHILIPS LTD | INNOSPIRE DELUXE | 2021-05-10 | 126
AMBULATORY ARRHYTHMIA MONITOR | AMBULATORY ECG RECORDER | SPACELABS | LIFECARD CF | 2021-05-10 | 2197.2
AMBULATORY ARRHYTHMIA MONITOR | AMBULATORY ECG RECORDER | SPACELABS | LIFECARD CF | 2021-05-10 | 2197.2
AMBULATORY ARRHYTHMIA MONITOR | AMBULATORY ECG RECORDER | SPACELABS | LIFECARD CF | 2021-05-10 | 2197.2
VITAL SIGNS MONITOR | VITAL SIGNS MONITOR: NBP. | MINDRAY | VS-900 | 2021-05-10 | 1360.8 | 2024-06-17 | 2027-06-15
PATIENT HOIST | PATIENT HOIST - OVERHEAD | ARJO HUNTLEIGH | MAXI SKY 2 | 2021-05-05 | 3000 | 2024-03-22 | 2024-09-22
PATIENT HOIST | PATIENT HOIST - OVERHEAD | ARJO HUNTLEIGH | MAXI SKY 2 | 2021-05-05 | 3000 | 2024-03-22 | 2024-09-22
EXAMINATION LAMP | EXAMINATION LAMP | WELCH ALLYN | GS 300 | 2022-03-03 | 0 | 2022-03-07 | 2025-03-15
SUCTION CONTROLLER | HIGH SUCTION CONTROLLER | THERAPY EQUIPMENT | DIAMOND RANGE HIGH | 2021-04-30 | 82.8
NEBULIZER | NEBULIZER | PHILIPS LTD | INNOSPIRE DELUXE | 2021-04-16 | 126 | 2024-06-04
SUCTION CONTROLLER | HIGH SUCTION CONTROLLER | THERAPY EQUIPMENT | DIAMOND RANGE HIGH | 2021-04-14 | 82.8
PUMP DOCKING STATION | PUMP DOCKING STATION | FRESENIUS KABI | LINK 6 + AGILIA | 2021-04-14 | 1198.8 | 2024-05-30 | 2027-04-14
PUMP DOCKING STATION | PUMP DOCKING STATION | FRESENIUS KABI | LINK 6 + AGILIA | 2021-04-14 | 1198.8 | 2024-05-30 | 2027-04-14
PUMP DOCKING STATION | PUMP DOCKING STATION | FRESENIUS KABI | LINK 6 + AGILIA | 2021-04-14 | 1198.8 | 2024-05-31 | 2027-04-14
PUMP DOCKING STATION | PUMP DOCKING STATION | FRESENIUS KABI | LINK 6 + AGILIA | 2021-04-14 | 1198.8 | 2024-05-31 | 2027-04-14
PUMP DOCKING STATION | PUMP DOCKING STATION | FRESENIUS KABI | LINK 6 + AGILIA | 2021-04-14 | 1198.8 | 2024-06-17 | 2027-04-14
PUMP DOCKING STATION | PUMP DOCKING STATION | FRESENIUS KABI | LINK 6 + AGILIA | 2021-04-14 | 1198.8 | 2024-05-30 | 2027-04-14
PUMP DOCKING STATION | PUMP DOCKING STATION | FRESENIUS KABI | LINK 6 + AGILIA | 2021-04-14 | 1198.8 | 2024-05-31 | 2027-04-14
PUMP DOCKING STATION | PUMP DOCKING STATION | FRESENIUS KABI | LINK 6 + AGILIA | 2021-04-14 | 1198.8 | 2024-06-17 | 2027-04-14
PUMP DOCKING STATION | PUMP DOCKING STATION | FRESENIUS KABI | LINK 6 + AGILIA | 2021-04-14 | 1198.8 | 2024-05-31 | 2027-04-14
PATIENT HOIST | PATIENT HOIST - MOBILE | JOERNS HEALTHCARE | OXFORD PRESENCE | 2021-04-12 | 1731.6 | 2024-07-18 | 2025-01-18
PATIENT HOIST | PATIENT HOIST - MOBILE | JOERNS HEALTHCARE | OXFORD PRESENCE | 2021-04-12 | 1731.6 | 2024-07-15 | 2025-01-15
PATIENT HOIST | PATIENT HOIST - MOBILE | JOERNS HEALTHCARE | OXFORD PRESENCE | 2021-04-12 | 1731.6 | 2024-07-08 | 2025-01-08
PATIENT HOIST | PATIENT HOIST - MOBILE | JOERNS HEALTHCARE | OXFORD PRESENCE | 2021-04-12 | 1731.6 | 2023-08-21 | 2024-02-21
PATIENT HOIST | PATIENT HOIST - MOBILE | JOERNS HEALTHCARE | OXFORD PRESENCE | 2021-04-12 | 1731.6 | 2024-07-08 | 2025-01-08
PATIENT HOIST | PATIENT HOIST - MOBILE | JOERNS HEALTHCARE | OXFORD PRESENCE | 2021-04-12 | 1731.6 | 2024-07-15 | 2025-01-15
PATIENT HOIST | PATIENT HOIST - MOBILE | JOERNS HEALTHCARE | OXFORD PRESENCE | 2021-04-12 | 1731.6 | 2024-07-15 | 2025-01-15
PATIENT HOIST | PATIENT HOIST - MOBILE | JOERNS HEALTHCARE | OXFORD PRESENCE | 2021-04-12 | 1731.6 | 2023-07-19 | 2024-01-19
PATIENT HOIST | PATIENT HOIST - MOBILE | JOERNS HEALTHCARE | OXFORD PRESENCE | 2021-04-12 | 1731.6 | 2023-09-19 | 2024-03-19
PATIENT HOIST | PATIENT HOIST - MOBILE | JOERNS HEALTHCARE | OXFORD PRESENCE | 2021-04-12 | 1731.6 | 2024-07-09 | 2025-01-09
ELECTRIC SHAVER | SURGICAL CLIPPERS INCLUDING BASE | MEDLINE | DYND7080*UK | 2021-05-18 | 60
EXHALE HYDROGEN MONITOR | HYDROGEN BREATH TESTER | BEDFONT SCIENTIFIC | GASTRO+ GASTROLYZER | 2021-07-19 | 390
SUCTION CONTROLLER | DIAMOND HIGH/LOW SUCTION CONTROLLER | THERAPY EQUIPMENT | 7770 | 2021-06-14 | 369.336
SUCTION CONTROLLER | DIAMOND HIGH/LOW SUCTION CONTROLLER | THERAPY EQUIPMENT | 7770 | 2021-06-14 | 369.336
SUCTION CONTROLLER | DIAMOND HIGH/LOW SUCTION CONTROLLER | THERAPY EQUIPMENT | 7770 | 2021-06-14 | 369.336
TYMPANIC THERMOMETER | TYMPANIC THERMOMETER | BRAUN | PRO 6000 | 2021-05-27 | 178.8
TYMPANIC THERMOMETER | TYMPANIC THERMOMETER | BRAUN | PRO 6000 | 2021-05-25 | 178.8
SUCTION CONTROLLER | HIGH SUCTION CONTROLLER | THERAPY EQUIPMENT | DIAMOND RANGE HIGH | 2021-05-25 | 82.8
SUCTION CONTROLLER | HIGH SUCTION CONTROLLER | THERAPY EQUIPMENT | DIAMOND RANGE HIGH | 2021-05-25 | 82.8
SUCTION CONTROLLER | HIGH SUCTION CONTROLLER | THERAPY EQUIPMENT | DIAMOND RANGE HIGH | 2021-05-25 | 82.8
SUCTION CONTROLLER | HIGH SUCTION CONTROLLER | THERAPY EQUIPMENT | DIAMOND RANGE HIGH | 2021-05-25 | 82.8
SUCTION CONTROLLER | HIGH SUCTION CONTROLLER | THERAPY EQUIPMENT | DIAMOND RANGE HIGH | 2021-05-25 | 82.8
SUCTION CONTROLLER | HIGH SUCTION CONTROLLER | THERAPY EQUIPMENT | DIAMOND RANGE HIGH | 2021-05-25 | 82.8
SUCTION CONTROLLER | HIGH SUCTION CONTROLLER | THERAPY EQUIPMENT | DIAMOND RANGE HIGH | 2021-05-25 | 82.8
SUCTION CONTROLLER | HIGH SUCTION CONTROLLER | THERAPY EQUIPMENT | DIAMOND RANGE HIGH | 2021-05-25 | 82.8
SUCTION CONTROLLER | HIGH SUCTION CONTROLLER | THERAPY EQUIPMENT | DIAMOND RANGE HIGH | 2021-05-25 | 82.8
SUCTION CONTROLLER | HIGH SUCTION CONTROLLER | THERAPY EQUIPMENT | DIAMOND RANGE HIGH | 2021-05-18 | 97.2
TYMPANIC THERMOMETER | TYMPANIC THERMOMETER | BRAUN | PRO 6000 | 2021-05-18 | 178.8
TYMPANIC THERMOMETER | TYMPANIC THERMOMETER | BRAUN | PRO 6000 | 2021-05-13 | 178.8
SUCTION CONTROLLER | HIGH SUCTION CONTROLLER | THERAPY EQUIPMENT | DIAMOND RANGE HIGH | 2021-05-28 | 72
TYMPANIC THERMOMETER | TYMPANIC THERMOMETER | BRAUN | PRO 6000 | 2021-05-26 | 178.8
FLAT SCREEN DISPLAY | DISPLAY LCD MONITOR | EIZO | FLEXSCAN S2133 | 2021-05-13 | 600
FLAT SCREEN DISPLAY | DISPLAY LCD MONITOR | EIZO | FLEXSCAN S2133 | 2021-05-13 | 600
PRINTER | PRINTER - LASER MONO | HP | LASERJET ENTERPRISE M507 | 2021-05-13 | 600
TYMPANIC THERMOMETER | TYMPANIC THERMOMETER | BRAUN | PRO 6000 | 2021-05-12 | 178.8
TYMPANIC THERMOMETER | TYMPANIC THERMOMETER | BRAUN | PRO 6000 | 2021-05-12 | 178.8
TYMPANIC THERMOMETER | TYMPANIC THERMOMETER | BRAUN | PRO 6000 | 2021-05-12 | 178.8
UNINTERRUPTIBLE POWER SUPPLY | UNINTERRUPTIBLE POWER SUPPLY | POWERCOM | BNT-1500AP | 2021-05-14 | 120 | 2023-06-02 | 2025-06-02
COMPUTER - DESKTOP | PC WORKSTATION - MACLAB PC SYSTEM | DELL COMPUTERS | MACLAB | 2021-05-14 | 42000 |  | 2024-05-10
MODULE | MULTIPARAMETER MODULE - ECG, SPO2, NIBP, IBP, TEMP MODULE | GE LIMITED | PATIENT DATA MODULE | 2021-05-13 | 4800
SATELLITE MODULE RAC | PATIENT DATA MODULE BASE STATION | GE LIMITED | PDM BASE STATION PLUS | 2021-05-14 | 2400
ELECTRO PHYSIOLOGICAL STIM | LABSYSTEM PRO EP RECORDING SYSTEM PC | BOSTON SCIENTIFIC | LS9900 | 2021-05-13 | 24000 |  | 2025-07-15
ISOLATION POWER SUPPLY | POWER ISOLATION UNIT | POWERTRONIX | ISOLATION STATION | 2021-05-13 | 600
CARDIAC STIMULATOR | CARDIAC STIMULATOR PC SYSTEM | MICROPACE | STIMCOR | 2021-05-13 | 24000
FLAT SCREEN DISPLAY | DISPLAY LCD MONITOR | EIZO | FLEXSCAN S2133 | 2021-05-13 | 600
FLAT SCREEN DISPLAY | DISPLAY LCD MONITOR | EIZO | FLEXSCAN S2133 | 2021-05-13 | 600
AUDIO DOPPLER | AUDIO DOPPLER | HUNTLEIGH | D900 | 2021-06-14 | 336
SUCTION CONTROLLER | HIGH SUCTION CONTROLLER | THERAPY EQUIPMENT | DIAMOND RANGE HIGH | 2021-05-11 | 82.8
SUCTION CONTROLLER | HIGH SUCTION CONTROLLER | THERAPY EQUIPMENT | DIAMOND RANGE HIGH | 2021-05-11 | 82.8
SUCTION CONTROLLER | HIGH SUCTION CONTROLLER | THERAPY EQUIPMENT | DIAMOND RANGE HIGH | 2021-05-11 | 82.8
SUCTION CONTROLLER | HIGH SUCTION CONTROLLER | THERAPY EQUIPMENT | DIAMOND RANGE HIGH | 2021-05-11 | 82.8
ULTRASOUND PROBE | ULTRASOUND PROBE FOR APPLE DEVICES | BUTTERFLY NETWORK INC. | IQ+ | 2021-04-29 | 2040
ULTRASOUND PROBE | ULTRASOUND PROBE FOR APPLE DEVICES | BUTTERFLY NETWORK INC. | IQ+ | 2021-04-29 | 2040
ULTRASOUND PROBE | ULTRASOUND PROBE FOR APPLE DEVICES | BUTTERFLY NETWORK INC. | IQ+ | 2021-04-29 | 2040
ULTRASOUND PROBE | ULTRASOUND PROBE FOR APPLE DEVICES | BUTTERFLY NETWORK INC. | IQ+ | 2021-04-29 | 2040
TYMPANIC THERMOMETER | TYMPANIC THERMOMETER | BRAUN | PRO 6000 | 2022-03-08 | 178.8
TYMPANIC THERMOMETER | TYMPANIC THERMOMETER | BRAUN | PRO 6000 | 2022-03-08 | 178.8
TYMPANIC THERMOMETER | TYMPANIC THERMOMETER | BRAUN | PRO 6000 | 2021-04-27 | 214.8
TYMPANIC THERMOMETER | TYMPANIC THERMOMETER CONNEX MONITOR | WELCH ALLYN | PRO 6000 CONNEX | 2021-04-27 | 214.8
TYMPANIC THERMOMETER | TYMPANIC THERMOMETER | BRAUN | PRO 6000 | 2021-04-15 | 178.8
TYMPANIC THERMOMETER | TYMPANIC THERMOMETER CONNEX MONITOR | WELCH ALLYN | PRO 6000 CONNEX | 2021-04-14 | 214.8
TYMPANIC THERMOMETER | TYMPANIC THERMOMETER CONNEX MONITOR | WELCH ALLYN | PRO 6000 CONNEX | 2021-04-14 | 214.8
TYMPANIC THERMOMETER | TYMPANIC THERMOMETER CONNEX MONITOR | WELCH ALLYN | PRO 6000 CONNEX | 2021-04-14 | 214.8
SUCTION CONTROLLER | HIGH SUCTION CONTROLLER | THERAPY EQUIPMENT | DIAMOND RANGE HIGH | 2021-04-13 | 82.8
SUCTION CONTROLLER | HIGH SUCTION CONTROLLER | THERAPY EQUIPMENT | DIAMOND RANGE HIGH | 2021-04-13 | 82.8
SUCTION CONTROLLER | HIGH SUCTION CONTROLLER | THERAPY EQUIPMENT | DIAMOND RANGE HIGH | 2021-04-13 | 82.8
SUCTION CONTROLLER | HIGH SUCTION CONTROLLER | THERAPY EQUIPMENT | DIAMOND RANGE HIGH | 2021-04-13 | 82.8
SUCTION CONTROLLER | HIGH SUCTION CONTROLLER | THERAPY EQUIPMENT | DIAMOND RANGE HIGH | 2021-04-13 | 82.8
SUCTION CONTROLLER | HIGH SUCTION CONTROLLER | THERAPY EQUIPMENT | DIAMOND RANGE HIGH | 2021-04-13 | 82.8
SUCTION CONTROLLER | HIGH SUCTION CONTROLLER | THERAPY EQUIPMENT | DIAMOND RANGE HIGH | 2021-04-28 | 82.8
TYMPANIC THERMOMETER | TYMPANIC THERMOMETER | BRAUN | PRO 6000 | 2021-04-13 | 178.8
TYMPANIC THERMOMETER | TYMPANIC THERMOMETER | BRAUN | PRO 6000 | 2021-04-13 | 178.8
TYMPANIC THERMOMETER | TYMPANIC THERMOMETER | BRAUN | PRO 6000 | 2021-04-12 | 178.8
TYMPANIC THERMOMETER | TYMPANIC THERMOMETER CONNEX MONITOR | WELCH ALLYN | PRO 6000 CONNEX | 2021-04-06 | 214.8
SUCTION CONTROLLER | HIGH SUCTION CONTROLLER | THERAPY EQUIPMENT | DIAMOND RANGE HIGH | 2021-04-01 | 82.8
SUCTION CONTROLLER | HIGH SUCTION CONTROLLER | THERAPY EQUIPMENT | DIAMOND RANGE HIGH | 2021-04-01 | 82.8
SUCTION CONTROLLER | HIGH SUCTION CONTROLLER | THERAPY EQUIPMENT | DIAMOND RANGE HIGH | 2021-04-01 | 82.8
SUCTION CONTROLLER | HIGH SUCTION CONTROLLER | THERAPY EQUIPMENT | DIAMOND RANGE HIGH | 2021-04-01 | 82.8
SUCTION CONTROLLER | HIGH SUCTION CONTROLLER | THERAPY EQUIPMENT | DIAMOND RANGE HIGH | 2021-04-01 | 82.8
SUCTION CONTROLLER | HIGH SUCTION CONTROLLER | THERAPY EQUIPMENT | DIAMOND RANGE HIGH | 2021-04-01 | 82.8
FLAT SCREEN DISPLAY | FLAT SCREEN DISPLAY - 4K 32 INCH | LG | 32HL710S | 2021-06-23 | 9000 | 2023-01-25 15:11 | 2023-11-17
PH METER | AMBULATORY PH RECORDER | MEDICAL MEASUREMENT SYSTEMS | ORION II UPS2020 | 2021-06-15 | 3000 | 2022-05-16 | 2022-11-16
PH METER | AMBULATORY PH RECORDER | MEDICAL MEASUREMENT SYSTEMS | ORION II UPS2020 | 2021-06-15 | 3000 | 2022-05-16 | 2022-11-15
PH METER | AMBULATORY PH RECORDER | MEDICAL MEASUREMENT SYSTEMS | ORION II UPS2020 | 2021-06-15 | 3000 | 2022-05-16 | 2022-11-01
BATTERY CHARGER | PRIME BATTERY CHARGER | VERATHON MEDICAL INC | 0400-0130 | 2021-06-07 | 480
CARDIOGRAPH | CARDIOGRAPH | GE LIMITED | MAC2000 | 2021-06-07 | 6187.2 | 2024-02-06 | 2025-02-06
COUCH | DAY SURGERY TROLLEY | ANETIC AID | QA3 | 2021-06-03 | 3594 |  | 2024-06-03
COUCH | DAY SURGERY TROLLEY | ANETIC AID | QA3 | 2021-06-03 | 3594 | 2024-06-24 | 2027-06-24
COUCH | DAY SURGERY TROLLEY | ANETIC AID | QA3 | 2021-06-03 | 3594 | 2024-09-12 | 2027-09-12
CO2 MODULE | CO2 MODULE | PHILIPS LTD | 867041 | 2021-06-01 | 3537.6 | 2023-06-06 | 2024-06-06
CO2 MODULE | CO2 MODULE | PHILIPS LTD | 867041 | 2021-06-01 | 3537.6 | 2023-12-07 | 2024-12-07
CO2 MODULE | CO2 MODULE | PHILIPS LTD | 867041 | 2021-06-01 | 3537.6 | 2024-01-31 | 2025-01-31
CO2 MODULE | CO2 MODULE | PHILIPS LTD | 867041 | 2021-06-01 | 3537.6 | 2024-02-01 | 2025-02-01
CO2 MODULE | CO2 MODULE | PHILIPS LTD | 867041 | 2021-06-01 | 3537.6 | 2023-08-09 | 2024-08-09
CO2 MODULE | CO2 MODULE | PHILIPS LTD | 867041 | 2021-06-01 | 3537.6 | 2024-02-13 | 2025-02-13
CO2 MODULE | CO2 MODULE | PHILIPS LTD | 867041 | 2021-06-01 | 3537.6 | 2024-02-01 | 2025-02-01
CO2 MODULE | CO2 MODULE | PHILIPS LTD | 867041 | 2021-06-01 | 3537.6 | 2024-03-19 | 2025-03-19
MULTI-MEASUREMENT SERVER | MULTI-MEASUREMENT SERVER | PHILIPS LTD | INTELLIVUE MMX | 2021-06-01 | 2078.184
MULTI-MEASUREMENT SERVER | MULTI-MEASUREMENT SERVER | PHILIPS LTD | INTELLIVUE MMX | 2021-06-01 | 2078.184
MULTI-MEASUREMENT SERVER | MULTI-MEASUREMENT SERVER | PHILIPS LTD | INTELLIVUE MMX | 2021-06-01 | 2078.184
MULTI-MEASUREMENT SERVER | MULTI-MEASUREMENT SERVER | PHILIPS LTD | INTELLIVUE MMX | 2021-06-01 | 2078.184
MULTI-MEASUREMENT SERVER | MULTI-MEASUREMENT SERVER | PHILIPS LTD | INTELLIVUE MMX | 2021-06-01 | 2078.184
MULTI-MEASUREMENT SERVER | MULTI-MEASUREMENT SERVER | PHILIPS LTD | INTELLIVUE MMX | 2021-06-01 | 2078.184
MULTI-MEASUREMENT SERVER | MULTI-MEASUREMENT SERVER | PHILIPS LTD | INTELLIVUE MMX | 2021-06-01 | 2078.184
MULTI-MEASUREMENT SERVER | MULTI-MEASUREMENT SERVER | PHILIPS LTD | INTELLIVUE MMX | 2021-06-01 | 2078.184
PATIENT MONITOR | PATIENT MONITOR INTELLIVUE | PHILIPS LTD | MX450 | 2021-06-01 | 3737.16 | 2024-08-19 | 2027-08-19
PATIENT MONITOR | PATIENT MONITOR INTELLIVUE | PHILIPS LTD | MX450 | 2021-06-01 | 3737.16 | 2024-07-18 | 2027-07-18
PATIENT MONITOR | PATIENT MONITOR INTELLIVUE | PHILIPS LTD | MX450 | 2021-06-01 | 3737.16 |  | 2025-04-15
PATIENT MONITOR | PATIENT MONITOR INTELLIVUE | PHILIPS LTD | MX450 | 2021-06-01 | 3737.16 | 2024-07-23 | 2027-07-23
PATIENT MONITOR | PATIENT MONITOR INTELLIVUE | PHILIPS LTD | MX450 | 2021-06-01 | 3737.16 | 2024-08-20 | 2027-08-20
PATIENT MONITOR | PATIENT MONITOR INTELLIVUE | PHILIPS LTD | MX450 | 2021-06-01 | 3737.16 | 2024-06-24 | 2027-06-24
PATIENT MONITOR | PATIENT MONITOR INTELLIVUE | PHILIPS LTD | MX450 | 2021-06-01 | 3737.16 | 2024-07-18 | 2027-07-18
PATIENT MONITOR | PATIENT MONITOR INTELLIVUE | PHILIPS LTD | MX450 | 2021-06-01 | 3737.16 |  | 2025-04-15
BLOOD PRESSURE MONITOR | DIGITAL BLOOD PRESSURE DEVICE | WELCH ALLYN | CONNEX PROBP 3400 | 2021-05-27 | 830.4 |  | 2024-09-15
TEST EQUIP/SPEC | AGILIA VP MAINTENANCE KIT (WI-FI) | FRESENIUS KABI | VOLUMAT VP MAINTENANCE KIT | 2021-05-25 | 1920 | 2023-12-13 | 2024-12-13
TEST EQUIP/SPEC | AGILIA SP MAINTENANCE KIT (WI-FI) | FRESENIUS KABI | INJECTOMAT SP MAINTENANCE KIT | 2021-05-25 | 1920 | 2024-01-16 | 2025-01-16
ULTRASOUND-CARDIO | ULTRASOUND SYSTEM - INTRACARDIAC ECHOCARDIOGRAPHY | ST JUDE MEDICAL | VIEWMATE | 2021-05-18 | 84000
SUCTION CONTROLLER | ASPIRATOR | MEDELA | THOPAZ | 2021-05-11 | 1194
SCALES | SCALES - STAND ON | SECA | 875 | 2021-05-10 | 158.4 | 2022-02-02 | 2024-11-15
SCALES | SCALES - CHAIR | SECA | 959 | 2021-05-10 | 912 | 2023-11-29 | 2024-11-15
SCALES | SCALES - CHAIR | SECA | 959 | 2021-05-10 | 912 | 2023-12-04 | 2024-11-15
SUCTION CONTROLLER | HIGH SUCTION CONTROLLER | THERAPY EQUIPMENT | DIAMOND RANGE HIGH | 2021-05-05 | 82.8
SUCTION CONTROLLER | HIGH SUCTION CONTROLLER | THERAPY EQUIPMENT | DIAMOND RANGE HIGH | 2021-05-05 | 82.8
SUCTION CONTROLLER | HIGH SUCTION CONTROLLER | THERAPY EQUIPMENT | DIAMOND RANGE HIGH | 2021-05-05 | 82.8
SUCTION CONTROLLER | HIGH SUCTION CONTROLLER | THERAPY EQUIPMENT | DIAMOND RANGE HIGH | 2021-05-05 | 82.8
SUCTION CONTROLLER | HIGH SUCTION CONTROLLER | THERAPY EQUIPMENT | DIAMOND RANGE HIGH | 2021-05-05 | 82.8
SUCTION CONTROLLER | HIGH SUCTION CONTROLLER | THERAPY EQUIPMENT | DIAMOND RANGE HIGH | 2021-05-05 | 82.8
SUCTION CONTROLLER | HIGH SUCTION CONTROLLER | THERAPY EQUIPMENT | DIAMOND RANGE HIGH | 2021-05-05 | 82.8
SUCTION CONTROLLER | HIGH SUCTION CONTROLLER | THERAPY EQUIPMENT | DIAMOND RANGE HIGH | 2021-05-05 | 82.8
SUCTION CONTROLLER | HIGH SUCTION CONTROLLER | THERAPY EQUIPMENT | DIAMOND RANGE HIGH | 2021-05-05 | 82.8
SUCTION CONTROLLER | HIGH SUCTION CONTROLLER | THERAPY EQUIPMENT | DIAMOND RANGE HIGH | 2021-05-05 | 82.8
SUCTION CONTROLLER | HIGH SUCTION CONTROLLER | THERAPY EQUIPMENT | DIAMOND RANGE HIGH | 2021-05-05 | 82.8
SUCTION CONTROLLER | HIGH SUCTION CONTROLLER | THERAPY EQUIPMENT | DIAMOND RANGE HIGH | 2021-04-30 | 82.8
ELECTRIC BED | ELECTRIC BED - BARIATRIC | LINET UK | IMAGE 3 | 2023-02-08 | 5040 |  | 2024-02-08
THERMOMETER CALIBRATOR | SURETEMP/THERMOSCAN CALIBRATOR | WELCH ALLYN | 9600 PLUS CALIBRATION TESTER | 2021-04-30 | 720 | 2023-11-06 | 2024-11-06
NEBULIZER | NEBULIZER | PARI MEDICAL | EFLOW RAPID | 2021-04-29 | 510
NEBULIZER | NEBULIZER | PARI MEDICAL | EFLOW RAPID | 2021-04-29 | 510
NEBULIZER | NEBULIZER | PARI MEDICAL | EFLOW RAPID | 2021-04-29 | 510
NEBULIZER | NEBULIZER | PARI MEDICAL | EFLOW RAPID | 2021-04-29 | 510
NEBULIZER | NEBULIZER | PARI MEDICAL | EFLOW RAPID | 2021-04-29 | 510
NEBULIZER | NEBULIZER | PARI MEDICAL | PARI BOY CLASSIC | 2021-04-29 | 410.4
NEBULIZER | NEBULIZER | PARI MEDICAL | PARI BOY CLASSIC | 2021-04-29 | 410.4
NEBULIZER | NEBULIZER | PARI MEDICAL | PARI BOY CLASSIC | 2021-04-29 | 410.4
VAPORIZERS | VAPORIZER - DESFLURANE | DRAEGER | D-VAPOR 3000 | 2021-04-29 | 2400 | 2023-07-26 | 2025-07-15
REMOTE CONTROL UNIT | INFUSION PUMP REMOTE DISPLAY/CHARGER | IRADIMED CORP | MRIDIUM 3865 | 2021-08-04 | 6000
INFUSION PUMP | INFUSION PUMP | IRADIMED CORP | MRIDIUM 3860 | 2021-08-04 | 15600 | 2024-10-21 | 2026-10-18
EXERCISER | EXERCISE TESTING SYSTEM | GE LIMITED | CASE PC | 2021-06-11 | 26204.196 | 2024-08-27 | 2025-08-27
TREADMILL | TREADMILL - STRESS TEST | GE LIMITED | T2100 | 2021-04-28 | 12000 | 2024-02-16 | 2025-02-01
THERMOMETER CALIBRATOR | SURETEMP/THERMOSCAN CALIBRATOR | WELCH ALLYN | 9600 PLUS CALIBRATION TESTER | 2021-04-28 | 720 | 2023-11-03 | 2024-11-03
TILT CHAIR | TILT CHAIR - PRESSURE MANAGEMENT | CAREFLEX | HYDROFLEX | 2021-05-04 | 3908.4 |  | 2025-07-15
NEBULIZER | NEBULIZER | PHILIPS LTD | INNOSPIRE ESSENCE | 2021-04-28 | 50.4
NEBULIZER | NEBULIZER | PHILIPS LTD | INNOSPIRE ESSENCE | 2021-04-28 | 50.4
NEBULIZER | NEBULIZER | PHILIPS LTD | INNOSPIRE ESSENCE | 2021-04-28 | 50.4
ANAESTHETIC MACHINE | ANAESTHETIC MACHINE | DRAEGER | PERSEUS A500 | 2021-04-27 | 27122.568 | 2024-07-23 | 2025-06-01
ANAESTHETIC MACHINE | ANAESTHETIC MACHINE | DRAEGER | PERSEUS A500 | 2021-04-27 | 27122.568 | 2024-07-10 | 2025-06-01
ANAESTHETIC MACHINE | ANAESTHETIC MACHINE | DRAEGER | PERSEUS A500 | 2021-04-27 | 27122.568 | 2024-07-11 | 2025-06-01
VENTILATOR | VENTILATOR | RESMED LTD | STELLAR 100 | 2021-04-27 | 3600 |  | 2026-04-27
VENTILATOR | VENTILATOR | RESMED LTD | STELLAR 100 | 2021-04-27 | 3600 |  | 2026-04-27
VENTILATOR | VENTILATOR | RESMED LTD | STELLAR 100 | 2021-04-27 | 3600 |  | 2026-04-27
VENTILATOR | VENTILATOR | RESMED LTD | STELLAR 100 | 2021-04-27 | 3600 |  | 2026-04-27
VENTILATOR | VENTILATOR | RESMED LTD | STELLAR 100 | 2021-04-27 | 3600 |  | 2026-04-27
VENTILATOR | VENTILATOR | RESMED LTD | STELLAR 100 | 2021-04-27 | 3600 |  | 2026-04-27
VITAL SIGNS MONITOR | VITAL SIGNS MONITOR: NIBP, SPO2, TEMP | WELCH ALLYN | 74CE CONNEX | 2021-04-27 | 1891.764 | 2024-05-20 | 2027-05-20
VITAL SIGNS MONITOR | VITAL SIGNS MONITOR: NIBP, SPO2, TEMP | WELCH ALLYN | 74CE CONNEX | 2021-04-27 | 1891.764 | 2024-05-16 | 2027-05-16
VITAL SIGNS MONITOR | VITAL SIGNS MONITOR: NIBP, SPO2, TEMP | WELCH ALLYN | 74CE CONNEX | 2021-04-27 | 1891.764 |  | 2024-09-27
WALKING AID | CHILDS ROLLATOR (WALKING FRAME) | ROMA MEDICAL AIDS LTD | 2243 | 2021-09-03 | 118.8
PRESSURE GAUGE | PRESSURE GAUGE SILICON SEALED 0-100PSI | COMARK | C9557/SIL | 2021-05-04 | 450.492 | 2024-07-30 | 2025-01-22
ELECTRIC BED | SMART ACUTE CARE ELECTRIC BED | LINET UK | ELEGANZA 2 | 2021-04-26 | 1770 | 2023-10-15 | 2024-10-15
ELECTRIC BED | SMART ACUTE CARE ELECTRIC BED | LINET UK | ELEGANZA 2 | 2021-04-26 | 1770 | 2023-11-04 | 2024-11-04
ELECTRIC BED | SMART ACUTE CARE ELECTRIC BED | LINET UK | ELEGANZA 2 | 2021-04-26 | 1770 | 2024-01-24 | 2025-01-24
ELECTRIC BED | SMART ACUTE CARE ELECTRIC BED | LINET UK | ELEGANZA 2 | 2021-04-26 | 1770 | 2023-06-29 | 2024-11-01
ELECTRIC BED | SMART ACUTE CARE ELECTRIC BED | LINET UK | ELEGANZA 2 | 2021-04-26 | 1770 |  | 2024-11-01
TEST EQUIP/SPEC | WELCH ALLYN CONNEX CALIBRATION VOLUMES | WELCH ALLYN | CONNEX CALIBRATION VOLUMES | 2021-04-23 | 1034.4
VENTILATOR | TRANSPORT VENTILATOR | HAMILTON MEDICAL | T1 | 2021-04-19 | 18169.836 | 2024-04-04 | 2025-04-19
SCALES | SCALES - FLUID | TERAOKA | DS-502 | 2021-04-15 | 210 | 2023-11-29 | 2024-11-15
SUCTION CONTROLLER | HIGH SUCTION CONTROLLER | THERAPY EQUIPMENT | DIAMOND RANGE HIGH | 2021-04-14 | 82.8
SUCTION CONTROLLER | HIGH SUCTION CONTROLLER | THERAPY EQUIPMENT | DIAMOND RANGE HIGH | 2021-04-14 | 72
SUCTION CONTROLLER | HIGH SUCTION CONTROLLER | THERAPY EQUIPMENT | DIAMOND RANGE HIGH | 2021-04-14 | 82.8
SUCTION CONTROLLER | HIGH SUCTION CONTROLLER | THERAPY EQUIPMENT | DIAMOND RANGE HIGH | 2021-04-14 | 82.8
SUCTION CONTROLLER | HIGH SUCTION CONTROLLER | THERAPY EQUIPMENT | DIAMOND RANGE HIGH | 2021-04-14 | 82.8
SUCTION CONTROLLER | HIGH SUCTION CONTROLLER | THERAPY EQUIPMENT | DIAMOND RANGE HIGH | 2021-04-14 | 82.8
SUCTION CONTROLLER | HIGH SUCTION CONTROLLER | THERAPY EQUIPMENT | DIAMOND RANGE HIGH | 2021-04-14 | 82.8
SUCTION CONTROLLER | HIGH SUCTION CONTROLLER | THERAPY EQUIPMENT | DIAMOND RANGE HIGH | 2021-04-14 | 82.8
SUCTION CONTROLLER | HIGH SUCTION CONTROLLER | THERAPY EQUIPMENT | DIAMOND RANGE HIGH | 2021-04-14 | 82.8
SUCTION UNIT | SUCTION - LAERDAL - BATTERY | LAERDAL | LSU-2 | 2021-04-14 | 816 | 2022-10-06 | 2025-10-06
AMBULATORY 24 HR NIBP MONITOR | AMBULATORY 24 HR NIBP MONITOR | LANGZEITBLUT | MOBIL-O-GRAPH | 2021-05-07 | 1200
VITAL SIGNS MONITOR | VITAL SIGNS MONITOR: NIBP, NONIN SPO2, TEMP | WELCH ALLYN | 71WE CONNEX | 2021-04-14 | 1800 |  | 2024-09-14
VITAL SIGNS MONITOR | VITAL SIGNS MONITOR: NIBP, NONIN SPO2, TEMP | WELCH ALLYN | 71WE CONNEX | 2021-04-14 | 1800 | 2024-09-02 | 2027-09-02
VITAL SIGNS MONITOR | VITAL SIGNS MONITOR: NIBP, NONIN SPO2, TEMP | WELCH ALLYN | 71WE CONNEX | 2021-04-14 | 1800 |  | 2024-09-14
CO2 MODULE | CO2 MODULE + PRESS & TEMP | PHILIPS LTD | 867041 B06 | 2021-07-15 | 2299.44 | 2024-08-21 | 2025-08-21
CARDIOGRAPH | CARDIOGRAPH | GE LIMITED | MAC2000 | 2021-04-09 | 6187.2 | 2024-08-20 | 2025-08-20
REGULATOR | REGULATOR - NITROUS OXIDE PIN INDEX | MEC CO. LTD | 6063SESH | 2021-04-08 | 183.6
PATIENT HOIST | PATIENT HOIST - MOBILE | JOERNS HEALTHCARE | OXFORD PRESENCE | 2021-04-12 | 1731.6 | 2024-07-18 | 2025-01-18
PATIENT HOIST | PATIENT HOIST - MOBILE | JOERNS HEALTHCARE | OXFORD PRESENCE | 2021-04-12 | 1731.6 | 2023-07-18 | 2024-01-18
PATIENT HOIST | PATIENT HOIST - MOBILE | JOERNS HEALTHCARE | OXFORD PRESENCE | 2021-04-12 | 1731.6 | 2024-07-08 | 2025-01-08
SAFETY TESTERS | ELECTRICAL SAFETY ANALYSER | FLUKE | ESA615 | 2021-04-07 | 4422.6 | 2024-04-18 | 2025-04-18
SAFETY TESTERS | ELECTRICAL SAFETY ANALYSER | FLUKE | ESA615 | 2021-04-07 | 4422.6 | 2024-04-30 | 2025-04-30
TILT CHAIR | TILT CHAIR | SEATING MATTERS | PHOENIX | 2021-04-06 | 1440 |  | 2025-07-15
CO2 MODULE | CO2 MODULE + PRESS & TEMP | PHILIPS LTD | 867041 B06 | 2021-04-06 | 2299.44 | 2024-02-12 | 2025-02-12
CO2 MODULE | CO2 MODULE + PRESS & TEMP | PHILIPS LTD | 867041 B06 | 2021-04-06 | 2299.44 | 2023-07-20 | 2024-07-20
CARDIOGRAPH | CARDIOGRAPH | GE LIMITED | MAC2000 | 2021-04-07 | 6105.84 | 2023-08-17 | 2025-09-27
CARDIOGRAPH | CARDIOGRAPH | GE LIMITED | MAC2000 | 2021-04-07 | 6105.84 | 2024-02-21 | 2025-02-21
CARDIOGRAPH | CARDIOGRAPH | GE LIMITED | MAC2000 | 2021-04-07 | 6105.84 | 2024-03-04 | 2025-03-04
CARDIOGRAPH | CARDIOGRAPH | GE LIMITED | MAC2000 | 2021-04-07 | 6105.84 | 2024-01-09 | 2025-01-09
CARDIOGRAPH | CARDIOGRAPH | GE LIMITED | MAC2000 | 2021-04-07 | 6105.84 | 2024-06-14 | 2025-06-14
CARDIOGRAPH | CARDIOGRAPH | GE LIMITED | MAC2000 | 2021-04-07 | 6105.84 | 2024-04-02 | 2025-04-02
CARDIOGRAPH | CARDIOGRAPH | GE LIMITED | MAC2000 | 2021-04-07 | 6105.84 | 2024-04-10 | 2025-04-10
CARDIOGRAPH | CARDIOGRAPH | GE LIMITED | MAC2000 | 2021-04-06 | 6105.84 | 2023-10-24 | 2024-10-24
CARDIOGRAPH | CARDIOGRAPH | GE LIMITED | MAC2000 | 2021-04-01 | 6105.84 | 2024-07-24 | 2025-07-24
CARDIOGRAPH | CARDIOGRAPH | GE LIMITED | MAC2000 | 2021-04-01 | 6105.84 | 2024-07-08 | 2025-07-08
TILT CHAIR | TILT CHAIR | SEATING MATTERS | PHOENIX | 2021-03-26 | 1440 |  | 2025-07-15
TILT CHAIR | TILT CHAIR | SEATING MATTERS | PHOENIX | 2021-03-26 | 1440 |  | 2025-07-15
ELECTRIC BED | SMART ACUTE CARE ELECTRIC BED | LINET UK | ELEGANZA 2 | 2021-04-26 | 1770 | 2024-01-07 | 2025-01-07
ELECTRIC BED | SMART ACUTE CARE ELECTRIC BED | LINET UK | ELEGANZA 2 | 2021-04-26 | 1770 |  | 2024-11-01
ELECTRIC BED | SMART ACUTE CARE ELECTRIC BED | LINET UK | ELEGANZA 2 | 2021-04-26 | 1770 | 2024-01-05 | 2025-01-05
ELECTRIC BED | SMART ACUTE CARE ELECTRIC BED | LINET UK | ELEGANZA 2 | 2021-04-26 | 1770 |  | 2024-11-01
ELECTRIC BED | SMART ACUTE CARE ELECTRIC BED | LINET UK | ELEGANZA 2 | 2021-04-26 | 1770 |  | 2024-11-01
ELECTRIC BED | SMART ACUTE CARE ELECTRIC BED | LINET UK | ELEGANZA 2 | 2021-04-26 | 1770 | 2023-11-04 | 2024-11-04
ELECTRIC BED | SMART ACUTE CARE ELECTRIC BED | LINET UK | ELEGANZA 2 | 2021-04-26 | 1770 | 2024-01-07 | 2025-01-07
ELECTRIC BED | SMART ACUTE CARE ELECTRIC BED | LINET UK | ELEGANZA 2 | 2021-04-26 | 1770 | 2023-08-16 | 2024-08-16
ELECTRIC BED | SMART ACUTE CARE ELECTRIC BED | LINET UK | ELEGANZA 2 | 2021-04-26 | 1770 |  | 2024-11-01
ELECTRIC BED | SMART ACUTE CARE ELECTRIC BED | LINET UK | ELEGANZA 2 | 2021-04-21 | 1770 | 2023-02-20 | 2024-11-01
ELECTRIC BED | SMART ACUTE CARE ELECTRIC BED | LINET UK | ELEGANZA 2 | 2021-04-21 | 1770 | 2024-05-29 | 2025-05-29
ELECTRIC BED | SMART ACUTE CARE ELECTRIC BED | LINET UK | ELEGANZA 2 | 2021-04-21 | 1770 | 2023-11-11 | 2024-11-11
ELECTRIC BED | SMART ACUTE CARE ELECTRIC BED | LINET UK | ELEGANZA 2 | 2021-04-21 | 1770 |  | 2024-11-01
ELECTRIC BED | SMART ACUTE CARE ELECTRIC BED | LINET UK | ELEGANZA 2 | 2021-04-21 | 1770 | 2024-01-08 | 2025-01-08
ELECTRIC BED | SMART ACUTE CARE ELECTRIC BED | LINET UK | ELEGANZA 2 | 2021-04-21 | 1770 |  | 2024-11-01
ELECTRIC BED | SMART ACUTE CARE ELECTRIC BED | LINET UK | ELEGANZA 2 | 2021-04-21 | 1770 | 2024-07-16 | 2025-07-16
ELECTRIC BED | SMART ACUTE CARE ELECTRIC BED | LINET UK | ELEGANZA 2 | 2021-04-21 | 1770 | 2023-11-30 | 2024-11-30
ELECTRIC BED | SMART ACUTE CARE ELECTRIC BED | LINET UK | ELEGANZA 2 | 2021-04-21 | 1770 |  | 2024-11-01
ELECTRIC BED | SMART ACUTE CARE ELECTRIC BED | LINET UK | ELEGANZA 2 | 2021-04-21 | 1770 | 2024-07-24 | 2025-07-24
ELECTRIC BED | SMART ACUTE CARE ELECTRIC BED | LINET UK | ELEGANZA 2 | 2021-04-21 | 1770 | 2023-09-28 | 2024-09-28
ELECTRIC BED | SMART ACUTE CARE ELECTRIC BED | LINET UK | ELEGANZA 2 | 2021-04-21 | 1770 | 2023-11-14 | 2024-11-14
ELECTRIC BED | SMART ACUTE CARE ELECTRIC BED | LINET UK | ELEGANZA 2 | 2021-04-21 | 1770 | 2024-01-08 | 2025-01-08
ELECTRIC BED | SMART ACUTE CARE ELECTRIC BED | LINET UK | ELEGANZA 2 | 2021-04-21 | 1770 |  | 2024-11-01
SYRINGE DRIVER | SYRINGE DRIVER | B.BRAUN | PERFUSOR SPACE | 2021-04-21 | 1440 | 2023-02-28 09:25 | 2025-02-28
SYRINGE DRIVER | SYRINGE DRIVER | B.BRAUN | PERFUSOR SPACE | 2021-04-21 | 1440 | 2023-11-17 | 2025-04-02
SYRINGE DRIVER | SYRINGE DRIVER | B.BRAUN | PERFUSOR SPACE | 2021-04-21 | 1440 | 2023-04-18 11:30 | 2025-04-18
SYRINGE DRIVER | SYRINGE DRIVER | B.BRAUN | PERFUSOR SPACE | 2021-04-21 | 1440 | 2022-10-19 | 2024-10-17
SYRINGE DRIVER | SYRINGE DRIVER | B.BRAUN | PERFUSOR SPACE | 2021-04-21 | 1440 | 2022-11-04 12:13 | 2024-11-04
SYRINGE DRIVER | SYRINGE DRIVER | B.BRAUN | PERFUSOR SPACE | 2021-04-21 | 1440 |  | 2025-04-17
CAPNOGRAPH | CAPNOGRAPH | MASIMO UK | EMMA 605100 | 2021-04-20 | 1254 |  | 2024-09-15
CAPNOGRAPH | CAPNOGRAPH | MASIMO UK | EMMA 605100 | 2021-04-20 | 1254 |  | 2024-09-15
ELECTRIC BED | SMART ACUTE CARE ELECTRIC BED | LINET UK | ELEGANZA 2 | 2021-04-16 | 1770 | 2023-08-25 | 2024-08-25
ELECTRIC BED | SMART ACUTE CARE ELECTRIC BED | LINET UK | ELEGANZA 2 | 2021-04-16 | 1770 | 2023-11-13 | 2024-11-13
ELECTRIC BED | SMART ACUTE CARE ELECTRIC BED | LINET UK | ELEGANZA 2 | 2021-04-16 | 1770 |  | 2024-11-01
ELECTRIC BED | SMART ACUTE CARE ELECTRIC BED | LINET UK | ELEGANZA 2 | 2021-04-16 | 1770 |  | 2024-11-01
ELECTRIC BED | SMART ACUTE CARE ELECTRIC BED | LINET UK | ELEGANZA 2 | 2021-04-16 | 1770 |  | 2024-11-01
ELECTRIC BED | SMART ACUTE CARE ELECTRIC BED | LINET UK | ELEGANZA 2 | 2021-04-16 | 1770 |  | 2024-11-01
ELECTRIC BED | SMART ACUTE CARE ELECTRIC BED | LINET UK | ELEGANZA 2 | 2021-04-16 | 1770 | 2024-04-17 | 2025-04-17
ELECTRIC BED | SMART ACUTE CARE ELECTRIC BED | LINET UK | ELEGANZA 2 | 2021-04-16 | 1770 | 2024-06-17 | 2025-06-17
ELECTRIC BED | SMART ACUTE CARE ELECTRIC BED | LINET UK | ELEGANZA 2 | 2021-04-16 | 1770 | 2023-11-03 | 2024-11-03
SCALES | SCALES - CHAIR | SECA | 959 | 2021-03-25 | 912 | 2023-11-28 | 2024-11-15
TRANSDUCER | TOCO TRANSDUCER | PHILIPS LTD | M2734B | 2021-06-28 | 0
CO2 MODULE | MODULE CO2 MICROSTREAM | PHILIPS LTD | M3015A | 2021-06-28 | 2895 | 2024-07-16 | 2025-07-16
HEADLIGHT SYSTEM | HEADLIGHT SYSTEM | RIESTER | RI-FOCUS LED | 2021-06-30 | 178.8
HEADLIGHT SYSTEM | HEADLIGHT SYSTEM | RIESTER | RI-FOCUS LED | 2021-06-30 | 178.8
HEADLIGHT SYSTEM | HEADLIGHT SYSTEM | RIESTER | RI-FOCUS LED | 2021-06-30 | 178.8
HEADLIGHT SYSTEM | HEADLIGHT SYSTEM | RIESTER | RI-FOCUS LED | 2021-06-30 | 178.8
AURISCOPE/OTOSCOPE | WELCH ALLYN DIGITAL MACROVIEW OTOSCOPE - HEAD ONLY | WELCH ALLYN | MACROVIEW 23920 | 2021-06-30 | 904.8
AURISCOPE/OTOSCOPE | WELCH ALLYN DIGITAL MACROVIEW OTOSCOPE - HEAD ONLY | WELCH ALLYN | MACROVIEW 23920 | 2021-06-30 | 904.8
AURISCOPE/OTOSCOPE | WELCH ALLYN DIGITAL MACROVIEW OTOSCOPE - HEAD ONLY | WELCH ALLYN | MACROVIEW 23920 | 2021-06-30 | 904.8
AURISCOPE/OTOSCOPE | WELCH ALLYN DIGITAL MACROVIEW OTOSCOPE - HEAD ONLY | WELCH ALLYN | MACROVIEW 23920 | 2021-06-30 | 904.8
CO2 MODULE | MODULE CO2 MICROSTREAM | PHILIPS LTD | M3015A | 2021-07-07 | 3134.4 | 2024-09-27 | 2025-09-27
TRANSDUCER | US TRANSDUCER | PHILIPS LTD | M2736A | 2021-06-24 | 0
TYMPANIC THERMOMETER | TYMPANIC THERMOMETER | COVIDIEN UK | GENIUS 3 | 2021-06-24 | 193.2 | 2022-12-01 12:08 | 2024-07-15
RESP GAS MONITOR | CARBON MONOXIDE MONITOR | BEDFONT SCIENTIFIC | PICO BABY SMOKERLYSER | 2021-06-14 | 185.76 |  | 2026-06-14
AURISCOPE/OTOSCOPE | WELCH ALLYN DIGITAL MACROVIEW OTOSCOPE - HEAD ONLY | WELCH ALLYN | MACROVIEW 23920 | 2021-06-29 | 904.8
TRANSDUCER | US TRANSDUCER | PHILIPS LTD | M2736A | 2021-06-11 | 0
RESP GAS MONITOR | CARBON MONOXIDE MONITOR | BEDFONT SCIENTIFIC | PICO BABY SMOKERLYSER | 2021-06-10 | 185.76 |  | 2026-06-10
RESP GAS MONITOR | CARBON MONOXIDE MONITOR | BEDFONT SCIENTIFIC | PICO BABY SMOKERLYSER | 2021-06-10 | 185.76 |  | 2026-06-10
AUDIO DOPPLER | AUDIO DOPPLER | HUNTLEIGH | D920 | 2021-06-07 | 373.968
OPHTHALMOSCOPE | OPHTHALMOSCOPE | KEELER | STANDARD(OPTHALMO) | 2021-06-07 | 134.268
RESP GAS MONITOR | CARBON MONOXIDE MONITOR | BEDFONT SCIENTIFIC | PICO BABY SMOKERLYSER | 2021-06-07 | 185.76 |  | 2026-06-07
RESP GAS MONITOR | CARBON MONOXIDE MONITOR | BEDFONT SCIENTIFIC | PICO BABY SMOKERLYSER | 2021-06-07 | 185.76 |  | 2026-06-07
RESP GAS MONITOR | CARBON MONOXIDE MONITOR | BEDFONT SCIENTIFIC | PICO BABY SMOKERLYSER | 2021-06-07 | 185.76 |  | 2026-06-07
RESP GAS MONITOR | CARBON MONOXIDE MONITOR | BEDFONT SCIENTIFIC | PICO BABY SMOKERLYSER | 2021-06-07 | 185.76 |  | 2026-06-07
RESP GAS MONITOR | CARBON MONOXIDE MONITOR | BEDFONT SCIENTIFIC | PICO BABY SMOKERLYSER | 2021-06-07 | 185.76 |  | 2026-06-07
RESP GAS MONITOR | CARBON MONOXIDE MONITOR | BEDFONT SCIENTIFIC | PICO BABY SMOKERLYSER | 2021-06-07 | 185.76 |  | 2026-06-07
RESP GAS MONITOR | CARBON MONOXIDE MONITOR | BEDFONT SCIENTIFIC | PICO BABY SMOKERLYSER | 2021-06-04 | 185.76 |  | 2026-06-04
RESP GAS MONITOR | CARBON MONOXIDE MONITOR | BEDFONT SCIENTIFIC | PICO BABY SMOKERLYSER | 2021-06-04 | 185.76 |  | 2026-06-04
RESP GAS MONITOR | CARBON MONOXIDE MONITOR | BEDFONT SCIENTIFIC | PICO BABY SMOKERLYSER | 2021-06-04 | 185.76 |  | 2026-06-04
RESP GAS MONITOR | CARBON MONOXIDE MONITOR | BEDFONT SCIENTIFIC | PICO BABY SMOKERLYSER | 2021-06-04 | 0 |  | 2026-06-04
TYMPANIC THERMOMETER | TYMPANIC THERMOMETER CONNEX MONITOR | WELCH ALLYN | PRO 6000 CONNEX | 2021-09-28 | 214.8
VITAL SIGNS MONITOR | VITAL SIGNS MONITOR | WELCH ALLYN | CONNEX SPOT MONITOR | 2021-09-28 | 2398.8 |  | 2024-05-28
BATTERY THERMOMETER | BATTERY THERMOMETER | WELCH ALLYN | SURETEMP PLUS 692 | 2021-09-28 | 178.2
BATTERY THERMOMETER | BATTERY THERMOMETER | WELCH ALLYN | SURETEMP PLUS 692 | 2021-09-28 | 178.2
TRANSDUCER | US TRANSDUCER | PHILIPS LTD | M2736A | 2021-05-13 | 1172.4
SPHYGMOMANOMETER | SPHYGMOMANOMETER | WELCH ALLYN | DS-5501-300 | 2021-05-07 | 149.832 | 2024-06-17 | 2025-06-17
SPHYGMOMANOMETER | SPHYGMOMANOMETER | WELCH ALLYN | DS-5501-300 | 2021-05-07 | 149.832 |  | 2025-06-01
GAS REGULATOR & FLOWMETER | MICRO FLOWMETER | BPR MEDICAL | 816-0003 | 2021-05-06 | 201.96 | 2023-08-30 | 2025-08-30
GAS REGULATOR & FLOWMETER | MICRO FLOWMETER | BPR MEDICAL | 816-0003 | 2021-05-06 | 201.96 | 2023-06-30 | 2025-06-30
GAS REGULATOR & FLOWMETER | MICRO FLOWMETER | BPR MEDICAL | 816-0003 | 2021-05-06 | 201.96 | 2023-09-22 | 2025-09-22
GAS REGULATOR & FLOWMETER | MICRO FLOWMETER | BPR MEDICAL | 816-0003 | 2021-05-06 | 201.96 | 2023-07-28 | 2025-07-28
BABY CRIB | BABY CRIB - FIXED HEIGHT, SMALL CUPBOARD | BRISTOL MAID (HOSP.M.CRAFT) | BA/6 | 2021-05-05 | 691.68
AUDIO DOPPLER | AUDIO DOPPLER | HUNTLEIGH | D920 | 2021-05-04 | 373.968
SPHYGMOMANOMETER | ANEROID SPHYGMOMANOMETER | WELCH ALLYN | DS54 | 2021-05-04 | 72 |  | 2024-11-01
TYMPANIC THERMOMETER | TYMPANIC THERMOMETER | BRAUN | PRO 6000 | 2021-05-04 | 178.8
TYMPANIC THERMOMETER | TYMPANIC THERMOMETER | BRAUN | PRO 6000 | 2021-04-29 | 178.8
TYMPANIC THERMOMETER | TYMPANIC THERMOMETER | BRAUN | PRO 6000 | 2021-04-29 | 178.8
SPHYGMOMANOMETER | SPHYGMOMANOMETER | WELCH ALLYN | DS-5501-300 | 2021-04-29 | 149.832 |  | 2025-06-01
SPHYGMOMANOMETER | SPHYGMOMANOMETER | WELCH ALLYN | DS-5501-300 | 2021-04-29 | 149.832 | 2024-05-12 | 2025-05-12
SPHYGMOMANOMETER | SPHYGMOMANOMETER | WELCH ALLYN | DS-5501-300 | 2021-04-29 | 149.832 |  | 2025-06-01
SPHYGMOMANOMETER | SPHYGMOMANOMETER | WELCH ALLYN | DS-5501-300 | 2021-04-29 | 149.832 | 2023-09-06 | 2024-09-06
AMPLIFIER | SPEECH AMPLIFIER | UNEX DESIGNS LTD T/A VOICE AID | JF105A | 2021-04-19 | 90
AMPLIFIER | SPEECH AMPLIFIER | UNEX DESIGNS LTD T/A VOICE AID | JF105A | 2021-04-19 | 90
AUDIO DOPPLER | AUDIO DOPPLER | HUNTLEIGH | D920 | 2021-04-15 | 373.968
AUDIO DOPPLER | AUDIO DOPPLER | HUNTLEIGH | D920 | 2021-04-15 | 373.968
TYMPANIC THERMOMETER | TYMPANIC THERMOMETER | COVIDIEN UK | GENIUS 3 | 2021-03-05 | 193.2 | 2024-07-03 | 2025-01-03
TYMPANIC THERMOMETER | TYMPANIC THERMOMETER | COVIDIEN UK | GENIUS 3 | 2021-03-05 | 193.2 | 2024-07-30 | 2025-01-30
TRANSDUCER | US TRANSDUCER | PHILIPS LTD | M2736A | 2021-03-04 | 1172.4
TRANSDUCER | US TRANSDUCER | PHILIPS LTD | M2736A | 2021-03-04 | 1172.4
ULTRASOUND SYSTEM | SCOPE GUIDE - RECEIVER DISH | OLYMPUS | MAJ-1868 | 2021-04-28 | 3301.2 |  | 2024-05-01
IRRIGATION SYSTEM | ENDOSCOPIC FLUSHING /IRRIGATION PUMP | OLYMPUS | OFP-2 | 2021-05-05 | 2376 | 2023-11-15 | 2025-03-15
ULTRASOUND SYSTEM | SCOPE GUIDE | OLYMPUS | UPD-3 | 2021-04-28 | 44200.8 | 2023-11-15 | 2024-11-15
INSUFFLATOR CO2 | ENDOSCOPIC CO2 REGULATION UNIT | OLYMPUS | UCR | 2021-04-28 | 12284.4 |  | 2024-05-01
LIGHT SOURCE | LIGHT SOURCE EVIS X1 | OLYMPUS | CV-1500 | 2021-04-28 | 60000 | 2023-11-15 | 2024-10-15
ENDOSCOPY VIDEO SYSTEM | SCOPE PROCESSOR | OLYMPUS | CV-290 | 2021-04-27 | 0 | 2023-11-15 | 2024-11-15
ENDOSCOPY STACKING TROLLEY | ENDOSCOPY STACKING TROLLEY | OLYMPUS | WM-DP3 | 2021-04-27 | 4694.4 | 2023-11-15 | 2024-11-15
FLAT SCREEN DISPLAY | FLAT SCREEN 4K UHD LCD DISPLAY | OLYMPUS | OEV321UH | 2021-04-27 | 7822.8 | 2023-11-15 | 2024-11-15
OPHTHALMOSCOPE-INDIRECT | VANTAGE PLUS LED/BULB | KEELER | 1205-P-1020 | 2021-04-16 | 3594 | 2022-01-20 | 2024-07-08
COUCH | COUCH - 3 SECTION ELECTRIC | MEDI-PLINTH | E3 | 2021-04-23 | 900 | 2023-07-06 | 2024-07-15
COUCH | COUCH - 3 SECTION ELECTRIC | MEDI-PLINTH | E3 | 2021-04-23 | 900 | 2023-06-22 | 2025-03-10
URINE FLOWRATE/VOL. | URODYNAMICS SYSTEM | LABORIE MEDICAL TECHNOLOGIES | SOLAR BLUE | 2021-04-14 | 27600 | 2023-02-17 16:12 | 2024-03-10
SUCTION UNIT | PORTABLE SUCTION UNIT | LAERDAL | LCSU4 | 2021-04-09 | 399.6 |  | 2024-04-09
SUCTION UNIT | PORTABLE SUCTION UNIT | LAERDAL | LCSU4 | 2021-04-09 | 399.6 |  | 2024-04-09
SUCTION UNIT | PORTABLE SUCTION UNIT | LAERDAL | LCSU4 | 2021-04-09 | 399.6 |  | 2024-04-09
SUCTION UNIT | PORTABLE SUCTION UNIT | LAERDAL | LCSU4 | 2021-04-08 | 399.6 |  | 2024-04-08
SUCTION UNIT | PORTABLE SUCTION UNIT | LAERDAL | LCSU4 | 2021-04-08 | 399.6 |  | 2024-04-08
SUCTION UNIT | PORTABLE SUCTION UNIT | LAERDAL | LCSU4 | 2021-04-08 | 399.6 |  | 2024-04-08
SCALES | SCALES - STAND ON | SECA | 875 | 2021-03-24 | 178.8 |  | 2024-11-15
POWER SUPPLY | AS-OCT/OSIRIS POWER SUPPLY | CSO | PSP2404 | 2023-03-31 | 1440 | 2023-11-14 | 2024-11-14
POWER SUPPLY | ABERROMETER/OSIRIS POWER SUPPLY | CSO | PSP2402 | 2021-04-08 | 1440
COMPUTER - TABLET/NETBOOK | ALL-IN-ONE 4K UHD COMPUTER - TABLET/NETBOOK | HP | ELITEONE | 2021-04-06 | 2040
ABERROMETER | OCULAR ABERROMETER | CSO | OSIRIS | 2021-04-07 | 26042.472
ANTERIOR SEGMENT IMAGING UNIT | CSO MS39 AS-OCT ANTERIOR SEGMENT IMAGING UNIT | HANSON | MS39 | 2021-04-06 | 87783.528 | 2023-11-14 | 2024-11-14
POWERED TABLE | HANSON INSTRUMENT TABLE | HANSON | T300 3 | 2021-04-06 | 1150.8 | 2023-11-14 | 2024-11-14
RETINAL CAMERA | HAND HELD MYDRIATIC FUNDUS CAMERA | VOLK OPTICAL | VISTAVIEW | 2021-03-23 | 1440
LENS ANALYZER | COMPUTERISED LENSMETER | TOPCON | CL-300 | 2021-03-16 | 6480 | 2024-01-30 | 2025-01-10
CHARGER UNIT | INDIRECT OPHTHALMOSCOPE CHARGER | KEELER | 1945-P-5012 | 2022-07-27 | 600
OPHTHALMOSCOPE-INDIRECT | VANTAGE PLUS LED/BULB | KEELER | 1205-P-1020 | 2021-03-10 | 3594
DIATHERMY MACHINE | ARGON PLASMA COAGULATION UNIT | ERBE | APC 2 | 2021-03-15 | 12469.284 | 2023-01-16 14:40 | 2023-10-11
SUCTION UNIT | PORTABLE SUCTION UNIT | RA MEDICAL | MINI SCAV | 2021-03-08 | 1194 | 2024-04-24 | 2025-04-15
VENTILATOR | VENTILATOR | BREAS MEDICAL | NIPPY 4 | 2023-08-31 | 3600 | 2023-10-05
VENTILATOR | VENTILATOR | BREAS MEDICAL | NIPPY 4+ | 2024-01-05 | 4560 | 2024-01-05
VENTILATOR | VENTILATOR | BREAS MEDICAL | NIPPY 4+ | 2023-10-06 | 4560 | 2023-10-09
VENTILATOR | VENTILATOR | BREAS MEDICAL | NIPPY 4+ | 2023-10-06 | 4560 | 2023-10-06
VENTILATOR | VENTILATOR | BREAS MEDICAL | NIPPY 4+ | 2023-08-30 | 4560 | 2023-10-05
VENTILATOR | VENTILATOR | BREAS MEDICAL | NIPPY 4 | 2023-10-06 | 3600 | 2023-10-06
VENTILATOR | VENTILATOR | BREAS MEDICAL | NIPPY 4 | 2024-10-11 | 2880 | 2024-10-11 | 2026-10-11
VENTILATOR | VENTILATOR | BREAS MEDICAL | NIPPY 4 | 2023-08-31 | 3600 | 2023-10-05
PATIENT SIMULATOR | BIS SIMULATOR SENSOR | COVIDIEN UK | 186-0137 | 2022-08-31 | 152.4
AUDIO DOPPLER | POCKET AUDIO DOPPLER | ULTRASOUND TECHNOLOGIES LTD | PD1 | 2021-09-07 | 701.28
PATIENT HOIST | PATIENT HOIST - STANDING AID | ARJO HUNTLEIGH | SARA STEDY | 2021-09-27 | 1800 | 2024-07-10 | 2025-07-10
VITAL SIGNS MONITOR | VITAL SIGNS MONITOR: NIBP, SPO2, TEMP | HILL-ROM | 75CE CONNEX | 2021-09-06 | 2152.8 | 2024-10-16 | 2027-10-16
VITAL SIGNS MONITOR | VITAL SIGNS MONITOR: NIBP, SPO2, TEMP | HILL-ROM | 75CE CONNEX | 2021-09-06 | 2152.8 | 2024-09-17 | 2027-09-17
VITAL SIGNS MONITOR | VITAL SIGNS MONITOR: NIBP, SPO2, TEMP | HILL-ROM | 75CE CONNEX | 2021-09-06 | 2152.8 | 2024-09-30 | 2027-09-30
VITAL SIGNS MONITOR | VITAL SIGNS MONITOR: NIBP, SPO2, TEMP | HILL-ROM | 75CE CONNEX | 2021-09-06 | 2152.8 | 2024-10-04 | 2027-10-04
VITAL SIGNS MONITOR | VITAL SIGNS MONITOR: NIBP, SPO2, TEMP | HILL-ROM | 75CE CONNEX | 2021-09-06 | 2152.8 | 2024-10-10 | 2027-10-10
VITAL SIGNS MONITOR | VITAL SIGNS MONITOR: NIBP, SPO2, TEMP | HILL-ROM | 75CE CONNEX | 2021-09-06 | 2152.8 | 2024-10-16 | 2027-10-16
VITAL SIGNS MONITOR | VITAL SIGNS MONITOR: NIBP, SPO2, TEMP | HILL-ROM | 75CE CONNEX | 2021-09-06 | 2152.8 | 2024-06-28 | 2027-06-28
VITAL SIGNS MONITOR | VITAL SIGNS MONITOR: NIBP, SPO2, TEMP | HILL-ROM | 75CE CONNEX | 2021-09-06 | 2152.8 |  | 2025-07-15
VITAL SIGNS MONITOR | VITAL SIGNS MONITOR: NIBP, SPO2, TEMP | HILL-ROM | 75CE CONNEX | 2021-09-06 | 2152.8 | 2024-07-10 | 2027-07-10
VITAL SIGNS MONITOR | VITAL SIGNS MONITOR: NIBP, SPO2, TEMP | HILL-ROM | 75CE CONNEX | 2021-09-06 | 2152.8 |  | 2025-04-15
VITAL SIGNS MONITOR | VITAL SIGNS MONITOR: NIBP, SPO2, TEMP | HILL-ROM | 75CE CONNEX | 2021-09-06 | 2152.8 |  | 2024-09-06
VITAL SIGNS MONITOR | VITAL SIGNS MONITOR: NIBP, SPO2, TEMP | HILL-ROM | 75CE CONNEX | 2021-09-06 | 2152.8 |  | 2025-04-15
VITAL SIGNS MONITOR | VITAL SIGNS MONITOR: NIBP, SPO2, TEMP | HILL-ROM | 75CE CONNEX | 2021-09-06 | 2152.8 | 2024-09-17 | 2027-09-17
VITAL SIGNS MONITOR | VITAL SIGNS MONITOR: NIBP, SPO2, TEMP | HILL-ROM | 75CE CONNEX | 2021-09-06 | 2152.8 |  | 2024-07-15
VITAL SIGNS MONITOR | VITAL SIGNS MONITOR: NIBP, SPO2, TEMP | HILL-ROM | 75CE CONNEX | 2021-09-06 | 2152.8 |  | 2025-07-15
VITAL SIGNS MONITOR | VITAL SIGNS MONITOR: NIBP, SPO2, TEMP | HILL-ROM | 75CE CONNEX | 2021-09-06 | 2152.8 |  | 2024-07-15
VITAL SIGNS MONITOR | VITAL SIGNS MONITOR: NIBP, SPO2, TEMP | HILL-ROM | 75CE CONNEX | 2021-09-06 | 2152.8 |  | 2025-07-15
VITAL SIGNS MONITOR | VITAL SIGNS MONITOR: NIBP, SPO2, TEMP | HILL-ROM | 75CE CONNEX | 2021-09-06 | 2152.8 |  | 2024-07-15
VITAL SIGNS MONITOR | VITAL SIGNS MONITOR: NIBP, SPO2, TEMP | HILL-ROM | 75CE CONNEX | 2021-09-06 | 2152.8 |  | 2025-04-15
VITAL SIGNS MONITOR | VITAL SIGNS MONITOR: NIBP, SPO2, TEMP | HILL-ROM | 75CE CONNEX | 2021-09-06 | 2152.8 |  | 2024-07-15
VITAL SIGNS MONITOR | VITAL SIGNS MONITOR: NIBP, SPO2, TEMP | HILL-ROM | 75CE CONNEX | 2021-09-06 | 2152.8 |  | 2024-07-15
SUCTION UNIT | SUCTION - LAERDAL - BATTERY | LAERDAL | LSU-2 | 2021-08-31 | 1113.12 | 2024-04-04 | 2027-04-04
SCALES | SCALES - CHAIR | SECA | 959 | 2021-08-26 | 912 | 2023-12-11 | 2024-11-15
SYRINGE DRIVER | SYRINGE DRIVER | B.BRAUN | PERFUSOR SPACE | 2021-08-26 | 1000.8 | 2023-07-28 | 2025-07-28
SCALES | SCALES - STAND ON | SECA | 875 | 2021-08-26 | 178.8 | 2022-02-02 | 2024-11-15
COUCH | DAY SURGERY TROLLEY | ANETIC AID | QA3 | 2021-08-23 | 3594 | 2024-09-12 | 2027-09-12
SUCTION CONTROLLER | HIGH SUCTION CONTROLLER | THERAPY EQUIPMENT | DIAMOND RANGE HIGH | 2021-08-20 | 82.8
SUCTION CONTROLLER | HIGH SUCTION CONTROLLER | THERAPY EQUIPMENT | DIAMOND RANGE HIGH | 2021-08-18 | 82.8
WARMING MATTRESS | WARMING MATTRESS | INSPIRATION | IHC-NCM3 | 2021-08-17 | 1094.4
PMG TERMINALS | O2 SPLITTER - PLASTIC FITTINGS | THERAPY EQUIPMENT | 6111P | 2021-08-17 | 139.2
MEDICAL GAS HOSE | MED AIR 7 BAR HOSE | MEMO-INTERNAL | MED AIR 7 BAR HOSE | 2021-08-17 | 92.148 |  | 2025-08-18
MEDICAL GAS HOSE | MED AIR 7 BAR HOSE | MEMO-INTERNAL | MED AIR 7 BAR HOSE | 2021-08-17 | 92.148 |  | 2025-08-18
MEDICAL GAS HOSE | O2 EXTENSION HOSE | MEMO-INTERNAL | EXTENSION HOSE O2 | 2021-08-17 | 96.216 |  | 2025-08-18
MEDICAL GAS HOSE | O2 EXTENSION HOSE | MEMO-INTERNAL | EXTENSION HOSE O2 | 2021-08-17 | 96.216 |  | 2025-08-18
MEDICAL GAS HOSE | O2 EXTENSION HOSE | MEMO-INTERNAL | EXTENSION HOSE O2 | 2021-08-17 | 96.216 |  | 2025-08-18
BATTERY THERMOMETER | BATTERY THERMOMETER | WELCH ALLYN | SURETEMP PLUS 692 | 2021-08-17 | 283.2
REGULATOR | REGULATOR - NITROUS OXIDE PIN INDEX | MEC CO. LTD | 6063SESH | 2021-08-17 | 183.6 |  | 2026-08-15
VENTILATOR | VENTILATOR | RESMED LTD | STELLAR 100 | 2021-08-17 | 7200 |  | 2024-11-01
VENTILATOR | VENTILATOR | RESMED LTD | STELLAR 100 | 2021-08-17 | 7200 |  | 2024-11-01
VENTILATOR | VENTILATOR | RESMED LTD | STELLAR 100 | 2021-08-17 | 7200 |  | 2024-11-01
VENTILATOR | VENTILATOR | RESMED LTD | STELLAR 100 | 2021-08-17 | 7200 |  | 2024-11-01
GAS REGULATOR & FLOWMETER | PIN INDEX AIR REGULATOR | THERAPY EQUIPMENT | 5270 / AIR | 2021-08-16 | 166.26 |  | 2025-08-15
TYMPANIC THERMOMETER | TYMPANIC THERMOMETER | BRAUN | PRO 6000 | 2021-08-12 | 178.8
TYMPANIC THERMOMETER | TYMPANIC THERMOMETER | BRAUN | PRO 6000 | 2021-08-12 | 178.8
DIATHERMY MACHINE | DIATHERMY MACHINE | COVIDIEN UK | VALLEYLAB FX8 ENERGY PLATFORM | 2021-08-12 | 8865.6 | 2024-02-14 | 2025-02-14
TYMPANIC THERMOMETER | TYMPANIC THERMOMETER | BRAUN | PRO 6000 | 2021-08-12 | 178.8
TYMPANIC THERMOMETER | TYMPANIC THERMOMETER | BRAUN | PRO 6000 | 2021-08-12 | 178.8
SCALES | SCALES - STAND ON | MARSDEN | M-420 | 2021-08-11 | 300 | 2022-02-02 | 2024-11-15
HUMIDIFIER | HUMIDIFIER | F & P | MR850 | 2021-08-11 | 1320 | 2024-02-13 | 2025-02-14
TYMPANIC THERMOMETER | TYMPANIC THERMOMETER | BRAUN | PRO 6000 | 2021-08-10 | 178.8
WARMING MATTRESS | WARMING MATTRESS | INSPIRATION | IHC-NCM3 | 2021-08-11 | 1094.4
SUCTION UNIT | SUCTION - LAERDAL - BATTERY | LAERDAL | LSU-2 | 2021-08-10 | 816 | 2024-07-26 | 2027-07-26
CONTROL-WARMING MATT | CONTROL-WARMING MATT | INSPIRATION | ALPHACORE 5 | 2021-08-10 | 2808 | 2024-01-26 | 2025-01-26
VENTILATOR | ASTRAL 150 VENTILATOR | RESMED LTD | ASTRAL 150 | 2021-08-09 | 7200 |  | 2024-11-01
VENTILATOR | ASTRAL 150 VENTILATOR | RESMED LTD | ASTRAL 150 | 2021-08-09 | 7200 |  | 2024-11-01
TYMPANIC THERMOMETER | TYMPANIC THERMOMETER | BRAUN | PRO 6000 | 2021-08-06 | 178.8
COUCH | COUCH - 3 SECTION ELECTRIC | BRISTOL MAID (HOSP.M.CRAFT) | EC1310 | 2021-08-06 | 1200 | 2024-03-14 | 2027-08-06
TILT CHAIR | TILT CHAIR | SEATING MATTERS | PHOENIX | 2021-08-05 | 3204 |  | 2024-07-15
TILT CHAIR | TILT CHAIR | SEATING MATTERS | PHOENIX | 2021-08-05 | 3204 |  | 2025-07-15
TILT CHAIR | TILT CHAIR | SEATING MATTERS | PHOENIX | 2021-08-05 | 3204 |  | 2025-07-15
TILT CHAIR | TILT CHAIR | SEATING MATTERS | PHOENIX | 2021-08-05 | 3204 |  | 2025-07-15
TILT CHAIR | TILT CHAIR | SEATING MATTERS | PHOENIX | 2021-08-05 | 3204 |  | 2025-07-15
TILT CHAIR | TILT CHAIR - PRESSURE MANAGEMENT | CAREFLEX | HYDROFLEX | 2021-08-05 | 3678 |  | 2025-07-15
TILT CHAIR | TILT CHAIR - PRESSURE MANAGEMENT | CAREFLEX | HYDROFLEX | 2021-08-05 | 3678 |  | 2025-07-15
BIPAP VENTILATORY SUPPORT SYSTEM | TRILOGY EVO VENTILATOR - BIPAP VENTILATORY SUPPORT SYSTEM | RESPIRONICS | TRILOGY EVO | 2022-04-25 | 5265 | 2022-04-25 | 2025-01-15
BIPAP VENTILATORY SUPPORT SYSTEM | TRILOGY EVO VENTILATOR - BIPAP VENTILATORY SUPPORT SYSTEM | RESPIRONICS | TRILOGY EVO | 2021-08-12 | 5265 | 2023-06-22
BIPAP VENTILATORY SUPPORT SYSTEM | TRILOGY EVO VENTILATOR - BIPAP VENTILATORY SUPPORT SYSTEM | RESPIRONICS | TRILOGY EVO | 2021-08-12 | 5265 | 2023-06-22
BIPAP VENTILATORY SUPPORT SYSTEM | TRILOGY EVO VENTILATOR - BIPAP VENTILATORY SUPPORT SYSTEM | RESPIRONICS | TRILOGY EVO | 2021-08-12 | 5265 | 2024-08-09 | 2025-08-01
BIPAP VENTILATORY SUPPORT SYSTEM | TRILOGY EVO VENTILATOR - BIPAP VENTILATORY SUPPORT SYSTEM | RESPIRONICS | TRILOGY EVO | 2021-08-12 | 5265 | 2023-06-22
BIPAP VENTILATORY SUPPORT SYSTEM | TRILOGY EVO VENTILATOR - BIPAP VENTILATORY SUPPORT SYSTEM | RESPIRONICS | TRILOGY EVO | 2021-08-12 | 5265 | 2024-10-18
BIPAP VENTILATORY SUPPORT SYSTEM | TRILOGY EVO VENTILATOR - BIPAP VENTILATORY SUPPORT SYSTEM | RESPIRONICS | TRILOGY EVO | 2021-08-12 | 5265 | 2022-04-25
BIPAP VENTILATORY SUPPORT SYSTEM | TRILOGY EVO VENTILATOR - BIPAP VENTILATORY SUPPORT SYSTEM | RESPIRONICS | TRILOGY EVO | 2021-08-12 | 5265 | 2024-07-26
BIPAP VENTILATORY SUPPORT SYSTEM | TRILOGY EVO VENTILATOR - BIPAP VENTILATORY SUPPORT SYSTEM | RESPIRONICS | TRILOGY EVO | 2021-08-12 | 5265 | 2023-06-22
BIPAP VENTILATORY SUPPORT SYSTEM | TRILOGY EVO VENTILATOR - BIPAP VENTILATORY SUPPORT SYSTEM | RESPIRONICS | TRILOGY EVO | 2021-08-12 | 5265 | 2022-04-25
BIPAP VENTILATORY SUPPORT SYSTEM | TRILOGY EVO VENTILATOR - BIPAP VENTILATORY SUPPORT SYSTEM | RESPIRONICS | TRILOGY EVO | 2021-08-12 | 5265 | 2023-06-22
BIPAP VENTILATORY SUPPORT SYSTEM | TRILOGY EVO VENTILATOR - BIPAP VENTILATORY SUPPORT SYSTEM | RESPIRONICS | TRILOGY EVO | 2021-08-12 | 5265 | 2023-06-22
BIPAP VENTILATORY SUPPORT SYSTEM | TRILOGY EVO VENTILATOR - BIPAP VENTILATORY SUPPORT SYSTEM | RESPIRONICS | TRILOGY EVO | 2021-08-12 | 5265 | 2024-07-26
BIPAP VENTILATORY SUPPORT SYSTEM | TRILOGY EVO VENTILATOR - BIPAP VENTILATORY SUPPORT SYSTEM | RESPIRONICS | TRILOGY EVO | 2021-08-12 | 5265 | 2023-06-22
BIPAP VENTILATORY SUPPORT SYSTEM | TRILOGY EVO VENTILATOR - BIPAP VENTILATORY SUPPORT SYSTEM | RESPIRONICS | TRILOGY EVO | 2021-08-12 | 5265 | 2023-06-22
BIPAP VENTILATORY SUPPORT SYSTEM | TRILOGY EVO VENTILATOR - BIPAP VENTILATORY SUPPORT SYSTEM | RESPIRONICS | TRILOGY EVO | 2021-08-12 | 5265 | 2023-06-22
BIPAP VENTILATORY SUPPORT SYSTEM | TRILOGY EVO VENTILATOR - BIPAP VENTILATORY SUPPORT SYSTEM | RESPIRONICS | TRILOGY EVO | 2021-08-12 | 5265 | 2023-06-22
BIPAP VENTILATORY SUPPORT SYSTEM | TRILOGY EVO VENTILATOR - BIPAP VENTILATORY SUPPORT SYSTEM | RESPIRONICS | TRILOGY EVO | 2021-08-12 | 5265 | 2023-06-22
BIPAP VENTILATORY SUPPORT SYSTEM | TRILOGY EVO VENTILATOR - BIPAP VENTILATORY SUPPORT SYSTEM | RESPIRONICS | TRILOGY EVO | 2021-08-12 | 5265 | 2024-07-26
BIPAP VENTILATORY SUPPORT SYSTEM | TRILOGY EVO VENTILATOR - BIPAP VENTILATORY SUPPORT SYSTEM | RESPIRONICS | TRILOGY EVO | 2021-08-12 | 5265 | 2023-06-22
BIPAP VENTILATORY SUPPORT SYSTEM | TRILOGY EVO VENTILATOR - BIPAP VENTILATORY SUPPORT SYSTEM | RESPIRONICS | TRILOGY EVO | 2021-08-12 | 5265 | 2023-06-22
BIPAP VENTILATORY SUPPORT SYSTEM | TRILOGY EVO VENTILATOR - BIPAP VENTILATORY SUPPORT SYSTEM | RESPIRONICS | TRILOGY EVO | 2021-08-12 | 5265 | 2023-06-22
BIPAP VENTILATORY SUPPORT SYSTEM | TRILOGY EVO VENTILATOR - BIPAP VENTILATORY SUPPORT SYSTEM | RESPIRONICS | TRILOGY EVO | 2021-08-12 | 5265 | 2023-06-22
BIPAP VENTILATORY SUPPORT SYSTEM | TRILOGY EVO VENTILATOR - BIPAP VENTILATORY SUPPORT SYSTEM | RESPIRONICS | TRILOGY EVO | 2021-08-12 | 5265 | 2023-06-22
HUMIDIFIER | HUMIDIFIER | F & P | MR850 | 2021-08-12 | 1320 | 2023-01-19 13:27 | 2025-02-12
NASAL CPAP | NASAL CPAP | PHILIPS LTD | DREAMSTATION | 2021-08-09 | 538.8
NASAL CPAP | NASAL CPAP | PHILIPS LTD | DREAMSTATION | 2021-08-09 | 538.8
NASAL CPAP | NASAL CPAP | PHILIPS LTD | DREAMSTATION | 2021-08-09 | 538.8
NASAL CPAP | NASAL CPAP | PHILIPS LTD | DREAMSTATION | 2021-08-09 | 538.8
NASAL CPAP | NASAL CPAP | PHILIPS LTD | DREAMSTATION | 2021-08-09 | 538.8
NASAL CPAP | NASAL CPAP | PHILIPS LTD | DREAMSTATION | 2021-08-09 | 538.8
NASAL CPAP | NASAL CPAP | PHILIPS LTD | DREAMSTATION | 2021-08-09 | 538.8
NASAL CPAP | NASAL CPAP | PHILIPS LTD | DREAMSTATION | 2021-08-09 | 538.8
NASAL CPAP | NASAL CPAP | PHILIPS LTD | DREAMSTATION | 2021-08-09 | 538.8
NASAL CPAP | NASAL CPAP | PHILIPS LTD | DREAMSTATION | 2021-08-09 | 538.8
NASAL CPAP | NASAL CPAP | PHILIPS LTD | DREAMSTATION | 2021-08-09 | 538.8
NASAL CPAP | NASAL CPAP | PHILIPS LTD | DREAMSTATION | 2021-08-09 | 538.8
NASAL CPAP | NASAL CPAP | PHILIPS LTD | DREAMSTATION | 2021-08-09 | 538.8
NASAL CPAP | NASAL CPAP | PHILIPS LTD | DREAMSTATION | 2021-08-09 | 538.8
NASAL CPAP | NASAL CPAP | PHILIPS LTD | DREAMSTATION | 2021-08-09 | 538.8
NASAL CPAP | NASAL CPAP | PHILIPS LTD | DREAMSTATION | 2021-08-09 | 538.8
NASAL CPAP | NASAL CPAP | PHILIPS LTD | DREAMSTATION | 2021-08-09 | 538.8
NASAL CPAP | NASAL CPAP | PHILIPS LTD | DREAMSTATION | 2021-08-09 | 538.8
NASAL CPAP | NASAL CPAP | PHILIPS LTD | DREAMSTATION | 2021-08-09 | 538.8
NASAL CPAP | NASAL CPAP | PHILIPS LTD | DREAMSTATION | 2021-08-09 | 538.8
NASAL CPAP | NASAL CPAP | PHILIPS LTD | DREAMSTATION | 2021-08-09 | 538.8
NASAL CPAP | NASAL CPAP | PHILIPS LTD | DREAMSTATION | 2021-08-09 | 538.8
NASAL CPAP | NASAL CPAP | PHILIPS LTD | DREAMSTATION | 2021-08-09 | 538.8
NASAL CPAP | NASAL CPAP | PHILIPS LTD | DREAMSTATION | 2021-08-09 | 538.8
NASAL CPAP | NASAL CPAP | PHILIPS LTD | DREAMSTATION | 2021-08-09 | 538.8
NASAL CPAP | NASAL CPAP | PHILIPS LTD | DREAMSTATION | 2021-08-09 | 538.8
NASAL CPAP | NASAL CPAP | PHILIPS LTD | DREAMSTATION | 2021-08-09 | 538.8
NASAL CPAP | NASAL CPAP | PHILIPS LTD | DREAMSTATION | 2021-08-09 | 538.8
NASAL CPAP | NASAL CPAP | PHILIPS LTD | DREAMSTATION | 2021-08-09 | 538.8
NASAL CPAP | NASAL CPAP | PHILIPS LTD | DREAMSTATION | 2021-08-09 | 538.8
NASAL CPAP | NASAL CPAP | PHILIPS LTD | DREAMSTATION | 2021-08-09 | 538.8
NASAL CPAP | NASAL CPAP | PHILIPS LTD | DREAMSTATION | 2021-08-09 | 538.8
NASAL CPAP | NASAL CPAP | PHILIPS LTD | DREAMSTATION | 2021-08-09 | 538.8
NASAL CPAP | NASAL CPAP | PHILIPS LTD | DREAMSTATION | 2021-08-09 | 538.8
NASAL CPAP | NASAL CPAP | PHILIPS LTD | DREAMSTATION | 2021-08-09 | 538.8
NASAL CPAP | NASAL CPAP | PHILIPS LTD | DREAMSTATION | 2021-08-09 | 538.8
NASAL CPAP | NASAL CPAP | PHILIPS LTD | DREAMSTATION | 2021-08-09 | 538.8
NASAL CPAP | NASAL CPAP | PHILIPS LTD | DREAMSTATION | 2021-08-09 | 538.8
NASAL CPAP | NASAL CPAP | PHILIPS LTD | DREAMSTATION | 2021-08-09 | 538.8
NASAL CPAP | NASAL CPAP | PHILIPS LTD | DREAMSTATION | 2021-08-09 | 538.8
NASAL CPAP | NASAL CPAP | PHILIPS LTD | DREAMSTATION | 2021-08-09 | 538.8
NASAL CPAP | NASAL CPAP | PHILIPS LTD | DREAMSTATION | 2021-08-09 | 538.8
NASAL CPAP | NASAL CPAP | PHILIPS LTD | DREAMSTATION | 2021-08-09 | 538.8
NASAL CPAP | NASAL CPAP | PHILIPS LTD | DREAMSTATION | 2021-08-09 | 538.8
NASAL CPAP | NASAL CPAP | PHILIPS LTD | DREAMSTATION | 2021-08-09 | 538.8
NASAL CPAP | NASAL CPAP | PHILIPS LTD | DREAMSTATION | 2021-08-09 | 538.8
NASAL CPAP | NASAL CPAP | PHILIPS LTD | DREAMSTATION | 2021-08-09 | 538.8
NASAL CPAP | NASAL CPAP | PHILIPS LTD | DREAMSTATION | 2021-08-09 | 538.8
NASAL CPAP | NASAL CPAP | PHILIPS LTD | DREAMSTATION | 2021-08-09 | 538.8
NASAL CPAP | NASAL CPAP | PHILIPS LTD | DREAMSTATION | 2021-08-09 | 538.8
NASAL CPAP | NASAL CPAP | PHILIPS LTD | DREAMSTATION | 2021-08-09 | 538.8
NASAL CPAP | NASAL CPAP | PHILIPS LTD | DREAMSTATION | 2021-08-09 | 538.8
NASAL CPAP | NASAL CPAP | PHILIPS LTD | DREAMSTATION | 2021-08-09 | 538.8
NASAL CPAP | NASAL CPAP | PHILIPS LTD | DREAMSTATION | 2021-08-09 | 538.8
NASAL CPAP | NASAL CPAP | PHILIPS LTD | DREAMSTATION | 2021-08-09 | 538.8
NASAL CPAP | NASAL CPAP | PHILIPS LTD | DREAMSTATION | 2021-08-09 | 538.8
NASAL CPAP | NASAL CPAP | PHILIPS LTD | DREAMSTATION | 2021-08-09 | 538.8
NASAL CPAP | NASAL CPAP | PHILIPS LTD | DREAMSTATION | 2021-08-09 | 538.8
NASAL CPAP | NASAL CPAP | PHILIPS LTD | DREAMSTATION | 2021-08-09 | 538.8
NASAL CPAP | NASAL CPAP | PHILIPS LTD | DREAMSTATION | 2021-08-09 | 538.8
NASAL CPAP | NASAL CPAP | PHILIPS LTD | DREAMSTATION | 2021-08-09 | 538.8
NASAL CPAP | NASAL CPAP | PHILIPS LTD | DREAMSTATION | 2021-08-09 | 538.8
NASAL CPAP | NASAL CPAP | PHILIPS LTD | DREAMSTATION | 2021-08-09 | 538.8
NASAL CPAP | NASAL CPAP | PHILIPS LTD | DREAMSTATION | 2021-08-09 | 538.8
NASAL CPAP | NASAL CPAP | PHILIPS LTD | DREAMSTATION | 2021-08-09 | 538.8
NASAL CPAP | NASAL CPAP | PHILIPS LTD | DREAMSTATION | 2021-08-09 | 538.8
NASAL CPAP | NASAL CPAP | PHILIPS LTD | DREAMSTATION | 2021-08-09 | 538.8
NASAL CPAP | NASAL CPAP | PHILIPS LTD | DREAMSTATION | 2021-08-09 | 538.8
NASAL CPAP | NASAL CPAP | PHILIPS LTD | DREAMSTATION | 2021-08-09 | 538.8
NASAL CPAP | NASAL CPAP | PHILIPS LTD | DREAMSTATION | 2021-08-09 | 538.8
NASAL CPAP | NASAL CPAP | PHILIPS LTD | DREAMSTATION | 2021-08-09 | 538.8
NASAL CPAP | NASAL CPAP | PHILIPS LTD | DREAMSTATION | 2021-08-09 | 538.8
NASAL CPAP | NASAL CPAP | PHILIPS LTD | DREAMSTATION | 2021-08-09 | 538.8
NASAL CPAP | NASAL CPAP | PHILIPS LTD | DREAMSTATION | 2021-08-09 | 538.8
NASAL CPAP | NASAL CPAP | PHILIPS LTD | DREAMSTATION | 2021-11-25 | 538.8
NASAL CPAP | NASAL CPAP | PHILIPS LTD | DREAMSTATION | 2021-11-25 | 538.8
NASAL CPAP | NASAL CPAP | PHILIPS LTD | DREAMSTATION | 2021-11-25 | 538.8
NASAL CPAP | NASAL CPAP | PHILIPS LTD | DREAMSTATION | 2021-11-25 | 538.8
NASAL CPAP | NASAL CPAP | PHILIPS LTD | DREAMSTATION | 2021-11-25 | 538.8
NASAL CPAP | NASAL CPAP | PHILIPS LTD | DREAMSTATION | 2021-11-25 | 538.8
NASAL CPAP | NASAL CPAP | PHILIPS LTD | DREAMSTATION | 2021-11-25 | 538.8
NASAL CPAP | NASAL CPAP | PHILIPS LTD | DREAMSTATION | 2021-11-25 | 538.8
NASAL CPAP | NASAL CPAP | PHILIPS LTD | DREAMSTATION | 2021-11-25 | 538.8
NASAL CPAP | NASAL CPAP | PHILIPS LTD | DREAMSTATION | 2021-11-25 | 538.8
NASAL CPAP | NASAL CPAP | PHILIPS LTD | DREAMSTATION | 2021-11-25 | 538.8
NASAL CPAP | NASAL CPAP | PHILIPS LTD | DREAMSTATION | 2021-11-25 | 538.8
NASAL CPAP | NASAL CPAP | PHILIPS LTD | DREAMSTATION | 2021-11-25 | 538.8
NASAL CPAP | NASAL CPAP | PHILIPS LTD | DREAMSTATION | 2021-11-25 | 538.8
NASAL CPAP | NASAL CPAP | PHILIPS LTD | DREAMSTATION | 2021-11-25 | 538.8
NASAL CPAP | NASAL CPAP | PHILIPS LTD | DREAMSTATION | 2021-11-25 | 538.8
NASAL CPAP | NASAL CPAP | PHILIPS LTD | DREAMSTATION | 2021-11-25 | 538.8
NASAL CPAP | NASAL CPAP | PHILIPS LTD | DREAMSTATION | 2021-11-25 | 538.8
NASAL CPAP | NASAL CPAP | PHILIPS LTD | DREAMSTATION | 2021-11-25 | 538.8
NASAL CPAP | NASAL CPAP | PHILIPS LTD | DREAMSTATION | 2021-11-25 | 538.8
NASAL CPAP | NASAL CPAP | PHILIPS LTD | DREAMSTATION | 2021-11-25 | 538.8
NASAL CPAP | NASAL CPAP | PHILIPS LTD | DREAMSTATION | 2021-11-25 | 538.8
NASAL CPAP | NASAL CPAP | PHILIPS LTD | DREAMSTATION | 2021-11-25 | 538.8
NASAL CPAP | NASAL CPAP | PHILIPS LTD | DREAMSTATION | 2021-11-25 | 538.8
NASAL CPAP | NASAL CPAP | PHILIPS LTD | DREAMSTATION | 2021-11-25 | 538.8
NASAL CPAP | NASAL CPAP | PHILIPS LTD | DREAMSTATION | 2021-11-25 | 538.8
NASAL CPAP | NASAL CPAP | PHILIPS LTD | DREAMSTATION | 2021-11-25 | 538.8
NASAL CPAP | NASAL CPAP | PHILIPS LTD | DREAMSTATION | 2021-11-25 | 538.8
NASAL CPAP | NASAL CPAP | PHILIPS LTD | DREAMSTATION | 2021-11-25 | 538.8
NASAL CPAP | NASAL CPAP | PHILIPS LTD | DREAMSTATION | 2021-11-25 | 538.8
NASAL CPAP | NASAL CPAP | PHILIPS LTD | DREAMSTATION | 2021-11-25 | 538.8
NASAL CPAP | NASAL CPAP | PHILIPS LTD | DREAMSTATION | 2021-11-25 | 538.8
NASAL CPAP | NASAL CPAP | PHILIPS LTD | DREAMSTATION | 2021-11-25 | 538.8
NASAL CPAP | NASAL CPAP | PHILIPS LTD | DREAMSTATION | 2021-11-25 | 538.8
NASAL CPAP | NASAL CPAP | PHILIPS LTD | DREAMSTATION | 2021-11-25 | 538.8
NASAL CPAP | NASAL CPAP | PHILIPS LTD | DREAMSTATION | 2021-11-25 | 538.8
NASAL CPAP | NASAL CPAP | PHILIPS LTD | DREAMSTATION | 2021-11-25 | 538.8
NASAL CPAP | NASAL CPAP | PHILIPS LTD | DREAMSTATION | 2021-11-25 | 538.8
NASAL CPAP | NASAL CPAP | PHILIPS LTD | DREAMSTATION | 2021-11-25 | 538.8
NASAL CPAP | NASAL CPAP | PHILIPS LTD | DREAMSTATION | 2021-11-25 | 538.8
NASAL CPAP | NASAL CPAP | PHILIPS LTD | DREAMSTATION | 2021-11-25 | 538.8
NASAL CPAP | NASAL CPAP | PHILIPS LTD | DREAMSTATION | 2021-11-25 | 538.8
NASAL CPAP | NASAL CPAP | PHILIPS LTD | DREAMSTATION | 2021-11-25 | 538.8
NASAL CPAP | NASAL CPAP | PHILIPS LTD | DREAMSTATION | 2021-11-25 | 538.8
NASAL CPAP | NASAL CPAP | PHILIPS LTD | DREAMSTATION | 2021-11-25 | 538.8
NASAL CPAP | NASAL CPAP | PHILIPS LTD | DREAMSTATION | 2021-11-25 | 538.8
NASAL CPAP | NASAL CPAP | PHILIPS LTD | DREAMSTATION | 2021-11-25 | 538.8
NASAL CPAP | NASAL CPAP | PHILIPS LTD | DREAMSTATION | 2021-11-25 | 538.8
NASAL CPAP | NASAL CPAP | PHILIPS LTD | DREAMSTATION | 2021-11-25 | 538.8
NASAL CPAP | NASAL CPAP | PHILIPS LTD | DREAMSTATION | 2021-11-25 | 538.8
BIPAP VENTILATORY SUPPORT SYSTEM | BIPAP VENTILATORY SUPPORT SYSTEM | RESPIRONICS | A40 | 2021-11-25 | 2913
BIPAP VENTILATORY SUPPORT SYSTEM | BIPAP VENTILATORY SUPPORT SYSTEM | RESPIRONICS | A40 | 2021-11-25 | 2913
BIPAP VENTILATORY SUPPORT SYSTEM | BIPAP VENTILATORY SUPPORT SYSTEM | RESPIRONICS | A40 | 2021-11-25 | 2913
BIPAP VENTILATORY SUPPORT SYSTEM | BIPAP VENTILATORY SUPPORT SYSTEM | RESPIRONICS | A40 | 2021-11-25 | 2913
BIPAP VENTILATORY SUPPORT SYSTEM | BIPAP VENTILATORY SUPPORT SYSTEM | RESPIRONICS | A40 | 2021-11-25 | 2913
NASAL CPAP | NASAL CPAP | PHILIPS LTD | DREAMSTATION | 2021-11-25 | 538.8
NASAL CPAP | NASAL CPAP | PHILIPS LTD | DREAMSTATION | 2021-11-25 | 538.8
NASAL CPAP | NASAL CPAP | PHILIPS LTD | DREAMSTATION | 2021-11-25 | 538.8
NASAL CPAP | NASAL CPAP | PHILIPS LTD | DREAMSTATION | 2021-11-25 | 538.8
NASAL CPAP | NASAL CPAP | PHILIPS LTD | DREAMSTATION | 2021-11-25 | 538.8
NASAL CPAP | NASAL CPAP | PHILIPS LTD | DREAMSTATION | 2021-11-25 | 538.8
NASAL CPAP | NASAL CPAP | PHILIPS LTD | DREAMSTATION | 2021-11-25 | 538.8
NASAL CPAP | NASAL CPAP | PHILIPS LTD | DREAMSTATION | 2021-11-25 | 538.8
NASAL CPAP | NASAL CPAP | PHILIPS LTD | DREAMSTATION | 2021-11-25 | 538.8
NASAL CPAP | NASAL CPAP | PHILIPS LTD | DREAMSTATION | 2021-11-25 | 538.8
NASAL CPAP | NASAL CPAP | PHILIPS LTD | DREAMSTATION | 2021-11-25 | 538.8
NASAL CPAP | NASAL CPAP | PHILIPS LTD | DREAMSTATION | 2021-11-25 | 538.8
NASAL CPAP | NASAL CPAP | PHILIPS LTD | DREAMSTATION | 2021-11-25 | 538.8
NASAL CPAP | NASAL CPAP | PHILIPS LTD | DREAMSTATION | 2021-11-25 | 538.8
NASAL CPAP | NASAL CPAP | PHILIPS LTD | DREAMSTATION | 2021-11-25 | 538.8
NASAL CPAP | NASAL CPAP | PHILIPS LTD | DREAMSTATION | 2021-11-25 | 538.8
NASAL CPAP | NASAL CPAP | PHILIPS LTD | DREAMSTATION | 2021-11-25 | 538.8
NASAL CPAP | NASAL CPAP | PHILIPS LTD | DREAMSTATION | 2021-11-25 | 538.8
NASAL CPAP | NASAL CPAP | PHILIPS LTD | DREAMSTATION | 2021-11-25 | 538.8
NASAL CPAP | NASAL CPAP | PHILIPS LTD | DREAMSTATION | 2021-11-25 | 538.8
NASAL CPAP | NASAL CPAP | PHILIPS LTD | DREAMSTATION | 2021-11-25 | 538.8
NASAL CPAP | NASAL CPAP | PHILIPS LTD | DREAMSTATION | 2021-11-25 | 538.8
NASAL CPAP | NASAL CPAP | PHILIPS LTD | DREAMSTATION | 2021-11-25 | 538.8
NASAL CPAP | NASAL CPAP | PHILIPS LTD | DREAMSTATION | 2021-11-25 | 538.8
NASAL CPAP | NASAL CPAP | PHILIPS LTD | DREAMSTATION | 2021-11-25 | 538.8
NASAL CPAP | NASAL CPAP | PHILIPS LTD | DREAMSTATION | 2021-11-25 | 538.8
NASAL CPAP | NASAL CPAP | PHILIPS LTD | DREAMSTATION | 2021-11-25 | 538.8
NASAL CPAP | NASAL CPAP | PHILIPS LTD | DREAMSTATION | 2021-11-25 | 538.8
NASAL CPAP | NASAL CPAP | PHILIPS LTD | DREAMSTATION | 2021-11-25 | 538.8
NASAL CPAP | NASAL CPAP | PHILIPS LTD | DREAMSTATION | 2021-11-25 | 538.8
NASAL CPAP | NASAL CPAP | PHILIPS LTD | DREAMSTATION | 2021-11-25 | 538.8
NASAL CPAP | NASAL CPAP | PHILIPS LTD | DREAMSTATION | 2021-11-25 | 538.8
NASAL CPAP | NASAL CPAP | PHILIPS LTD | DREAMSTATION | 2021-11-25 | 538.8
NASAL CPAP | NASAL CPAP | PHILIPS LTD | DREAMSTATION | 2021-11-25 | 538.8
NASAL CPAP | NASAL CPAP | PHILIPS LTD | DREAMSTATION | 2021-11-25 | 538.8
NASAL CPAP | NASAL CPAP | PHILIPS LTD | DREAMSTATION | 2021-11-25 | 538.8
NASAL CPAP | NASAL CPAP | PHILIPS LTD | DREAMSTATION | 2021-11-25 | 538.8
NASAL CPAP | NASAL CPAP | PHILIPS LTD | DREAMSTATION | 2021-11-25 | 538.8
NASAL CPAP | NASAL CPAP | PHILIPS LTD | DREAMSTATION | 2021-11-25 | 538.8
NASAL CPAP | NASAL CPAP | PHILIPS LTD | DREAMSTATION | 2021-11-25 | 538.8
NASAL CPAP | NASAL CPAP | PHILIPS LTD | DREAMSTATION | 2021-11-25 | 538.8
NASAL CPAP | NASAL CPAP | PHILIPS LTD | DREAMSTATION | 2021-11-25 | 538.8
NASAL CPAP | NASAL CPAP | PHILIPS LTD | DREAMSTATION | 2021-11-25 | 538.8
NASAL CPAP | NASAL CPAP | PHILIPS LTD | DREAMSTATION | 2021-11-25 | 538.8
NASAL CPAP | NASAL CPAP | PHILIPS LTD | DREAMSTATION | 2021-11-25 | 538.8
NASAL CPAP | NASAL CPAP | PHILIPS LTD | DREAMSTATION | 2021-04-16 | 538.8
NASAL CPAP | NASAL CPAP | PHILIPS LTD | DREAMSTATION | 2021-04-16 | 538.8
NASAL CPAP | NASAL CPAP | PHILIPS LTD | DREAMSTATION | 2021-04-16 | 538.8
NASAL CPAP | NASAL CPAP | PHILIPS LTD | DREAMSTATION | 2021-04-16 | 538.8
NASAL CPAP | NASAL CPAP | PHILIPS LTD | DREAMSTATION | 2021-04-16 | 538.8
NASAL CPAP | NASAL CPAP | PHILIPS LTD | DREAMSTATION | 2021-04-16 | 538.8
NASAL CPAP | NASAL CPAP | PHILIPS LTD | DREAMSTATION | 2021-04-16 | 538.8
NASAL CPAP | NASAL CPAP | PHILIPS LTD | DREAMSTATION | 2021-04-16 | 538.8
NASAL CPAP | NASAL CPAP | PHILIPS LTD | DREAMSTATION | 2021-04-16 | 538.8
NASAL CPAP | NASAL CPAP | PHILIPS LTD | DREAMSTATION | 2021-04-16 | 538.8
NASAL CPAP | NASAL CPAP | PHILIPS LTD | DREAMSTATION | 2021-04-16 | 538.8
NASAL CPAP | NASAL CPAP | PHILIPS LTD | DREAMSTATION | 2021-04-16 | 538.8
NASAL CPAP | NASAL CPAP | PHILIPS LTD | DREAMSTATION | 2021-04-16 | 538.8
NASAL CPAP | NASAL CPAP | PHILIPS LTD | DREAMSTATION | 2021-04-16 | 538.8
BIPAP VENTILATORY SUPPORT SYSTEM | BIPAP VENTILATORY SUPPORT SYSTEM | RESPIRONICS | A40 | 2021-04-16 | 2913
BIPAP VENTILATORY SUPPORT SYSTEM | BIPAP VENTILATORY SUPPORT SYSTEM | RESPIRONICS | A40 | 2021-04-16 | 2913
BIPAP VENTILATORY SUPPORT SYSTEM | BIPAP VENTILATORY SUPPORT SYSTEM | RESPIRONICS | A40 | 2021-04-16 | 2913
BIPAP VENTILATORY SUPPORT SYSTEM | BIPAP VENTILATORY SUPPORT SYSTEM | RESPIRONICS | A40 | 2021-04-16 | 2913
BIPAP VENTILATORY SUPPORT SYSTEM | BIPAP VENTILATORY SUPPORT SYSTEM | RESPIRONICS | A40 | 2021-04-16 | 2913
BIPAP VENTILATORY SUPPORT SYSTEM | BIPAP VENTILATORY SUPPORT SYSTEM | RESPIRONICS | A40 | 2021-04-16 | 2913
BIPAP VENTILATORY SUPPORT SYSTEM | BIPAP VENTILATORY SUPPORT SYSTEM | RESPIRONICS | A40 | 2021-04-16 | 2913
BIPAP VENTILATORY SUPPORT SYSTEM | BIPAP VENTILATORY SUPPORT SYSTEM | RESPIRONICS | A40 | 2021-04-16 | 2913
BIPAP VENTILATORY SUPPORT SYSTEM | BIPAP VENTILATORY SUPPORT SYSTEM | RESPIRONICS | A40 | 2021-04-16 | 2913
BIPAP VENTILATORY SUPPORT SYSTEM | BIPAP VENTILATORY SUPPORT SYSTEM | RESPIRONICS | A40 | 2021-04-16 | 2913
BIPAP VENTILATORY SUPPORT SYSTEM | BIPAP VENTILATORY SUPPORT SYSTEM | RESPIRONICS | A40 | 2021-04-16 | 2913
BIPAP VENTILATORY SUPPORT SYSTEM | BIPAP VENTILATORY SUPPORT SYSTEM | RESPIRONICS | A40 | 2021-04-16 | 2913
BIPAP VENTILATORY SUPPORT SYSTEM | BIPAP VENTILATORY SUPPORT SYSTEM | RESPIRONICS | A40 | 2021-04-16 | 2913
BIPAP VENTILATORY SUPPORT SYSTEM | BIPAP VENTILATORY SUPPORT SYSTEM | RESPIRONICS | A40 | 2021-04-16 | 2913
BIPAP VENTILATORY SUPPORT SYSTEM | BIPAP VENTILATORY SUPPORT SYSTEM | RESPIRONICS | A40 | 2021-04-16 | 2913
BIPAP VENTILATORY SUPPORT SYSTEM | BIPAP VENTILATORY SUPPORT SYSTEM | RESPIRONICS | A40 | 2021-04-16 | 2913
BIPAP VENTILATORY SUPPORT SYSTEM | BIPAP VENTILATORY SUPPORT SYSTEM | RESPIRONICS | A40 | 2021-04-16 | 2913
NASAL CPAP | NASAL CPAP | PHILIPS LTD | DREAMSTATION | 2021-04-16 | 538.8
NASAL CPAP | NASAL CPAP | PHILIPS LTD | DREAMSTATION | 2021-04-16 | 538.8
NASAL CPAP | NASAL CPAP | PHILIPS LTD | DREAMSTATION | 2021-04-16 | 538.8
NASAL CPAP | NASAL CPAP | PHILIPS LTD | DREAMSTATION | 2021-04-16 | 538.8
NASAL CPAP | NASAL CPAP | PHILIPS LTD | DREAMSTATION | 2021-04-16 | 538.8
NASAL CPAP | NASAL CPAP | PHILIPS LTD | DREAMSTATION | 2021-04-16 | 538.8
NASAL CPAP | NASAL CPAP | PHILIPS LTD | DREAMSTATION | 2021-04-16 | 538.8
NASAL CPAP | NASAL CPAP | PHILIPS LTD | DREAMSTATION | 2021-04-16 | 538.8
NASAL CPAP | NASAL CPAP | PHILIPS LTD | DREAMSTATION | 2021-04-16 | 538.8
NASAL CPAP | NASAL CPAP | PHILIPS LTD | DREAMSTATION | 2021-04-16 | 538.8
NASAL CPAP | NASAL CPAP | PHILIPS LTD | DREAMSTATION | 2021-04-16 | 538.8
NASAL CPAP | NASAL CPAP | PHILIPS LTD | DREAMSTATION | 2021-04-16 | 538.8
NASAL CPAP | NASAL CPAP | PHILIPS LTD | DREAMSTATION | 2021-04-16 | 538.8
NASAL CPAP | NASAL CPAP | PHILIPS LTD | DREAMSTATION | 2021-04-16 | 538.8
NASAL CPAP | NASAL CPAP | PHILIPS LTD | DREAMSTATION | 2021-04-16 | 538.8
NASAL CPAP | NASAL CPAP | PHILIPS LTD | DREAMSTATION | 2021-04-16 | 538.8
NASAL CPAP | NASAL CPAP | PHILIPS LTD | DREAMSTATION | 2021-04-16 | 538.8
NASAL CPAP | NASAL CPAP | PHILIPS LTD | DREAMSTATION | 2021-04-16 | 538.8
NASAL CPAP | NASAL CPAP | PHILIPS LTD | DREAMSTATION | 2021-04-16 | 538.8
NASAL CPAP | NASAL CPAP | PHILIPS LTD | DREAMSTATION | 2021-04-16 | 538.8
NASAL CPAP | NASAL CPAP | PHILIPS LTD | DREAMSTATION | 2021-04-16 | 538.8
NASAL CPAP | NASAL CPAP | PHILIPS LTD | DREAMSTATION | 2021-04-16 | 538.8
NASAL CPAP | NASAL CPAP | PHILIPS LTD | DREAMSTATION | 2021-04-16 | 538.8
NASAL CPAP | NASAL CPAP | PHILIPS LTD | DREAMSTATION | 2021-04-16 | 538.8
NASAL CPAP | NASAL CPAP | PHILIPS LTD | DREAMSTATION | 2021-04-16 | 538.8
NASAL CPAP | NASAL CPAP | PHILIPS LTD | DREAMSTATION | 2021-04-16 | 538.8
NASAL CPAP | NASAL CPAP | PHILIPS LTD | DREAMSTATION | 2021-04-16 | 538.8
NASAL CPAP | NASAL CPAP | PHILIPS LTD | DREAMSTATION | 2021-04-16 | 538.8
NASAL CPAP | NASAL CPAP | PHILIPS LTD | DREAMSTATION | 2021-04-16 | 538.8
NASAL CPAP | NASAL CPAP | PHILIPS LTD | DREAMSTATION | 2021-04-16 | 538.8
NASAL CPAP | NASAL CPAP | PHILIPS LTD | DREAMSTATION | 2021-04-16 | 538.8
NASAL CPAP | NASAL CPAP | PHILIPS LTD | DREAMSTATION | 2021-04-16 | 538.8
NASAL CPAP | NASAL CPAP | PHILIPS LTD | DREAMSTATION | 2021-04-16 | 538.8
NASAL CPAP | NASAL CPAP | PHILIPS LTD | DREAMSTATION | 2021-04-16 | 538.8
NASAL CPAP | NASAL CPAP | PHILIPS LTD | DREAMSTATION | 2021-04-16 | 538.8
NASAL CPAP | NASAL CPAP | PHILIPS LTD | DREAMSTATION | 2021-04-16 | 538.8
NASAL CPAP | NASAL CPAP | PHILIPS LTD | DREAMSTATION | 2021-04-16 | 538.8
NASAL CPAP | NASAL CPAP | PHILIPS LTD | DREAMSTATION | 2021-04-16 | 538.8
NASAL CPAP | NASAL CPAP | PHILIPS LTD | DREAMSTATION | 2021-04-16 | 538.8
NASAL CPAP | NASAL CPAP | PHILIPS LTD | DREAMSTATION | 2021-04-16 | 538.8
NASAL CPAP | NASAL CPAP | PHILIPS LTD | DREAMSTATION | 2021-04-16 | 538.8
NASAL CPAP | NASAL CPAP | PHILIPS LTD | DREAMSTATION | 2021-04-14 | 538.8
NASAL CPAP | NASAL CPAP | PHILIPS LTD | DREAMSTATION | 2021-04-16 | 538.8
NASAL CPAP | NASAL CPAP | PHILIPS LTD | DREAMSTATION | 2021-04-16 | 538.8
NASAL CPAP | NASAL CPAP | PHILIPS LTD | DREAMSTATION | 2021-04-16 | 538.8
NASAL CPAP | NASAL CPAP | PHILIPS LTD | DREAMSTATION | 2021-04-16 | 538.8
NASAL CPAP | NASAL CPAP | PHILIPS LTD | DREAMSTATION | 2021-04-16 | 538.8
NASAL CPAP | NASAL CPAP | PHILIPS LTD | DREAMSTATION | 2021-04-16 | 538.8
NASAL CPAP | NASAL CPAP | PHILIPS LTD | DREAMSTATION | 2021-04-16 | 538.8
NASAL CPAP | NASAL CPAP | PHILIPS LTD | DREAMSTATION | 2021-04-16 | 538.8
NASAL CPAP | NASAL CPAP | PHILIPS LTD | DREAMSTATION | 2021-04-16 | 538.8
NASAL CPAP | NASAL CPAP | PHILIPS LTD | DREAMSTATION | 2021-04-16 | 538.8
NASAL CPAP | NASAL CPAP | PHILIPS LTD | DREAMSTATION | 2021-04-16 | 538.8
NASAL CPAP | NASAL CPAP | PHILIPS LTD | DREAMSTATION | 2021-04-16 | 538.8
NASAL CPAP | NASAL CPAP | PHILIPS LTD | DREAMSTATION | 2021-04-16 | 538.8
NASAL CPAP | NASAL CPAP | PHILIPS LTD | DREAMSTATION | 2021-04-16 | 538.8
NASAL CPAP | NASAL CPAP | PHILIPS LTD | DREAMSTATION | 2021-04-16 | 538.8
NASAL CPAP | NASAL CPAP | PHILIPS LTD | DREAMSTATION | 2021-04-16 | 538.8
NASAL CPAP | NASAL CPAP | PHILIPS LTD | DREAMSTATION | 2021-04-16 | 538.8
NASAL CPAP | NASAL CPAP | PHILIPS LTD | DREAMSTATION | 2021-04-16 | 538.8
NASAL CPAP | NASAL CPAP | PHILIPS LTD | DREAMSTATION | 2021-04-16 | 538.8
NASAL CPAP | NASAL CPAP | PHILIPS LTD | DREAMSTATION | 2021-04-16 | 538.8
NASAL CPAP | NASAL CPAP | PHILIPS LTD | DREAMSTATION | 2021-04-16 | 538.8
NASAL CPAP | NASAL CPAP | PHILIPS LTD | DREAMSTATION | 2021-04-16 | 538.8
NASAL CPAP | NASAL CPAP | PHILIPS LTD | DREAMSTATION | 2021-04-16 | 538.8
NASAL CPAP | NASAL CPAP | PHILIPS LTD | DREAMSTATION | 2021-04-16 | 538.8
NASAL CPAP | NASAL CPAP | PHILIPS LTD | DREAMSTATION | 2021-04-16 | 538.8
NASAL CPAP | NASAL CPAP | PHILIPS LTD | DREAMSTATION | 2021-04-14 | 538.8
NASAL CPAP | NASAL CPAP | PHILIPS LTD | DREAMSTATION | 2021-04-16 | 538.8
MRI SCANNER | MRI SCANNER (1.5T) | SIEMENS LTD | MAGNETOM SOLA | 2021-03-05 | 1039200 | 2024-06-25 | 2024-12-25
CARDIAC CATHETERISATION ROOM | ARTIS ICONO FLOOR CARDIAC CATHETERISATION ROOM | SIEMENS LTD | ARTIS ICONO FLOOR | 2021-05-03 | 637207.56 | 2024-10-07 | 2025-04-07
ULTRASOUND PROBE | ULTRASOUND PROBE | TOSHIBA MED | PVT-661VT | 2021-06-09 | 4830
MRI SCANNER | MRI SCANNER (1.5T) | SIEMENS LTD | MAGNETOM SOLA | 2021-06-15 | 957600 | 2024-03-20 | 2025-01-02
X-RAY FILM PROCESSOR | DENTAL FILM PROCESSOR | MEDIVANCE IN | VELOPEX | 2021-06-14 | 1740 | 2023-02-24 15:20 | 2024-02-24
CONTRAST INJECTOR | XPERION CONTRAST INJECTOR | MEDRAD | XPERION | 2021-06-09 | 24475.2 | 2024-01-24 | 2025-01-24
ULTRASOUND PROBE | ULTRASOUND PROBE | FUJIFILM SONOSITE | RC60XI | 2021-08-23 | 6000
ULTRASOUND SCANNER | ULTRASOUND SCANNER | FUJIFILM SONOSITE | SII | 2021-08-23 | 15600 | 2023-12-04 | 2024-12-04
CONTRAST INJECTOR | XPERION CONTRAST INJECTOR | MEDRAD | XPERION | 2021-04-20 | 24475.2 | 2024-02-19 | 2025-02-19
ULTRASOUND PROBE | ULTRASOUND PROBE | GE LIMITED | M5SC-D | 2021-05-17 | 6000
COUCH | COUCH 3-SECTION ELECTRIC | MEDI-PLINTH | BA03E | 2021-04-05 | 892.8 | 2024-04-17 | 2025-04-17
VIDEO CONTROL UNIT | AV STREAMING/RECORDING SYSTEM | MEDINBOX INC. | AV STREAMING / RECORDING SYSTEM | 2021-11-29 | 24000
CR READER | DENTAL X-RAY IMAGE PLATE SCANNER | DURR DENTAL | VISTASCAN MINI VIEW | 2021-03-04 | 13017.996 | 2024-07-22 | 2027-07-22
CR READER | DENTAL X-RAY IMAGE PLATE SCANNER | DURR DENTAL | VISTASCAN MINI VIEW | 2021-03-04 | 13017.996 | 2024-07-30 | 2025-07-30
CR READER | DENTAL X-RAY IMAGE PLATE SCANNER | DURR DENTAL | VISTASCAN MINI VIEW | 2021-03-04 | 13017.996 | 2024-07-30 | 2025-07-30
CR READER | DENTAL X-RAY IMAGE PLATE SCANNER | DURR DENTAL | VISTASCAN MINI VIEW | 2021-03-04 | 13017.996 | 2024-07-22 | 2027-07-22
CR READER | DENTAL X-RAY IMAGE PLATE SCANNER | DURR DENTAL | VISTASCAN MINI VIEW | 2021-03-04 | 13017.996 | 2024-07-30 | 2025-07-30
MOBILE X-RAY UNIT | SAMSUNG GM85 X-RAY MOBILE | SAMSUNG | GM85 | 2021-05-25 | 159200.4 | 2023-11-02 | 2024-11-02
MOBILE X-RAY UNIT | SAMSUNG GM85 X-RAY MOBILE | SAMSUNG | GM85 | 2021-05-25 | 159200.4 | 2024-08-29 | 2025-08-29
MOBILE X-RAY UNIT | SAMSUNG GM85 X-RAY MOBILE | SAMSUNG | GM85 | 2021-05-25 | 159200.4 | 2024-01-24 | 2025-01-24
ULTRASOUND SYSTEM | HANDHELD ULTRASOUND SCANNER | GE LIMITED | VSCAN EXTEND | 2021-03-05 | 12000 | 2024-04-09 | 2025-03-03
BLOOD WARMER | BLOOD AND FLUID WARMER | QinFLOW | QiF-03 | 2021-03-25 | 4948.8
BLOOD WARMER | BLOOD AND FLUID WARMER | QinFLOW | QiF-03 | 2021-03-25 | 4948.8
BLOOD WARMER | BLOOD AND FLUID WARMER | QinFLOW | QiF-03 | 2021-03-25 | 4948.8
BLOOD WARMER | BLOOD AND FLUID WARMER | QinFLOW | QiF-03 | 2021-03-25 | 4948.8
TYMPANIC THERMOMETER | TYMPANIC THERMOMETER | BRAUN | PRO 6000 | 2021-03-24 | 178.8
STANDING AID | STANDING AID | ARJO HUNTLEIGH | STEDY | 2021-03-24 | 738 | 2023-07-19 | 2024-07-19
SUCTION CONTROLLER | HIGH SUCTION CONTROLLER | THERAPY EQUIPMENT | DIAMOND RANGE HIGH | 2021-03-24 | 82.8
TYMPANIC THERMOMETER | TYMPANIC THERMOMETER | BRAUN | PRO 6000 | 2021-03-24 | 178.8
TORQUE SCREWDRIVER | TORQUE SCREWDRIVER 10-34 N-CM | WERA | 7430 | 2021-03-18 | 86.964 | 2024-06-14 | 2025-06-14
SUCTION CONTROLLER | HIGH SUCTION CONTROLLER | THERAPY EQUIPMENT | DIAMOND RANGE HIGH | 2021-07-14 | 82.8
COAGULATION TIMER | ACTALYKE QC TUBE | HELENA LABORATORIES | XL-ECT | 2021-07-15 | 582
COAGULATION TIMER | COAGULATION TIMER - HAND HELD UNIT | ROCHE LTD | COAGUCHEK PRO II | 2021-07-15 | 1245.6
REGULATOR | REGULATOR - CO2 - PIN INDEX | OXYLITRE | R1600-C125 | 2021-08-02 | 243.96 |  | 2028-07-26
DERMATOSCOPE | DERMATOSCOPE | OPTICLAR | DERMATOSCOPE | 2021-07-12 | 600
SUCTION CONTROLLER | HIGH SUCTION CONTROLLER | THERAPY EQUIPMENT | DIAMOND RANGE HIGH | 2021-07-05 | 97.2
SUCTION CONTROLLER | HIGH SUCTION CONTROLLER | THERAPY EQUIPMENT | DIAMOND RANGE HIGH | 2021-07-05 | 97.2
SUCTION CONTROLLER | HIGH SUCTION CONTROLLER | THERAPY EQUIPMENT | DIAMOND RANGE HIGH | 2021-06-30 | 82.8
TYMPANIC THERMOMETER | TYMPANIC THERMOMETER | BRAUN | PRO 6000 | 2021-03-26 | 178.8
TYMPANIC THERMOMETER | TYMPANIC THERMOMETER | BRAUN | PRO 6000 | 2021-03-19 | 178.8
TYMPANIC THERMOMETER | TYMPANIC THERMOMETER | BRAUN | PRO 6000 | 2021-03-19 | 178.8
TYMPANIC THERMOMETER | TYMPANIC THERMOMETER | BRAUN | PRO 6000 | 2021-03-19 | 178.8
TYMPANIC THERMOMETER | TYMPANIC THERMOMETER | BRAUN | PRO 6000 | 2021-03-19 | 178.8
TYMPANIC THERMOMETER | TYMPANIC THERMOMETER | BRAUN | PRO 6000 | 2021-03-19 | 178.8
TYMPANIC THERMOMETER | TYMPANIC THERMOMETER | BRAUN | PRO 6000 | 2021-03-18 | 178.8
TYMPANIC THERMOMETER | TYMPANIC THERMOMETER | BRAUN | PRO 6000 | 2021-03-18 | 178.8
SCALES | SCALES - CHAIR | SECA | 959 | 2021-03-18 | 912 | 2023-11-28 | 2024-11-15
COUCH | COUCH - 3 SECTION ELECTRIC | BRISTOL MAID (HOSP.M.CRAFT) | EC1310 | 2021-03-24 | 1200 |  | 2024-09-15
COUCH | COUCH - 3 SECTION ELECTRIC | BRISTOL MAID (HOSP.M.CRAFT) | EC1310 | 2021-03-24 | 1200 |  | 2024-09-15
COUCH | COUCH - 3 SECTION ELECTRIC | BRISTOL MAID (HOSP.M.CRAFT) | EC1310 | 2021-03-24 | 1200 |  | 2024-09-15
COUCH | COUCH - 3 SECTION ELECTRIC | BRISTOL MAID (HOSP.M.CRAFT) | EC1310 | 2021-03-24 | 1200 |  | 2024-09-15
COUCH | COUCH - 3 SECTION ELECTRIC | BRISTOL MAID (HOSP.M.CRAFT) | EC1310 | 2021-03-24 | 1200 |  | 2024-09-15
EXAMINATION CHAIR | PHLEBOTOMY EXAMINATION CHAIR | BRISTOL MAID (HOSP.M.CRAFT) | EC4305 | 2021-03-24 | 1900.8 |  | 2024-09-15
EXAMINATION CHAIR | PHLEBOTOMY EXAMINATION CHAIR | BRISTOL MAID (HOSP.M.CRAFT) | EC4305 | 2021-03-24 | 1900.8 |  | 2024-09-15
EXAMINATION CHAIR | PHLEBOTOMY EXAMINATION CHAIR | BRISTOL MAID (HOSP.M.CRAFT) | EC4305 | 2021-03-24 | 1900.8 |  | 2024-09-15
SCALES | SCALES - COLUMN | SECA | 799 | 2021-03-16 | 322.8 | 2023-12-05 | 2024-11-15
CO2 MODULE | CO2 MODULE + PRESS & TEMP | PHILIPS LTD | 867041 B06 | 2021-03-16 | 2299.44 | 2024-07-10 | 2025-07-10
CO2 MODULE | CO2 MODULE + PRESS & TEMP | PHILIPS LTD | 867041 B06 | 2021-03-16 | 2299.44 | 2024-08-27 | 2025-08-27
FUME EXTRACTOR PORTABLE | EQUIPMENT ISOLATION UNIT | PCS ISOLATORS LTD | SPUTUM ISOLATORS | 2021-03-19 | 10086 | 2023-07-20 | 2024-07-20
SUCTION CONTROLLER | HIGH SUCTION CONTROLLER | THERAPY EQUIPMENT | DIAMOND RANGE HIGH | 2021-03-15 | 82.8
COUCH | COUCH 2-SECTION HYDRAULIC | PLINTH 2000 | 502H | 2021-03-12 | 2040 |  | 2025-07-15
ROLLER PUMP/CONSOLE | ROLLER PUMP | SPECTRUM | QPS | 2021-03-16 | 6000 | 2022-11-23 13:18 | 2024-11-23
ROLLER PUMP/CONSOLE | ROLLER PUMP | SPECTRUM | QPS | 2021-03-16 | 6000 | 2022-11-23 13:17 | 2024-11-23
AUDIO DOPPLER | AUDIO DOPPLER | HUNTLEIGH | D900 | 2021-03-12 | 336
NEBULIZER | NEBULIZER | PHILIPS LTD | INNOSPIRE DELUXE | 2021-03-11 | 126
NEBULIZER | NEBULIZER | PHILIPS LTD | INNOSPIRE DELUXE | 2021-03-11 | 126
NEBULIZER | NEBULIZER | PHILIPS LTD | INNOSPIRE DELUXE | 2021-03-11 | 126
NEBULIZER | NEBULIZER | PHILIPS LTD | INNOSPIRE DELUXE | 2021-03-11 | 126
AURISCOPE/OTOSCOPE | POCKET OTOSCOPE | TIMESCO | OPTIMA MINI POCKET OTOSCOPE | 2021-03-11 | 120
SUCTION CONTROLLER | ELITE SUCTION CONTROLLER LOW | OXYLITRE | ELITE SUCTION CONTROLLER LOW | 2021-03-10 | 315.6
SUCTION CONTROLLER | ELITE SUCTION CONTROLLER LOW | OXYLITRE | ELITE SUCTION CONTROLLER LOW | 2021-03-10 | 315.6
TYMPANIC THERMOMETER | TYMPANIC THERMOMETER | BRAUN | PRO 6000 | 2021-03-09 | 178.8
TYMPANIC THERMOMETER | TYMPANIC THERMOMETER CONNEX MONITOR | WELCH ALLYN | PRO 6000 CONNEX | 2021-03-29 | 214.8
TYMPANIC THERMOMETER | TYMPANIC THERMOMETER CONNEX MONITOR | WELCH ALLYN | PRO 6000 CONNEX | 2021-03-08 | 214.8
VITAL SIGNS MONITOR | VITAL SIGNS MONITOR: NIBP, SPO2, TEMP | WELCH ALLYN | 75CE CONNEX | 2021-03-09 | 2152.8 | 2024-08-29 | 2027-08-29
VITAL SIGNS MONITOR | VITAL SIGNS MONITOR: NIBP, SPO2, TEMP | WELCH ALLYN | 75CE CONNEX | 2021-03-09 | 2152.8 | 2024-02-29 | 2027-02-28
VITAL SIGNS MONITOR | VITAL SIGNS MONITOR: NIBP, SPO2, TEMP | WELCH ALLYN | 74CE CONNEX | 2021-03-08 | 1903.2 | 2024-08-21 | 2027-08-21
VITAL SIGNS MONITOR | VITAL SIGNS MONITOR: NIBP, SPO2, TEMP | WELCH ALLYN | 74CE CONNEX | 2021-03-08 | 1903.2 | 2024-08-21 | 2027-08-21
INCUBATOR | LAB INCUBATOR | LMS LTD | 280 | 2021-03-08 | 1200 | 2024-04-02 | 2025-04-02
INCUBATOR | LAB INCUBATOR | LMS LTD | 280 | 2021-03-08 | 1200 | 2024-03-27 | 2025-03-27
TEST EQUIP/SPEC | BALOMETER | TSI | AIRFLOW PH731 | 2021-03-08 | 2604 | 2021-09-29 | 2025-02-15
TYMPANIC THERMOMETER | TYMPANIC THERMOMETER CONNEX MONITOR | WELCH ALLYN | PRO 6000 CONNEX | 2021-03-05 | 214.8
ELECT.SURG.ANALYZER | ELECTROSURGICAL ANALYSER | FLUKE | QA-ES MK III | 2021-03-05 | 6474 | 2024-03-21 | 2025-03-21
TYMPANIC THERMOMETER | TYMPANIC THERMOMETER CONNEX MONITOR | WELCH ALLYN | PRO 6000 CONNEX | 2021-03-04 | 214.8
SUCTION UNIT | SUCTION - LAERDAL - BATTERY | LAERDAL | LSU-2 | 2021-03-03 | 816 | 2024-02-13 | 2027-02-13
CO2 MODULE | CO2 MODULE + PRESS & TEMP | PHILIPS LTD | 867041 B06 | 2021-03-03 | 3537.6 | 2023-06-30 | 2024-06-30
CO2 MODULE | CO2 MODULE + PRESS & TEMP | PHILIPS LTD | 867041 B06 | 2021-03-03 | 3537.6 | 2024-04-09 | 2025-04-09
CO2 MODULE | CO2 MODULE + PRESS & TEMP | PHILIPS LTD | 867041 B06 | 2021-03-03 | 3537.6 | 2024-08-23 | 2025-08-23
TRANSPORT MONITOR | PATIENT MONITOR INTELLIVUE X3 (6mm NIBP Port) | PHILIPS LTD | INTELLIVUE X3 (6mm NIBP) | 2021-03-03 | 3796.536 | 2024-09-02 | 2027-09-02
TRANSPORT MONITOR | PATIENT MONITOR INTELLIVUE X3 (6mm NIBP Port) | PHILIPS LTD | INTELLIVUE X3 (6mm NIBP) | 2021-03-03 | 3796.536 | 2024-02-12 | 2027-02-12
TRANSPORT MONITOR | PATIENT MONITOR INTELLIVUE X3 (6mm NIBP Port) | PHILIPS LTD | INTELLIVUE X3 (6mm NIBP) | 2021-03-03 | 3796.536 | 2024-08-29 | 2027-08-29
PATIENT MONITOR | PATIENT MONITOR INTELLIVUE | PHILIPS LTD | MX450 | 2021-03-03 | 3737.16 | 2024-02-29 | 2027-02-28
PATIENT MONITOR | PATIENT MONITOR INTELLIVUE | PHILIPS LTD | MX450 | 2021-03-03 | 3737.16 | 2024-02-26 | 2027-02-26
PATIENT MONITOR | PATIENT MONITOR INTELLIVUE | PHILIPS LTD | MX450 | 2021-03-03 | 3737.16 | 2024-08-22 | 2027-08-22
AMBULATORY ARRHYTHMIA MONITOR | AMBULATORY ECG RECORDER | SPACELABS | LIFECARD CF | 2021-03-02 | 2152.8
AMBULATORY ARRHYTHMIA MONITOR | AMBULATORY ECG RECORDER | SPACELABS | LIFECARD CF | 2021-03-02 | 2152.8
AMBULATORY ARRHYTHMIA MONITOR | AMBULATORY ECG RECORDER | SPACELABS | LIFECARD CF | 2021-03-02 | 2152.8
AMBULATORY ARRHYTHMIA MONITOR | AMBULATORY ECG RECORDER | SPACELABS | LIFECARD CF | 2021-03-02 | 2152.8
AMBULATORY ARRHYTHMIA MONITOR | AMBULATORY ECG RECORDER | SPACELABS | LIFECARD CF | 2021-03-02 | 2152.8
AMBULATORY ARRHYTHMIA MONITOR | AMBULATORY ECG RECORDER | SPACELABS | LIFECARD CF | 2021-03-02 | 2152.8
AMBULATORY ARRHYTHMIA MONITOR | AMBULATORY ECG RECORDER | SPACELABS | LIFECARD CF | 2021-03-02 | 2152.8
AMBULATORY ARRHYTHMIA MONITOR | AMBULATORY ECG RECORDER | SPACELABS | LIFECARD CF | 2021-03-02 | 2152.8
AMBULATORY ARRHYTHMIA MONITOR | AMBULATORY ECG RECORDER | SPACELABS | LIFECARD CF | 2021-03-02 | 2152.8
IRRIGATION SYSTEM | IRRIGATION WATER PUMP | FUJIFILM | JW-2 | 2021-03-02 | 2340 | 2024-02-01 | 2025-02-01
TILT CHAIR | TILT CHAIR - PRESSURE MANAGEMENT | CAREFLEX | HYDROFLEX | 2021-03-02 | 3678 |  | 2025-07-15
TILT CHAIR | TILT CHAIR - PRESSURE MANAGEMENT | CAREFLEX | HYDROFLEX | 2021-03-02 | 3678 |  | 2025-07-15
TYMPANIC THERMOMETER | TYMPANIC THERMOMETER | BRAUN | PRO 6000 | 2021-03-02 | 178.8
TYMPANIC THERMOMETER | TYMPANIC THERMOMETER | BRAUN | PRO 6000 | 2021-03-02 | 178.8
TYMPANIC THERMOMETER | TYMPANIC THERMOMETER | BRAUN | PRO 6000 | 2021-03-02 | 178.8
TYMPANIC THERMOMETER | TYMPANIC THERMOMETER | BRAUN | PRO 6000 | 2021-03-02 | 178.8
TYMPANIC THERMOMETER | TYMPANIC THERMOMETER CONNEX MONITOR | WELCH ALLYN | PRO 6000 CONNEX | 2021-03-02 | 214.8
ULTRASOUND SCANNER - BLADDER | ULTRASOUND SCANNER - BLADDER | VERATHON MEDICAL INC | PRIME PLUS | 2021-03-01 | 10375.992 | 2023-05-22 | 2025-03-01
BATTERY CHARGER | PRIME BATTERY CHARGER | VERATHON MEDICAL INC | 0400-0130 | 2021-03-01 | 300
TYMPANIC THERMOMETER | TYMPANIC THERMOMETER | BRAUN | PRO 6000 | 2021-03-01 | 178.8
VITAL SIGNS MONITOR | VITAL SIGNS MONITOR: NIBP, SPO2, TEMP | WELCH ALLYN | 75CE CONNEX | 2021-03-01 | 2152.8 |  | 2024-04-15
PLASTER SAW | PLASTER SAW WITH VACUUM | DESOUTTER MEDICAL | CC7 | 2021-02-25 | 3163.2 | 2024-03-14 | 2025-03-14
TYMPANIC THERMOMETER | TYMPANIC THERMOMETER | BRAUN | PRO 6000 | 2021-02-26 | 178.8
TYMPANIC THERMOMETER | TYMPANIC THERMOMETER | BRAUN | PRO 6000 | 2021-02-26 | 178.8
TYMPANIC THERMOMETER | TYMPANIC THERMOMETER | BRAUN | PRO 6000 | 2021-02-26 | 178.8
TYMPANIC THERMOMETER | TYMPANIC THERMOMETER | BRAUN | PRO 6000 | 2021-02-25 | 178.8
TYMPANIC THERMOMETER | TYMPANIC THERMOMETER | BRAUN | PRO 6000 | 2021-02-25 | 178.8
TYMPANIC THERMOMETER | TYMPANIC THERMOMETER | BRAUN | PRO 6000 | 2021-02-25 | 178.8
TYMPANIC THERMOMETER | TYMPANIC THERMOMETER | BRAUN | PRO 6000 | 2021-02-25 | 178.8
TYMPANIC THERMOMETER | TYMPANIC THERMOMETER CONNEX MONITOR | WELCH ALLYN | PRO 6000 CONNEX | 2021-02-24 | 214.8
DIAGNOSTIC SYSTEM | DIAGNOSTIC SYSTEM - WALL TRANSFORMER | WELCH ALLYN | GS777 | 2021-02-22 | 600
DIAGNOSTIC SYSTEM | DIAGNOSTIC SYSTEM - WALL TRANSFORMER | WELCH ALLYN | GS777 | 2021-02-22 | 600
DIAGNOSTIC SYSTEM | DIAGNOSTIC SYSTEM - WALL TRANSFORMER | WELCH ALLYN | GS777 | 2021-02-22 | 600
DIAGNOSTIC SYSTEM | DIAGNOSTIC SYSTEM - WALL TRANSFORMER | WELCH ALLYN | GS777 | 2021-02-22 | 600
DIAGNOSTIC SYSTEM | DIAGNOSTIC SYSTEM - WALL TRANSFORMER | WELCH ALLYN | GS777 | 2021-02-22 | 600
DIAGNOSTIC SYSTEM | DIAGNOSTIC SYSTEM - WALL TRANSFORMER | WELCH ALLYN | GS777 | 2021-02-22 | 600
DIAGNOSTIC SYSTEM | DIAGNOSTIC SYSTEM - WALL TRANSFORMER | WELCH ALLYN | GS777 | 2021-02-22 | 600
EXAMINATION LAMP | EXAMINATION LAMP - MOBILE SURGICAL LIGHT | DARAY LTD | S430LM | 2021-02-19 | 1746 | 2024-02-16 | 2025-02-16
VENTILATOR | VENTILATOR | RESMED LTD | STELLAR 100 | 2021-02-18 | 3600 |  | 2026-02-18
TYMPANIC THERMOMETER | TYMPANIC THERMOMETER | COVIDIEN UK | GENIUS 3 | 2021-02-18 | 193.2 |  | 2024-08-18
TYMPANIC THERMOMETER | TYMPANIC THERMOMETER | COVIDIEN UK | GENIUS 3 | 2021-02-18 | 193.2 | 2024-08-20 | 2025-02-20
PMG TERMINALS | O2 SPLITTER - PLASTIC FITTINGS | THERAPY EQUIPMENT | 6111P | 2021-02-23 | 140.76
PMG TERMINALS | O2 SPLITTER - PLASTIC FITTINGS | THERAPY EQUIPMENT | 6111P | 2021-02-23 | 140.76
PMG TERMINALS | MA4 AIR SPLITTER | THERAPY EQUIPMENT | 6112 | 2021-02-23 | 140.76
PMG TERMINALS | MA4 AIR SPLITTER | THERAPY EQUIPMENT | 6112 | 2021-02-23 | 140.76
TYMPANIC THERMOMETER | TYMPANIC THERMOMETER CONNEX MONITOR | WELCH ALLYN | PRO 6000 CONNEX | 2021-02-23 | 214.8
SUCTION CONTROLLER | HIGH SUCTION CONTROLLER | THERAPY EQUIPMENT | DIAMOND RANGE HIGH | 2021-03-16 | 81
TYMPANIC THERMOMETER | TYMPANIC THERMOMETER | COVIDIEN UK | GENIUS 3 | 2021-02-17 | 193.2 | 2024-10-04 | 2025-04-04
EXAMINATION LAMP | EXAMINATION LAMP - MOBILE SURGICAL LIGHT | DARAY LTD | S430LM | 2021-03-12 | 1746 | 2024-02-16 | 2025-02-16
TYMPANIC THERMOMETER | TYMPANIC THERMOMETER CONNEX MONITOR | WELCH ALLYN | PRO 6000 CONNEX | 2021-03-09 | 214.8
VITAL SIGNS MONITOR | VITAL SIGNS MONITOR: NIBP, SPO2, TEMP | WELCH ALLYN | 75CE CONNEX | 2021-03-09 | 2152.8 | 2024-03-18 | 2027-03-18
TYMPANIC THERMOMETER | TYMPANIC THERMOMETER | COVIDIEN UK | GENIUS 3 | 2021-03-04 | 193.2 | 2024-07-03 | 2025-01-03
PATIENT TROLLEY | PATIENT TROLLEY | STRYKER | ST1-X (6300-000-200) | 2021-02-15 | 2823.78
PATIENT TROLLEY | PATIENT TROLLEY | STRYKER | ST1-X (6300-000-200) | 2021-02-15 | 2823.78
PATIENT TROLLEY | PATIENT TROLLEY | STRYKER | ST1-X (6300-000-200) | 2021-02-15 | 2823.78
PATIENT TROLLEY | PATIENT TROLLEY | STRYKER | ST1-X (6300-000-200) | 2021-02-15 | 2823.78
PATIENT TROLLEY | PATIENT TROLLEY | STRYKER | ST1-X (6300-000-200) | 2021-02-15 | 2823.78
PATIENT TROLLEY | PATIENT TROLLEY | STRYKER | ST1-X (6300-000-200) | 2021-02-15 | 2823.78
TYMPANIC THERMOMETER | TYMPANIC THERMOMETER CONNEX MONITOR | WELCH ALLYN | PRO 6000 CONNEX | 2021-02-15 | 214.8
CHAIR | PHLEBOTOMY CHAIR, VARIABLE HEIGHT, THREE SECTION, HYDRAULIC, COSTAL BLUE | BRISTOL MAID (HOSP.M.CRAFT) | EC5305/VCB | 2021-02-12 | 1902 |  | 2024-02-05
CHAIR | PHLEBOTOMY CHAIR, VARIABLE HEIGHT, THREE SECTION, HYDRAULIC, COSTAL BLUE | BRISTOL MAID (HOSP.M.CRAFT) | EC5305/VCB | 2021-02-12 | 1902 |  | 2024-02-05
TYMPANIC THERMOMETER | TYMPANIC THERMOMETER CONNEX MONITOR | WELCH ALLYN | PRO 6000 CONNEX | 2021-02-11 | 178.8
EXAMINATION LAMP | EXAMINATION LAMP - WALL MOUNTED LED | BRANDON MEDICAL | CLED50FX | 2021-02-11 | 696
EXAMINATION LAMP | EXAMINATION LAMP - WALL MOUNTED LED | BRANDON MEDICAL | CLED50FX | 2021-02-11 | 696
MULTI PARAM SIMULAT | MULTI PARAMETER SIMULATOR | FLUKE | PROSIM 8 | 2021-02-10 | 5643 | 2024-02-27 | 2025-02-27
MULTI PARAM SIMULAT | MULTI PARAMETER SIMULATOR | FLUKE | PROSIM 8 | 2021-02-10 | 5643 | 2024-05-09 | 2025-05-09
OPHTHALMOSCOPE | DIRECT OPHTHALMOSCOPE | HEINE | BETA 200 LED STREAK REST SET USB | 2021-03-09 | 756
COUCH | COUCH 3 SECTION ELECTRIC | MEDI-PLINTH | BE3165 | 2021-02-24 | 4272.24 | 2024-01-30 | 2027-02-01
VISION TESTER | VISION CHART - SINGLE SIDED TEST TYPE | SUSSEX VISION | SDT-902 | 2021-02-18 | 540 | 2024-01-30 | 2025-01-08
TRANSILLUMINATOR | VEIN VIEWING SYSTEM | ACCUVEIN | AV500 | 2021-02-16 | 4920 | 2023-07-06 | 2024-07-06
SOLDERING IRON | SOLDERING IRON 60W 230V | WELLER | W61-UK | 2021-02-12 | 96 | 2023-08-02 | 2025-09-05
SOLDERING IRON | SOLDERING IRON 60W 230V | WELLER | W61-UK | 2021-02-12 | 96 | 2023-08-02 | 2025-09-05
SOLDERING IRON | SOLDERING IRON 60W 230V | WELLER | W61-UK | 2021-02-12 | 96 | 2023-08-02 | 2025-09-15
SOLDERING IRON | SOLDERING IRON 60W 230V | WELLER | W61-UK | 2021-02-12 | 96 | 2023-08-02 | 2025-09-05
ANTI-STATIC MAT | BURIED LAYER DISSIPATIVE MAT | RS | 466-1643 | 2021-02-12 | 53.928 | 2023-08-01 | 2025-09-05
ANTI-STATIC MAT | BURIED LAYER DISSIPATIVE MAT | RS | 466-1643 | 2021-02-12 | 53.928 | 2023-08-01 | 2025-08-01
ANTI-STATIC MAT | BURIED LAYER DISSIPATIVE MAT | RS | 466-1643 | 2021-02-12 | 53.928 | 2023-08-01 | 2025-09-05
ANTI-STATIC MAT | BURIED LAYER DISSIPATIVE MAT | RS | 466-1643 | 2021-02-12 | 53.928 | 2023-08-01 | 2025-09-05
POWERED TABLE | POWERED TABLE | TOPCON | TU401424 | 2021-02-12 | 2160 | 2023-12-05 | 2024-12-05
OPHTHALMIC CHAIR | PATIENT CHAIR | TAKAGI | UN-21 | 2021-02-05 | 0 | 2024-01-26 | 2025-01-09
SLIT LAMP TABLE | TAKAGI SLIT LAMP TABLE | TAKAGI | ST40 | 2021-02-05 | 480 | 2024-01-26 | 2025-01-09
SLIT LAMP TABLE | TAKAGI SLIT LAMP TABLE | TAKAGI | ST40 | 2021-02-05 | 480 | 2024-02-14 | 2025-02-14
OPHTHALMIC CHAIR | PATIENT CHAIR | TAKAGI | UN-21 | 2021-02-05 | 0 | 2024-02-14 | 2025-02-14
CARDIOGRAPH | CARDIOGRAPH | MORTARA INST | ELI 150C | 2021-02-11 | 3600
OPHTHALMOSCOPE-INDIRECT | VANTAGE PLUS LED/BULB | KEELER | 1205-P-1020 | 2021-02-04 | 3594 | 2024-04-12 | 2026-02-02
HUMIDIFIER | HUMIDIFIER AND FLOW GENERATOR | F & P | AIRVO 2 | 2021-01-27 | 2970 | 2024-02-14 | 2025-01-26
SPHYGMOMANOMETER | SPHYGMOMANOMETER | ACCOSON LTD | 0312 POCKET ANEROID | 2021-01-28 | 78 | 2021-01-28
LIGHT CURE UNIT | LIGHT CURE UNIT | OPTIMA LTD | BA OPTIMA 10 | 2021-02-02 | 0 | 2024-05-01 | 2025-04-15
LIGHT CURE UNIT | LIGHT CURE UNIT | OPTIMA LTD | BA OPTIMA 10 | 2021-02-02 | 0 | 2024-05-01 | 2025-04-10
SUCTION CONTROLLER | HIGH SUCTION CONTROLLER | THERAPY EQUIPMENT | DIAMOND RANGE HIGH | 2021-02-16 | 81
PATIENT MONITOR | PATIENT MONITOR INTELLIVUE | PHILIPS LTD | MX450 | 2021-02-17 | 3737.16 | 2023-11-17 | 2026-11-15
MULTI-MEASUREMENT SERVER | MULTI-MEASUREMENT SERVER | PHILIPS LTD | INTELLIVUE MMX | 2021-02-17 | 2078.184
PATIENT HOIST | PATIENT HOIST - MOBILE | JOERNS HEALTHCARE | OXFORD PRESENCE | 2021-03-31 | 1731.6 | 2024-03-19 | 2024-09-15
SCALES | SCALES - HOIST | JOERNS HEALTHCARE | OXFORD OXF-SCALE-LP | 2021-04-01 | 1195.2 | 2023-11-14 | 2024-11-15
PATIENT HOIST | PATIENT HOIST - MOBILE | JOERNS HEALTHCARE | OXFORD PRESENCE | 2021-03-31 | 1731.6 | 2024-03-18 | 2024-09-15
SCALES | SCALES - HOIST | JOERNS HEALTHCARE | OXFORD OXF-SCALE-LP | 2021-04-01 | 1195.2 |  | 2024-11-15
PATIENT HOIST | PATIENT HOIST - MOBILE | JOERNS HEALTHCARE | OXFORD PRESENCE | 2021-03-31 | 1731.6 | 2024-03-14 | 2024-09-14
SCALES | SCALES - HOIST | JOERNS HEALTHCARE | OXFORD OXF-SCALE-LP | 2021-04-01 | 1195.2 | 2023-11-14 | 2024-11-15
PATIENT HOIST | PATIENT HOIST - MOBILE | JOERNS HEALTHCARE | OXFORD PRESENCE | 2021-03-31 | 1731.6 | 2024-03-28 | 2024-09-15
SUCTION CONTROLLER | HIGH SUCTION CONTROLLER | THERAPY EQUIPMENT | DIAMOND RANGE HIGH | 2021-03-16 | 81
SUCTION CONTROLLER | HIGH SUCTION CONTROLLER | THERAPY EQUIPMENT | DIAMOND RANGE HIGH | 2021-03-16 | 81
PUMP DOCKING STATION | PUMP DOCKING STATION | FRESENIUS KABI | LINK 6 + AGILIA | 2021-04-06 | 1198.8 | 2024-05-31 | 2027-04-06
PUMP DOCKING STATION | PUMP DOCKING STATION | FRESENIUS KABI | LINK 6 + AGILIA | 2021-04-06 | 1198.8 | 2024-05-31 | 2027-04-06
ULTRASOUND SCANNER | ULTRASOUND SCANNER | PHILIPS LTD | EPIQ 5G | 2021-04-08 | 74479.992 | 2024-07-24 | 2025-04-15
ULTRASOUND-CARDIO | ULTRASOUND SCANNER | GE LIMITED | VIVID E95 | 2021-04-07 | 97094.904
AUDIO DOPPLER | AUDIO DOPPLER | SUNRAY | SRF618E | 2021-03-30 | 144
ULTRASOUND PROBE | ULTRASOUND PROBE | GE LIMITED | 12S-D | 2022-02-03 | 1515
ULTRASOUND PROBE | ULTRASOUND PROBE | GE LIMITED | 6S-D | 2022-02-03 | 1515
ULTRASOUND SCANNER | ULTRASOUND SCANNER - CARDIO | GE LIMITED | VIVID S70N | 2021-08-12 | 132000 | 2023-02-21 13:09 | 2025-03-12
GAS REGULATOR & FLOWMETER | PIN INDEX O2 DIALREG | THERAPY EQUIPMENT | 5055 | 2021-03-23 | 156 |  | 2024-04-23
REGULATOR | MEDIREG WITH SCHRADER - PIN INDEX O2 | THERAPY EQUIPMENT | 5037 | 2021-03-23 | 156 |  | 2025-03-23
SUCTION CONTROLLER | HIGH SUCTION CONTROLLER | THERAPY EQUIPMENT | DIAMOND RANGE HIGH | 2021-03-23 | 82.8
SCALES | SCALES - HOIST | JOERNS HEALTHCARE | OXFORD OXF-SCALE-LP | 2021-04-01 | 1195.2 | 2023-11-17 | 2024-11-15
PATIENT HOIST | PATIENT HOIST - MOBILE | JOERNS HEALTHCARE | OXFORD PRESENCE | 2021-03-31 | 1731.6 | 2023-06-19 | 2024-09-15
SCALES | SCALES - HOIST | JOERNS HEALTHCARE | OXFORD OXF-SCALE-LP | 2021-04-01 | 1195.2 |  | 2024-11-15
PATIENT HOIST | PATIENT HOIST - MOBILE | JOERNS HEALTHCARE | OXFORD PRESENCE | 2021-03-31 | 1731.6 | 2024-05-01 | 2024-09-15
SCALES | SCALES - HOIST | JOERNS HEALTHCARE | OXFORD OXF-SCALE-LP | 2021-04-01 | 1195.2 | 2023-11-14 | 2024-11-15
SUCTION CONTROLLER | HIGH SUCTION CONTROLLER | THERAPY EQUIPMENT | DIAMOND RANGE HIGH | 2021-03-10 | 81
SUCTION CONTROLLER | HIGH SUCTION CONTROLLER | THERAPY EQUIPMENT | DIAMOND RANGE HIGH | 2021-03-10 | 81
SUCTION CONTROLLER | REMOTE SUCTION WITH HOSE | THERAPY EQUIPMENT | ZZSUCTION | 2021-03-04 | 222
SUCTION CONTROLLER | HIGH SUCTION CONTROLLER | THERAPY EQUIPMENT | DIAMOND RANGE HIGH | 2021-03-03 | 81
COUCH | COUCH - VARIABLE HEIGHT | OCURA HEALTHCARE FURNITURE LIMITED | OCURA +02E | 2021-03-01 | 1236 | 2024-03-01 | 2027-03-01
COUCH | COUCH - VARIABLE HEIGHT | OCURA HEALTHCARE FURNITURE LIMITED | OCURA +02E | 2021-03-01 | 1236 | 2024-03-01 | 2027-03-01
SUCTION CONTROLLER | HIGH SUCTION CONTROLLER | THERAPY EQUIPMENT | DIAMOND RANGE HIGH | 2021-02-24 | 81
SUCTION CONTROLLER | HIGH SUCTION CONTROLLER | THERAPY EQUIPMENT | DIAMOND RANGE HIGH | 2021-02-24 | 81
SCALES | HOIST WEIGHING BEAM | MARSDEN | M-605 | 2021-02-17 | 720 | 2023-11-14 | 2024-11-15
NEBULIZER | NEBULIZER | PHILIPS LTD | INNOSPIRE DELUXE | 2021-02-11 | 75
NEBULIZER | NEBULIZER | PHILIPS LTD | INNOSPIRE DELUXE | 2021-02-11 | 75
NEBULIZER | NEBULIZER | PHILIPS LTD | INNOSPIRE DELUXE | 2021-02-11 | 75
NEBULIZER | NEBULIZER | PHILIPS LTD | INNOSPIRE DELUXE | 2021-02-11 | 75
HUMIDIFIER | HUMIDIFIER AND FLOW GENERATOR | F & P | AIRVO 2 | 2021-01-26 | 2970 | 2024-02-14 | 2025-01-26
HUMIDIFIER | HUMIDIFIER AND FLOW GENERATOR | F & P | AIRVO 2 | 2021-01-26 | 2970 | 2024-01-31 | 2025-01-26
HUMIDIFIER | HUMIDIFIER AND FLOW GENERATOR | F & P | AIRVO 2 | 2021-01-26 | 2970 | 2024-01-22 | 2025-01-26
INFUSION PUMP | VOLUMETRIC INFUSION PUMP | FRESENIUS KABI | AGILIA VP MC WIFI GB | 2021-01-19 | 660 |  | 2025-01-19
INFUSION PUMP | VOLUMETRIC INFUSION PUMP | FRESENIUS KABI | AGILIA VP MC WIFI GB | 2021-01-19 | 660 | 2024-10-21 | 2027-10-21
INFUSION PUMP | VOLUMETRIC INFUSION PUMP | FRESENIUS KABI | AGILIA VP MC WIFI GB | 2021-01-19 | 660 | 2024-10-22 | 2027-10-22
INFUSION PUMP | VOLUMETRIC INFUSION PUMP | FRESENIUS KABI | AGILIA VP MC WIFI GB | 2021-01-19 | 660 |  | 2025-01-19
INFUSION PUMP | VOLUMETRIC INFUSION PUMP | FRESENIUS KABI | AGILIA VP MC WIFI GB | 2021-01-19 | 660 | 2024-01-16 | 2027-01-16
INFUSION PUMP | VOLUMETRIC INFUSION PUMP | FRESENIUS KABI | AGILIA VP MC WIFI GB | 2021-01-19 | 660 |  | 2025-01-19
INFUSION PUMP | VOLUMETRIC INFUSION PUMP | FRESENIUS KABI | AGILIA VP MC WIFI GB | 2021-01-19 | 660 |  | 2025-01-19
INFUSION PUMP | VOLUMETRIC INFUSION PUMP | FRESENIUS KABI | AGILIA VP MC WIFI GB | 2021-01-19 | 660 |  | 2025-01-19
INFUSION PUMP | VOLUMETRIC INFUSION PUMP | FRESENIUS KABI | AGILIA VP MC WIFI GB | 2021-01-19 | 660 |  | 2025-01-19
INFUSION PUMP | VOLUMETRIC INFUSION PUMP | FRESENIUS KABI | AGILIA VP MC WIFI GB | 2021-01-19 | 660 |  | 2026-04-15
INFUSION PUMP | VOLUMETRIC INFUSION PUMP | FRESENIUS KABI | AGILIA VP MC WIFI GB | 2021-01-19 | 660 |  | 2025-01-19
INFUSION PUMP | VOLUMETRIC INFUSION PUMP | FRESENIUS KABI | AGILIA VP MC WIFI GB | 2021-01-19 | 660 | 2024-10-22 | 2027-10-22
INFUSION PUMP | VOLUMETRIC INFUSION PUMP | FRESENIUS KABI | AGILIA VP MC WIFI GB | 2021-01-19 | 660 |  | 2025-01-19
INFUSION PUMP | VOLUMETRIC INFUSION PUMP | FRESENIUS KABI | AGILIA VP MC WIFI GB | 2021-01-19 | 660 |  | 2025-01-19
INFUSION PUMP | VOLUMETRIC INFUSION PUMP | FRESENIUS KABI | AGILIA VP MC WIFI GB | 2021-01-19 | 660 |  | 2025-01-19
INFUSION PUMP | VOLUMETRIC INFUSION PUMP | FRESENIUS KABI | AGILIA VP MC WIFI GB | 2021-01-19 | 660 |  | 2026-04-15
INFUSION PUMP | VOLUMETRIC INFUSION PUMP | FRESENIUS KABI | AGILIA VP MC WIFI GB | 2021-01-19 | 660 |  | 2025-01-19
INFUSION PUMP | VOLUMETRIC INFUSION PUMP | FRESENIUS KABI | AGILIA VP MC WIFI GB | 2021-01-19 | 660 |  | 2025-01-19
INFUSION PUMP | VOLUMETRIC INFUSION PUMP | FRESENIUS KABI | AGILIA VP MC WIFI GB | 2021-01-19 | 660 |  | 2025-01-19
INFUSION PUMP | VOLUMETRIC INFUSION PUMP | FRESENIUS KABI | AGILIA VP MC WIFI GB | 2021-01-19 | 660 | 2023-11-02 | 2026-11-02
INFUSION PUMP | VOLUMETRIC INFUSION PUMP | FRESENIUS KABI | AGILIA VP MC WIFI GB | 2021-01-19 | 660 |  | 2025-01-19
INFUSION PUMP | VOLUMETRIC INFUSION PUMP | FRESENIUS KABI | AGILIA VP MC WIFI GB | 2021-01-19 | 660 |  | 2025-01-19
INFUSION PUMP | VOLUMETRIC INFUSION PUMP | FRESENIUS KABI | AGILIA VP MC WIFI GB | 2021-01-19 | 660 |  | 2025-01-19
INFUSION PUMP | VOLUMETRIC INFUSION PUMP | FRESENIUS KABI | AGILIA VP MC WIFI GB | 2021-01-19 | 660 | 2024-10-22 | 2027-10-22
INFUSION PUMP | VOLUMETRIC INFUSION PUMP | FRESENIUS KABI | AGILIA VP MC WIFI GB | 2021-01-19 | 660 |  | 2025-01-19
HEIGHT GAUGE | HEIGHT GAUGE | SECA | 213 | 2021-05-18 | 82.8 | 2023-08-22 | 2024-08-22
HEIGHT GAUGE | HEIGHT GAUGE | SECA | 213 | 2021-05-18 | 82.8 | 2023-08-22 | 2024-08-22
TEST EQUIP/SPEC | SYRINGE STRAIN GAUGE | B.BRAUN | 7705204 | 2021-05-07 | 447.624 | 2024-06-14 | 2025-06-14
TEST EQUIP/SPEC | DIAMETER GAUGES | B.BRAUN | 7705166 | 2021-05-07 | 76.824 | 2024-09-03 | 2026-09-03
THERMOMETER CALIBRATOR | SURETEMP/THERMOSCAN CALIBRATOR | WELCH ALLYN | 9600 PLUS CALIBRATION TESTER | 2021-04-29 | 1070.4 | 2023-11-06 | 2024-11-06
SUCTION UNIT | TWIN MOBILE SUCTION UNIT | THERAPY EQUIPMENT | 7763 | 2021-04-29 | 654
MICROWAVE ENDOMETRIAL ABLATION | REF2010 MICROWAVE ENTOMETRIAL ABLATION | HOLOGIC | NOVASURE MODEL 10 | 2021-04-23 | 0 | 2023-11-22 | 2024-11-22
HEIGHT GAUGE | HEIGHT GAUGE | SECA | 213 | 2021-04-21 | 82.8 | 2023-08-22 | 2024-08-22
SPHYGMOMANOMETER | DESK SPHYGMOMANOMETER | WELCH ALLYN | 7670-16 | 2021-04-21 | 0 | 2023-08-24 | 2025-08-01
HEIGHT GAUGE | HEIGHT GAUGE | SECA | 213 | 2021-04-21 | 82.8 | 2023-08-22 | 2024-08-22
CALIBRATION SYRINGE | CALIBRATION SYRINGE - 3 LITRE | HANS RUDOLPH | 5530 | 2021-04-21 | 0 | 2024-04-26 | 2025-04-26
SPHYGMOMANOMETER | SPHYGMOMANOMETER - HANDHELD | WELCH ALLYN | DURASHOCK | 2021-04-21 | 36 |  | 2025-08-01
VITAL SIGNS MONITOR | VITAL SIGNS MONITOR: NBP. | OMRON | 705IT | 2021-04-21 | 0 | 2022-06-24 | 2024-08-01
VITAL SIGNS MONITOR | VITAL SIGNS MONITOR: NBP. | OMRON | 705IT | 2021-04-21 | 0 | 2024-05-16 | 2025-08-01
SCALES | SCALES - STAND ON | SECA | 880 | 2021-04-21 | 0 | 2022-11-25 16:21 | 2024-11-15
HEIGHT GAUGE | HEIGHT GAUGE | SECA | 213 | 2021-04-21 | 82.8 | 2022-06-22 | 2024-08-01
COUCH | COUCH | ARJO HUNTLEIGH | A2223/8/SHS | 2021-04-21 | 0 |  | 2024-04-01
SUCTION UNIT | THEATRE SUCTION UNIT | THERAPY EQUIPMENT | 7760 | 2021-04-21 | 654
TORQUE WRENCH | TORQUE WRENCH 20-100N.m | NORBAR | 15003 | 2021-04-20 | 172.8 | 2024-06-14 | 2025-06-14
HUMIDIFIER | HUMIDIFIER | F & P | MR850 | 2021-04-15 | 0 | 2024-02-29 | 2025-02-28
HUMIDIFIER | HUMIDIFIER | F & P | MR850 | 2021-04-15 | 0 | 2024-05-08 | 2025-05-08
TRANSDUCER | US TRANSDUCER | PHILIPS LTD | M2736A | 2021-04-12 | 0
ISOLATION TRANSFORMER | MEDICAL ISOLATION TRANSFORMER | NORATEL | IMED 15003RD | 2021-04-07 | 1330.8 | 2024-09-06 | 2025-09-06
TRANSDUCER | TOCO TRANSDUCER | PHILIPS LTD | M2734B | 2021-03-30 | 0
HUMIDIFIER | HUMIDIFIER | F & P | MR850 | 2021-03-29 | 1440 | 2024-08-06 | 2025-08-06
TRANSDUCER | US TRANSDUCER | PHILIPS LTD | M2736A | 2021-03-25 | 1172.4
SPHYGMOMANOMETER | DESK SPHYGMOMANOMETER | WELCH ALLYN | 7670-16 | 2021-03-19 | 0 | 2023-08-24 | 2025-08-01
TORQUE SCREWDRIVER | TORQUE SCREWDRIVER 10-34 N-CM | WERA | 7430 | 2021-03-18 | 86.964 | 2023-11-27 | 2024-11-13
RESUSCITATION-INFANT | NEOPUFF INFANT RESUSCITATOR | F & P | RD900AEU | 2021-03-17 | 768.96 | 2024-05-10 | 2025-05-10
RESUSCITATION-INFANT | NEOPUFF INFANT RESUSCITATOR | F & P | RD900AEU | 2021-03-17 | 768.96 | 2023-02-24 07:35 | 2024-03-17
SCALES | SCALES - BABY | SECA | 376 | 2021-03-12 | 373.5 | 2022-11-25 14:12 | 2024-11-15
SCALES | SCALES - BABY | SECA | 376 | 2021-03-12 | 373.5 | 2023-04-05 | 2024-11-15
SCALES | SCALES - BABY | SECA | 376 | 2021-03-12 | 373.5 | 2023-12-06 | 2024-11-15
SCALES | SCALES - BABY | SECA | 376 | 2021-03-12 | 373.5 | 2023-12-06 | 2024-11-15
RESUSCITATION-INFANT | NEOPUFF INFANT RESUSCITATOR | F & P | RD900AEU | 2021-03-04 | 768.96 | 2024-09-03 | 2026-02-01
RESUSCITATION-INFANT | NEOPUFF INFANT RESUSCITATOR | F & P | RD900AEU | 2021-03-04 | 768.96 | 2024-08-21 | 2026-02-01
REGULATOR | REGULATOR - AIR - PIN INDEX | BPR MEDICAL | 819-0034 | 2021-03-03 | 128.304 |  | 2025-03-03
HEADLIGHT SYSTEM | HEADLIGHT SYSTEM | RIESTER | RI-FOCUS LED | 2021-04-12 | 178.8
HEADLIGHT SYSTEM | HEADLIGHT SYSTEM | RIESTER | RI-FOCUS LED | 2021-04-12 | 178.8
AUDIO DOPPLER | AUDIO DOPPLER | HUNTLEIGH | D920 | 2021-04-12 | 373.968
AUDIO DOPPLER | AUDIO DOPPLER | HUNTLEIGH | D920 | 2021-04-12 | 373.968
AUDIO DOPPLER | AUDIO DOPPLER | HUNTLEIGH | D920 | 2021-04-12 | 373.968
AUDIO DOPPLER | AUDIO DOPPLER | HUNTLEIGH | D920 | 2021-04-12 | 373.968
AUDIO DOPPLER | AUDIO DOPPLER | HUNTLEIGH | D920 | 2021-04-12 | 373.968
AUDIO DOPPLER | AUDIO DOPPLER | HUNTLEIGH | D920 | 2021-04-13 | 373.968
SPHYGMOMANOMETER | SPHYGMOMANOMETER | WELCH ALLYN | DS-5501-300 | 2021-04-13 | 149.832 |  | 2025-06-01
SPHYGMOMANOMETER | SPHYGMOMANOMETER | WELCH ALLYN | DS-5501-300 | 2021-04-13 | 149.832 |  | 2025-06-01
SPHYGMOMANOMETER | SPHYGMOMANOMETER | WELCH ALLYN | DS-5501-300 | 2021-03-01 | 149.832 |  | 2025-06-01
SPHYGMOMANOMETER | SPHYGMOMANOMETER | WELCH ALLYN | DS-5501-300 | 2021-03-01 | 149.832 | 2022-11-25 14:01 | 2024-11-01
SPHYGMOMANOMETER | SPHYGMOMANOMETER | WELCH ALLYN | DS-5501-300 | 2021-03-01 | 149.832 |  | 2025-06-01
SPHYGMOMANOMETER | SPHYGMOMANOMETER | WELCH ALLYN | DS-5501-300 | 2021-03-01 | 149.832 | 2022-11-29 12:19 | 2024-11-01
SPHYGMOMANOMETER | SPHYGMOMANOMETER | WELCH ALLYN | DS-5501-300 | 2021-03-01 | 149.832 | 2022-08-18 | 2025-08-01
SPHYGMOMANOMETER | SPHYGMOMANOMETER | WELCH ALLYN | DS-5501-300 | 2021-03-01 | 149.832 | 2024-07-08 | 2025-07-08
SPHYGMOMANOMETER | SPHYGMOMANOMETER | WELCH ALLYN | DS-5501-300 | 2021-03-01 | 149.832 |  | 2025-06-01
SPHYGMOMANOMETER | SPHYGMOMANOMETER | WELCH ALLYN | DS-5501-300 | 2021-03-01 | 149.832 |  | 2025-06-01
SPHYGMOMANOMETER | SPHYGMOMANOMETER | WELCH ALLYN | DS-5501-300 | 2021-03-01 | 149.832 |  | 2025-06-01
SPHYGMOMANOMETER | DESK SPHYGMOMANOMETER | WELCH ALLYN | 7670-16 | 2021-02-19 | 0 |  | 2025-06-01
SUCTION UNIT | PORTABLE SUCTION UNIT | LAERDAL | LCSU4 | 2021-02-19 | 399.6 | 2024-09-24 | 2027-09-24
TRANSDUCER | US TRANSDUCER | PHILIPS LTD | M2736A | 2021-02-19 | 1172.4
TRANSDUCER | US TRANSDUCER | PHILIPS LTD | M2736A | 2021-02-19 | 1172.4
SCALES | SCALES - HOIST | MARSDEN | M-600 | 2021-02-02 | 0 | 2022-02-02 | 2024-11-15
SCALES | SCALES - STAND ON | SECA | 875 | 2021-01-29 | 178.8 | 2023-12-06 | 2024-11-15
SCALES | SCALES - STAND ON | SECA | 875 | 2021-01-29 | 178.8 | 2023-12-06 | 2024-11-15
TRANSDUCER | US TRANSDUCER | PHILIPS LTD | M2736A | 2021-02-02 | 1172.4
SPEECH AID | SPEECH AID ELECTROLARYNX | ATOS MEDICAL UK | TRUTONE EMOTE | 2021-01-25 | 634.8
SPEECH AID | SPEECH AID ELECTROLARYNX | ATOS MEDICAL UK | TRUTONE EMOTE | 2021-01-25 | 634.8
SCALES | SCALES - STAND ON | MARSDEN | M-420 | 2021-01-25 | 302.4 |  | 2024-11-15
TYMPANIC THERMOMETER | TYMPANIC THERMOMETER | BRAUN | PRO 6000 | 2021-02-09 | 178.8
SOUND LEVEL METER | SOUND LEVEL METER | AMPROBE | SM-10 | 2021-02-05 | 288 | 2024-06-13 | 2025-06-13
TYMPANIC THERMOMETER | TYMPANIC THERMOMETER | BRAUN | PRO 6000 | 2021-02-05 | 178.8
GAS REGULATOR & FLOWMETER | SPECTROL HIGH PURITY REGULATOR | B.O.C. | 505 | 2021-02-04 | 0 |  | 2025-02-06
ARRHYTHMIA ANNE | ALS BABY TRAINER | LAERDAL | 08003040 | 2021-01-15 | 1062.6
ARRHYTHMIA ANNE | ALS BABY TRAINER | LAERDAL | 08003040 | 2021-01-15 | 1062.6
ARRHYTHMIA ANNE | ALS BABY TRAINER | LAERDAL | 08003040 | 2021-01-15 | 1062.6
ARRHYTHMIA ANNE | ALS BABY TRAINER | LAERDAL | 08003040 | 2021-01-15 | 1062.6
ULTRASOUND-CARDIO | INTRAVASCULAR ULTRASOUND SYSTEM | VOLCANO CORP | CORE SERIES S5 | 2021-02-17 | 72000 |  | 2025-07-15
BLOOD PRESSURE MONITOR | DIGITAL BLOOD PRESSURE DEVICE | WELCH ALLYN | CONNEX PROBP 3400 | 2021-02-11 | 750 |  | 2024-04-15
SUCTION CONTROLLER | HIGH SUCTION CONTROLLER | THERAPY EQUIPMENT | DIAMOND RANGE HIGH | 2021-02-11 | 81
SUCTION CONTROLLER | HIGH SUCTION CONTROLLER | THERAPY EQUIPMENT | DIAMOND RANGE HIGH | 2021-02-11 | 81
SUCTION CONTROLLER | HIGH SUCTION CONTROLLER | THERAPY EQUIPMENT | DIAMOND RANGE HIGH | 2021-02-11 | 81
SUCTION CONTROLLER | HIGH SUCTION CONTROLLER | THERAPY EQUIPMENT | DIAMOND RANGE HIGH | 2021-02-11 | 81
SUCTION CONTROLLER | HIGH SUCTION CONTROLLER | THERAPY EQUIPMENT | DIAMOND RANGE HIGH | 2021-02-11 | 81
SUCTION CONTROLLER | HIGH SUCTION CONTROLLER | THERAPY EQUIPMENT | DIAMOND RANGE HIGH | 2021-02-11 | 81
SUCTION CONTROLLER | HIGH SUCTION CONTROLLER | THERAPY EQUIPMENT | DIAMOND RANGE HIGH | 2021-02-11 | 81
SUCTION CONTROLLER | HIGH SUCTION CONTROLLER | THERAPY EQUIPMENT | DIAMOND RANGE HIGH | 2021-02-11 | 81
SUCTION CONTROLLER | HIGH SUCTION CONTROLLER | THERAPY EQUIPMENT | DIAMOND RANGE HIGH | 2021-02-11 | 81
SUCTION CONTROLLER | HIGH SUCTION CONTROLLER | THERAPY EQUIPMENT | DIAMOND RANGE HIGH | 2021-02-10 | 81
MEDICAL GAS HOSE | 5 METRE OXYGEN EXTENSION HOSE | THERAPY EQUIPMENT | 6180/P/5M | 2021-02-09 | 96.216 |  | 2025-02-12
MEDICAL GAS HOSE | 5 METRE OXYGEN EXTENSION HOSE | THERAPY EQUIPMENT | 6180/P/5M | 2021-02-09 | 96.216 |  | 2025-02-12
VENTILATOR | VENTILATOR | DRAEGER | EVITA V800 | 2021-02-02 | 31200 | 2024-04-22 | 2025-03-02
VENTILATOR | VENTILATOR | DRAEGER | EVITA V800 | 2021-02-02 | 31200 | 2024-02-28 | 2025-03-02
VENTILATOR | VENTILATOR | DRAEGER | EVITA V800 | 2021-02-02 | 31200 | 2024-02-21 | 2025-03-15
VENTILATOR | VENTILATOR | DRAEGER | EVITA V800 | 2021-02-02 | 31200 | 2024-04-22 | 2025-03-02
VENTILATOR | VENTILATOR | DRAEGER | EVITA V800 | 2021-02-02 | 31200 | 2024-06-10 | 2025-03-02
VENTILATOR | VENTILATOR | DRAEGER | EVITA V800 | 2021-02-02 | 31200 | 2024-03-04 | 2025-03-14
CARDIOGRAPH | CARDIOGRAPH | GE LIMITED | MAC2000 | 2021-02-02 | 6187.2 | 2024-07-11 | 2025-07-11
CARDIOGRAPH | CARDIOGRAPH | GE LIMITED | MAC2000 | 2021-02-02 | 6187.2 | 2024-05-28 | 2025-05-28
SUCTION CONTROLLER | HIGH SUCTION CONTROLLER | THERAPY EQUIPMENT | DIAMOND RANGE HIGH | 2021-02-03 | 81
VENTILATOR | VENTILATOR | BEIJING AEONMED CO. LTD | VG70 | 2021-02-01 | 14400 |  | 2025-02-12
TYMPANIC THERMOMETER | TYMPANIC THERMOMETER | BRAUN | PRO 6000 | 2021-01-28 | 178.8
TYMPANIC THERMOMETER | TYMPANIC THERMOMETER | COVIDIEN UK | GENIUS 3 | 2021-01-28 | 193.2 | 2024-10-04 | 2025-04-04
VITAL SIGNS MONITOR | VITAL SIGNS MONITOR: NIBP, SPO2, TEMP | WELCH ALLYN | 74CE CONNEX | 2021-01-26 | 1903.92 | 2024-07-12 | 2027-07-12
VITAL SIGNS MONITOR | VITAL SIGNS MONITOR: NIBP, SPO2, TEMP | WELCH ALLYN | 74CE CONNEX | 2021-01-26 | 1903.92 | 2024-07-10 | 2027-07-10
VITAL SIGNS MONITOR | VITAL SIGNS MONITOR: NIBP, SPO2, TEMP | WELCH ALLYN | 74CE CONNEX | 2021-01-26 | 1903.92 | 2024-09-18 | 2027-09-18
VITAL SIGNS MONITOR | VITAL SIGNS MONITOR: NIBP, SPO2, TEMP | WELCH ALLYN | 74CE CONNEX | 2021-01-26 | 1903.92 | 2024-07-10 | 2027-07-10
SYRINGE DRIVER | SYRINGE DRIVER | FRESENIUS KABI | AGILIA SP MC WIFI | 2021-01-25 | 360 | 2024-03-12 | 2027-03-12
SYRINGE DRIVER | SYRINGE DRIVER | FRESENIUS KABI | AGILIA SP MC WIFI | 2021-01-25 | 360 |  | 2024-12-15
INFUSION PUMP | VOLUMETRIC INFUSION PUMP | FRESENIUS KABI | AGILIA VP MC WIFI GB | 2021-01-22 | 660 | 2023-12-14 | 2026-12-14
INFUSION PUMP | VOLUMETRIC INFUSION PUMP | FRESENIUS KABI | AGILIA VP MC WIFI GB | 2021-01-22 | 660 |  | 2024-12-15
INFUSION PUMP | VOLUMETRIC INFUSION PUMP | FRESENIUS KABI | AGILIA VP MC WIFI GB | 2021-01-22 | 660 | 2024-01-18 | 2027-01-18
INFUSION PUMP | VOLUMETRIC INFUSION PUMP | FRESENIUS KABI | AGILIA VP MC WIFI GB | 2021-01-22 | 660 | 2024-03-11 | 2027-03-11
INFUSION PUMP | VOLUMETRIC INFUSION PUMP | FRESENIUS KABI | AGILIA VP MC WIFI GB | 2021-01-22 | 660 | 2024-03-22 | 2027-03-22
INFUSION PUMP | VOLUMETRIC INFUSION PUMP | FRESENIUS KABI | AGILIA VP MC WIFI GB | 2021-01-22 | 660 |  | 2024-12-15
INFUSION PUMP | VOLUMETRIC INFUSION PUMP | FRESENIUS KABI | AGILIA VP MC WIFI GB | 2021-01-22 | 660 |  | 2024-12-15
INFUSION PUMP | VOLUMETRIC INFUSION PUMP | FRESENIUS KABI | AGILIA VP MC WIFI GB | 2021-01-22 | 660 |  | 2024-12-15
INFUSION PUMP | VOLUMETRIC INFUSION PUMP | FRESENIUS KABI | AGILIA VP MC WIFI GB | 2021-01-22 | 660 |  | 2024-12-15
INFUSION PUMP | VOLUMETRIC INFUSION PUMP | FRESENIUS KABI | AGILIA VP MC WIFI GB | 2021-01-22 | 660 |  | 2024-12-15
INFUSION PUMP | VOLUMETRIC INFUSION PUMP | FRESENIUS KABI | AGILIA VP MC WIFI GB | 2021-01-22 | 660 |  | 2024-12-15
INFUSION PUMP | VOLUMETRIC INFUSION PUMP | FRESENIUS KABI | AGILIA VP MC WIFI GB | 2021-01-22 | 660 |  | 2024-12-15
INFUSION PUMP | VOLUMETRIC INFUSION PUMP | FRESENIUS KABI | AGILIA VP MC WIFI GB | 2021-01-22 | 660 |  | 2024-12-15
INFUSION PUMP | VOLUMETRIC INFUSION PUMP | FRESENIUS KABI | AGILIA VP MC WIFI GB | 2021-01-22 | 660 |  | 2024-12-15
INFUSION PUMP | VOLUMETRIC INFUSION PUMP | FRESENIUS KABI | AGILIA VP MC WIFI GB | 2021-01-22 | 660 |  | 2024-12-15
INFUSION PUMP | VOLUMETRIC INFUSION PUMP | FRESENIUS KABI | AGILIA VP MC WIFI GB | 2021-01-22 | 660 | 2024-02-19 | 2027-02-19
INFUSION PUMP | VOLUMETRIC INFUSION PUMP | FRESENIUS KABI | AGILIA VP MC WIFI GB | 2021-01-22 | 660 | 2024-01-15 | 2027-01-15
INFUSION PUMP | VOLUMETRIC INFUSION PUMP | FRESENIUS KABI | AGILIA VP MC WIFI GB | 2021-01-22 | 660 |  | 2024-12-15
INFUSION PUMP | VOLUMETRIC INFUSION PUMP | FRESENIUS KABI | AGILIA VP MC WIFI GB | 2021-01-22 | 660 | 2024-06-18 | 2027-06-18
INFUSION PUMP | VOLUMETRIC INFUSION PUMP | FRESENIUS KABI | AGILIA VP MC WIFI GB | 2021-01-22 | 660 |  | 2024-12-15
INFUSION PUMP | VOLUMETRIC INFUSION PUMP | FRESENIUS KABI | AGILIA VP MC WIFI GB | 2021-01-22 | 660 | 2023-11-21 | 2026-11-21
INFUSION PUMP | VOLUMETRIC INFUSION PUMP | FRESENIUS KABI | AGILIA VP MC WIFI GB | 2021-01-22 | 660 | 2024-02-19 | 2027-02-19
INFUSION PUMP | VOLUMETRIC INFUSION PUMP | FRESENIUS KABI | AGILIA VP MC WIFI GB | 2021-01-22 | 660 | 2024-01-16 | 2027-01-16
INFUSION PUMP | VOLUMETRIC INFUSION PUMP | FRESENIUS KABI | AGILIA VP MC WIFI GB | 2021-01-22 | 660 | 2024-07-22 | 2027-07-22
INFUSION PUMP | VOLUMETRIC INFUSION PUMP | FRESENIUS KABI | AGILIA VP MC WIFI GB | 2021-01-22 | 660 | 2023-11-21 | 2026-11-21
INFUSION PUMP | VOLUMETRIC INFUSION PUMP | FRESENIUS KABI | AGILIA VP MC WIFI GB | 2021-01-22 | 660 | 2024-02-14 | 2027-02-14
INFUSION PUMP | VOLUMETRIC INFUSION PUMP | FRESENIUS KABI | AGILIA VP MC WIFI GB | 2021-01-22 | 660 | 2024-10-03 | 2027-10-03
INFUSION PUMP | VOLUMETRIC INFUSION PUMP | FRESENIUS KABI | AGILIA VP MC WIFI GB | 2021-01-22 | 660 | 2023-08-24 | 2026-08-24
INFUSION PUMP | VOLUMETRIC INFUSION PUMP | FRESENIUS KABI | AGILIA VP MC WIFI GB | 2021-01-22 | 660 | 2024-03-18 | 2027-03-18
INFUSION PUMP | VOLUMETRIC INFUSION PUMP | FRESENIUS KABI | AGILIA VP MC WIFI GB | 2021-01-22 | 660 | 2024-02-13 | 2027-02-13
INFUSION PUMP | VOLUMETRIC INFUSION PUMP | FRESENIUS KABI | AGILIA VP MC WIFI GB | 2021-01-22 | 660 | 2024-04-15 | 2027-04-15
INFUSION PUMP | VOLUMETRIC INFUSION PUMP | FRESENIUS KABI | AGILIA VP MC WIFI GB | 2021-01-22 | 660 | 2024-01-15 | 2027-01-15
INFUSION PUMP | VOLUMETRIC INFUSION PUMP | FRESENIUS KABI | AGILIA VP MC WIFI GB | 2021-01-22 | 660 | 2024-10-23 | 2027-10-23
INFUSION PUMP | VOLUMETRIC INFUSION PUMP | FRESENIUS KABI | AGILIA VP MC WIFI GB | 2021-01-22 | 660 | 2024-01-24 | 2027-01-24
INFUSION PUMP | VOLUMETRIC INFUSION PUMP | FRESENIUS KABI | AGILIA VP MC WIFI GB | 2021-01-22 | 660 | 2024-05-23 | 2027-05-23
INFUSION PUMP | VOLUMETRIC INFUSION PUMP | FRESENIUS KABI | AGILIA VP MC WIFI GB | 2021-01-22 | 660 | 2024-06-20 | 2027-06-20
INFUSION PUMP | VOLUMETRIC INFUSION PUMP | FRESENIUS KABI | AGILIA VP MC WIFI GB | 2021-01-22 | 660 |  | 2024-12-15
INFUSION PUMP | VOLUMETRIC INFUSION PUMP | FRESENIUS KABI | AGILIA VP MC WIFI GB | 2021-01-22 | 660 | 2023-12-13 | 2026-12-13
INFUSION PUMP | VOLUMETRIC INFUSION PUMP | FRESENIUS KABI | AGILIA VP MC WIFI GB | 2021-01-22 | 660 | 2023-11-21 | 2026-11-21
INFUSION PUMP | VOLUMETRIC INFUSION PUMP | FRESENIUS KABI | AGILIA VP MC WIFI GB | 2021-01-22 | 660 | 2024-01-10 | 2027-01-10
INFUSION PUMP | VOLUMETRIC INFUSION PUMP | FRESENIUS KABI | AGILIA VP MC WIFI GB | 2021-01-22 | 660 |  | 2024-12-15
INFUSION PUMP | VOLUMETRIC INFUSION PUMP | FRESENIUS KABI | AGILIA VP MC WIFI GB | 2021-01-22 | 660 | 2024-01-08 | 2027-01-08
INFUSION PUMP | VOLUMETRIC INFUSION PUMP | FRESENIUS KABI | AGILIA VP MC WIFI GB | 2021-01-22 | 660 | 2024-10-10 | 2027-10-10
INFUSION PUMP | VOLUMETRIC INFUSION PUMP | FRESENIUS KABI | AGILIA VP MC WIFI GB | 2021-01-22 | 660 | 2023-11-21 | 2026-11-21
INFUSION PUMP | VOLUMETRIC INFUSION PUMP | FRESENIUS KABI | AGILIA VP MC WIFI GB | 2021-01-22 | 660 | 2024-08-28 | 2027-08-28
INFUSION PUMP | VOLUMETRIC INFUSION PUMP | FRESENIUS KABI | AGILIA VP MC WIFI GB | 2021-01-22 | 660 | 2024-01-29 | 2027-01-29
INFUSION PUMP | VOLUMETRIC INFUSION PUMP | FRESENIUS KABI | AGILIA VP MC WIFI GB | 2021-01-22 | 660 | 2024-04-09 | 2027-04-09
INFUSION PUMP | VOLUMETRIC INFUSION PUMP | FRESENIUS KABI | AGILIA VP MC WIFI GB | 2021-01-22 | 660 |  | 2024-12-15
INFUSION PUMP | VOLUMETRIC INFUSION PUMP | FRESENIUS KABI | AGILIA VP MC WIFI GB | 2021-01-22 | 660 |  | 2024-12-15
OXIMETER | FINGERTIP OXIMETER | SHENZHEN AEON TECHNOLOGY | A320 | 2021-01-21 | 48
OXIMETER | FINGERTIP OXIMETER | SHENZHEN AEON TECHNOLOGY | A320 | 2021-01-21 | 48
OXIMETER | FINGERTIP OXIMETER | SHENZHEN AEON TECHNOLOGY | A320 | 2021-01-21 | 48
OXIMETER | FINGERTIP OXIMETER | SHENZHEN AEON TECHNOLOGY | A320 | 2021-01-21 | 48
OXIMETER | FINGERTIP OXIMETER | SHENZHEN AEON TECHNOLOGY | A320 | 2021-01-21 | 48
OXIMETER | FINGERTIP OXIMETER | SHENZHEN AEON TECHNOLOGY | A320 | 2021-01-21 | 48
OXIMETER | FINGERTIP OXIMETER | SHENZHEN AEON TECHNOLOGY | A320 | 2021-01-21 | 48
OXIMETER | FINGERTIP OXIMETER | SHENZHEN AEON TECHNOLOGY | A320 | 2021-01-21 | 48
OXIMETER | FINGERTIP OXIMETER | SHENZHEN AEON TECHNOLOGY | A320 | 2021-01-21 | 48
OXIMETER | FINGERTIP OXIMETER | SHENZHEN AEON TECHNOLOGY | A320 | 2021-01-21 | 48
PMG TERMINALS | O2 SPLITTER - PLASTIC FITTINGS | THERAPY EQUIPMENT | 6111P | 2021-01-20 | 141
PMG TERMINALS | O2 SPLITTER - PLASTIC FITTINGS | THERAPY EQUIPMENT | 6111P | 2021-01-20 | 141
EXAMINATION LAMP | EXAMINATION LAMP - MOBILE SURGICAL LIGHT | DARAY LTD | S430LM | 2021-02-11 | 1746 | 2023-11-07 | 2024-11-07
TRANSPORT MONITOR | PATIENT MONITOR INTELLIVUE X3 (6mm NIBP Port) | PHILIPS LTD | INTELLIVUE X3 (6mm NIBP) | 2021-01-29 | 3796.536
PATIENT MONITOR | PATIENT MONITOR INTELLIVUE MX500 | PHILIPS LTD | MX500 | 2021-01-29 | 3060.6
HUMIDIFIER | HUMIDIFIER AND FLOW GENERATOR | F & P | AIRVO 2 | 2021-01-20 | 2970 | 2023-10-12 | 2024-10-15
HUMIDIFIER | HUMIDIFIER AND FLOW GENERATOR | F & P | AIRVO 2 | 2021-01-20 | 2970 | 2023-10-18 | 2024-10-18
HUMIDIFIER | HUMIDIFIER AND FLOW GENERATOR | F & P | AIRVO 2 | 2021-01-20 | 2970 | 2023-10-05 | 2024-10-14
BIPAP VENTILATORY SUPPORT SYSTEM | BIPAP VENTILATORY SUPPORT SYSTEM | RESPIRONICS | A40 | 2021-01-19 | 2913
BIPAP VENTILATORY SUPPORT SYSTEM | BIPAP VENTILATORY SUPPORT SYSTEM | RESPIRONICS | A40 | 2021-01-19 | 2913
BIPAP VENTILATORY SUPPORT SYSTEM | BIPAP VENTILATORY SUPPORT SYSTEM | RESPIRONICS | A40 | 2021-01-19 | 2913
BIPAP VENTILATORY SUPPORT SYSTEM | BIPAP VENTILATORY SUPPORT SYSTEM | RESPIRONICS | A40 | 2021-01-19 | 2913
BIPAP VENTILATORY SUPPORT SYSTEM | BIPAP VENTILATORY SUPPORT SYSTEM | RESPIRONICS | A40 | 2021-01-19 | 2913
BIPAP VENTILATORY SUPPORT SYSTEM | BIPAP VENTILATORY SUPPORT SYSTEM | RESPIRONICS | A40 | 2021-01-19 | 2913
BIPAP VENTILATORY SUPPORT SYSTEM | BIPAP VENTILATORY SUPPORT SYSTEM | RESPIRONICS | A40 | 2021-01-19 | 2913
BIPAP VENTILATORY SUPPORT SYSTEM | BIPAP VENTILATORY SUPPORT SYSTEM | RESPIRONICS | A40 | 2021-01-19 | 2913
BIPAP VENTILATORY SUPPORT SYSTEM | BIPAP VENTILATORY SUPPORT SYSTEM | RESPIRONICS | A40 | 2021-01-19 | 2913
BIPAP VENTILATORY SUPPORT SYSTEM | BIPAP VENTILATORY SUPPORT SYSTEM | RESPIRONICS | A40 | 2021-01-19 | 2913
BIPAP VENTILATORY SUPPORT SYSTEM | TRILOGY EVO VENTILATOR - BIPAP VENTILATORY SUPPORT SYSTEM | RESPIRONICS | TRILOGY EVO | 2021-01-18 | 5265 | 2024-07-23 | 2025-01-15
BIPAP VENTILATORY SUPPORT SYSTEM | TRILOGY EVO VENTILATOR - BIPAP VENTILATORY SUPPORT SYSTEM | RESPIRONICS | TRILOGY EVO | 2021-01-18 | 5265 | 2024-07-23 | 2025-01-15
BIPAP VENTILATORY SUPPORT SYSTEM | TRILOGY EVO VENTILATOR - BIPAP VENTILATORY SUPPORT SYSTEM | RESPIRONICS | TRILOGY EVO | 2021-01-18 | 5265 | 2024-07-24 | 2025-01-15
BIPAP VENTILATORY SUPPORT SYSTEM | TRILOGY EVO VENTILATOR - BIPAP VENTILATORY SUPPORT SYSTEM | RESPIRONICS | TRILOGY EVO | 2021-01-18 | 5265 | 2024-07-25 | 2025-01-15
BIPAP VENTILATORY SUPPORT SYSTEM | TRILOGY EVO VENTILATOR - BIPAP VENTILATORY SUPPORT SYSTEM | RESPIRONICS | TRILOGY EVO | 2021-01-18 | 5265 | 2024-08-12 | 2025-01-15
BIPAP VENTILATORY SUPPORT SYSTEM | TRILOGY EVO VENTILATOR - BIPAP VENTILATORY SUPPORT SYSTEM | RESPIRONICS | TRILOGY EVO | 2021-01-18 | 5265 | 2024-07-24 | 2025-01-15
BIPAP VENTILATORY SUPPORT SYSTEM | TRILOGY EVO VENTILATOR - BIPAP VENTILATORY SUPPORT SYSTEM | RESPIRONICS | TRILOGY EVO | 2021-01-18 | 5265 | 2024-07-26 | 2025-01-15
BIPAP VENTILATORY SUPPORT SYSTEM | TRILOGY EVO VENTILATOR - BIPAP VENTILATORY SUPPORT SYSTEM | RESPIRONICS | TRILOGY EVO | 2021-01-18 | 5265 | 2024-07-23 | 2025-01-15
VITAL SIGNS MONITOR | VITAL SIGNS MONITOR: NIBP, SPO2, TEMP | WELCH ALLYN | 75CE CONNEX | 2021-01-18 | 2152.8 | 2024-07-19 | 2027-07-19
VITAL SIGNS MONITOR | VITAL SIGNS MONITOR: NIBP, SPO2, TEMP | WELCH ALLYN | 75CE CONNEX | 2021-01-18 | 2152.8 | 2024-07-18 | 2027-07-18
SUCTION CONTROLLER | HIGH SUCTION CONTROLLER | THERAPY EQUIPMENT | DIAMOND RANGE HIGH | 2021-02-18 | 81
HUMIDIFIER | HUMIDIFIER RESPIRATORY | F & P | F&P 950 | 2021-01-15 | 2394
HUMIDIFIER | HUMIDIFIER RESPIRATORY | F & P | F&P 950 | 2021-01-15 | 2394
HUMIDIFIER | HUMIDIFIER RESPIRATORY | F & P | F&P 950 | 2021-01-15 | 2394
HUMIDIFIER | HUMIDIFIER RESPIRATORY | F & P | F&P 950 | 2021-01-15 | 2394
HUMIDIFIER | HUMIDIFIER RESPIRATORY | F & P | F&P 950 | 2021-01-15 | 2394
HUMIDIFIER | HUMIDIFIER RESPIRATORY | F & P | F&P 950 | 2021-01-15 | 2394
HUMIDIFIER | HUMIDIFIER RESPIRATORY | F & P | F&P 950 | 2021-01-15 | 2394
HUMIDIFIER | HUMIDIFIER RESPIRATORY | F & P | F&P 950 | 2021-01-15 | 2394
HUMIDIFIER | HUMIDIFIER RESPIRATORY | F & P | F&P 950 | 2021-01-15 | 2394
HUMIDIFIER | HUMIDIFIER RESPIRATORY | F & P | F&P 950 | 2021-01-15 | 2394
HUMIDIFIER | HUMIDIFIER RESPIRATORY | F & P | F&P 950 | 2021-01-15 | 2394
HUMIDIFIER | HUMIDIFIER RESPIRATORY | F & P | F&P 950 | 2021-01-15 | 2394
HUMIDIFIER | HUMIDIFIER RESPIRATORY | F & P | F&P 950 | 2021-01-15 | 2394
HUMIDIFIER | HUMIDIFIER RESPIRATORY | F & P | F&P 950 | 2021-01-15 | 2394
HUMIDIFIER | HUMIDIFIER RESPIRATORY | F & P | F&P 950 | 2021-01-15 | 2394
HUMIDIFIER | HUMIDIFIER RESPIRATORY | F & P | F&P 950 | 2021-01-15 | 2394
HUMIDIFIER | HUMIDIFIER RESPIRATORY | F & P | F&P 950 | 2021-01-15 | 2394
HUMIDIFIER | HUMIDIFIER RESPIRATORY | F & P | F&P 950 | 2021-01-15 | 2394
HUMIDIFIER | HUMIDIFIER RESPIRATORY | F & P | F&P 950 | 2021-01-15 | 2394
HUMIDIFIER | HUMIDIFIER RESPIRATORY | F & P | F&P 950 | 2021-01-15 | 2394
TRANSPORT MONITOR | PATIENT MONITOR INTELLIVUE X3 (6mm NIBP Port) | PHILIPS LTD | INTELLIVUE X3 (6mm NIBP) | 2021-01-20 | 3529.944 | 2024-03-13 | 2027-03-13
DOCKING STATION | DOCKING STATION | PHILIPS LTD | INTELLIVUE DOCK | 2021-01-20 | 418.8
SUCTION CONTROLLER | HIGH SUCTION CONTROLLER | THERAPY EQUIPMENT | DIAMOND RANGE HIGH | 2021-01-13 | 81
SUCTION UNIT | SUCTION - LAERDAL - BATTERY | LAERDAL | LSU-2 | 2021-01-12 | 816 | 2024-01-16 | 2027-01-12
SUCTION UNIT | SUCTION - LAERDAL - BATTERY | LAERDAL | LSU-2 | 2021-01-12 | 816 | 2024-01-16 | 2027-01-12
SUCTION UNIT | SUCTION - LAERDAL - BATTERY | LAERDAL | LSU-2 | 2021-01-12 | 816 | 2024-06-21 | 2027-06-01
SUCTION UNIT | SUCTION - LAERDAL - BATTERY | LAERDAL | LSU-2 | 2021-01-12 | 816 | 2024-06-21 | 2027-06-01
SUCTION UNIT | SUCTION - LAERDAL - BATTERY | LAERDAL | LSU-2 | 2021-01-12 | 816 | 2023-12-20 | 2026-12-20
SUCTION UNIT | SUCTION - LAERDAL - BATTERY | LAERDAL | LSU-2 | 2021-01-12 | 816 | 2023-12-20 | 2026-12-20
DIGITAL HAND HELD | DIGITAL HAND HELD MULTIMETER | FLUKE | 115 | 2020-12-29 | 280.8 | 2022-12-09 10:44 | 2024-12-09
ULTRASOUND PROBE | LINEAR PROBE | KONICA MINOLTA | L18-4 | 2022-07-07 | 7200
ULTRASOUND SCANNER | ULTRASOUND SCANNER | KONICA MINOLTA | SONIMAGE HS1 | 2022-07-07 | 36000 | 2024-08-02 | 2025-04-22
CONTRAST INJECTOR | CONTRAST INJECTOR | MEDRAD | SOLARIS EP | 2021-02-03 | 21600 | 2024-07-16 | 2025-07-16
LEAD SCREEN | LEAD SCREEN 326/05 | KENEX (ELECTRO MEDICAL) LIMITED | 326/05 | 2021-02-16 | 6000 | 2024-02-13 | 2026-02-13
LEAD SCREEN | LEAD SCREEN 326/05 | KENEX (ELECTRO MEDICAL) LIMITED | 326/05 | 2021-02-03 | 6000 | 2024-02-13 | 2026-02-13
LEAD SCREEN | LEAD SCREEN 326/05 | KENEX (ELECTRO MEDICAL) LIMITED | 326/05 | 2021-02-03 | 6000 | 2024-02-10 | 2026-02-10
LEAD SCREEN | LEAD SCREEN 326/05 | KENEX (ELECTRO MEDICAL) LIMITED | 326/05 | 2021-02-03 | 6000 | 2024-02-13 | 2026-02-13
LEAD SCREEN | LEAD SCREEN 326/05 | KENEX (ELECTRO MEDICAL) LIMITED | 326/05 | 2021-02-01 | 6000 | 2024-02-10 | 2026-02-10
LEAD SCREEN | PORTABLE SHIELD | KENEX (ELECTRO MEDICAL) LIMITED | 310/B-3 | 2021-01-28 | 6000 | 2024-02-13 | 2026-02-13
LEAD SCREEN | PORTABLE SHIELD | KENEX (ELECTRO MEDICAL) LIMITED | 310/B-3 | 2021-01-28 | 6000 | 2024-02-13 | 2026-02-13
LEAD SCREEN | PORTABLE SHIELD | KENEX (ELECTRO MEDICAL) LIMITED | 310/B-3 | 2021-01-28 | 6000 | 2024-02-10 | 2026-02-10
CONTRAST INJECTOR | CONTRAST INJECTOR | MEDRAD | SOLARIS EP | 2021-01-19 | 21600 | 2024-07-29 | 2025-07-29
PROVING UNIT | KEWTECH PROVING UNIT | KEWTECH | KEWPROVE 3 | 2021-01-18 | 68.4 | 2024-02-15 | 2025-02-15
CHARGER FOR DRILL | SINGLE BATTERY CHARGER | RYOBI | RC18120 | 2021-01-18 | 45.6
BATTERY PACK | 5.0AH CORDLESS BATTERY | RYOBI | RB18L50 | 2021-01-18 | 78
HAND HELD DRILL | 18V CORDLESS DRILL | RYOBI | R18PDBL | 2021-01-18 | 96
ULTRASOUND PROBE | TOE PROBE | PHILIPS LTD | X8-2T | 2022-09-13 | 25118.4
ULTRASOUND PROBE | TOE PROBE | PHILIPS LTD | X8-2T | 2021-04-14 | 24000
ULTRASOUND PROBE | ULTRASOUND PROBE | PHILIPS LTD | D2CWC | 2021-01-18 | 6000
ULTRASOUND PROBE | LINEAR ARRAY PROBE | PHILIPS LTD | L12-3 | 2021-11-29 | 6000
ULTRASOUND PROBE | ULTRASOUND PROBE | PHILIPS LTD | X5-1 | 2021-01-18 | 6000
ULTRASOUND SCANNER | ULTRASOUND SCANNER | PHILIPS LTD | EPIQ CVx | 2021-01-18 | 115705.2 | 2024-03-21 | 2025-02-19
AUDIO DOPPLER | AUDIO DOPPLER | HUNTLEIGH | D920 | 2021-01-21 | 373.968
AUDIO DOPPLER | AUDIO DOPPLER | HUNTLEIGH | D920 | 2021-01-21 | 373.968
CALIBRATION ANALYSER | GAS FLOW ANALYSER | FLUKE | VT900A | 2021-01-15 | 9114 | 2024-04-09 | 2025-04-09
LINEAR POT | LINEAR POT | CAREFUSION | PLEASE ENTER MODEL! (1212) | 2021-01-04 | 0
STOP WATCH | STOP WATCH | CAREFUSION | PLEASE ENTER MODEL! (1217) | 2021-01-04 | 0
LINEAR CALIBRATOR | LINEAR CALIBRATOR | CAREFUSION | LINEAR(CALIBRATOR) | 2021-01-04 | 0
TEST GAUGE | SPEED GAUGE | CAREFUSION | LINEAR(TEST GAUGE) | 2021-01-04 | 0
PRESSURE TEST EQUIP | FORCE GAUGE | MECMESIN | FORCE GAUGE 100N | 2021-01-04 | 0
SPACER | SYRINGE SIZE SPACER | CAREFUSION | P5000 | 2021-01-04 | 0
SPACER | SYRINGE SIZE SPACER | CAREFUSION | 50ML | 2021-01-04 | 0
SPACER | SYRINGE SIZE SPACER | CAREFUSION | 100ML | 2021-01-04 | 0
SUCTION CONTROLLER | HIGH SUCTION CONTROLLER | THERAPY EQUIPMENT | DIAMOND RANGE HIGH | 2020-12-31 | 97.2
SUCTION CONTROLLER | HIGH SUCTION CONTROLLER | THERAPY EQUIPMENT | DIAMOND RANGE HIGH | 2020-12-31 | 97.2
SUCTION CONTROLLER | HIGH SUCTION CONTROLLER | THERAPY EQUIPMENT | DIAMOND RANGE HIGH | 2020-12-31 | 97.2
SUCTION CONTROLLER | HIGH SUCTION CONTROLLER | THERAPY EQUIPMENT | DIAMOND RANGE HIGH | 2020-12-31 | 97.2
ELECTRIC BED | SMART ACUTE CARE ELECTRIC BED | LINET UK | ELEGANZA 2 | 2020-12-16 | 1609.2 | 2023-11-12 | 2024-11-12
ELECTRIC BED | SMART ACUTE CARE ELECTRIC BED | LINET UK | ELEGANZA 2 | 2020-12-16 | 1609.2 |  | 2024-11-01
ELECTRIC BED | SMART ACUTE CARE ELECTRIC BED | LINET UK | ELEGANZA 2 | 2020-12-16 | 1609.2 | 2024-01-12 | 2025-01-12
ELECTRIC BED | SMART ACUTE CARE ELECTRIC BED | LINET UK | ELEGANZA 2 | 2020-12-16 | 1609.2 |  | 2024-11-01
ELECTRIC BED | SMART ACUTE CARE ELECTRIC BED | LINET UK | ELEGANZA 2 | 2020-12-16 | 1609.2 |  | 2024-11-01
ELECTRIC BED | SMART ACUTE CARE ELECTRIC BED | LINET UK | ELEGANZA 2 | 2020-12-16 | 1609.2 |  | 2024-11-01
ELECTRIC BED | SMART ACUTE CARE ELECTRIC BED | LINET UK | ELEGANZA 2 | 2020-12-16 | 1609.2 |  | 2024-11-01
ELECTRIC BED | SMART ACUTE CARE ELECTRIC BED | LINET UK | ELEGANZA 2 | 2020-12-16 | 1609.2 |  | 2024-11-01
ELECTRIC BED | SMART ACUTE CARE ELECTRIC BED | LINET UK | ELEGANZA 2 | 2020-12-16 | 1609.2 |  | 2024-11-01
ELECTRIC BED | SMART ACUTE CARE ELECTRIC BED | LINET UK | ELEGANZA 2 | 2020-12-16 | 1609.2 | 2023-10-15 | 2024-10-15
ELECTRIC BED | SMART ACUTE CARE ELECTRIC BED | LINET UK | ELEGANZA 2 | 2020-12-16 | 1609.2 |  | 2024-11-01
ELECTRIC BED | SMART ACUTE CARE ELECTRIC BED | LINET UK | ELEGANZA 2 | 2020-12-16 | 1609.2 |  | 2024-11-01
ELECTRIC BED | SMART ACUTE CARE ELECTRIC BED | LINET UK | ELEGANZA 2 | 2020-12-16 | 1609.2 |  | 2024-11-01
ELECTRIC BED | SMART ACUTE CARE ELECTRIC BED | LINET UK | ELEGANZA 2 | 2020-12-16 | 1609.2 | 2023-12-27 | 2024-12-27
ELECTRIC BED | SMART ACUTE CARE ELECTRIC BED | LINET UK | ELEGANZA 2 | 2020-12-16 | 1609.2 | 2023-11-10 | 2024-11-10
ELECTRIC BED | SMART ACUTE CARE ELECTRIC BED | LINET UK | ELEGANZA 2 | 2020-12-16 | 1609.2 | 2024-01-07 | 2025-01-07
ELECTRIC BED | SMART ACUTE CARE ELECTRIC BED | LINET UK | ELEGANZA 2 | 2020-12-16 | 1609.2 |  | 2024-11-01
ELECTRIC BED | SMART ACUTE CARE ELECTRIC BED | LINET UK | ELEGANZA 2 | 2020-12-16 | 1609.2 |  | 2024-11-01
ELECTRIC BED | SMART ACUTE CARE ELECTRIC BED | LINET UK | ELEGANZA 2 | 2020-12-16 | 1609.2 |  | 2024-11-01
ELECTRIC BED | SMART ACUTE CARE ELECTRIC BED | LINET UK | ELEGANZA 2 | 2020-12-16 | 1609.2 |  | 2024-11-01
ELECTRIC BED | SMART ACUTE CARE ELECTRIC BED | LINET UK | ELEGANZA 2 | 2020-12-16 | 1609.2 |  | 2024-11-01
ELECTRIC BED | SMART ACUTE CARE ELECTRIC BED | LINET UK | ELEGANZA 2 | 2020-12-16 | 1609.2 | 2024-01-07 | 2025-01-07
ELECTRIC BED | SMART ACUTE CARE ELECTRIC BED | LINET UK | ELEGANZA 2 | 2020-12-16 | 1609.2 | 2023-11-10 | 2024-11-10
ELECTRIC BED | SMART ACUTE CARE ELECTRIC BED | LINET UK | ELEGANZA 2 | 2020-12-16 | 1609.2 |  | 2024-11-01
ELECTRIC BED | SMART ACUTE CARE ELECTRIC BED | LINET UK | ELEGANZA 2 | 2020-12-16 | 1609.2 |  | 2024-11-01
SLIT LAMP TABLE | SLIT LAMP TABLE | HAAG STREIT | HSM 600 | 2021-01-27 | 25476 | 2023-03-24 12:07 | 2024-03-24
POWER SUPPLY | POWER SUPPLY/ISOLATING TRANSFORMER | SEDLBAUER AG | MTT1000 | 2021-01-28 | 466.8 | 2023-03-24 12:05 | 2024-03-24
SLIT LAMP | SLIT LAMP IMAGING MODULE | HAAG STREIT | IM900 | 2021-01-25 | 22321.2
CARDIOGRAPH | INTERPRETIVE 12 LEAD ECG CARDIOGRAPH | SECA | CT8000i-2 | 2021-01-13 | 1534.8 | 2024-01-15 | 2025-01-10
SLIT LAMP HAND HELD | SLIT LAMP PORTABLE | SUN KINGDOM | LS-1 | 2021-01-12 | 2600.4 | 2024-04-11 | 2025-01-19
SUCTION CONTROLLER | HIGH SUCTION CONTROLLER | THERAPY EQUIPMENT | DIAMOND RANGE HIGH | 2020-12-15 | 97.2
SUCTION CONTROLLER | HIGH SUCTION CONTROLLER | THERAPY EQUIPMENT | DIAMOND RANGE HIGH | 2020-12-15 | 97.2
SUCTION CONTROLLER | HIGH SUCTION CONTROLLER | THERAPY EQUIPMENT | DIAMOND RANGE HIGH | 2020-12-15 | 97.2
SUCTION CONTROLLER | HIGH SUCTION CONTROLLER | THERAPY EQUIPMENT | DIAMOND RANGE HIGH | 2020-12-15 | 97.2
SUCTION CONTROLLER | HIGH SUCTION CONTROLLER | THERAPY EQUIPMENT | DIAMOND RANGE HIGH | 2020-12-15 | 97.2
SUCTION CONTROLLER | HIGH SUCTION CONTROLLER | THERAPY EQUIPMENT | DIAMOND RANGE HIGH | 2020-12-15 | 97.2
SUCTION CONTROLLER | HIGH SUCTION CONTROLLER | THERAPY EQUIPMENT | DIAMOND RANGE HIGH | 2020-12-15 | 97.2
SUCTION CONTROLLER | HIGH SUCTION CONTROLLER | THERAPY EQUIPMENT | DIAMOND RANGE HIGH | 2020-12-15 | 97.2
VITAL SIGNS MONITOR | VITAL SIGNS MONITOR: NIBP, SPO2, TEMP | WELCH ALLYN | 74CE CONNEX | 2020-12-07 | 1800 |  | 2023-12-15
TONOMETER | TONOMETER | ICARE | TA031 | 2020-12-22 | 4674
TONOMETER | TONOMETER | ICARE | TA031 | 2020-12-22 | 4674 | 2022-08-04
TONOMETER | TONOMETER | ICARE | TA031 | 2020-12-22 | 4674
TONOMETER | TONOMETER | ICARE | TA031 | 2020-12-22 | 4674
TONOMETER | TONOMETER | ICARE | TA031 | 2020-12-22 | 4674
POWERED TABLE | K2 TABLE | 2020 MEDICAL SYSTEMS INC. | K2-230C | 2020-12-22 | 3600 | 2023-11-27 | 2024-11-27
VIS/FIELD ANALYSER | VISUAL FIELD ANALYSER | ZEISS | 840 | 2020-12-22 | 26145.156 | 2023-06-27 | 2024-06-27
POWERED TABLE | K2 TABLE | 2020 MEDICAL SYSTEMS INC. | K2-230C | 2020-12-22 | 3600 | 2023-11-27 | 2024-11-27
VIS/FIELD ANALYSER | VISUAL FIELD ANALYSER | ZEISS | 840 | 2020-12-22 | 26145.156 |  | 2022-12-19
POWERED TABLE | K2 TABLE | 2020 MEDICAL SYSTEMS INC. | K2-230C | 2020-12-22 | 3600 | 2023-11-27 | 2024-11-27
VIS/FIELD ANALYSER | VISUAL FIELD ANALYSER | ZEISS | 840 | 2020-12-22 | 26145.156 | 2022-03-14 | 2023-03-14
POWERED TABLE | K2 TABLE | 2020 MEDICAL SYSTEMS INC. | K2-230C | 2020-12-22 | 3600 | 2023-11-27 | 2024-11-27
VIS/FIELD ANALYSER | VISUAL FIELD ANALYSER | ZEISS | 840 | 2020-12-22 | 26145.156 | 2023-06-27 | 2024-06-01
POWERED TABLE | K2 TABLE | 2020 MEDICAL SYSTEMS INC. | K2-230C | 2020-12-22 | 3600 | 2023-11-27 | 2024-11-27
VIS/FIELD ANALYSER | VISUAL FIELD ANALYSER | ZEISS | 840 | 2020-12-22 | 26145.156 | 2023-12-20 | 2024-09-04
POWERED TABLE | K2 TABLE | 2020 MEDICAL SYSTEMS INC. | K2-230C | 2020-12-22 | 3600 | 2022-08-08 | 2024-08-04
VIS/FIELD ANALYSER | VISUAL FIELD ANALYSER | ZEISS | 840 | 2020-12-22 | 26145.156 | 2024-01-31 | 2025-07-07
SUCTION CONTROLLER | HIGH SUCTION CONTROLLER | THERAPY EQUIPMENT | DIAMOND RANGE HIGH | 2021-01-20 | 81
MULTI-MEASUREMENT SERVER | MULTI-MEASUREMENT SERVER | PHILIPS LTD | INTELLIVUE MMX | 2021-01-08 | 2078.184
MULTI-MEASUREMENT SERVER | MULTI-MEASUREMENT SERVER | PHILIPS LTD | INTELLIVUE MMX | 2021-01-08 | 2078.184
PATIENT MONITOR | PATIENT MONITOR INTELLIVUE | PHILIPS LTD | MX450 | 2021-01-08 | 3063.456 |  | 2024-07-15
PATIENT MONITOR | PATIENT MONITOR INTELLIVUE | PHILIPS LTD | MX450 | 2021-01-08 | 3063.456 |  | 2026-10-15
INFUSION PUMP | VOLUMETRIC INFUSION PUMP | FRESENIUS KABI | AGILIA VP MC WIFI GB | 2021-01-08 | 660 | 2024-02-19 | 2027-02-19
INFUSION PUMP | VOLUMETRIC INFUSION PUMP | FRESENIUS KABI | AGILIA VP MC WIFI GB | 2021-01-08 | 660 | 2024-02-19 | 2027-02-19
INFUSION PUMP | VOLUMETRIC INFUSION PUMP | FRESENIUS KABI | AGILIA VP MC WIFI GB | 2021-01-08 | 660 | 2024-06-12 | 2027-06-12
INFUSION PUMP | VOLUMETRIC INFUSION PUMP | FRESENIUS KABI | AGILIA VP MC WIFI GB | 2021-01-08 | 660 |  | 2024-12-15
INFUSION PUMP | VOLUMETRIC INFUSION PUMP | FRESENIUS KABI | AGILIA VP MC WIFI GB | 2021-01-08 | 660 |  | 2024-12-15
INFUSION PUMP | VOLUMETRIC INFUSION PUMP | FRESENIUS KABI | AGILIA VP MC WIFI GB | 2021-01-08 | 660 | 2024-04-29 | 2027-04-29
INFUSION PUMP | VOLUMETRIC INFUSION PUMP | FRESENIUS KABI | AGILIA VP MC WIFI GB | 2021-01-08 | 660 | 2024-01-31 | 2027-01-31
INFUSION PUMP | VOLUMETRIC INFUSION PUMP | FRESENIUS KABI | AGILIA VP MC WIFI GB | 2021-01-08 | 660 | 2024-04-17 | 2027-04-17
INFUSION PUMP | VOLUMETRIC INFUSION PUMP | FRESENIUS KABI | AGILIA VP MC WIFI GB | 2021-01-08 | 660 |  | 2024-12-15
INFUSION PUMP | VOLUMETRIC INFUSION PUMP | FRESENIUS KABI | AGILIA VP MC WIFI GB | 2021-01-08 | 660 | 2024-07-16 | 2027-07-16
INFUSION PUMP | VOLUMETRIC INFUSION PUMP | FRESENIUS KABI | AGILIA VP MC WIFI GB | 2021-01-08 | 660 |  | 2024-12-15
INFUSION PUMP | VOLUMETRIC INFUSION PUMP | FRESENIUS KABI | AGILIA VP MC WIFI GB | 2021-01-08 | 660 |  | 2024-12-15
INFUSION PUMP | VOLUMETRIC INFUSION PUMP | FRESENIUS KABI | AGILIA VP MC WIFI GB | 2021-01-08 | 660 | 2024-03-15 | 2027-03-15
INFUSION PUMP | VOLUMETRIC INFUSION PUMP | FRESENIUS KABI | AGILIA VP MC WIFI GB | 2021-01-08 | 660 | 2024-03-07 | 2027-03-07
INFUSION PUMP | VOLUMETRIC INFUSION PUMP | FRESENIUS KABI | AGILIA VP MC WIFI GB | 2021-01-08 | 660 | 2024-03-15 | 2027-03-15
INFUSION PUMP | VOLUMETRIC INFUSION PUMP | FRESENIUS KABI | AGILIA VP MC WIFI GB | 2021-01-08 | 660 | 2024-03-13 | 2027-03-13
INFUSION PUMP | VOLUMETRIC INFUSION PUMP | FRESENIUS KABI | AGILIA VP MC WIFI GB | 2021-01-08 | 660 |  | 2024-12-15
INFUSION PUMP | VOLUMETRIC INFUSION PUMP | FRESENIUS KABI | AGILIA VP MC WIFI GB | 2021-01-08 | 660 |  | 2024-12-15
INFUSION PUMP | VOLUMETRIC INFUSION PUMP | FRESENIUS KABI | AGILIA VP MC WIFI GB | 2021-01-08 | 660 | 2024-02-19 | 2027-02-19
INFUSION PUMP | VOLUMETRIC INFUSION PUMP | FRESENIUS KABI | AGILIA VP MC WIFI GB | 2021-01-08 | 660 |  | 2024-12-15
INFUSION PUMP | VOLUMETRIC INFUSION PUMP | FRESENIUS KABI | AGILIA VP MC WIFI GB | 2021-01-08 | 660 | 2024-01-22 | 2027-01-22
INFUSION PUMP | VOLUMETRIC INFUSION PUMP | FRESENIUS KABI | AGILIA VP MC WIFI GB | 2021-01-08 | 660 |  | 2024-12-15
INFUSION PUMP | VOLUMETRIC INFUSION PUMP | FRESENIUS KABI | AGILIA VP MC WIFI GB | 2021-01-08 | 660 | 2024-09-20 | 2027-09-20
INFUSION PUMP | VOLUMETRIC INFUSION PUMP | FRESENIUS KABI | AGILIA VP MC WIFI GB | 2021-01-08 | 660 | 2024-02-19 | 2027-02-19
INFUSION PUMP | VOLUMETRIC INFUSION PUMP | FRESENIUS KABI | AGILIA VP MC WIFI GB | 2021-01-08 | 660 |  | 2024-12-15
INFUSION PUMP | VOLUMETRIC INFUSION PUMP | FRESENIUS KABI | AGILIA VP MC WIFI GB | 2021-01-08 | 660 |  | 2024-12-15
INFUSION PUMP | VOLUMETRIC INFUSION PUMP | FRESENIUS KABI | AGILIA VP MC WIFI GB | 2021-01-08 | 660 |  | 2024-12-15
INFUSION PUMP | VOLUMETRIC INFUSION PUMP | FRESENIUS KABI | AGILIA VP MC WIFI GB | 2021-01-08 | 660 |  | 2024-12-15
INFUSION PUMP | VOLUMETRIC INFUSION PUMP | FRESENIUS KABI | AGILIA VP MC WIFI GB | 2021-01-08 | 660 | 2023-12-13 | 2026-12-13
INFUSION PUMP | VOLUMETRIC INFUSION PUMP | FRESENIUS KABI | AGILIA VP MC WIFI GB | 2021-01-08 | 660 | 2023-04-25 | 2026-04-25
INFUSION PUMP | VOLUMETRIC INFUSION PUMP | FRESENIUS KABI | AGILIA VP MC WIFI GB | 2021-01-08 | 660 | 2023-12-20 | 2026-12-20
INFUSION PUMP | VOLUMETRIC INFUSION PUMP | FRESENIUS KABI | AGILIA VP MC WIFI GB | 2021-01-08 | 660 |  | 2024-12-15
INFUSION PUMP | VOLUMETRIC INFUSION PUMP | FRESENIUS KABI | AGILIA VP MC WIFI GB | 2021-01-08 | 660 | 2024-02-19 | 2027-02-19
INFUSION PUMP | VOLUMETRIC INFUSION PUMP | FRESENIUS KABI | AGILIA VP MC WIFI GB | 2021-01-08 | 660 |  | 2024-01-07
INFUSION PUMP | VOLUMETRIC INFUSION PUMP | FRESENIUS KABI | AGILIA VP MC WIFI GB | 2021-01-08 | 660 | 2024-03-06 | 2027-03-06
INFUSION PUMP | VOLUMETRIC INFUSION PUMP | FRESENIUS KABI | AGILIA VP MC WIFI GB | 2021-01-08 | 660 | 2024-10-04 | 2027-10-04
INFUSION PUMP | VOLUMETRIC INFUSION PUMP | FRESENIUS KABI | AGILIA VP MC WIFI GB | 2021-01-08 | 660 |  | 2024-12-15
INFUSION PUMP | VOLUMETRIC INFUSION PUMP | FRESENIUS KABI | AGILIA VP MC WIFI GB | 2021-01-08 | 660 | 2024-01-31 | 2027-01-31
INFUSION PUMP | VOLUMETRIC INFUSION PUMP | FRESENIUS KABI | AGILIA VP MC WIFI GB | 2021-01-08 | 660 | 2024-05-23 | 2027-05-23
INFUSION PUMP | VOLUMETRIC INFUSION PUMP | FRESENIUS KABI | AGILIA VP MC WIFI GB | 2021-01-08 | 660 |  | 2024-12-15
INFUSION PUMP | VOLUMETRIC INFUSION PUMP | FRESENIUS KABI | AGILIA VP MC WIFI GB | 2021-01-08 | 660 | 2024-07-03 | 2027-07-03
INFUSION PUMP | VOLUMETRIC INFUSION PUMP | FRESENIUS KABI | AGILIA VP MC WIFI GB | 2021-01-08 | 660 |  | 2024-12-15
INFUSION PUMP | VOLUMETRIC INFUSION PUMP | FRESENIUS KABI | AGILIA VP MC WIFI GB | 2021-01-08 | 660 |  | 2024-12-15
INFUSION PUMP | VOLUMETRIC INFUSION PUMP | FRESENIUS KABI | AGILIA VP MC WIFI GB | 2021-01-08 | 660 | 2023-12-13 | 2026-12-13
INFUSION PUMP | VOLUMETRIC INFUSION PUMP | FRESENIUS KABI | AGILIA VP MC WIFI GB | 2021-01-08 | 660 | 2024-03-07 | 2027-03-07
INFUSION PUMP | VOLUMETRIC INFUSION PUMP | FRESENIUS KABI | AGILIA VP MC WIFI GB | 2021-01-08 | 660 |  | 2024-12-15
INFUSION PUMP | VOLUMETRIC INFUSION PUMP | FRESENIUS KABI | AGILIA VP MC WIFI GB | 2021-01-08 | 660 | 2024-02-08 | 2027-02-08
INFUSION PUMP | VOLUMETRIC INFUSION PUMP | FRESENIUS KABI | AGILIA VP MC WIFI GB | 2021-01-08 | 660 |  | 2024-12-15
INFUSION PUMP | VOLUMETRIC INFUSION PUMP | FRESENIUS KABI | AGILIA VP MC WIFI GB | 2021-01-08 | 660 | 2024-04-04 | 2027-04-04
INFUSION PUMP | VOLUMETRIC INFUSION PUMP | FRESENIUS KABI | AGILIA VP MC WIFI GB | 2021-01-07 | 660 | 2024-09-20 | 2027-09-20
SYRINGE DRIVER | SYRINGE DRIVER | FRESENIUS KABI | AGILIA SP MC WIFI | 2021-01-08 | 360 | 2024-09-02 | 2027-09-02
SYRINGE DRIVER | SYRINGE DRIVER | FRESENIUS KABI | AGILIA SP MC WIFI | 2021-01-08 | 360 | 2023-11-18 | 2026-11-18
SYRINGE DRIVER | SYRINGE DRIVER | FRESENIUS KABI | AGILIA SP MC WIFI | 2021-01-08 | 360 | 2024-02-21 | 2027-02-21
SYRINGE DRIVER | SYRINGE DRIVER | FRESENIUS KABI | AGILIA SP MC WIFI | 2021-01-08 | 360 | 2024-10-03 | 2027-10-03
SYRINGE DRIVER | SYRINGE DRIVER | FRESENIUS KABI | AGILIA SP MC WIFI | 2021-01-08 | 360 | 2024-08-12 | 2027-08-12
SYRINGE DRIVER | SYRINGE DRIVER | FRESENIUS KABI | AGILIA SP MC WIFI | 2021-01-08 | 360 | 2024-09-02 | 2027-09-02
SYRINGE DRIVER | SYRINGE DRIVER | FRESENIUS KABI | AGILIA SP MC WIFI | 2021-01-08 | 360 | 2024-03-12 | 2027-03-12
SYRINGE DRIVER | SYRINGE DRIVER | FRESENIUS KABI | AGILIA SP MC WIFI | 2021-01-08 | 360 | 2023-12-14 | 2026-12-14
SYRINGE DRIVER | SYRINGE DRIVER | FRESENIUS KABI | AGILIA SP MC WIFI | 2021-01-08 | 360 | 2024-02-15 | 2027-02-15
SYRINGE DRIVER | SYRINGE DRIVER | FRESENIUS KABI | AGILIA SP MC WIFI | 2021-01-08 | 360 | 2024-02-19 | 2027-02-19
SYRINGE DRIVER | SYRINGE DRIVER | FRESENIUS KABI | AGILIA SP MC WIFI | 2021-01-08 | 360 | 2023-11-18 | 2026-11-18
SYRINGE DRIVER | SYRINGE DRIVER | FRESENIUS KABI | AGILIA SP MC WIFI | 2021-01-08 | 360 |  | 2027-07-15
SYRINGE DRIVER | SYRINGE DRIVER | FRESENIUS KABI | AGILIA SP MC WIFI | 2021-01-08 | 360 | 2024-07-01 | 2027-07-01
SYRINGE DRIVER | SYRINGE DRIVER | FRESENIUS KABI | AGILIA SP MC WIFI | 2021-01-08 | 360 | 2023-03-17 16:03 | 2026-03-17
SYRINGE DRIVER | SYRINGE DRIVER | FRESENIUS KABI | AGILIA SP MC WIFI | 2021-01-08 | 360 | 2024-03-12 | 2027-03-12
SYRINGE DRIVER | SYRINGE DRIVER | FRESENIUS KABI | AGILIA SP MC WIFI | 2021-01-08 | 360 | 2024-02-13 | 2027-02-13
SYRINGE DRIVER | SYRINGE DRIVER | FRESENIUS KABI | AGILIA SP MC WIFI | 2021-01-08 | 360 | 2024-07-24 | 2027-07-24
SYRINGE DRIVER | SYRINGE DRIVER | FRESENIUS KABI | AGILIA SP MC WIFI | 2021-01-08 | 360 | 2023-12-19 | 2026-12-19
SYRINGE DRIVER | SYRINGE DRIVER | FRESENIUS KABI | AGILIA SP MC WIFI | 2021-01-08 | 360 | 2024-01-15 | 2027-01-15
SYRINGE DRIVER | SYRINGE DRIVER | FRESENIUS KABI | AGILIA SP MC WIFI | 2021-01-08 | 360 | 2024-02-06 | 2027-02-06
SYRINGE DRIVER | SYRINGE DRIVER | FRESENIUS KABI | AGILIA SP MC WIFI | 2021-01-08 | 360 | 2024-02-15 | 2027-02-15
SYRINGE DRIVER | SYRINGE DRIVER | FRESENIUS KABI | AGILIA SP MC WIFI | 2021-01-07 | 360 | 2024-10-23 | 2027-10-23
CO2 MODULE | CO2 MODULE | PHILIPS LTD | 867041 | 2021-01-06 | 3537.6 | 2023-06-13 | 2025-08-01
CO2 MODULE | CO2 MODULE | PHILIPS LTD | 867041 | 2021-01-06 | 3537.6 |  | 2024-10-15
CO2 MODULE | CO2 MODULE | PHILIPS LTD | 867041 | 2021-01-06 | 3537.6 | 2024-10-18 | 2025-10-18
CO2 MODULE | CO2 MODULE | PHILIPS LTD | 867041 | 2021-01-06 | 3537.6 |  | 2024-10-15
CO2 MODULE | CO2 MODULE | PHILIPS LTD | 867041 | 2021-01-06 | 3537.6 | 2024-04-16 | 2025-04-16
CO2 MODULE | CO2 MODULE | PHILIPS LTD | 867041 | 2021-01-06 | 3537.6 | 2023-06-07 | 2025-08-01
CO2 MODULE | CO2 MODULE | PHILIPS LTD | 867041 | 2021-01-06 | 3537.6 |  | 2024-10-15
MULTI-MEASUREMENT SERVER | MULTI-MEASUREMENT SERVER | PHILIPS LTD | INTELLIVUE MMX | 2021-01-06 | 2078.184
MULTI-MEASUREMENT SERVER | MULTI-MEASUREMENT SERVER | PHILIPS LTD | INTELLIVUE MMX | 2021-01-06 | 2078.184
MULTI-MEASUREMENT SERVER | MULTI-MEASUREMENT SERVER | PHILIPS LTD | INTELLIVUE MMX | 2021-01-06 | 2078.184
MULTI-MEASUREMENT SERVER | MULTI-MEASUREMENT SERVER | PHILIPS LTD | INTELLIVUE MMX | 2021-01-06 | 2078.184
MULTI-MEASUREMENT SERVER | MULTI-MEASUREMENT SERVER | PHILIPS LTD | INTELLIVUE MMX | 2021-01-06 | 2078.184
MULTI-MEASUREMENT SERVER | MULTI-MEASUREMENT SERVER | PHILIPS LTD | INTELLIVUE MMX | 2021-01-06 | 2078.184
MULTI-MEASUREMENT SERVER | MULTI-MEASUREMENT SERVER | PHILIPS LTD | INTELLIVUE MMX | 2021-01-06 | 2078.184
MULTI-MEASUREMENT SERVER | MULTI-MEASUREMENT SERVER | PHILIPS LTD | INTELLIVUE MMX | 2021-01-06 | 2078.184
PATIENT MONITOR | PATIENT MONITOR INTELLIVUE | PHILIPS LTD | MX450 | 2021-01-06 | 3063.456 |  | 2026-10-15
PATIENT MONITOR | PATIENT MONITOR INTELLIVUE | PHILIPS LTD | MX450 | 2021-01-06 | 3063.456 |  | 2024-07-15
PATIENT MONITOR | PATIENT MONITOR INTELLIVUE | PHILIPS LTD | MX450 | 2021-01-06 | 3063.456 |  | 2024-07-15
PATIENT MONITOR | PATIENT MONITOR INTELLIVUE | PHILIPS LTD | MX450 | 2021-01-06 | 3063.456 | 2024-10-15 | 2027-10-15
PATIENT MONITOR | PATIENT MONITOR INTELLIVUE | PHILIPS LTD | MX450 | 2021-01-06 | 3063.456 |  | 2026-10-15
PATIENT MONITOR | PATIENT MONITOR INTELLIVUE | PHILIPS LTD | MX450 | 2021-01-06 | 3063.456 | 2024-04-10 | 2027-04-10
PATIENT MONITOR | PATIENT MONITOR INTELLIVUE | PHILIPS LTD | MX450 | 2021-01-06 | 3063.456 |  | 2024-07-15
PATIENT MONITOR | PATIENT MONITOR INTELLIVUE | PHILIPS LTD | MX450 | 2021-01-06 | 3063.456 | 2024-04-10 | 2027-04-10
CO2 MODULE | CO2 MODULE | PHILIPS LTD | 867041 | 2021-01-29 | 3537.6 | 2024-01-31 | 2025-01-31
MULTI-MEASUREMENT SERVER | MULTI-MEASUREMENT SERVER | PHILIPS LTD | INTELLIVUE MMX | 2021-01-29 | 2078.184
PATIENT MONITOR | PATIENT MONITOR INTELLIVUE | PHILIPS LTD | MX450 | 2021-01-29 | 3737.16 |  | 2024-07-15
CO2 MODULE | CO2 MODULE | PHILIPS LTD | 867041 | 2021-01-29 | 3537.6 |  | 2024-10-15
MULTI-MEASUREMENT SERVER | MULTI-MEASUREMENT SERVER | PHILIPS LTD | INTELLIVUE MMX | 2021-01-29 | 2078.184
PATIENT MONITOR | PATIENT MONITOR INTELLIVUE | PHILIPS LTD | MX450 | 2021-01-29 | 3737.16 |  | 2025-04-15
CO2 MODULE | CO2 MODULE | PHILIPS LTD | 867041 | 2021-01-29 | 3537.6 |  | 2024-11-15
MULTI-MEASUREMENT SERVER | MULTI-MEASUREMENT SERVER | PHILIPS LTD | INTELLIVUE MMX | 2021-01-29 | 2078.184
PATIENT MONITOR | PATIENT MONITOR INTELLIVUE | PHILIPS LTD | MX450 | 2021-01-29 | 3737.16 | 2024-07-18 | 2027-07-18
CO2 MODULE | CO2 MODULE | PHILIPS LTD | 867041 | 2021-01-29 | 3537.6 |  | 2024-12-15
MULTI-MEASUREMENT SERVER | MULTI-MEASUREMENT SERVER | PHILIPS LTD | INTELLIVUE MMX | 2021-01-29 | 2078.184
PATIENT MONITOR | PATIENT MONITOR INTELLIVUE | PHILIPS LTD | MX450 | 2021-01-29 | 3737.16 | 2024-07-16 | 2027-07-16
CO2 MODULE | CO2 MODULE | PHILIPS LTD | 867041 | 2021-01-29 | 3537.6 | 2024-07-11 | 2025-07-11
MULTI-MEASUREMENT SERVER | MULTI-MEASUREMENT SERVER | PHILIPS LTD | INTELLIVUE MMX | 2021-01-29 | 2078.184
PATIENT MONITOR | PATIENT MONITOR INTELLIVUE | PHILIPS LTD | MX450 | 2021-01-29 | 3737.16 | 2024-08-22 | 2027-08-22
MULTI-MEASUREMENT SERVER | MULTI-MEASUREMENT SERVER | PHILIPS LTD | INTELLIVUE MMX | 2021-01-29 | 2078.184
PATIENT MONITOR | PATIENT MONITOR INTELLIVUE | PHILIPS LTD | MX450 | 2021-01-29 | 3737.16 | 2024-08-20 | 2027-08-20
MULTI-MEASUREMENT SERVER | MULTI-MEASUREMENT SERVER | PHILIPS LTD | INTELLIVUE MMX | 2021-01-29 | 2078.184
PATIENT MONITOR | PATIENT MONITOR INTELLIVUE | PHILIPS LTD | MX450 | 2021-01-29 | 3737.16 |  | 2025-04-15
MULTI-MEASUREMENT SERVER | MULTI-MEASUREMENT SERVER | PHILIPS LTD | INTELLIVUE MMX | 2021-01-29 | 2078.184
PATIENT MONITOR | PATIENT MONITOR INTELLIVUE | PHILIPS LTD | MX450 | 2021-01-29 | 3737.16 | 2024-07-18 | 2027-07-18
MULTI-MEASUREMENT SERVER | MULTI-MEASUREMENT SERVER | PHILIPS LTD | INTELLIVUE MMX | 2021-01-29 | 2078.184
PATIENT MONITOR | PATIENT MONITOR INTELLIVUE | PHILIPS LTD | MX450 | 2021-01-29 | 3737.16 | 2024-02-22 | 2027-02-22
MULTI-MEASUREMENT SERVER | MULTI-MEASUREMENT SERVER | PHILIPS LTD | INTELLIVUE MMX | 2021-01-29 | 2078.184
PATIENT MONITOR | PATIENT MONITOR INTELLIVUE | PHILIPS LTD | MX450 | 2021-01-29 | 3737.16 | 2024-07-25 | 2027-07-25
STANDING AID | STANDING AID | HANDICARE | ReTurn 7500 | 2020-12-22 | 480
MULTI-MEASUREMENT SERVER | MULTI-MEASUREMENT SERVER | PHILIPS LTD | INTELLIVUE MMX | 2020-12-21 | 1899.216
PATIENT MONITOR | PATIENT MONITOR INTELLIVUE | PHILIPS LTD | MX450 | 2020-12-21 | 3063.456 | 2024-03-19 | 2027-03-19
MULTI-MEASUREMENT SERVER | MULTI-MEASUREMENT SERVER | PHILIPS LTD | INTELLIVUE MMX | 2020-12-21 | 1899.216
PATIENT MONITOR | PATIENT MONITOR INTELLIVUE | PHILIPS LTD | MX450 | 2020-12-21 | 3063.456 |  | 2025-04-15
MULTI-MEASUREMENT SERVER | MULTI-MEASUREMENT SERVER | PHILIPS LTD | INTELLIVUE MMX | 2020-12-21 | 1899.216
PATIENT MONITOR | PATIENT MONITOR INTELLIVUE | PHILIPS LTD | MX450 | 2020-12-21 | 3063.456 | 2024-02-21 | 2027-02-21
MULTI-MEASUREMENT SERVER | MULTI-MEASUREMENT SERVER | PHILIPS LTD | INTELLIVUE MMX | 2020-12-21 | 1899.216
PATIENT MONITOR | PATIENT MONITOR INTELLIVUE | PHILIPS LTD | MX450 | 2020-12-21 | 3063.456 | 2024-02-21 | 2027-02-21
MULTI-MEASUREMENT SERVER | MULTI-MEASUREMENT SERVER | PHILIPS LTD | INTELLIVUE MMX | 2020-12-21 | 1899.216
PATIENT MONITOR | PATIENT MONITOR INTELLIVUE | PHILIPS LTD | MX450 | 2020-12-21 | 3063.456 |  | 2025-04-15
MULTI-MEASUREMENT SERVER | MULTI-MEASUREMENT SERVER | PHILIPS LTD | INTELLIVUE MMX | 2021-01-06 | 1899.216
GAS ANALYSER | INTELLIVUE G7m ANAESTHETIC GAS MODULE | PHILIPS LTD | INTELLIVUE G7m | 2021-01-06 | 4902.48 | 2024-02-09 | 2025-02-09
MODULE HOLDER | MODULE HOLDER | PHILIPS LTD | FMX-4 | 2021-01-06 | 210.672
PATIENT MONITOR | PATIENT MONITOR | PHILIPS LTD | MX750 | 2021-01-06 | 5656.464 |  | 2026-05-15
CARDIOGRAPH | CARDIOGRAPH | GE LIMITED | MAC2000 | 2020-12-22 | 6187.2 | 2024-07-11 | 2025-07-11
CARDIOGRAPH | CARDIOGRAPH | GE LIMITED | MAC2000 | 2020-12-22 | 6187.2 | 2024-07-24 | 2025-07-24
VAPORIZERS | VAPORIZER - ISOFLURANE | DRAEGER | VAPOR 3000 ISO | 2020-12-22 | 1628.892 | 2023-07-26 | 2024-08-17
VAPORIZERS | VAPORIZER - ISOFLURANE | DRAEGER | VAPOR 3000 ISO | 2020-12-22 | 1628.892 | 2023-07-26 | 2024-08-17
VAPORIZERS | VAPORIZER - ISOFLURANE | DRAEGER | VAPOR 3000 ISO | 2020-12-22 | 1628.892 | 2023-07-27 | 2024-08-17
COUCH | COUCH - 3 SECTION ELECTRIC | BRISTOL MAID (HOSP.M.CRAFT) | EC1310 | 2020-12-18 | 1200 | 2023-10-17 | 2026-10-17
COUCH | COUCH - 3 SECTION ELECTRIC | BRISTOL MAID (HOSP.M.CRAFT) | EC1310 | 2020-12-18 | 1200 | 2023-10-17 | 2026-10-17
COUCH | COUCH - 3 SECTION ELECTRIC | BRISTOL MAID (HOSP.M.CRAFT) | EC1310 | 2020-12-18 | 1200 | 2023-09-22 | 2026-09-22
COUCH | COUCH - 3 SECTION ELECTRIC | BRISTOL MAID (HOSP.M.CRAFT) | EC1310 | 2020-12-18 | 1200 | 2023-10-17 | 2026-10-17
COUCH | COUCH - 3 SECTION ELECTRIC | BRISTOL MAID (HOSP.M.CRAFT) | EC1310 | 2020-12-18 | 1200 |  | 2024-09-15
COUCH | COUCH - 3 SECTION ELECTRIC | BRISTOL MAID (HOSP.M.CRAFT) | EC1310 | 2020-12-18 | 1200 | 2023-09-22 | 2026-09-22
COUCH | COUCH - 3 SECTION ELECTRIC | BRISTOL MAID (HOSP.M.CRAFT) | EC1310 | 2020-12-18 | 1200 | 2023-09-22 | 2026-09-22
CO2 MODULE | CO2 MODULE | PHILIPS LTD | 867041 | 2020-12-11 | 3537.6 | 2023-10-19 | 2024-10-19
CO2 MODULE | CO2 MODULE | PHILIPS LTD | 867041 | 2020-12-11 | 3537.6 | 2024-07-04 | 2025-07-04
AMBULATORY ARRHYTHMIA MONITOR | AMBULATORY ECG RECORDER | SPACELABS | LIFECARD CF | 2020-12-09 | 2152.8
AMBULATORY ARRHYTHMIA MONITOR | AMBULATORY ECG RECORDER | SPACELABS | LIFECARD CF | 2020-12-09 | 2152.8
AMBULATORY ARRHYTHMIA MONITOR | AMBULATORY ECG RECORDER | SPACELABS | LIFECARD CF | 2020-12-09 | 2152.8
AMBULATORY ARRHYTHMIA MONITOR | AMBULATORY ECG RECORDER | SPACELABS | LIFECARD CF | 2020-12-09 | 2152.8
AMBULATORY ARRHYTHMIA MONITOR | AMBULATORY ECG RECORDER | SPACELABS | LIFECARD CF | 2020-12-09 | 2152.8
AMBULATORY ARRHYTHMIA MONITOR | AMBULATORY ECG RECORDER | SPACELABS | LIFECARD CF | 2020-12-09 | 2152.8
AMBULATORY ARRHYTHMIA MONITOR | AMBULATORY ECG RECORDER | SPACELABS | LIFECARD CF | 2020-12-09 | 2152.8
AMBULATORY ARRHYTHMIA MONITOR | AMBULATORY ECG RECORDER | SPACELABS | LIFECARD CF | 2020-12-09 | 2152.8
AMBULATORY ARRHYTHMIA MONITOR | AMBULATORY ECG RECORDER | SPACELABS | LIFECARD CF | 2020-12-09 | 2152.8
PATIENT MONITOR | PATIENT MONITOR INTELLIVUE | PHILIPS LTD | MX450 | 2020-12-21 | 3737.16 | 2024-02-28 | 2027-02-28
PATIENT MONITOR | PATIENT MONITOR INTELLIVUE | PHILIPS LTD | MX450 | 2020-12-21 | 3737.16 | 2024-02-28 | 2027-02-28
PATIENT MONITOR | PATIENT MONITOR INTELLIVUE | PHILIPS LTD | MX450 | 2020-12-21 | 3737.16 | 2024-02-28 | 2027-02-28
PATIENT MONITOR | PATIENT MONITOR INTELLIVUE | PHILIPS LTD | MX450 | 2020-12-21 | 3737.16 | 2024-02-26 | 2027-02-26
PATIENT MONITOR | PATIENT MONITOR INTELLIVUE | PHILIPS LTD | MX450 | 2020-12-21 | 3737.16 | 2024-02-28 | 2027-02-28
PATIENT MONITOR | PATIENT MONITOR INTELLIVUE | PHILIPS LTD | MX450 | 2020-12-21 | 3737.16 | 2024-02-26 | 2027-02-26
TRANSPORT MONITOR | PATIENT MONITOR INTELLIVUE X3 (6mm NIBP Port) | PHILIPS LTD | INTELLIVUE X3 (6mm NIBP) | 2020-12-21 | 3796.536 | 2024-02-12 | 2027-02-12
TRANSPORT MONITOR | PATIENT MONITOR INTELLIVUE X3 (6mm NIBP Port) | PHILIPS LTD | INTELLIVUE X3 (6mm NIBP) | 2020-12-21 | 3796.536 | 2024-02-12 | 2027-02-12
TRANSPORT MONITOR | PATIENT MONITOR INTELLIVUE X3 (6mm NIBP Port) | PHILIPS LTD | INTELLIVUE X3 (6mm NIBP) | 2020-12-21 | 3796.536 | 2024-02-12 | 2027-02-12
TRANSPORT MONITOR | PATIENT MONITOR INTELLIVUE X3 (6mm NIBP Port) | PHILIPS LTD | INTELLIVUE X3 (6mm NIBP) | 2020-12-21 | 3796.536 | 2024-04-16 | 2027-04-16
TRANSPORT MONITOR | PATIENT MONITOR INTELLIVUE X3 (6mm NIBP Port) | PHILIPS LTD | INTELLIVUE X3 (6mm NIBP) | 2020-12-21 | 3796.536 | 2024-02-26 | 2027-02-26
TRANSPORT MONITOR | PATIENT MONITOR INTELLIVUE X3 (6mm NIBP Port) | PHILIPS LTD | INTELLIVUE X3 (6mm NIBP) | 2020-12-21 | 3796.536 | 2024-02-28 | 2027-02-28
TYMPANIC THERMOMETER | TYMPANIC THERMOMETER | COVIDIEN UK | GENIUS 3 | 2021-01-14 | 193.2 | 2023-03-28 14:29 | 2025-04-15
TYMPANIC THERMOMETER | TYMPANIC THERMOMETER | COVIDIEN UK | GENIUS 3 | 2021-01-14 | 193.2 | 2024-07-30 | 2025-01-30
TYMPANIC THERMOMETER | TYMPANIC THERMOMETER | COVIDIEN UK | GENIUS 3 | 2021-01-14 | 193.2 | 2022-08-11 | 2024-12-15
TYMPANIC THERMOMETER | TYMPANIC THERMOMETER | COVIDIEN UK | GENIUS 3 | 2021-01-14 | 193.2 | 2022-08-24 | 2025-06-15
CO2 MODULE | MODULE CO2 MICROSTREAM | PHILIPS LTD | M3015A | 2020-12-24 | 3405.6 | 2024-10-15 | 2025-10-15
SCALES | SCALES - STAND ON | MARSDEN | M-420 | 2021-05-27 | 300 | 2023-12-08 | 2024-11-15
SCALES | SCALES - STAND ON | MARSDEN | M-420 | 2021-05-27 | 300 | 2022-11-25 16:15 | 2024-11-15
SCALES | SCALES - STAND ON | MARSDEN | M-420 | 2021-05-27 | 300 | 2023-12-08 | 2024-11-15
SCALES | SCALES - STAND ON | SECA | 875 | 2021-09-28 | 178.8 | 2022-11-25 10:51 | 2024-11-15
TRANSDUCER | TOCO+ TRANSDUCER | PHILIPS LTD | M2735A | 2020-12-22 | 1172.4
SUCTION UNIT | PORTABLE SUCTION UNIT | LAERDAL | LCSU4 | 2020-12-22 | 399.6 |  | 2025-04-01
BATTERY THERMOMETER | BATTERY THERMOMETER | WELCH ALLYN | SURETEMP PLUS 692 | 2020-12-14 | 178.2
SAFETY TESTERS | ELECTRICAL SAFETY ANALYSER | FLUKE | ESA615 | 2020-12-24 | 4644 | 2024-05-08 | 2025-05-08
REGULATOR | REGULATOR - AIR - PIN INDEX | BPR MEDICAL | 819-0034 | 2020-12-16 | 128.304 |  | 2024-12-16
REGULATOR | REGULATOR - AIR - PIN INDEX | BPR MEDICAL | 819-0034 | 2020-12-16 | 128.304 |  | 2024-12-16
RESISTANCE BOX | RESISTANCE DECADE BOX | TENMA | 72-7270 | 2020-12-16 | 84.168
RESISTANCE BOX | RESISTANCE DECADE BOX | TENMA | 72-7270 | 2020-12-16 | 84.168
TEST EQUIP/SPEC | AGILIA SP MAINTENANCE KIT (WI-FI) | FRESENIUS KABI | INJECTOMAT SP MAINTENANCE KIT | 2020-12-15 | 1920 | 2024-02-02 | 2025-02-02
TEMP CALIBRATOR | CALIBRATOR/CHECKER | COVIDIEN UK | GENIUS 2 CALIBRATOR | 2020-12-09 | 2399.988 | 2024-02-27 | 2025-02-27
DIGITAL THERMOMETER | DIGITAL THERMOMETER | DOSTMANN ELECTRONIC GMBH | P755 | 2020-12-07 | 2413.2 | 2024-06-03 | 2025-06-03
TRANSDUCER | US TRANSDUCER | PHILIPS LTD | M2736A | 2021-01-18 | 1172.4
TRANSDUCER | TOCO TRANSDUCER | PHILIPS LTD | M2734B | 2020-12-04 | 1053.6
SUCTION CONTROLLER | HIGH SUCTION REMOTE | THERAPY EQUIPMENT | DIAMOND RANGE HIGH (REMOTE) | 2020-12-01 | 159.9
FLOWMETER TEST GAUGE | ANEMOMETER | RS | IM-740 ANEMOMETER | 2020-12-04 | 60
TYMPANIC THERMOMETER | TYMPANIC THERMOMETER | COVIDIEN UK | GENIUS 3 | 2020-12-11 | 193.2 | 2024-08-19 | 2025-02-19
CO2 MODULE | MODULE CO2 MICROSTREAM | PHILIPS LTD | M3015A | 2020-12-07 | 0 | 2023-08-29 | 2024-09-01
VAPORIZERS | VAPORIZER - DESFLURANE | DRAEGER | D-VAPOR 3000 | 2020-11-26 | 1628.892 | 2023-07-27 | 2025-08-31
TEST WEIGHT | TEST WEIGHT | KERN & SOHN | 7911898 | 2020-11-30 | 1485.6 |  | 2024-11-04
ELECT.SURG.ANALYZER | ELECTROSURGICAL ANALYSER | FLUKE | QA-ES MK III | 2020-11-30 | 7194 | 2023-12-04 | 2024-12-04
DIGITAL THERMOMETER | DIGITAL THERMOMETER | FLUKE | 54IIB | 2020-11-25 | 558 | 2023-11-28 | 2024-11-28
AUDIO DOPPLER | AUDIO DOPPLER | HUNTLEIGH | D920 | 2021-02-15 | 373.968
AUDIO DOPPLER | AUDIO DOPPLER | HUNTLEIGH | D920 | 2021-02-15 | 373.968
AUDIO DOPPLER | AUDIO DOPPLER | HUNTLEIGH | D920 | 2021-02-15 | 373.968
AUDIO DOPPLER | AUDIO DOPPLER | HUNTLEIGH | D920 | 2021-02-15 | 373.968
TYMPANIC THERMOMETER | TYMPANIC THERMOMETER | COVIDIEN UK | GENIUS 3 | 2021-02-12 | 193.2 | 2024-08-14 | 2025-02-14
TRANSPORT MONITOR | PATIENT MONITOR INTELLIVUE X3 (6mm NIBP Port) | PHILIPS LTD | INTELLIVUE X3 (6mm NIBP) | 2020-12-07 | 3796.536 | 2023-10-27 | 2026-11-23
VAPORIZERS | VAPORIZER - SEVOFLURANE | DRAEGER | VAPOR 3000 SEVO | 2020-12-04 | 3105.78 | 2024-09-26 | 2026-11-01
PATIENT MONITOR | PATIENT MONITOR | PHILIPS LTD | MX750 | 2020-11-24 | 5656.464 |  | 2025-11-20
PATIENT MONITOR | PATIENT MONITOR | PHILIPS LTD | MX750 | 2020-11-24 | 5656.464 |  | 2025-11-20
PATIENT MONITOR | PATIENT MONITOR | PHILIPS LTD | MX750 | 2020-11-23 | 5656.464 |  | 2025-11-20
TRANSPORT MONITOR | PATIENT MONITOR INTELLIVUE X3 (6mm NIBP Port) | PHILIPS LTD | INTELLIVUE X3 (6mm NIBP) | 2020-11-23 | 2996.136 | 2024-07-01 | 2027-07-01
TRANSPORT MONITOR | PATIENT MONITOR INTELLIVUE X3 (6mm NIBP Port) | PHILIPS LTD | INTELLIVUE X3 (6mm NIBP) | 2020-11-23 | 2996.136 | 2023-10-25 | 2026-11-20
NERVE STIMULATOR | NERVE STIMULATOR MODULE | PHILIPS LTD | NMT | 2020-11-24 | 2076.624 | 2024-01-19 | 2026-01-19
PATIENT MONITOR | PATIENT MONITOR INTELLIVUE | PHILIPS LTD | MX450 | 2020-11-23 | 3063.456 | 2023-11-29 | 2026-11-23
TRANSPORT MONITOR | PATIENT MONITOR INTELLIVUE X3 (6mm NIBP Port) | PHILIPS LTD | INTELLIVUE X3 (6mm NIBP) | 2020-11-23 | 2996.136 | 2023-10-24 | 2026-11-20
TRANSPORT MONITOR | PATIENT MONITOR INTELLIVUE X3 (6mm NIBP Port) | PHILIPS LTD | INTELLIVUE X3 (6mm NIBP) | 2020-11-23 | 2996.136 | 2023-11-09 | 2026-11-09
PATIENT MONITOR | PATIENT MONITOR INTELLIVUE | PHILIPS LTD | MX450 | 2020-11-23 | 3063.456 | 2023-11-29 | 2026-11-23
PATIENT MONITOR | PATIENT MONITOR INTELLIVUE | PHILIPS LTD | MX450 | 2020-11-23 | 3063.456 | 2023-11-29 | 2026-11-23
TRANSPORT MONITOR | PATIENT MONITOR INTELLIVUE X3 (6mm NIBP Port) | PHILIPS LTD | INTELLIVUE X3 (6mm NIBP) | 2020-11-23 | 2996.136 | 2023-11-02 | 2026-11-20
PATIENT MONITOR | PATIENT MONITOR INTELLIVUE | PHILIPS LTD | MX450 | 2020-11-23 | 3063.456 | 2023-11-29 | 2026-11-23
GAS ANALYSER | INTELLIVUE G7m ANAESTHETIC GAS MODULE | PHILIPS LTD | INTELLIVUE G7m | 2021-01-29 | 4818 |  | 2022-01-29
TRANSPORT MONITOR | PATIENT MONITOR INTELLIVUE X3 (6mm NIBP Port) | PHILIPS LTD | INTELLIVUE X3 (6mm NIBP) | 2023-10-27 | 3796.536 | 2023-11-02 | 2026-11-01
PATIENT MONITOR | PATIENT MONITOR | PHILIPS LTD | MX750 | 2020-11-23 | 5656.464 |  | 2025-11-20
CO2 MODULE | CO2 MODULE + PRESS & TEMP | PHILIPS LTD | 867041 B06 | 2020-11-23 | 2452.824 | 2023-09-18 | 2024-09-18
PATIENT MONITOR | PATIENT MONITOR INTELLIVUE | PHILIPS LTD | MX450 | 2020-11-23 | 3063.456 | 2023-11-29 | 2026-11-23
CO2 MODULE | CO2 MODULE + PRESS & TEMP | PHILIPS LTD | 867041 B06 | 2020-11-23 | 2452.824 | 2023-09-18 | 2024-09-18
TRANSPORT MONITOR | PATIENT MONITOR INTELLIVUE X3 (6mm NIBP Port) | PHILIPS LTD | INTELLIVUE X3 (6mm NIBP) | 2020-11-23 | 2996.136 | 2023-10-24 | 2026-11-20
NERVE STIMULATOR | NERVE STIMULATOR MODULE | PHILIPS LTD | NMT | 2020-11-23 | 2076.624 | 2024-01-19 | 2026-01-19
EEG MODULE | Bispectral Index Module (BIS) Depth of Anaesthesia | PHILIPS LTD | M1034B | 2020-11-23 | 2547.072 | 2023-02-24 12:50 | 2025-02-24
LIGHT SOURCE | LIGHT SOURCE - LED | OLYMPUS | WA91502A | 2020-12-07 | 1440
OPHTHALMOSCOPE-INDIRECT | INDIRECT OPHTHALMOSCOPE | KEELER | VANTAGE + WIRELESS | 2020-12-07 | 3118.8 | 2022-06-23 | 2023-06-23
TONOMETER | TONOMETER | ICARE | TA031 | 2020-12-07 | 4800
OPHTHALMOSCOPE-INDIRECT | VANTAGE PLUS LED/BULB | KEELER | 1205-P-1020 | 2020-12-22 | 4318.8 | 2022-06-22 | 2024-06-22
VITAL SIGNS MONITOR | VITAL SIGNS MONITOR: NIBP, SPO2, TEMP | WELCH ALLYN | 75CE CONNEX | 2020-11-23 | 2152.8 | 2023-08-23 | 2026-08-23
VITAL SIGNS MONITOR | VITAL SIGNS MONITOR: NIBP, SPO2, TEMP | WELCH ALLYN | 75CE CONNEX | 2020-11-23 | 2152.8 | 2023-08-23 | 2026-08-23
VIS/ACUITY APPARATUS | ELECTRONIC VISUAL ACUITY | THOMPSON SOFTWARE SOLUTIONS | PC_BOX | 2021-01-09 | 1554 | 2023-12-11 | 2024-12-10
FLAT SCREEN DISPLAY | FLAT SCREEN DISPLAY - 27 INCH LCD MONITOR | AOC | 27E1H | 2021-01-09 | 1554 | 2023-06-30 | 2024-05-06
FLAT SCREEN DISPLAY | FLAT SCREEN DISPLAY - 27 INCH LCD MONITOR | AOC | 27E1H | 2021-01-09 | 1554 | 2023-12-11 | 2024-12-10
FLAT SCREEN DISPLAY | FLAT SCREEN DISPLAY - 27 INCH LCD MONITOR | AOC | 27E1H | 2021-01-09 | 1554 | 2023-12-11 | 2024-12-10
VIS/ACUITY APPARATUS | ELECTRONIC VISUAL ACUITY | THOMPSON SOFTWARE SOLUTIONS | PC_BOX | 2021-01-09 | 1554 | 2023-06-30 | 2024-05-06
FLAT SCREEN DISPLAY | FLAT SCREEN DISPLAY - 27 INCH LCD MONITOR | AOC | 27E1H | 2021-01-09 | 1554 | 2023-07-03 | 2024-05-03
VIS/ACUITY APPARATUS | ELECTRONIC VISUAL ACUITY | THOMPSON SOFTWARE SOLUTIONS | PC_BOX | 2021-01-08 | 1554 | 2023-06-30 | 2024-05-03
FLAT SCREEN DISPLAY | FLAT SCREEN DISPLAY - 27 INCH LCD MONITOR | AOC | 27E1H | 2021-01-09 | 2154 | 2023-07-03 | 2024-05-06
FLAT SCREEN DISPLAY | FLAT SCREEN DISPLAY - 27 INCH LCD MONITOR | AOC | 27E1H | 2021-01-08 | 2154 | 2023-06-30 | 2024-05-06
VIS/ACUITY APPARATUS | ELECTRONIC VISUAL ACUITY | THOMPSON SOFTWARE SOLUTIONS | PC_BOX | 2021-01-02 | 2617.2 | 2023-06-30 | 2024-05-06
FLAT SCREEN DISPLAY | FLAT SCREEN DISPLAY - 27 INCH LCD MONITOR | AOC | 27E1H | 2021-01-08 | 2154 | 2023-06-30 | 2024-05-06
POWERED TABLE | POWERED TABLE | OPTOS PLC | A10741005 | 2020-12-15 | 2400 |  | 2024-12-18
OPHTHALMOSCOPE | PANORAMIC OPHTHALMOSCOPE ICG | OPTOS PLC | P200DTX CALIFORNIA | 2020-12-15 | 90186 | 2024-01-25 | 2025-01-25
POWERED TABLE | POWERED TABLE | OPTOS PLC | A10741005 | 2020-12-15 | 2400 | 2023-12-08 | 2024-12-08
OPHTHALMOSCOPE | PANORAMIC OPHTHALMOSCOPE ICG | OPTOS PLC | P200DTX CALIFORNIA | 2020-12-15 | 90186 | 2023-11-14 | 2024-07-31
POWERED TABLE | POWERED TABLE | OPTOS PLC | A10741005 | 2020-12-15 | 2400 | 2023-11-27 | 2024-11-27
OPHTHALMOSCOPE | PANORAMIC OPHTHALMOSCOPE ICG | OPTOS PLC | P200DTX CALIFORNIA | 2020-12-14 | 90186 | 2024-07-11 | 2022-12-10
POWERED TABLE | POWERED TABLE | TOPCON | ECO OCT "L" SHAPED TABLE TOP | 2020-12-11 | 1800 | 2024-02-14 | 2025-02-14
POWERED TABLE | POWERED TABLE | TOPCON | ECO OCT "L" SHAPED TABLE TOP | 2020-12-11 | 1800 | 2024-04-23 | 2025-04-05
POWERED TABLE | POWERED TABLE | TOPCON | ECO OCT "L" SHAPED TABLE TOP | 2020-12-11 | 1800 | 2023-11-27 | 2024-11-27
RETINAL CAMERA | OPTICAL COHERENCE TOMOGRAPHY | TOPCON | DRI OCT TRITON PLUS | 2020-12-11 | 78600 |  | 2023-12-10
RETINAL CAMERA | OPTICAL COHERENCE TOMOGRAPHY | TOPCON | DRI OCT TRITON PLUS | 2020-12-10 | 78600 |  | 2023-12-10
RETINAL CAMERA | OPTICAL COHERENCE TOMOGRAPHY | TOPCON | DRI OCT TRITON PLUS | 2020-12-10 | 78600 |  | 2023-12-10
POWERED TABLE | POWERED TABLE | TOPCON | ECO OCT "L" SHAPED TABLE TOP | 2020-12-11 | 1800 | 2023-09-05 | 2024-09-05
RETINAL CAMERA | 3D OPTICAL COHERENCE TOMOGRAPHY | TOPCON | 3D OCT-1 MAESTRO2 | 2020-12-10 | 28800 | 2024-04-17 | 2025-04-17
POWERED TABLE | POWERED TABLE | TOPCON | ECO OCT "L" SHAPED TABLE TOP | 2020-12-11 | 1800 |  | 2024-12-18
RETINAL CAMERA | 3D OPTICAL COHERENCE TOMOGRAPHY | TOPCON | 3D OCT-1 MAESTRO2 | 2020-12-09 | 28800 |  | 2021-12-10
POWERED TABLE | POWERED TABLE | TOPCON | ECO OCT "L" SHAPED TABLE TOP | 2020-12-10 | 1800 | 2024-02-14 | 2025-02-14
RETINAL CAMERA | 3D OPTICAL COHERENCE TOMOGRAPHY | TOPCON | 3D OCT-1 MAESTRO2 | 2020-12-09 | 28800 | 2021-12-08 | 2022-12-08
POWERED TABLE | POWERED TABLE | TOPCON | ECO OCT "L" SHAPED TABLE TOP | 2020-12-10 | 1800 | 2023-11-27 | 2024-11-27
RETINAL CAMERA | 3D OPTICAL COHERENCE TOMOGRAPHY | TOPCON | 3D OCT-1 MAESTRO2 | 2020-12-09 | 28800 |  | 2021-12-10
POWERED TABLE | K2 TABLE | 2020 MEDICAL SYSTEMS INC. | K2-230C | 2020-12-10 | 3600 | 2022-01-18 | 2024-07-15
VIS/FIELD ANALYSER | VISUAL FIELD ANALYSER | ZEISS | 840 | 2020-12-10 | 26145.168 | 2023-06-26 | 2024-06-26
POWERED TABLE | K2 TABLE | 2020 MEDICAL SYSTEMS INC. | K2-230C | 2020-12-10 | 3600 | 2022-01-14 | 2024-07-15
VIS/FIELD ANALYSER | VISUAL FIELD ANALYSER | ZEISS | 840 | 2020-12-09 | 26145.168 | 2023-06-26 | 2024-06-26
NASAL CPAP | NASAL CPAP | PHILIPS LTD | DREAMSTATION | 2021-03-31 | 538.8
NASAL CPAP | NASAL CPAP | PHILIPS LTD | DREAMSTATION | 2021-03-31 | 538.8
NASAL CPAP | NASAL CPAP | PHILIPS LTD | DREAMSTATION | 2021-03-31 | 538.8
NASAL CPAP | NASAL CPAP | PHILIPS LTD | DREAMSTATION | 2021-03-31 | 538.8
NASAL CPAP | NASAL CPAP | PHILIPS LTD | DREAMSTATION | 2021-03-31 | 538.8
NASAL CPAP | NASAL CPAP | PHILIPS LTD | DREAMSTATION | 2021-03-31 | 538.8
NASAL CPAP | NASAL CPAP | PHILIPS LTD | DREAMSTATION | 2021-03-31 | 538.8
NASAL CPAP | NASAL CPAP | PHILIPS LTD | DREAMSTATION | 2021-03-31 | 538.8
NASAL CPAP | NASAL CPAP | PHILIPS LTD | DREAMSTATION | 2021-03-31 | 538.8
NASAL CPAP | NASAL CPAP | PHILIPS LTD | DREAMSTATION | 2021-03-31 | 538.8
NASAL CPAP | NASAL CPAP | PHILIPS LTD | DREAMSTATION | 2021-03-31 | 538.8
NASAL CPAP | NASAL CPAP | PHILIPS LTD | DREAMSTATION | 2021-03-31 | 538.8
NASAL CPAP | NASAL CPAP | PHILIPS LTD | DREAMSTATION | 2021-03-31 | 538.8
NASAL CPAP | NASAL CPAP | PHILIPS LTD | DREAMSTATION | 2021-03-31 | 538.8
NASAL CPAP | NASAL CPAP | PHILIPS LTD | DREAMSTATION | 2021-03-31 | 538.8
NASAL CPAP | NASAL CPAP | PHILIPS LTD | DREAMSTATION | 2021-03-31 | 538.8
NASAL CPAP | NASAL CPAP | PHILIPS LTD | DREAMSTATION | 2021-03-31 | 538.8
NASAL CPAP | NASAL CPAP | PHILIPS LTD | DREAMSTATION | 2021-03-31 | 538.8
NASAL CPAP | NASAL CPAP | PHILIPS LTD | DREAMSTATION | 2021-03-31 | 538.8
NASAL CPAP | NASAL CPAP | PHILIPS LTD | DREAMSTATION | 2021-03-31 | 538.8
NASAL CPAP | NASAL CPAP | PHILIPS LTD | DREAMSTATION | 2021-03-31 | 538.8
NASAL CPAP | NASAL CPAP | PHILIPS LTD | DREAMSTATION | 2021-03-31 | 538.8
NASAL CPAP | NASAL CPAP | PHILIPS LTD | DREAMSTATION | 2021-03-31 | 538.8
NASAL CPAP | NASAL CPAP | PHILIPS LTD | DREAMSTATION | 2021-03-31 | 538.8
NASAL CPAP | NASAL CPAP | PHILIPS LTD | DREAMSTATION | 2021-03-31 | 538.8
NASAL CPAP | NASAL CPAP | PHILIPS LTD | DREAMSTATION | 2021-03-31 | 538.8
NASAL CPAP | NASAL CPAP | PHILIPS LTD | DREAMSTATION | 2021-03-31 | 538.8
NASAL CPAP | NASAL CPAP | PHILIPS LTD | DREAMSTATION | 2021-03-31 | 538.8
NASAL CPAP | NASAL CPAP | PHILIPS LTD | DREAMSTATION | 2021-03-31 | 538.8
NASAL CPAP | NASAL CPAP | PHILIPS LTD | DREAMSTATION | 2021-03-31 | 538.8
NASAL CPAP | NASAL CPAP | PHILIPS LTD | DREAMSTATION | 2021-03-31 | 538.8
NASAL CPAP | NASAL CPAP | PHILIPS LTD | DREAMSTATION | 2021-03-31 | 538.8
NASAL CPAP | NASAL CPAP | PHILIPS LTD | DREAMSTATION | 2021-03-31 | 538.8
BIPAP VENTILATORY SUPPORT SYSTEM | BIPAP VENTILATORY SUPPORT SYSTEM | RESPIRONICS | A40 | 2021-03-31 | 2913
BIPAP VENTILATORY SUPPORT SYSTEM | BIPAP VENTILATORY SUPPORT SYSTEM | RESPIRONICS | A40 | 2021-03-31 | 2913
BIPAP VENTILATORY SUPPORT SYSTEM | BIPAP VENTILATORY SUPPORT SYSTEM | RESPIRONICS | A40 | 2021-03-31 | 2913
BIPAP VENTILATORY SUPPORT SYSTEM | BIPAP VENTILATORY SUPPORT SYSTEM | RESPIRONICS | A40 | 2021-03-31 | 2913
BIPAP VENTILATORY SUPPORT SYSTEM | BIPAP VENTILATORY SUPPORT SYSTEM | RESPIRONICS | A40 | 2021-03-31 | 2913
NASAL CPAP | NASAL CPAP | PHILIPS LTD | DREAMSTATION | 2021-03-31 | 538.8
NASAL CPAP | NASAL CPAP | PHILIPS LTD | DREAMSTATION | 2021-03-31 | 538.8
NASAL CPAP | NASAL CPAP | PHILIPS LTD | DREAMSTATION | 2021-03-31 | 538.8
NASAL CPAP | NASAL CPAP | PHILIPS LTD | DREAMSTATION | 2021-03-31 | 538.8
NASAL CPAP | NASAL CPAP | PHILIPS LTD | DREAMSTATION | 2021-03-31 | 538.8
NASAL CPAP | NASAL CPAP | PHILIPS LTD | DREAMSTATION | 2021-03-31 | 538.8
NASAL CPAP | NASAL CPAP | PHILIPS LTD | DREAMSTATION | 2021-03-31 | 538.8
NASAL CPAP | NASAL CPAP | PHILIPS LTD | DREAMSTATION | 2021-03-31 | 538.8
NASAL CPAP | NASAL CPAP | PHILIPS LTD | DREAMSTATION | 2021-03-31 | 538.8
NASAL CPAP | NASAL CPAP | PHILIPS LTD | DREAMSTATION | 2021-03-31 | 538.8
NASAL CPAP | NASAL CPAP | PHILIPS LTD | DREAMSTATION | 2019-11-18 | 538.8
NASAL CPAP | NASAL CPAP | PHILIPS LTD | DREAMSTATION | 2021-03-31 | 538.8
NASAL CPAP | NASAL CPAP | PHILIPS LTD | DREAMSTATION | 2021-03-31 | 538.8
NASAL CPAP | NASAL CPAP | PHILIPS LTD | DREAMSTATION | 2021-03-31 | 538.8
NASAL CPAP | NASAL CPAP | PHILIPS LTD | DREAMSTATION | 2021-03-31 | 538.8
NASAL CPAP | NASAL CPAP | PHILIPS LTD | DREAMSTATION | 2021-03-31 | 538.8
NASAL CPAP | NASAL CPAP | PHILIPS LTD | DREAMSTATION | 2021-03-31 | 538.8
NASAL CPAP | NASAL CPAP | PHILIPS LTD | DREAMSTATION | 2021-03-31 | 538.8
NASAL CPAP | NASAL CPAP | PHILIPS LTD | DREAMSTATION | 2021-03-31 | 538.8
NASAL CPAP | NASAL CPAP | PHILIPS LTD | DREAMSTATION | 2021-03-31 | 538.8
NASAL CPAP | NASAL CPAP | PHILIPS LTD | DREAMSTATION | 2021-03-31 | 538.8
NASAL CPAP | NASAL CPAP | PHILIPS LTD | DREAMSTATION | 2021-03-31 | 538.8
NASAL CPAP | NASAL CPAP | PHILIPS LTD | DREAMSTATION | 2021-03-31 | 538.8
NASAL CPAP | NASAL CPAP | PHILIPS LTD | DREAMSTATION | 2021-03-31 | 538.8
NASAL CPAP | NASAL CPAP | PHILIPS LTD | DREAMSTATION | 2021-03-31 | 538.8
NASAL CPAP | NASAL CPAP | PHILIPS LTD | DREAMSTATION | 2021-03-31 | 538.8
NASAL CPAP | NASAL CPAP | PHILIPS LTD | DREAMSTATION | 2021-03-31 | 538.8
NASAL CPAP | NASAL CPAP | PHILIPS LTD | DREAMSTATION | 2021-03-31 | 538.8
NASAL CPAP | NASAL CPAP | PHILIPS LTD | DREAMSTATION | 2021-03-31 | 538.8
NASAL CPAP | NASAL CPAP | PHILIPS LTD | DREAMSTATION | 2021-03-31 | 538.8
NASAL CPAP | NASAL CPAP | PHILIPS LTD | DREAMSTATION | 2021-03-31 | 538.8
NASAL CPAP | NASAL CPAP | PHILIPS LTD | DREAMSTATION | 2021-03-31 | 538.8
NASAL CPAP | NASAL CPAP | PHILIPS LTD | DREAMSTATION | 2021-03-31 | 538.8
NASAL CPAP | NASAL CPAP | PHILIPS LTD | DREAMSTATION | 2021-03-31 | 538.8
NASAL CPAP | NASAL CPAP | PHILIPS LTD | DREAMSTATION | 2021-03-31 | 538.8
NASAL CPAP | NASAL CPAP | PHILIPS LTD | DREAMSTATION | 2021-03-31 | 538.8
NASAL CPAP | NASAL CPAP | PHILIPS LTD | DREAMSTATION | 2021-03-31 | 538.8
NASAL CPAP | NASAL CPAP | PHILIPS LTD | DREAMSTATION | 2021-03-31 | 538.8
NASAL CPAP | NASAL CPAP | PHILIPS LTD | DREAMSTATION | 2021-03-31 | 538.8
NASAL CPAP | NASAL CPAP | PHILIPS LTD | DREAMSTATION | 2021-03-31 | 538.8
NASAL CPAP | NASAL CPAP | PHILIPS LTD | DREAMSTATION | 2021-03-31 | 538.8
NASAL CPAP | NASAL CPAP | PHILIPS LTD | DREAMSTATION | 2021-03-31 | 538.8
NASAL CPAP | NASAL CPAP | PHILIPS LTD | DREAMSTATION | 2021-03-31 | 538.8
NASAL CPAP | NASAL CPAP | PHILIPS LTD | DREAMSTATION | 2021-03-31 | 538.8
NASAL CPAP | NASAL CPAP | PHILIPS LTD | DREAMSTATION | 2021-03-31 | 538.8
NASAL CPAP | NASAL CPAP | PHILIPS LTD | DREAMSTATION | 2021-03-31 | 538.8
NASAL CPAP | NASAL CPAP | PHILIPS LTD | DREAMSTATION | 2021-03-31 | 538.8
NASAL CPAP | NASAL CPAP | PHILIPS LTD | DREAMSTATION | 2021-03-31 | 538.8
NASAL CPAP | NASAL CPAP | PHILIPS LTD | DREAMSTATION | 2021-03-31 | 538.8
NASAL CPAP | NASAL CPAP | PHILIPS LTD | DREAMSTATION | 2021-03-31 | 538.8
NASAL CPAP | NASAL CPAP | PHILIPS LTD | DREAMSTATION | 2021-03-31 | 538.8
NASAL CPAP | NASAL CPAP | PHILIPS LTD | DREAMSTATION | 2021-03-31 | 538.8
NASAL CPAP | NASAL CPAP | PHILIPS LTD | DREAMSTATION | 2021-03-31 | 538.8
NASAL CPAP | NASAL CPAP | PHILIPS LTD | DREAMSTATION | 2021-03-31 | 538.8
NASAL CPAP | NASAL CPAP | PHILIPS LTD | DREAMSTATION | 2021-03-31 | 538.8
NASAL CPAP | NASAL CPAP | PHILIPS LTD | DREAMSTATION | 2021-03-31 | 538.8
NASAL CPAP | NASAL CPAP | PHILIPS LTD | DREAMSTATION | 2021-03-31 | 538.8
NASAL CPAP | NASAL CPAP | PHILIPS LTD | DREAMSTATION | 2021-03-31 | 538.8
HUMIDIFIER HEATED WIRE CONN. | HUMIDIFIER | INSPIRED MEDICAL | VHB10A | 2021-03-31 | 120
HUMIDIFIER HEATED WIRE CONN. | HUMIDIFIER | INSPIRED MEDICAL | VHB10A | 2021-03-31 | 120
NEBULIZER | NEBULIZER | PHILIPS LTD | INNOSPIRE ESSENCE | 2021-08-27 | 50.4
NEBULIZER | NEBULIZER | PHILIPS LTD | INNOSPIRE ESSENCE | 2021-08-27 | 50.4
NEBULIZER | NEBULIZER | PHILIPS LTD | INNOSPIRE ESSENCE | 2021-08-27 | 50.4
NEBULIZER | NEBULIZER | PHILIPS LTD | INNOSPIRE ESSENCE | 2021-08-27 | 50.4
NEBULIZER | NEBULIZER | PHILIPS LTD | INNOSPIRE ESSENCE | 2021-08-27 | 50.4
NEBULIZER | NEBULIZER | PHILIPS LTD | INNOSPIRE ESSENCE | 2021-08-13 | 50.4
NEBULIZER | NEBULIZER | PHILIPS LTD | INNOSPIRE ESSENCE | 2021-08-13 | 50.4
NEBULIZER | NEBULIZER | PHILIPS LTD | INNOSPIRE ESSENCE | 2021-08-13 | 50.4
NEBULIZER | NEBULIZER | PHILIPS LTD | INNOSPIRE ESSENCE | 2021-08-13 | 50.4
NEBULIZER | NEBULIZER | PHILIPS LTD | INNOSPIRE ESSENCE | 2021-08-13 | 50.4
NEBULIZER | NEBULIZER | PHILIPS LTD | INNOSPIRE ESSENCE | 2021-08-13 | 50.4
NEBULIZER | NEBULIZER | PHILIPS LTD | INNOSPIRE ESSENCE | 2021-08-13 | 50.4
NEBULIZER | NEBULIZER | PHILIPS LTD | INNOSPIRE ESSENCE | 2021-08-13 | 50.4
NEBULIZER | NEBULIZER | PHILIPS LTD | INNOSPIRE ESSENCE | 2021-08-13 | 50.4
NEBULIZER | NEBULIZER | PHILIPS LTD | INNOSPIRE ESSENCE | 2021-08-13 | 50.4
NEBULIZER | NEBULIZER | PHILIPS LTD | INNOSPIRE ESSENCE | 2021-08-13 | 50.4
NEBULIZER | NEBULIZER | PHILIPS LTD | INNOSPIRE ESSENCE | 2021-07-28 | 50.4
NEBULIZER | NEBULIZER | PHILIPS LTD | INNOSPIRE ESSENCE | 2021-07-28 | 50.4
NEBULIZER | NEBULIZER | PHILIPS LTD | INNOSPIRE ESSENCE | 2021-07-28 | 50.4
NEBULIZER | NEBULIZER | PHILIPS LTD | INNOSPIRE ESSENCE | 2021-07-28 | 50.4
NEBULIZER | NEBULIZER | PHILIPS LTD | INNOSPIRE ESSENCE | 2021-07-22 | 50.4
NEBULIZER | NEBULIZER | PHILIPS LTD | INNOSPIRE ESSENCE | 2021-07-22 | 50.4
NEBULIZER | NEBULIZER | PHILIPS LTD | INNOSPIRE ESSENCE | 2021-07-22 | 50.4
NEBULIZER | NEBULIZER | PHILIPS LTD | INNOSPIRE ESSENCE | 2021-07-22 | 50.4
NEBULIZER | NEBULIZER | PHILIPS LTD | INNOSPIRE ESSENCE | 2021-07-22 | 50.4
NEBULIZER | NEBULIZER | PHILIPS LTD | INNOSPIRE ESSENCE | 2021-07-22 | 50.4
NEBULIZER | NEBULIZER | PHILIPS LTD | INNOSPIRE ESSENCE | 2021-06-23 | 50.4
NEBULIZER | NEBULIZER | PHILIPS LTD | INNOSPIRE ESSENCE | 2021-06-23 | 50.4
NEBULIZER | NEBULIZER | PHILIPS LTD | INNOSPIRE ESSENCE | 2021-06-23 | 50.4
NEBULIZER | NEBULIZER | PHILIPS LTD | INNOSPIRE ESSENCE | 2021-06-23 | 50.4
NEBULIZER | NEBULIZER | PHILIPS LTD | INNOSPIRE ESSENCE | 2021-06-23 | 50.4
NEBULIZER | NEBULIZER | PHILIPS LTD | INNOSPIRE ESSENCE | 2021-06-18 | 50.4
NEBULIZER | NEBULIZER | PHILIPS LTD | INNOSPIRE ESSENCE | 2021-06-18 | 50.4
NEBULIZER | NEBULIZER | PHILIPS LTD | INNOSPIRE ESSENCE | 2021-06-18 | 50.4
NEBULIZER | NEBULIZER | PHILIPS LTD | INNOSPIRE ESSENCE | 2021-06-18 | 50.4
NEBULIZER | NEBULIZER | PHILIPS LTD | INNOSPIRE ESSENCE | 2021-06-18 | 50.4
NEBULIZER | NEBULIZER | PHILIPS LTD | INNOSPIRE ESSENCE | 2021-05-16 | 50.4
NEBULIZER | NEBULIZER | PHILIPS LTD | INNOSPIRE ESSENCE | 2021-05-16 | 50.4
NEBULIZER | NEBULIZER | PHILIPS LTD | INNOSPIRE ESSENCE | 2021-05-16 | 50.4
NEBULIZER | NEBULIZER | PHILIPS LTD | INNOSPIRE ESSENCE | 2021-05-16 | 50.4
NEBULIZER | NEBULIZER | PHILIPS LTD | INNOSPIRE ESSENCE | 2021-05-16 | 50.4
NEBULIZER | NEBULIZER | PHILIPS LTD | INNOSPIRE ESSENCE | 2021-05-16 | 50.4
NEBULIZER | NEBULIZER | PHILIPS LTD | INNOSPIRE ESSENCE | 2021-02-24 | 50.4
NEBULIZER | NEBULIZER | PHILIPS LTD | INNOSPIRE ESSENCE | 2021-02-24 | 50.4
HUMIDIFIER | HUMIDIFIER | F & P | MR850 | 2021-02-03 | 1200 | 2024-07-01 | 2025-06-28
SPHYGMOMANOMETER | SPHYGMOMANOMETER | ACCOSON LTD | 0312 POCKET ANEROID | 2021-01-18 | 78
SUCTION CONTROLLER | HIGH SUCTION CONTROLLER | THERAPY EQUIPMENT | DIAMOND RANGE HIGH | 2021-01-15 | 81
ENTONOX DEMAND SYSTEM | ENTONOX DEMAND VALVE | THERAPY EQUIPMENT | ENTONOX | 2021-01-08 | 285 | 2022-12-20 16:22 | 2025-04-15
EXAMINATION LAMP | EXAMINATION LAMP | DARAY LTD | X200LED | 2021-02-22 | 240 |  | 2024-08-15
NEBULIZER | NEBULIZER | PHILIPS LTD | INNOSPIRE DELUXE | 2020-12-14 | 120
NEBULIZER | NEBULIZER | PHILIPS LTD | INNOSPIRE DELUXE | 2020-12-14 | 120
NEBULIZER | NEBULIZER | PHILIPS LTD | INNOSPIRE DELUXE | 2020-12-14 | 120
NEBULIZER | NEBULIZER | PHILIPS LTD | INNOSPIRE DELUXE | 2020-12-14 | 120
NEBULIZER | NEBULIZER | PHILIPS LTD | INNOSPIRE DELUXE | 2020-12-14 | 120
TYMPANIC THERMOMETER | TYMPANIC THERMOMETER | COVIDIEN UK | GENIUS 3 | 2020-11-27 | 193.2 | 2024-10-23 | 2025-04-23
TYMPANIC THERMOMETER | TYMPANIC THERMOMETER | COVIDIEN UK | GENIUS 3 | 2020-11-27 | 193.2 | 2023-10-30 | 2025-04-15
TYMPANIC THERMOMETER | TYMPANIC THERMOMETER | COVIDIEN UK | GENIUS 3 | 2020-11-27 | 193.2 | 2024-07-03 | 2025-01-03
TYMPANIC THERMOMETER | TYMPANIC THERMOMETER | COVIDIEN UK | GENIUS 3 | 2020-11-27 | 193.2 | 2023-08-09 | 2025-02-15
TYMPANIC THERMOMETER | TYMPANIC THERMOMETER | COVIDIEN UK | GENIUS 3 | 2020-11-27 | 193.2 | 2024-07-11 | 2025-01-11
TYMPANIC THERMOMETER | TYMPANIC THERMOMETER | COVIDIEN UK | GENIUS 3 | 2020-11-27 | 193.2 | 2024-07-23 | 2025-01-23
TYMPANIC THERMOMETER | TYMPANIC THERMOMETER | COVIDIEN UK | GENIUS 3 | 2020-11-27 | 193.2 | 2024-07-11 | 2025-01-11
TYMPANIC THERMOMETER | TYMPANIC THERMOMETER | COVIDIEN UK | GENIUS 3 | 2020-11-27 | 193.2 | 2024-07-03 | 2025-01-03
TYMPANIC THERMOMETER | TYMPANIC THERMOMETER | COVIDIEN UK | GENIUS 3 | 2020-11-27 | 193.2 | 2022-06-23 | 2024-12-15
TYMPANIC THERMOMETER | TYMPANIC THERMOMETER | COVIDIEN UK | GENIUS 3 | 2020-11-27 | 193.2 | 2024-02-26 | 2024-08-26
TYMPANIC THERMOMETER | TYMPANIC THERMOMETER | COVIDIEN UK | GENIUS 3 | 2020-11-27 | 193.2 | 2024-04-24 | 2025-03-09
TYMPANIC THERMOMETER | TYMPANIC THERMOMETER | COVIDIEN UK | GENIUS 3 | 2020-11-27 | 193.2 | 2024-09-13 | 2025-03-13
TYMPANIC THERMOMETER | TYMPANIC THERMOMETER | COVIDIEN UK | GENIUS 3 | 2020-11-27 | 193.2 | 2023-01-30 16:02 | 2025-01-15
SMOKE EXTRACTOR | VISICLEAR SMOKE EXTRACTOR | CONMED | VC220 | 2020-11-26 | 1200 | 2023-11-07 | 2024-11-26
SMOKE EXTRACTOR | VISICLEAR SMOKE EXTRACTOR | CONMED | VC220 | 2020-11-26 | 1200 | 2023-11-07 | 2024-11-26
SMOKE EXTRACTOR | VISICLEAR SMOKE EXTRACTOR | CONMED | VC220 | 2020-11-26 | 1200 | 2023-11-07 | 2024-11-26
SMOKE EXTRACTOR | VISICLEAR SMOKE EXTRACTOR | CONMED | VC220 | 2020-11-26 | 1200 | 2023-11-07 | 2024-11-26
SMOKE EXTRACTOR | VISICLEAR SMOKE EXTRACTOR | CONMED | VC220 | 2020-11-26 | 1200 | 2023-12-08 | 2024-11-26
OXIMETER | PULSE OXIMETER FINGERTIP | BEIJING CHOICE ELECTRONIC TECHNOLOGY CO., LTD. | MD300C12 | 2020-11-26 | 0
OXIMETER | PULSE OXIMETER FINGERTIP | BEIJING CHOICE ELECTRONIC TECHNOLOGY CO., LTD. | MD300C12 | 2020-11-26 | 0
OXIMETER | PULSE OXIMETER FINGERTIP | BEIJING CHOICE ELECTRONIC TECHNOLOGY CO., LTD. | MD300C12 | 2020-11-26 | 0
SUCTION CONTROLLER | HIGH SUCTION CONTROLLER | THERAPY EQUIPMENT | DIAMOND RANGE HIGH | 2020-11-23 | 81
SUCTION CONTROLLER | HIGH SUCTION CONTROLLER | THERAPY EQUIPMENT | DIAMOND RANGE HIGH | 2020-11-23 | 81
TYMPANIC THERMOMETER | TYMPANIC THERMOMETER | COVIDIEN UK | GENIUS 3 | 2020-11-16 | 193.2 | 2024-08-14 | 2025-02-14
TYMPANIC THERMOMETER | TYMPANIC THERMOMETER | COVIDIEN UK | GENIUS 3 | 2020-11-16 | 193.2 | 2024-10-08 | 2025-04-08
TYMPANIC THERMOMETER | TYMPANIC THERMOMETER | COVIDIEN UK | GENIUS 3 | 2020-11-16 | 193.2 | 2023-12-12 | 2025-01-12
TYMPANIC THERMOMETER | TYMPANIC THERMOMETER | COVIDIEN UK | GENIUS 3 | 2020-11-16 | 193.2 | 2024-05-17 | 2024-11-17
TYMPANIC THERMOMETER | TYMPANIC THERMOMETER | COVIDIEN UK | GENIUS 3 | 2020-11-16 | 193.2 | 2024-07-04 | 2025-01-04
TYMPANIC THERMOMETER | TYMPANIC THERMOMETER | COVIDIEN UK | GENIUS 3 | 2020-11-16 | 193.2 | 2022-12-01 11:21 | 2024-12-15
TYMPANIC THERMOMETER | TYMPANIC THERMOMETER | COVIDIEN UK | GENIUS 3 | 2020-11-16 | 193.2 | 2024-07-23 | 2025-01-23
TYMPANIC THERMOMETER | TYMPANIC THERMOMETER | COVIDIEN UK | GENIUS 3 | 2020-11-16 | 193.2 | 2024-07-26 | 2025-01-26
TYMPANIC THERMOMETER | TYMPANIC THERMOMETER | COVIDIEN UK | GENIUS 3 | 2020-11-16 | 193.2 | 2024-06-28 | 2024-12-28
TYMPANIC THERMOMETER | TYMPANIC THERMOMETER | COVIDIEN UK | GENIUS 3 | 2020-11-16 | 193.2 | 2024-01-31 | 2024-11-27
TYMPANIC THERMOMETER | TYMPANIC THERMOMETER | COVIDIEN UK | GENIUS 3 | 2020-11-16 | 193.2 | 2024-06-28 | 2024-12-28
TYMPANIC THERMOMETER | TYMPANIC THERMOMETER | COVIDIEN UK | GENIUS 3 | 2020-11-16 | 193.2 | 2024-07-23 | 2025-01-23
TYMPANIC THERMOMETER | TYMPANIC THERMOMETER | COVIDIEN UK | GENIUS 3 | 2020-11-16 | 193.2 | 2024-08-14 | 2025-02-14
TYMPANIC THERMOMETER | TYMPANIC THERMOMETER | COVIDIEN UK | GENIUS 3 | 2020-11-16 | 193.2 | 2024-07-04 | 2025-01-04
TYMPANIC THERMOMETER | TYMPANIC THERMOMETER | COVIDIEN UK | GENIUS 3 | 2020-11-16 | 193.2 | 2024-08-14 | 2025-02-14
TYMPANIC THERMOMETER | TYMPANIC THERMOMETER | COVIDIEN UK | GENIUS 3 | 2020-11-16 | 193.2 | 2024-06-07 | 2024-12-07
TYMPANIC THERMOMETER | TYMPANIC THERMOMETER | COVIDIEN UK | GENIUS 3 | 2020-11-16 | 193.2 | 2024-07-26 | 2025-01-26
TYMPANIC THERMOMETER | TYMPANIC THERMOMETER | COVIDIEN UK | GENIUS 3 | 2020-11-16 | 193.2 | 2024-09-16 | 2025-03-16
TYMPANIC THERMOMETER | TYMPANIC THERMOMETER | COVIDIEN UK | GENIUS 3 | 2020-11-16 | 193.2 | 2024-07-26 | 2025-01-26
TYMPANIC THERMOMETER | TYMPANIC THERMOMETER | COVIDIEN UK | GENIUS 3 | 2020-11-16 | 193.2 | 2024-08-06 | 2025-02-06
TYMPANIC THERMOMETER | TYMPANIC THERMOMETER | COVIDIEN UK | GENIUS 3 | 2020-11-16 | 193.2 | 2024-07-09 | 2025-01-09
TYMPANIC THERMOMETER | TYMPANIC THERMOMETER | COVIDIEN UK | GENIUS 3 | 2020-11-16 | 193.2 | 2024-07-11 | 2025-01-11
TYMPANIC THERMOMETER | TYMPANIC THERMOMETER | COVIDIEN UK | GENIUS 3 | 2020-11-16 | 193.2 | 2024-09-27 | 2025-03-27
TYMPANIC THERMOMETER | TYMPANIC THERMOMETER | COVIDIEN UK | GENIUS 3 | 2020-11-16 | 193.2 | 2023-01-24 13:03 | 2025-01-15
TYMPANIC THERMOMETER | TYMPANIC THERMOMETER | COVIDIEN UK | GENIUS 3 | 2020-11-16 | 193.2 | 2023-06-30 | 2024-12-15
MULTI-MEASUREMENT SERVER | MULTI-MEASUREMENT SERVER | PHILIPS LTD | INTELLIVUE HEMODYNAMIC EXTENSION | 2020-11-09 | 2078.4
MULTI-MEASUREMENT SERVER | MULTI-MEASUREMENT SERVER | PHILIPS LTD | INTELLIVUE HEMODYNAMIC EXTENSION | 2020-11-09 | 2078.4
MULTI-MEASUREMENT SERVER | MULTI-MEASUREMENT SERVER | PHILIPS LTD | INTELLIVUE MMX | 2020-11-09 | 2078.184
MULTI-MEASUREMENT SERVER | MULTI-MEASUREMENT SERVER | PHILIPS LTD | INTELLIVUE MMX | 2020-11-09 | 2078.184
MULTI-MEASUREMENT SERVER | MULTI-MEASUREMENT SERVER | PHILIPS LTD | INTELLIVUE MMX | 2020-11-09 | 2078.184
PATIENT MONITOR | PATIENT MONITOR INTELLIVUE | PHILIPS LTD | MX450 | 2020-11-06 | 3737.16 | 2023-11-10 | 2026-11-15
PATIENT MONITOR | PATIENT MONITOR INTELLIVUE | PHILIPS LTD | MX450 | 2020-11-06 | 3737.16 | 2023-12-18 | 2026-12-15
PATIENT MONITOR | PATIENT MONITOR INTELLIVUE | PHILIPS LTD | MX450 | 2020-11-06 | 3737.16 | 2024-09-27 | 2027-09-27
NEBULIZER | NEBULIZER | PHILIPS LTD | INNOSPIRE DELUXE | 2020-12-07 | 150
NEBULIZER | NEBULIZER | PHILIPS LTD | INNOSPIRE DELUXE | 2020-12-07 | 150
VITAL SIGNS MONITOR | VITAL SIGNS MONITOR: NIBP, NONIN SPO2, TEMP | WELCH ALLYN | 71WE CONNEX | 2020-12-08 | 1297.44 | 2023-10-31 | 2026-10-31
TYMPANIC THERMOMETER | TYMPANIC THERMOMETER | BRAUN | PRO 6000 | 2020-12-15 | 178.8
TYMPANIC THERMOMETER | TYMPANIC THERMOMETER | BRAUN | PRO 6000 | 2020-12-15 | 178.8
TYMPANIC THERMOMETER | TYMPANIC THERMOMETER | BRAUN | PRO 6000 | 2020-12-15 | 178.8
TYMPANIC THERMOMETER | TYMPANIC THERMOMETER | BRAUN | PRO 6000 | 2020-12-15 | 178.8
MULTI-MEASUREMENT SERVER | MULTI-MEASUREMENT SERVER | PHILIPS LTD | INTELLIVUE MMX | 2020-12-01 | 2078.184
PATIENT MONITOR | PATIENT MONITOR INTELLIVUE | PHILIPS LTD | MX450 | 2020-12-01 | 3737.16 |  | 2024-08-30
MULTI-MEASUREMENT SERVER | MULTI-MEASUREMENT SERVER | PHILIPS LTD | INTELLIVUE MMX | 2020-12-01 | 2078.184
PATIENT MONITOR | PATIENT MONITOR INTELLIVUE | PHILIPS LTD | MX450 | 2020-12-01 | 3737.16 | 2023-05-03 | 2026-05-03
MULTI-MEASUREMENT SERVER | MULTI-MEASUREMENT SERVER | PHILIPS LTD | INTELLIVUE MMX | 2020-12-01 | 2078.184
PATIENT MONITOR | PATIENT MONITOR INTELLIVUE | PHILIPS LTD | MX450 | 2020-11-30 | 3737.16 | 2024-04-11 | 2027-04-11
MULTI-MEASUREMENT SERVER | MULTI-MEASUREMENT SERVER | PHILIPS LTD | INTELLIVUE MMX | 2020-12-01 | 2078.184
PATIENT MONITOR | PATIENT MONITOR INTELLIVUE | PHILIPS LTD | MX450 | 2020-12-01 | 3737.16 |  | 2025-05-15
MULTI-MEASUREMENT SERVER | MULTI-MEASUREMENT SERVER | PHILIPS LTD | INTELLIVUE MMX | 2020-12-01 | 2078.184
PATIENT MONITOR | PATIENT MONITOR INTELLIVUE | PHILIPS LTD | MX450 | 2020-12-01 | 3737.16 | 2024-04-12 | 2027-04-12
MULTI-MEASUREMENT SERVER | MULTI-MEASUREMENT SERVER | PHILIPS LTD | INTELLIVUE MMX | 2020-12-01 | 2078.184
PATIENT MONITOR | PATIENT MONITOR INTELLIVUE | PHILIPS LTD | MX450 | 2020-12-01 | 3737.16 | 2024-04-16 | 2027-04-16
MULTI-MEASUREMENT SERVER | MULTI-MEASUREMENT SERVER | PHILIPS LTD | INTELLIVUE MMX | 2020-12-01 | 2078.184
PATIENT MONITOR | PATIENT MONITOR INTELLIVUE | PHILIPS LTD | MX450 | 2020-12-01 | 3737.16 | 2023-08-04 | 2026-08-04
MULTI-MEASUREMENT SERVER | MULTI-MEASUREMENT SERVER | PHILIPS LTD | INTELLIVUE MMX | 2020-12-01 | 2078.184
PATIENT MONITOR | PATIENT MONITOR INTELLIVUE | PHILIPS LTD | MX450 | 2020-12-01 | 3737.16 |  | 2026-10-15
SYRINGE DRIVER | SYRINGE DRIVER | BECTON DICKINSON (BD) | T34 - 3rd GEN | 2020-11-23 | 1320 | 2024-08-05 | 2025-08-05
SYRINGE DRIVER | SYRINGE DRIVER | BECTON DICKINSON (BD) | T34 - 3rd GEN | 2020-11-23 | 1320 | 2024-10-04 | 2025-10-04
SYRINGE DRIVER | SYRINGE DRIVER | BECTON DICKINSON (BD) | T34 - 3rd GEN | 2020-11-23 | 1320 | 2024-03-11 | 2025-03-11
SYRINGE DRIVER | SYRINGE DRIVER | BECTON DICKINSON (BD) | T34 - 3rd GEN | 2020-11-23 | 1320 | 2024-08-05 | 2025-08-05
SYRINGE DRIVER | SYRINGE DRIVER | BECTON DICKINSON (BD) | T34 - 3rd GEN | 2020-11-23 | 1320 | 2024-10-04 | 2025-10-04
SYRINGE DRIVER | SYRINGE DRIVER | BECTON DICKINSON (BD) | T34 - 3rd GEN | 2020-11-23 | 1320 | 2024-08-05 | 2025-08-05
SYRINGE DRIVER | SYRINGE DRIVER | BECTON DICKINSON (BD) | T34 - 3rd GEN | 2020-11-23 | 1320 | 2024-03-11 | 2025-03-11
SYRINGE DRIVER | SYRINGE DRIVER | BECTON DICKINSON (BD) | T34 - 3rd GEN | 2020-11-23 | 1320 | 2023-07-14 | 2024-07-14
SYRINGE DRIVER | SYRINGE DRIVER | BECTON DICKINSON (BD) | T34 - 3rd GEN | 2020-11-23 | 1320 | 2023-05-30 | 2024-05-30
SYRINGE DRIVER | SYRINGE DRIVER | BECTON DICKINSON (BD) | T34 - 3rd GEN | 2020-11-23 | 1320 | 2024-08-05 | 2025-08-05
SYRINGE DRIVER | SYRINGE DRIVER | BECTON DICKINSON (BD) | T34 - 3rd GEN | 2020-11-23 | 1320 | 2024-05-23 | 2025-05-23
SYRINGE DRIVER | SYRINGE DRIVER | BECTON DICKINSON (BD) | T34 - 3rd GEN | 2020-11-23 | 1320 | 2024-09-05 | 2025-09-05
SYRINGE DRIVER | SYRINGE DRIVER | BECTON DICKINSON (BD) | T34 - 3rd GEN | 2020-11-23 | 1320 | 2024-08-05 | 2025-08-05
SYRINGE DRIVER | SYRINGE DRIVER | BECTON DICKINSON (BD) | T34 - 3rd GEN | 2020-11-23 | 1320 | 2023-08-17 | 2024-08-17
SYRINGE DRIVER | SYRINGE DRIVER | BECTON DICKINSON (BD) | T34 - 3rd GEN | 2020-11-23 | 1320 | 2024-04-11 | 2025-04-11
SYRINGE DRIVER | SYRINGE DRIVER | BECTON DICKINSON (BD) | T34 - 3rd GEN | 2020-11-23 | 1320 | 2023-11-09 | 2024-11-09
SYRINGE DRIVER | SYRINGE DRIVER | BECTON DICKINSON (BD) | T34 - 3rd GEN | 2020-11-23 | 1320 | 2023-09-20 | 2024-09-20
SYRINGE DRIVER | SYRINGE DRIVER | BECTON DICKINSON (BD) | T34 - 3rd GEN | 2020-11-23 | 1320 | 2024-08-27 | 2025-08-27
SYRINGE DRIVER | SYRINGE DRIVER | BECTON DICKINSON (BD) | T34 - 3rd GEN | 2020-11-23 | 1320 | 2024-08-05 | 2025-08-05
SYRINGE DRIVER | SYRINGE DRIVER | BECTON DICKINSON (BD) | T34 - 3rd GEN | 2020-11-23 | 1320 | 2023-09-21 | 2024-09-21
SYRINGE DRIVER | SYRINGE DRIVER | BECTON DICKINSON (BD) | T34 - 3rd GEN | 2020-11-23 | 1320 | 2022-07-04 | 2024-07-04
ABLATION MACHINE | MICROWAVE TISSUE ABLATION | ANGIODYNAMICS INC | SOLERO | 2020-11-23 | 30000 | 2023-05-17 | 2024-05-17
CARDIOGRAPH | CARDIOGRAPH | GE LIMITED | MAC2000 | 2021-01-05 | 6187.2 | 2024-01-12 | 2025-01-12
CO2 MODULE | CO2 MODULE + PRESS & TEMP | PHILIPS LTD | 867041 B06 | 2020-12-07 | 3537.6 | 2024-02-09 | 2025-02-09
CO2 MODULE | CO2 MODULE + PRESS & TEMP | PHILIPS LTD | 867041 B06 | 2020-12-07 | 3537.6 | 2024-08-12 | 2025-08-12
MULTI-MEASUREMENT SERVER | MULTI-MEASUREMENT SERVER | PHILIPS LTD | INTELLIVUE MMX | 2020-12-01 | 2078.184
PATIENT MONITOR | PATIENT MONITOR INTELLIVUE | PHILIPS LTD | MX450 | 2020-12-01 | 3737.16 | 2023-06-22 | 2026-06-22
SUCTION UNIT | SUCTION - LAERDAL - BATTERY | LAERDAL | LSU-2 | 2020-11-19 | 816 | 2023-10-09 | 2026-10-09
PATIENT TROLLEY | PATIENT TROLLEY | STRYKER | ST1-X (6300-000-200) | 2020-11-19 | 2696.1
PATIENT TROLLEY | PATIENT TROLLEY | STRYKER | ST1-X (6300-000-200) | 2020-11-19 | 2696.1
PATIENT TROLLEY | PATIENT TROLLEY | STRYKER | ST1-X (6300-000-200) | 2020-11-19 | 2696.1
PATIENT TROLLEY | PATIENT TROLLEY | STRYKER | ST1-X (6300-000-200) | 2020-11-19 | 2696.1
PATIENT TROLLEY | PATIENT TROLLEY | STRYKER | ST1-X (6300-000-200) | 2020-11-19 | 2696.1
PATIENT TROLLEY | PATIENT TROLLEY | STRYKER | ST1-X (6300-000-200) | 2020-11-19 | 2696.1
PATIENT TROLLEY | PATIENT TROLLEY | STRYKER | ST1-X (6300-000-200) | 2020-11-19 | 2696.1
PATIENT TROLLEY | PATIENT TROLLEY | STRYKER | ST1-X (6300-000-200) | 2020-11-19 | 2696.1
PATIENT TROLLEY | PATIENT TROLLEY | STRYKER | ST1-X (6300-000-200) | 2020-11-19 | 2696.1
VAPORIZERS | VAPORIZER - DESFLURANE | DRAEGER | D-VAPOR 3000 | 2020-11-12 | 3105.78 | 2023-07-26 | 2025-07-15
VAPORIZERS | VAPORIZER - SEVOFLURANE | DRAEGER | VAPOR 3000 SEVO | 2020-11-12 | 3105.78 | 2024-09-26 | 2026-09-01
VAPORIZERS | VAPORIZER - SEVOFLURANE | DRAEGER | VAPOR 3000 SEVO | 2020-11-12 | 3105.78 | 2024-09-26 | 2026-09-01
VAPORIZERS | VAPORIZER - SEVOFLURANE | DRAEGER | VAPOR 3000 SEVO | 2020-11-12 | 3105.78 | 2024-09-26 | 2026-09-01
VAPORIZERS | VAPORIZER - SEVOFLURANE | DRAEGER | VAPOR 3000 SEVO | 2020-11-12 | 3105.78 | 2024-09-26 | 2026-09-01
VAPORIZERS | VAPORIZER - SEVOFLURANE | DRAEGER | VAPOR 3000 SEVO | 2020-11-12 | 3105.78 | 2022-10-27 11:36 | 2026-09-01
VAPORIZERS | VAPORIZER - DESFLURANE | DRAEGER | D-VAPOR 3000 | 2020-11-12 | 3105.78 | 2023-11-20 | 2024-11-12
VAPORIZERS | VAPORIZER - ISOFLURANE | DRAEGER | VAPOR 3000 ISO | 2020-11-12 | 1628.892 | 2023-07-26 | 2024-08-17
VAPORIZERS | VAPORIZER - SEVOFLURANE | DRAEGER | VAPOR 3000 SEVO | 2020-11-12 | 3105.78 | 2024-09-26 | 2026-09-01
POWER SUPPLY | VASOVIEW HEMOPRO POWER SUPPLY | MAQUET | VH-3010 | 2020-11-11 | 600
VENTILATOR | VENTILATOR | DRAEGER | EVITA V800 | 2020-11-10 | 27660 | 2024-01-15 | 2025-01-15
VENTILATOR | VENTILATOR | DRAEGER | EVITA V800 | 2020-11-10 | 27660 | 2023-11-15 | 2025-01-13
ANAESTHETIC MACHINE | ANAESTHETIC MACHINE | DRAEGER | PERSEUS A500 | 2020-11-10 | 25219.14 | 2023-12-09 | 2024-12-01
ANAESTHETIC MACHINE | ANAESTHETIC MACHINE | DRAEGER | PERSEUS A500 | 2020-11-10 | 25219.14 | 2023-11-23 | 2024-12-01
ANAESTHETIC MACHINE | ANAESTHETIC MACHINE | DRAEGER | PERSEUS A500 | 2020-11-10 | 25219.14 | 2023-11-23 | 2024-12-01
ANAESTHETIC MACHINE | ANAESTHETIC MACHINE | DRAEGER | PERSEUS A500 | 2020-11-10 | 25219.14 | 2023-11-27 | 2024-12-01
ANAESTHETIC MACHINE | ANAESTHETIC MACHINE | DRAEGER | PERSEUS A500 | 2020-11-10 | 25219.14 | 2023-12-01 | 2024-12-01
ANAESTHETIC MACHINE | ANAESTHETIC MACHINE | DRAEGER | PERSEUS A500 | 2020-11-10 | 25219.14 | 2023-12-08 | 2024-12-01
MULTI-MEASUREMENT SERVER | MULTI-MEASUREMENT SERVER | PHILIPS LTD | INTELLIVUE MMX | 2020-12-02 | 2078.184
CO2 MODULE | CO2 MODULE | PHILIPS LTD | 867041 | 2020-12-02 | 3537.6 | 2024-07-04 | 2025-07-04
PATIENT MONITOR | PATIENT MONITOR | PHILIPS LTD | MX550 | 2020-12-02 | 4626 | 2024-02-06 | 2027-02-06
MULTI-MEASUREMENT SERVER | MULTI-MEASUREMENT SERVER | PHILIPS LTD | INTELLIVUE MMX | 2020-12-02 | 2078.184
CO2 MODULE | CO2 MODULE + PRESS & TEMP | PHILIPS LTD | 867041 B06 | 2020-12-02 | 3537.6 | 2024-07-11 | 2025-07-11
PATIENT MONITOR | PATIENT MONITOR | PHILIPS LTD | MX550 | 2020-12-02 | 4626 | 2024-07-11 | 2027-07-11
MULTI-MEASUREMENT SERVER | MULTI-MEASUREMENT SERVER | PHILIPS LTD | INTELLIVUE MMX | 2020-12-02 | 2078.184
CO2 MODULE | CO2 MODULE | PHILIPS LTD | 867041 | 2020-12-02 | 3537.6 | 2024-07-17 | 2025-07-17
PATIENT MONITOR | PATIENT MONITOR | PHILIPS LTD | MX550 | 2020-12-02 | 4626 | 2024-07-18 | 2027-07-18
MULTI-MEASUREMENT SERVER | MULTI-MEASUREMENT SERVER | PHILIPS LTD | INTELLIVUE MMX | 2020-12-02 | 2078.184
CO2 MODULE | CO2 MODULE | PHILIPS LTD | 867041 | 2020-12-02 | 3537.6 | 2024-03-19 | 2025-03-19
PATIENT MONITOR | PATIENT MONITOR | PHILIPS LTD | MX550 | 2020-11-09 | 4626 | 2024-07-19 | 2027-07-19
VENTILATOR | VENTILATOR | HAMILTON MEDICAL | G5 | 2020-11-06 | 33600 | 2023-04-28 | 2024-04-28
VENTILATOR | VENTILATOR | HAMILTON MEDICAL | G5 | 2020-11-06 | 33600 | 2023-04-27 | 2024-05-15
SUCTION CONTROLLER | HIGH SUCTION CONTROLLER | THERAPY EQUIPMENT | DIAMOND RANGE HIGH | 2021-01-25 | 81
SUCTION CONTROLLER | HIGH SUCTION CONTROLLER | THERAPY EQUIPMENT | DIAMOND RANGE HIGH | 2021-01-13 | 81
WATER BATH | WATER BATH - SPLINTS | NICKEL ELECTRO | NEI-28SB | 2021-01-11 | 420 | 2024-02-09 | 2025-01-13
NEBULIZER | NEBULIZER | PHILIPS LTD | INNOSPIRE DELUXE | 2021-01-04 | 126
NEBULIZER | NEBULIZER | PHILIPS LTD | INNOSPIRE DELUXE | 2021-01-04 | 126
NEBULIZER | NEBULIZER | PHILIPS LTD | INNOSPIRE DELUXE | 2021-01-04 | 126
NEBULIZER | NEBULIZER | PHILIPS LTD | INNOSPIRE DELUXE | 2021-01-04 | 126
NEBULIZER | NEBULIZER | PHILIPS LTD | INNOSPIRE DELUXE | 2021-01-04 | 126
NEBULIZER | NEBULIZER | PHILIPS LTD | INNOSPIRE DELUXE | 2020-12-22 | 126
NEBULIZER | NEBULIZER | PHILIPS LTD | INNOSPIRE DELUXE | 2020-12-22 | 126
NEBULIZER | NEBULIZER | PHILIPS LTD | INNOSPIRE DELUXE | 2020-12-22 | 126
NEBULIZER | NEBULIZER | PHILIPS LTD | INNOSPIRE DELUXE | 2020-12-22 | 126
NEBULIZER | NEBULIZER | PHILIPS LTD | INNOSPIRE DELUXE | 2020-12-22 | 126
SUCTION CONTROLLER | HIGH SUCTION CONTROLLER | THERAPY EQUIPMENT | DIAMOND RANGE HIGH | 2020-12-15 | 81
SMOKE EXTRACTOR | VISICLEAR SMOKE EXTRACTOR | CONMED | VC220 | 2020-11-26 | 1200 | 2023-12-06 | 2024-11-26
VITAL SIGNS MONITOR | VITAL SIGNS MONITOR | WELCH ALLYN | 75CX CONNEX | 2020-10-28 | 2398.8 |  | 2024-05-15
VITAL SIGNS MONITOR | VITAL SIGNS MONITOR | WELCH ALLYN | 75CX CONNEX | 2020-10-28 | 2398.8 | 2024-09-03 | 2027-09-03
RETINAL CAMERA | OPTICAL COHERENCE TOMOGRAPHY | TOPCON | DRI OCT TRITON PLUS | 2020-10-26 | 78600 | 2024-02-06 | 2025-12-15
CO2 MODULE | CO2 MODULE + PRESS & TEMP | PHILIPS LTD | 867041 B06 | 2020-10-13 | 3537.6 | 2024-02-28 | 2025-02-15
CO2 MODULE | CO2 MODULE + PRESS & TEMP | PHILIPS LTD | 867041 B06 | 2020-10-13 | 3537.6 | 2024-05-03 | 2025-01-15
CO2 MODULE | CO2 MODULE + PRESS & TEMP | PHILIPS LTD | 867041 B06 | 2020-10-13 | 3537.6 | 2024-02-16 | 2025-02-17
CO2 MODULE | CO2 MODULE + PRESS & TEMP | PHILIPS LTD | 867041 B06 | 2020-10-13 | 3537.6 | 2024-03-13 | 2025-02-15
CO2 MODULE | CO2 MODULE + PRESS & TEMP | PHILIPS LTD | 867041 B06 | 2020-10-13 | 3537.6 | 2024-03-15 | 2025-01-15
DEFIBRILLATOR | DEFIBRILLATOR | PHILIPS LTD | EFFICIA DFM100 | 2020-10-05 | 5444.4 | 2024-05-28 | 2025-05-12
VITAL SIGNS MONITOR | VITAL SIGNS MONITOR: NIBP, NONIN SPO2, TEMP | WELCH ALLYN | 71WE CONNEX | 2020-12-24 | 1800 | 2024-03-07 | 2027-03-07
VITAL SIGNS MONITOR | VITAL SIGNS MONITOR: NIBP, NONIN SPO2, TEMP | WELCH ALLYN | 71WE CONNEX | 2020-12-24 | 1800 | 2023-09-25 | 2026-09-25
DIGITAL HAND HELD | DIGITAL HAND HELD MULTIMETER | FLUKE | 115 | 2021-01-26 | 229.2 | 2023-04-03 13:14 | 2025-03-20
CO2 MODULE | CO2 MODULE + PRESS & TEMP | PHILIPS LTD | 867041 B06 | 2020-12-04 | 3537.6 | 2024-02-08 | 2025-02-08
MULTI-MEASUREMENT SERVER | MULTI-MEASUREMENT SERVER | PHILIPS LTD | INTELLIVUE MMX | 2020-12-04 | 2078.184
PATIENT MONITOR | PATIENT MONITOR INTELLIVUE | PHILIPS LTD | MX450 | 2020-12-04 | 3737.16 | 2024-07-16 | 2027-07-16
VENTILATOR | VENTILATOR | DRAEGER | EVITA V800 | 2020-12-04 | 27660 | 2024-02-26 | 2025-01-04
VENTILATOR | VENTILATOR | DRAEGER | EVITA V800 | 2020-12-04 | 27660 | 2024-04-10 | 2025-03-04
VENTILATOR | VENTILATOR | DRAEGER | EVITA V800 | 2020-12-04 | 27660 | 2024-01-11 | 2025-01-04
VENTILATOR | VENTILATOR | DRAEGER | EVITA V800 | 2020-12-04 | 27660 | 2024-01-30 | 2025-01-04
CO2 MODULE | CO2 MODULE | PHILIPS LTD | 867041 | 2020-12-04 | 3537.6 |  | 2024-10-15
CO2 MODULE | CO2 MODULE | PHILIPS LTD | 867041 | 2020-12-04 | 3537.6 | 2024-07-30 | 2025-07-30
CO2 MODULE | CO2 MODULE | PHILIPS LTD | 867041 | 2020-12-04 | 3537.6 | 2024-02-07 | 2025-07-09
CO2 MODULE | CO2 MODULE | PHILIPS LTD | 867041 | 2020-12-04 | 3537.6 | 2024-02-08 | 2025-02-08
WATER BATH | UNSTIRED WATER BATH | GRANT INSTRUMENTS | SUB AQUA PRO (SAP5) | 2020-11-24 | 480
TRANSPORT MONITOR | PATIENT MONITOR INTELLIVUE X3 (6mm NIBP Port) | PHILIPS LTD | INTELLIVUE X3 (6mm NIBP) | 2020-11-17 | 3796.536 | 2024-03-21 | 2027-03-21
SUCTION CONTROLLER | HIGH SUCTION CONTROLLER | THERAPY EQUIPMENT | DIAMOND RANGE HIGH | 2020-11-16 | 81
SUCTION CONTROLLER | HIGH SUCTION CONTROLLER | THERAPY EQUIPMENT | DIAMOND RANGE HIGH | 2020-11-16 | 81
HUMIDIFIER | HUMIDIFIER RESPIRATORY | F & P | F&P 950 | 2020-11-05 | 2400
VAPORIZERS | VAPORIZER - DESFLURANE | DRAEGER | D-VAPOR 3000 | 2020-11-04 | 3105.864 | 2023-11-28 | 2024-11-12
HUMIDIFIER | HUMIDIFIER RESPIRATORY | F & P | F&P 950 | 2020-11-04 | 2400
TRANSPORT MONITOR | PATIENT MONITOR INTELLIVUE X3 (6mm NIBP Port) | PHILIPS LTD | INTELLIVUE X3 (6mm NIBP) | 2020-10-30 | 3796.536 | 2024-02-09 | 2027-02-09
CO2 MODULE | CO2 MODULE + PRESS & TEMP | PHILIPS LTD | 867041 B06 | 2020-10-30 | 2452.824 | 2023-07-27 | 2024-07-27
MODULE HOLDER | MODULE HOLDER | PHILIPS LTD | FMX-4 | 2020-10-30 | 319.2
PATIENT MONITOR | PATIENT MONITOR | PHILIPS LTD | MX750 | 2020-10-30 | 4911.6 |  | 2025-02-12
TRANSPORT MONITOR | PATIENT MONITOR INTELLIVUE X3 (6mm NIBP Port) | PHILIPS LTD | INTELLIVUE X3 (6mm NIBP) | 2020-10-30 | 3796.536 | 2023-09-18 | 2026-09-18
CO2 MODULE | CO2 MODULE + PRESS & TEMP | PHILIPS LTD | 867041 B06 | 2020-10-30 | 2452.824 | 2024-09-03 | 2025-09-03
MODULE HOLDER | MODULE HOLDER | PHILIPS LTD | FMX-4 | 2020-10-30 | 319.2
PATIENT MONITOR | PATIENT MONITOR | PHILIPS LTD | MX750 | 2020-10-30 | 4911.6 |  | 2025-02-12
TRANSPORT MONITOR | PATIENT MONITOR INTELLIVUE X3 (6mm NIBP Port) | PHILIPS LTD | INTELLIVUE X3 (6mm NIBP) | 2020-10-30 | 3796.536 | 2023-08-03 | 2026-08-03
CO2 MODULE | CO2 MODULE + PRESS & TEMP | PHILIPS LTD | 867041 B06 | 2020-10-30 | 2452.824 | 2023-07-20 | 2024-07-20
MODULE HOLDER | MODULE HOLDER | PHILIPS LTD | FMX-4 | 2020-10-30 | 319.2
PATIENT MONITOR | PATIENT MONITOR | PHILIPS LTD | MX750 | 2020-10-30 | 4911.6 |  | 2025-02-12
TRANSPORT MONITOR | PATIENT MONITOR INTELLIVUE X3 (6mm NIBP Port) | PHILIPS LTD | INTELLIVUE X3 (6mm NIBP) | 2020-10-30 | 3796.536 | 2023-07-25 | 2026-07-25
CO2 MODULE | CO2 MODULE + PRESS & TEMP | PHILIPS LTD | 867041 B06 | 2020-10-30 | 2452.824 | 2023-04-20 10:28 | 2025-03-12
MODULE HOLDER | MODULE HOLDER | PHILIPS LTD | FMX-4 | 2020-10-30 | 319.2
PATIENT MONITOR | PATIENT MONITOR | PHILIPS LTD | MX750 | 2020-10-30 | 4911.6 |  | 2025-02-12
SUCTION CONTROLLER | HIGH SUCTION CONTROLLER | THERAPY EQUIPMENT | DIAMOND RANGE HIGH | 2020-10-28 | 81
SUCTION CONTROLLER | HIGH SUCTION CONTROLLER | THERAPY EQUIPMENT | DIAMOND RANGE HIGH | 2020-10-28 | 81
SUCTION CONTROLLER | HIGH SUCTION CONTROLLER | THERAPY EQUIPMENT | DIAMOND RANGE HIGH | 2020-10-28 | 81
SUCTION CONTROLLER | HIGH SUCTION CONTROLLER | THERAPY EQUIPMENT | DIAMOND RANGE HIGH | 2020-10-28 | 81
SUCTION CONTROLLER | HIGH SUCTION CONTROLLER | THERAPY EQUIPMENT | DIAMOND RANGE HIGH | 2020-10-28 | 81
SUCTION CONTROLLER | HIGH SUCTION CONTROLLER | THERAPY EQUIPMENT | DIAMOND RANGE HIGH | 2020-10-28 | 81
SUCTION CONTROLLER | HIGH SUCTION CONTROLLER | THERAPY EQUIPMENT | DIAMOND RANGE HIGH | 2020-10-28 | 81
SUCTION CONTROLLER | HIGH SUCTION CONTROLLER | THERAPY EQUIPMENT | DIAMOND RANGE HIGH | 2020-10-28 | 81
SUCTION CONTROLLER | HIGH SUCTION CONTROLLER | THERAPY EQUIPMENT | DIAMOND RANGE HIGH | 2020-10-28 | 81
SUCTION CONTROLLER | HIGH SUCTION CONTROLLER | THERAPY EQUIPMENT | DIAMOND RANGE HIGH | 2020-10-28 | 81
SUCTION CONTROLLER | HIGH SUCTION CONTROLLER | THERAPY EQUIPMENT | DIAMOND RANGE HIGH | 2020-10-28 | 81
SUCTION CONTROLLER | HIGH SUCTION CONTROLLER | THERAPY EQUIPMENT | DIAMOND RANGE HIGH | 2020-10-28 | 81
VAPORIZERS | VAPORIZER - DESFLURANE | DRAEGER | D-VAPOR 3000 | 2020-10-26 | 3105.78 | 2023-11-27 | 2025-07-15
VAPORIZERS | VAPORIZER - SEVOFLURANE | DRAEGER | VAPOR 3000 SEVO | 2020-10-26 | 3105.78 | 2024-09-26 | 2026-09-01
ANAESTHETIC MACHINE | ANAESTHETIC MACHINE | DRAEGER | PERSEUS A500 | 2020-10-26 | 25219.14 | 2024-01-08 | 2024-12-01
ANAESTHETIC MACHINE | ANAESTHETIC MACHINE | DRAEGER | PERSEUS A500 | 2020-10-26 | 25219.14 | 2023-12-05 | 2024-12-01
MEDICAL GAS HOSE | 5 METRE OXYGEN EXTENSION HOSE | THERAPY EQUIPMENT | 6180/P/5M | 2020-10-22 | 94.332 |  | 2024-10-15
MEDICAL GAS HOSE | 5 METRE OXYGEN EXTENSION HOSE | THERAPY EQUIPMENT | 6180/P/5M | 2020-10-22 | 94.332 |  | 2024-10-15
MEDICAL GAS HOSE | 5 METRE OXYGEN EXTENSION HOSE | THERAPY EQUIPMENT | 6180/P/5M | 2020-10-22 | 94.332 |  | 2024-10-15
MEDICAL GAS HOSE | 5 METRE OXYGEN EXTENSION HOSE | THERAPY EQUIPMENT | 6180/P/5M | 2020-10-22 | 94.332 |  | 2024-10-15
PHYSIODYNE | SWEAT TEST UNIT | ELECTRO MEDICAL SUPPLIES | SWEAT TEST UNIT | 2023-07-28 | 600
SCALES | SCALES - COLUMN WITH HEIGHT MEASURE | MARSDEN | M-110 | 2020-10-20 | 432 | 2023-09-01 | 2024-11-15
SCALES | SCALES - COLUMN WITH HEIGHT MEASURE | MARSDEN | M-110 | 2020-10-20 | 432 | 2023-12-04 | 2024-02-08
VENTILATOR | VENTILATOR | BREAS MEDICAL | NIPPY CLEARWAY | 2020-10-20 | 5400 | 2024-10-07 | 2025-10-15
VAPORIZERS | VAPORIZER - ISOFLURANE | DRAEGER | VAPOR 3000 ISO | 2020-10-16 | 1628.892 | 2022-09-01 | 2024-08-10
VAPORIZERS | VAPORIZER - DESFLURANE | DRAEGER | D-VAPOR 3000 | 2020-10-16 | 3105.78 | 2023-07-26 | 2025-07-10
VAPORIZERS | VAPORIZER - ISOFLURANE | DRAEGER | VAPOR 3000 ISO | 2020-10-16 | 1628.892 | 2023-07-26 | 2024-08-17
VAPORIZERS | VAPORIZER - SEVOFLURANE | DRAEGER | VAPOR 3000 SEVO | 2020-10-08 | 3105.864 | 2024-09-26 | 2026-09-01
VAPORIZERS | VAPORIZER - SEVOFLURANE | DRAEGER | VAPOR 3000 SEVO | 2020-10-08 | 3105.864 | 2024-09-26 | 2026-09-01
VAPORIZERS | VAPORIZER - SEVOFLURANE | DRAEGER | VAPOR 3000 SEVO | 2020-10-08 | 3105.864 | 2024-09-26 | 2026-09-01
VAPORIZERS | VAPORIZER - SEVOFLURANE | DRAEGER | VAPOR 3000 SEVO | 2020-10-08 | 3105.864 | 2024-09-26 | 2026-09-01
ANAESTHETIC MACHINE | ANAESTHETIC MACHINE | DRAEGER | PERSEUS A500 | 2020-10-08 | 25219.14 | 2023-12-01 | 2024-12-01
ANAESTHETIC MACHINE | ANAESTHETIC MACHINE | DRAEGER | PERSEUS A500 | 2020-10-08 | 25219.14 | 2023-11-23 | 2024-12-01
ANAESTHETIC MACHINE | ANAESTHETIC MACHINE | DRAEGER | PERSEUS A500 | 2020-10-08 | 25219.14 | 2023-11-23 | 2024-12-01
ANAESTHETIC MACHINE | ANAESTHETIC MACHINE | DRAEGER | PERSEUS A500 | 2020-10-08 | 25219.14 | 2023-12-04 | 2024-12-01
ANAESTHETIC MACHINE | ANAESTHETIC MACHINE | DRAEGER | PERSEUS A500 | 2020-10-08 | 25219.14 | 2023-12-04 | 2024-12-01
VAPORIZERS | VAPORIZER - SEVOFLURANE | DRAEGER | VAPOR 3000 SEVO | 2020-10-07 | 3105.864 | 2024-09-26 | 2026-09-01
VAPORIZERS | VAPORIZER - SEVOFLURANE | DRAEGER | VAPOR 3000 SEVO | 2020-10-07 | 3105.864 | 2024-09-26 | 2026-09-01
ANAESTHETIC MACHINE | ANAESTHETIC MACHINE | DRAEGER | PERSEUS A500 | 2020-10-07 | 25219.14 | 2023-12-09 | 2024-12-01
ANAESTHETIC MACHINE | ANAESTHETIC MACHINE | DRAEGER | PERSEUS A500 | 2020-10-07 | 25219.14 | 2023-11-23 | 2024-12-01
SMOKE EXTRACTOR | ELECTROSURGERY SMOKE EXTRACTION UNIT | CONMED | AER DEFENSE | 2020-10-06 | 2160 | 2023-04-13 13:23 | 2025-02-15
SMOKE EXTRACTOR | ELECTROSURGERY SMOKE EXTRACTION UNIT | CONMED | AER DEFENSE | 2020-10-06 | 2160 | 2023-04-13 13:22 | 2025-02-15
SMOKE EXTRACTOR | ELECTROSURGERY SMOKE EXTRACTION UNIT | CONMED | AER DEFENSE | 2020-10-06 | 2160 | 2023-04-13 13:21 | 2025-02-15
BLOOD GAS ANALYSER | BLOOD ANALYSER | CEPHEID | GENEXPERT IV | 2020-10-05 | 48000
COMPUTER - LAPTOP/NOTEBOOK | LAPTOP WITH CEPHEID GENEXPERT SOFTWARE | LENOVO | THINKPAD L490 | 2020-10-05 | 1200
CARDIOGRAPH | CARDIOGRAPH | MINDRAY | BENEHEART R3 | 2020-11-09 | 1200
REGULATOR | REGULATOR - OXYGEN - BULLNOSE SCHRADER | MEC CO. LTD | 6080SH | 2020-11-12 | 120.3 |  | 2024-11-15
REGULATOR | REGULATOR - OXYGEN - BULLNOSE SCHRADER | MEC CO. LTD | 6080SH | 2020-11-12 | 120.3
REGULATOR | REGULATOR - OXYGEN - BULLNOSE SCHRADER | MEC CO. LTD | 6080SH | 2020-11-12 | 120.3 |  | 2025-11-15
REGULATOR | REGULATOR - OXYGEN - BULLNOSE SCHRADER | MEC CO. LTD | 6080SH | 2020-11-12 | 120.3
REGULATOR | REGULATOR - OXYGEN - BULLNOSE SCHRADER | MEC CO. LTD | 6080SH | 2020-11-12 | 120.3
REGULATOR | REGULATOR - OXYGEN - BULLNOSE SCHRADER | MEC CO. LTD | 6080SH | 2020-11-12 | 120.3
REGULATOR | REGULATOR - OXYGEN - BULLNOSE SCHRADER | MEC CO. LTD | 6080SH | 2020-11-12 | 120.3
REGULATOR | REGULATOR - OXYGEN - BULLNOSE SCHRADER | MEC CO. LTD | 6080SH | 2020-11-12 | 120.3
REGULATOR | REGULATOR - OXYGEN - BULLNOSE SCHRADER | MEC CO. LTD | 6080SH | 2020-11-12 | 120.3
REGULATOR | REGULATOR - OXYGEN - BULLNOSE SCHRADER | MEC CO. LTD | 6080SH | 2020-11-12 | 120.3
REGULATOR | REGULATOR - OXYGEN - BULLNOSE SCHRADER | MEC CO. LTD | 6080SH | 2020-11-12 | 120.3
REGULATOR | REGULATOR - OXYGEN - BULLNOSE SCHRADER | MEC CO. LTD | 6080SH | 2020-11-12 | 120.3
REGULATOR | REGULATOR - OXYGEN - BULLNOSE SCHRADER | MEC CO. LTD | 6080SH | 2020-11-12 | 120.3
REGULATOR | REGULATOR - OXYGEN - BULLNOSE SCHRADER | MEC CO. LTD | 6080SH | 2020-11-12 | 120.3
REGULATOR | REGULATOR - OXYGEN - BULLNOSE SCHRADER | MEC CO. LTD | 6080SH | 2020-11-12 | 120.3
REGULATOR | REGULATOR - OXYGEN - BULLNOSE SCHRADER | MEC CO. LTD | 6080SH | 2020-11-12 | 120.3
REGULATOR | REGULATOR - OXYGEN - BULLNOSE SCHRADER | MEC CO. LTD | 6080SH | 2020-11-12 | 120.3
REGULATOR | REGULATOR - OXYGEN - BULLNOSE SCHRADER | MEC CO. LTD | 6080SH | 2020-11-12 | 120.3
REGULATOR | REGULATOR - OXYGEN - BULLNOSE SCHRADER | MEC CO. LTD | 6080SH | 2020-11-12 | 120.3
REGULATOR | REGULATOR - OXYGEN - BULLNOSE SCHRADER | MEC CO. LTD | 6080SH | 2020-11-11 | 120.3
RESP GAS MONITOR | CARBON MONOXIDE MONITOR | BEDFONT SCIENTIFIC | PICO SIMPLE | 2020-12-22 | 300
MEDICAL GAS HOSE | EXTENSION HOSE - MEDICAL AIR - 3M 7 BAR | MEC CO. LTD | 19224HA | 2020-12-16 | 120 |  | 2024-12-16
MEDICAL GAS HOSE | EXTENSION HOSE - MEDICAL AIR - 3M 7 BAR | MEC CO. LTD | 19224HA | 2020-12-16 | 120 |  | 2024-12-16
MEDICAL GAS HOSE | EXTENSION HOSE - MEDICAL AIR - 3M 7 BAR | MEC CO. LTD | 19224HA | 2020-12-16 | 120 |  | 2024-12-16
MEDICAL GAS HOSE | EXTENSION HOSE - MEDICAL AIR - 3M 7 BAR | MEC CO. LTD | 19224HA | 2020-12-16 | 120 |  | 2024-12-16
DIETARY FEED PUMP | ENTERAL FEEDING PUMP | NUTRICIA | FLOCARE INFINITY | 2020-11-11 | 960
SUCTION CONTROLLER | HIGH SUCTION CONTROLLER | THERAPY EQUIPMENT | DIAMOND RANGE HIGH | 2020-11-10 | 81
SUCTION CONTROLLER | TWIN HIGH SUCTION | THERAPY EQUIPMENT | TWIN DIAMOND (H2/HI) | 2020-11-03 | 402
SUCTION CONTROLLER | HIGH SUCTION CONTROLLER | THERAPY EQUIPMENT | DIAMOND RANGE HIGH | 2020-11-02 | 81
SUCTION CONTROLLER | HIGH SUCTION CONTROLLER | THERAPY EQUIPMENT | DIAMOND RANGE HIGH | 2020-11-02 | 81
SUCTION CONTROLLER | HIGH SUCTION CONTROLLER | THERAPY EQUIPMENT | DIAMOND RANGE HIGH | 2020-11-02 | 81
SUCTION CONTROLLER | HIGH SUCTION CONTROLLER | THERAPY EQUIPMENT | DIAMOND RANGE HIGH | 2020-11-02 | 81
SUCTION CONTROLLER | HIGH SUCTION CONTROLLER | THERAPY EQUIPMENT | DIAMOND RANGE HIGH | 2020-11-02 | 81
DIETARY FEED PUMP | ENTERAL FEEDING PUMP | NUTRICIA | FLOCARE INFINITY | 2020-11-16 | 960
DIETARY FEED PUMP | ENTERAL FEEDING PUMP | NUTRICIA | FLOCARE INFINITY | 2020-11-16 | 960
LARYNGOSCOPE | C-MAC LARYNGOSCOPE BLADE | KARL STORZ | 8401BXC | 2020-10-29 | 3000
REGULATOR | REGULATOR - OXYGEN - PIN INDEX | BPR MEDICAL | 819-0010 | 2020-10-22 | 128.304 |  | 2024-10-15
REGULATOR | REGULATOR - OXYGEN - PIN INDEX | BPR MEDICAL | 819-0010 | 2020-10-22 | 128.304 |  | 2024-10-15
REGULATOR | REGULATOR - OXYGEN - PIN INDEX | BPR MEDICAL | 819-0010 | 2020-10-22 | 128.304 | 2024-10-09 | 2028-10-15
REGULATOR | REGULATOR - OXYGEN - PIN INDEX | BPR MEDICAL | 819-0010 | 2020-10-22 | 128.304 |  | 2024-10-15
SUCTION CONTROLLER | HIGH SUCTION CONTROLLER | THERAPY EQUIPMENT | DIAMOND RANGE HIGH | 2020-10-09 | 81
SUCTION CONTROLLER | HIGH SUCTION CONTROLLER | THERAPY EQUIPMENT | DIAMOND RANGE HIGH | 2020-10-09 | 81
DOCKING STATION | DOCKING STATION - I-STAT ALINITY | ABBOTT LABS | BST-500 | 2020-10-15 | 1200
INFUSION PUMP | INFUSION PUMP | B.BRAUN | INFUSOMAT SPACE | 2020-10-02 | 1500 | 2023-09-19 | 2025-09-19
INFUSION PUMP | INFUSION PUMP | B.BRAUN | INFUSOMAT SPACE | 2020-10-02 | 1500 | 2024-09-11 | 2026-09-11
INFUSION PUMP | INFUSION PUMP | B.BRAUN | INFUSOMAT SPACE | 2020-10-02 | 1500 | 2024-10-14 | 2026-10-14
INFUSION PUMP | INFUSION PUMP | B.BRAUN | INFUSOMAT SPACE | 2020-10-02 | 1500 | 2023-04-20 12:09 | 2025-04-20
SYRINGE DRIVER | SYRINGE DRIVER | B.BRAUN | PERFUSOR SPACE | 2020-10-02 | 1380 | 2022-11-02 16:21 | 2024-10-02
SYRINGE DRIVER | SYRINGE DRIVER | B.BRAUN | PERFUSOR SPACE | 2020-10-02 | 1380 | 2023-04-18 09:29 | 2024-10-02
SYRINGE DRIVER | SYRINGE DRIVER | B.BRAUN | PERFUSOR SPACE | 2020-10-02 | 1380 | 2022-10-19 | 2024-10-02
SYRINGE DRIVER | SYRINGE DRIVER | B.BRAUN | PERFUSOR SPACE | 2020-10-02 | 1380 | 2024-10-09 | 2026-10-09
SYRINGE DRIVER | SYRINGE DRIVER | B.BRAUN | PERFUSOR SPACE | 2020-10-02 | 1380 | 2022-10-17 | 2024-10-02
SYRINGE DRIVER | SYRINGE DRIVER | B.BRAUN | PERFUSOR SPACE | 2020-10-02 | 1380 | 2022-11-22 16:45 | 2024-10-02
SYRINGE DRIVER | SYRINGE DRIVER | B.BRAUN | PERFUSOR SPACE | 2020-10-02 | 1380 | 2022-10-05 | 2024-10-02
SYRINGE DRIVER | SYRINGE DRIVER | B.BRAUN | PERFUSOR SPACE | 2020-10-02 | 1380 | 2022-11-02 09:25 | 2024-10-02
SYRINGE DRIVER | SYRINGE DRIVER | B.BRAUN | PERFUSOR SPACE | 2020-10-02 | 1380 |  | 2024-10-02
SYRINGE DRIVER | SYRINGE DRIVER | B.BRAUN | PERFUSOR SPACE | 2020-10-02 | 1380 | 2024-10-17 | 2026-10-17
SYRINGE DRIVER | SYRINGE DRIVER | B.BRAUN | PERFUSOR SPACE | 2020-10-02 | 1380 | 2022-11-23 14:30 | 2024-10-02
SYRINGE DRIVER | SYRINGE DRIVER | B.BRAUN | PERFUSOR SPACE | 2020-10-02 | 1380 | 2023-02-07 10:12 | 2024-10-15
SYRINGE DRIVER | SYRINGE DRIVER | B.BRAUN | PERFUSOR SPACE | 2020-10-02 | 1380 | 2022-11-23 16:41 | 2024-10-02
SYRINGE DRIVER | SYRINGE DRIVER | B.BRAUN | PERFUSOR SPACE | 2020-10-02 | 1380 | 2022-10-05 | 2024-10-02
SYRINGE DRIVER | SYRINGE DRIVER | B.BRAUN | PERFUSOR SPACE | 2020-10-02 | 1380 | 2022-11-02 10:09 | 2024-10-02
TEST EQUIP/SPEC | OXFORD PRESENCE CALIBRATION HANDSET | JOERNS HEALTHCARE | 39001179 | 2020-11-12 | 105.6
WAX HEATER | WAX HEATER | AMANN | NO FLAME PLUS | 2020-10-27 | 547.2 | 2023-07-27 | 2024-07-27
SLIT LAMP | SLIT LAMP | HAAG STREIT | BQ900 | 2020-10-26 | 25476 | 2023-12-15 | 2024-06-05
SLIT LAMP TABLE | SLIT LAMP TABLE | HAAG STREIT | HSM 600 | 2020-10-26 | 25476 | 2023-12-18 | 2024-12-18
SUCTION UNIT | DENTAL SUCTION UNIT ELECTRIC | THERAPY EQUIPMENT | 4260 | 2020-10-08 | 735.3 | 2022-12-06 11:04 | 2024-08-15
SUCTION UNIT | DENTAL SUCTION UNIT ELECTRIC | THERAPY EQUIPMENT | 4260 | 2020-10-08 | 735.3 | 2022-10-12 | 2024-08-15
APEX LOCATOR | APEX LOCATOR | J.MORITA MFG | DENTAPORT ZX | 2020-09-16 | 1087.2
APEX LOCATOR | APEX LOCATOR | J.MORITA MFG | DENTAPORT ZX | 2020-09-16 | 1087.2
APEX LOCATOR | APEX LOCATOR | J.MORITA MFG | DENTAPORT ZX | 2020-09-16 | 1087.2
HANDPIECE | CONTRA-ANGLE 6:1 HANDPIECE | DENTSPLY LTD | 6:1 CONTRA-ANGLE | 2020-09-14 | 516
SUCTION CONTROLLER | HIGH SUCTION CONTROLLER | THERAPY EQUIPMENT | DIAMOND RANGE HIGH | 2020-12-31 | 97.2
SUCTION CONTROLLER | HIGH SUCTION CONTROLLER | THERAPY EQUIPMENT | DIAMOND RANGE HIGH | 2020-12-31 | 97.2
TRANSPORT MONITOR | PATIENT MONITOR INTELLIVUE X3 (6mm NIBP Port) | PHILIPS LTD | INTELLIVUE X3 (6mm NIBP) | 2020-11-24 | 2996.136 | 2023-10-27 | 2026-11-20
NERVE STIMULATOR | NERVE STIMULATOR MODULE | PHILIPS LTD | NMT | 2020-11-24 | 2076.624 | 2024-01-19 | 2026-01-19
NERVE STIMULATOR | NERVE STIMULATOR MODULE | PHILIPS LTD | NMT | 2020-11-20 | 2076.624 | 2024-01-19 | 2026-01-19
EEG MODULE | Bispectral Index Module (BIS) Depth of Anaesthesia | PHILIPS LTD | M1034B | 2022-03-07 | 2547.072 | 2023-02-24 12:35 | 2025-02-24
TRANSPORT MONITOR | PATIENT MONITOR INTELLIVUE X3 (6mm NIBP Port) | PHILIPS LTD | INTELLIVUE X3 (6mm NIBP) | 2020-11-20 | 2996.136 | 2023-07-27 | 2026-11-20
PATIENT MONITOR | PATIENT MONITOR | PHILIPS LTD | MX750 | 2020-11-20 | 5656.464 |  | 2025-11-20
HEATED COT/RESUS.UNIT | HEATED COT/RESUS.UNIT | DRAEGER | BABYTHERM 8004/8010 | 2020-11-13 | 11124.84 | 2024-05-21 | 2025-05-21
ELECT.SURG.ANALYZER | ELECTROSURGICAL ANALYSER | FLUKE | QA-ES MK III | 2020-11-25 | 7194 | 2024-02-16 | 2025-02-16
HUMIDIFIER | HUMIDIFIER | F & P | MR850 | 2020-11-19 | 1320 | 2024-07-12 | 2025-07-12
DEFIB TESTER | DEFIBRILLATOR ANALYSER | FLUKE | IMPULSE 7000DP | 2020-11-12 | 5119.2 | 2024-02-02 | 2025-02-02
MULTI PARAM SIMULAT | MULTI PARAMETER SIMULATOR | FLUKE | PROSIM 8 | 2020-11-12 | 5643 | 2024-06-13 | 2025-06-13
MULTIMETER | TRUE RMS MULTIMETER | FLUKE | 179 | 2020-11-25 | 357.6 | 2022-11-04 16:24 | 2024-11-04
MULTIMETER | TRUE RMS MULTIMETER | FLUKE | 179 | 2020-11-25 | 357.6 | 2022-11-28 17:02 | 2024-11-28
SPHYGMOMANOMETER | SPHYGMOMANOMETER | WELCH ALLYN | DS-5521-300 | 2020-11-17 | 0 |  | 2024-11-01
AUDIO DOPPLER | AUDIO DOPPLER | HUNTLEIGH | D920 | 2020-11-17 | 373.968
PRESSURE GAUGE | PRESSURE GAUGE (WET) | COMARK | C9555/SIL | 2020-11-12 | 428.4 | 2024-02-29 | 2025-02-28
PRESSURE GAUGE | PRESSURE GAUGE (WET) | COMARK | C9555/SIL | 2020-11-12 | 428.4 | 2024-02-29 | 2025-02-28
SPHYGMOMANOMETER | PALM ANEROID SPHYGMO | LYALL WILLIS | 28-919 | 2020-11-11 | 0 |  | 2025-08-01
TRANSPORT MONITOR | PATIENT MONITOR INTELLIVUE X3 (6mm NIBP Port) | PHILIPS LTD | INTELLIVUE X3 (6mm NIBP) | 2020-11-23 | 2996.136 | 2023-11-09 | 2026-11-20
PATIENT MONITOR | PATIENT MONITOR | PHILIPS LTD | MX750 | 2020-11-23 | 5656.464 |  | 2025-11-20
TRANSPORT MONITOR | PATIENT MONITOR INTELLIVUE X3 (6mm NIBP Port) | PHILIPS LTD | INTELLIVUE X3 (6mm NIBP) | 2020-11-26 | 2996.136 | 2023-10-24 | 2026-11-23
VAPORIZERS | VAPORIZER - SEVOFLURANE | DRAEGER | VAPOR 3000 SEVO | 2020-11-13 | 3105.78 | 2024-09-26 | 2026-11-01
VAPORIZERS | VAPORIZER - SEVOFLURANE | DRAEGER | VAPOR 3000 SEVO | 2020-11-13 | 3105.78 | 2024-09-26 | 2026-11-01
VAPORIZERS | VAPORIZER - DESFLURANE | DRAEGER | D-VAPOR 3000 | 2020-11-12 | 1628.892 | 2022-08-31 | 2023-08-31
VAPORIZERS | VAPORIZER - SEVOFLURANE | DRAEGER | VAPOR 3000 SEVO | 2020-11-13 | 3105.78 | 2024-09-26 | 2026-11-01
VAPORIZERS | VAPORIZER - DESFLURANE | DRAEGER | D-VAPOR 3000 | 2020-11-12 | 1628.892 | 2023-07-27 | 2025-08-31
VAPORIZERS | VAPORIZER - SEVOFLURANE | DRAEGER | VAPOR 3000 SEVO | 2020-11-13 | 3105.78 | 2024-09-26 | 2026-11-01
VAPORIZERS | VAPORIZER - SEVOFLURANE | DRAEGER | VAPOR 3000 SEVO | 2020-11-10 | 3105.78 | 2024-09-26 | 2026-11-01
ANAESTHETIC MACHINE | ANAESTHETIC MACHINE | DRAEGER | PERSEUS A500 | 2020-11-09 | 25219.14 | 2024-01-10 | 2024-11-01
ANAESTHETIC MACHINE | ANAESTHETIC MACHINE | DRAEGER | PERSEUS A500 | 2020-11-09 | 25219.14 | 2024-10-25 | 2024-11-09
ANAESTHETIC MACHINE | ANAESTHETIC MACHINE | DRAEGER | PERSEUS A500 | 2020-11-09 | 25219.14 | 2024-01-12 | 2024-11-01
ANAESTHETIC MACHINE | ANAESTHETIC MACHINE | DRAEGER | PERSEUS A500 | 2020-11-09 | 25219.14 | 2022-11-04 08:34 | 2023-11-01
ANAESTHETIC MACHINE | ANAESTHETIC MACHINE | DRAEGER | PERSEUS A500 | 2020-11-09 | 25219.14 | 2022-11-04 08:31 | 2023-11-01
ANAESTHETIC MACHINE | ANAESTHETIC MACHINE | DRAEGER | PERSEUS A500 | 2020-11-09 | 25219.14 | 2022-11-04 08:36 | 2023-11-01
SCALES | SCALES - BABY | SECA | 376 | 2020-11-17 | 373.5 | 2023-12-06 | 2024-11-15
COUCH | COUCH 2-SECTION ELECTRIC | PLINTH 2000 | 502E | 2020-10-23 | 960 | 2023-09-22 | 2026-09-22
COUCH | COUCH 2-SECTION ELECTRIC | PLINTH 2000 | 502E | 2020-10-23 | 960 | 2023-10-17 | 2026-10-17
COUCH | COUCH 2-SECTION ELECTRIC | PLINTH 2000 | 502E | 2020-10-23 | 960 | 2023-09-15 | 2026-09-15
COUCH | COUCH 2-SECTION ELECTRIC | PLINTH 2000 | 502E | 2020-10-23 | 960 | 2023-09-22 | 2026-09-22
FETAL HEART SIMULATOR | FETAL HEART SIMULATOR | VIAMED | V1000 | 2020-10-21 | 762
THERMOMETER CALIBRATOR | SURETEMP/THERMOSCAN CALIBRATOR | WELCH ALLYN | 9600 PLUS CALIBRATION TESTER | 2020-10-15 | 1070.4 | 2024-02-01 | 2025-02-01
SPEECH AID | SPEECH AID ELECTROLARYNX | ATOS MEDICAL UK | TRUTONE EMOTE | 2020-10-09 | 634.8
SPEECH AID | SPEECH AID ELECTROLARYNX | ATOS MEDICAL UK | TRUTONE EMOTE | 2020-10-09 | 634.8
SPEECH AID | SPEECH AID ELECTROLARYNX | ATOS MEDICAL UK | TRUTONE EMOTE | 2020-10-09 | 634.8
SPEECH AID | SPEECH AID ELECTROLARYNX | ATOS MEDICAL UK | TRUTONE EMOTE | 2020-10-09 | 634.8
CO2 MODULE | MODULE CO2 MICROSTREAM | PHILIPS LTD | M3015A | 2020-10-08 | 0 | 2023-11-28 | 2024-11-28
TRANSDUCER | TOCO TRANSDUCER | PHILIPS LTD | M2734B | 2020-10-08 | 1053.6
AUDIO DOPPLER | AUDIO DOPPLER | HUNTLEIGH | D920 | 2020-10-06 | 373.968
AUDIO DOPPLER | AUDIO DOPPLER | HUNTLEIGH | D920 | 2020-10-06 | 373.968
HUMALACTOR | HUMALACTOR | ARDO | CALYPSO PRO | 2020-10-05 | 142.8 | 2024-01-02
AUDIO DOPPLER | AUDIO DOPPLER | HUNTLEIGH | D920 | 2020-10-01 | 373.968
EEG MONITOR | Cerebral Foetal Monitor CFM | NATUS LTD | OBM00401 - Olympic Brainz | 2020-10-19 | 22230.792 | 2023-09-22 | 2024-10-19
EEG MONITOR | Cerebral Foetal Monitor CFM | NATUS LTD | OBM00401 - Olympic Brainz | 2020-10-19 | 22230.792 | 2023-09-22 | 2024-10-19
EEG MONITOR | Cerebral Foetal Monitor CFM | NATUS LTD | OBM00401 - Olympic Brainz | 2020-10-19 | 22230.804 | 2023-09-22 | 2024-10-19
RESUSCITATION-INFANT | NEOPUFF INFANT RESUSCITATOR | F & P | RD900AEU | 2020-09-29 | 768.96 | 2024-09-03 | 2026-02-01
SUCTION UNIT | MOBILE THEATRE SUCTION | THERAPY EQUIPMENT | 7763/SERRES | 2020-09-15 | 97.2
SUCTION UNIT | SUCTION - LAERDAL - BATTERY | LAERDAL | LSU-2 | 2020-09-09 | 816 | 2023-08-03 | 2026-08-03
AUDIO DOPPLER | AUDIO DOPPLER | HUNTLEIGH | D920 | 2020-09-07 | 373.968
SUCTION UNIT | SUCTION - LAERDAL - BATTERY | LAERDAL | LSU-2 | 2020-09-09 | 816 | 2023-08-03 | 2026-08-03
SUCTION UNIT | SUCTION - LAERDAL - BATTERY | LAERDAL | LSU-2 | 2020-09-09 | 816 | 2023-08-15 | 2026-08-15
SUCTION UNIT | SUCTION - LAERDAL - BATTERY | LAERDAL | LSU-2 | 2020-09-09 | 816 | 2023-08-07 | 2026-08-07
SUCTION UNIT | SUCTION - LAERDAL - BATTERY | LAERDAL | LSU-2 | 2020-09-09 | 816 | 2023-08-07 | 2026-08-07
TRANSDUCER | US TRANSDUCER | PHILIPS LTD | M2736A | 2020-09-07 | 970.8
SPEECH AID | SPEECH AID ELECTROLARYNX | ATOS MEDICAL UK | TRUTONE EMOTE | 2020-09-04 | 634.8
SPEECH AID | SPEECH AID ELECTROLARYNX | ATOS MEDICAL UK | TRUTONE EMOTE | 2020-09-04 | 634.8
CO2 MODULE | CO2 MODULE + PRESS & TEMP | PHILIPS LTD | 867041 B06 | 2020-11-17 | 3537.6 | 2024-07-11 | 2025-07-11
PATIENT MONITOR | PATIENT MONITOR | PHILIPS LTD | MX750 | 2020-11-17 | 4911.6 |  | 2025-06-15
MULTI-MEASUREMENT SERVER | MULTI-MEASUREMENT SERVER | PHILIPS LTD | INTELLIVUE MMX | 2020-10-21 | 1899.216
CO2 MODULE | CO2 MODULE + PRESS & TEMP | PHILIPS LTD | 867041 B06 | 2020-10-21 | 2452.824 | 2024-01-31 | 2025-01-31
PATIENT MONITOR | PATIENT MONITOR INTELLIVUE | PHILIPS LTD | MX450 | 2020-10-21 | 3063.456 | 2024-02-07 | 2027-02-07
MULTI-MEASUREMENT SERVER | MULTI-MEASUREMENT SERVER | PHILIPS LTD | INTELLIVUE MMX | 2020-10-21 | 1899.216
PATIENT MONITOR | PATIENT MONITOR INTELLIVUE | PHILIPS LTD | MX450 | 2020-10-21 | 3063.456 | 2024-02-07 | 2027-02-07
MULTI-MEASUREMENT SERVER | MULTI-MEASUREMENT SERVER | PHILIPS LTD | INTELLIVUE MMX | 2020-10-21 | 1899.216
PATIENT MONITOR | PATIENT MONITOR INTELLIVUE | PHILIPS LTD | MX450 | 2020-10-21 | 3063.456 | 2024-02-01 | 2027-02-01
MULTI-MEASUREMENT SERVER | MULTI-MEASUREMENT SERVER | PHILIPS LTD | INTELLIVUE MMX | 2020-10-21 | 1899.216 | 2023-03-07 14:32
PATIENT MONITOR | PATIENT MONITOR INTELLIVUE | PHILIPS LTD | MX450 | 2020-10-21 | 3063.456 | 2024-02-09 | 2027-02-09
MULTI-MEASUREMENT SERVER | MULTI-MEASUREMENT SERVER | PHILIPS LTD | INTELLIVUE MMX | 2020-10-15 | 1899.216
CO2 MODULE | CO2 MODULE + PRESS & TEMP | PHILIPS LTD | 867041 B06 | 2020-10-15 | 2452.824 | 2024-02-07 | 2025-02-07
PATIENT MONITOR | PATIENT MONITOR INTELLIVUE | PHILIPS LTD | MX450 | 2020-10-15 | 3063.456 | 2024-02-01 | 2027-02-01
MULTI-MEASUREMENT SERVER | MULTI-MEASUREMENT SERVER | PHILIPS LTD | INTELLIVUE MMX | 2020-10-09 | 1899.216
CO2 MODULE | CO2 MODULE + PRESS & TEMP | PHILIPS LTD | 867041 B06 | 2020-10-09 | 2452.824 | 2022-06-14 | 2023-06-14
PATIENT MONITOR | PATIENT MONITOR INTELLIVUE | PHILIPS LTD | MX450 | 2020-10-09 | 3063.456 | 2024-02-01 | 2027-02-01
MULTI-MEASUREMENT SERVER | MULTI-MEASUREMENT SERVER | PHILIPS LTD | INTELLIVUE MMX | 2020-10-09 | 1899.216
CO2 MODULE | CO2 MODULE + PRESS & TEMP | PHILIPS LTD | 867041 B06 | 2020-10-09 | 2452.824 | 2024-02-12 | 2025-02-12
PATIENT MONITOR | PATIENT MONITOR INTELLIVUE | PHILIPS LTD | MX450 | 2020-10-09 | 3063.456 | 2024-02-01 | 2027-02-01
MULTI-MEASUREMENT SERVER | MULTI-MEASUREMENT SERVER | PHILIPS LTD | INTELLIVUE MMX | 2020-10-09 | 1899.216
CO2 MODULE | CO2 MODULE + PRESS & TEMP | PHILIPS LTD | 867041 B06 | 2020-10-09 | 2452.824 | 2024-02-07 | 2025-02-07
PATIENT MONITOR | PATIENT MONITOR INTELLIVUE | PHILIPS LTD | MX450 | 2020-10-09 | 3063.456 | 2024-02-01 | 2027-02-01
EEG MODULE | Bispectral Index Module (BIS) Depth of Anaesthesia | PHILIPS LTD | M1034B | 2020-10-09 | 2547.072
NERVE STIMULATOR | NERVE STIMULATOR MODULE | PHILIPS LTD | NMT | 2020-10-08 | 2076.624
MULTI-MEASUREMENT SERVER | MULTI-MEASUREMENT SERVER | PHILIPS LTD | INTELLIVUE MMX | 2020-10-08 | 1899.216
MODULE HOLDER | MODULE HOLDER | PHILIPS LTD | FMX-4 | 2020-10-08 | 210.672
PATIENT MONITOR | PATIENT MONITOR | PHILIPS LTD | MX750 | 2020-10-08 | 5656.464 |  | 2025-12-15
NERVE STIMULATOR | NERVE STIMULATOR MODULE | PHILIPS LTD | NMT | 2020-10-08 | 2076.624
MULTI-MEASUREMENT SERVER | MULTI-MEASUREMENT SERVER | PHILIPS LTD | INTELLIVUE MMX | 2020-10-08 | 1899.216
PATIENT MONITOR | PATIENT MONITOR | PHILIPS LTD | MX750 | 2020-10-08 | 5656.464 |  | 2025-12-15
PUMP DOCKING STATION | PUMP DOCKING STATION | B.BRAUN | SPACESTATION | 2020-10-02 | 960 | 2022-11-22 16:26 | 2024-11-22
PUMP DOCKING STATION | PUMP DOCKING STATION | B.BRAUN | SPACESTATION | 2020-10-02 | 960 | 2022-11-11 10:02 | 2024-11-11
PUMP DOCKING STATION | PUMP DOCKING STATION | B.BRAUN | SPACESTATION | 2020-10-02 | 960 |  | 2024-10-17
PUMP DOCKING STATION | PUMP DOCKING STATION | B.BRAUN | SPACESTATION | 2020-10-02 | 960 |  | 2024-10-16
VIDEO TRANSMITTER/RECEIVER | ZEROWIRE G2 PAIR - RECEIVER | NDS SURGICAL IMAGING BV | WR-P42-11 | 2020-10-01 | 3600
VIDEO TRANSMITTER/RECEIVER | ZEROWIRE G2 PAIR - TRANSMITTER | NDS SURGICAL IMAGING BV | WR-P42-13 | 2020-10-01 | 3600
SCALES | SCALES - STAND ON | MARSDEN | M-420 | 2020-09-30 | 300 |  | 2024-11-15
BALLOON PUMP | INTRA AORTIC BALLOON PUMP | MAQUET | CARDIOSAVE HYBRID | 2020-09-25 | 30000 | 2024-01-17 | 2024-04-11
BALLOON PUMP | INTRA AORTIC BALLOON PUMP | MAQUET | CARDIOSAVE HYBRID | 2020-09-25 | 30000 | 2024-01-17 | 2024-04-11
BALLOON PUMP | INTRA AORTIC BALLOON PUMP | MAQUET | CARDIOSAVE HYBRID | 2020-09-25 | 30000 | 2024-01-17 | 2024-04-11
BATTERY SUPPORT UNIT | BATTERY SUPPORT UNIT | ZOLL MEDICAL | SUREPOWER | 2020-09-24 | 1200 |  | 2022-09-15
BATTERY SUPPORT UNIT | BATTERY SUPPORT UNIT | ZOLL MEDICAL | SUREPOWER | 2020-09-24 | 1200 |  | 2022-09-15
BATTERY SUPPORT UNIT | BATTERY SUPPORT UNIT | ZOLL MEDICAL | SUREPOWER | 2020-09-24 | 1200 |  | 2022-09-15
BATTERY SUPPORT UNIT | BATTERY SUPPORT UNIT | ZOLL MEDICAL | SUREPOWER | 2020-09-24 | 1200 |  | 2022-09-15
VITAL SIGNS MONITOR | VITAL SIGNS MONITOR: NIBP, SPO2, TEMP | WELCH ALLYN | 74CE CONNEX | 2020-09-23 | 1800 | 2023-09-26 | 2026-09-26
VITAL SIGNS MONITOR | VITAL SIGNS MONITOR: NIBP, SPO2, TEMP | WELCH ALLYN | 74CE CONNEX | 2020-09-23 | 1800 | 2023-07-24 | 2026-07-24
TRANSPORT MONITOR | PATIENT MONITOR INTELLIVUE X3 (6mm NIBP Port) | PHILIPS LTD | INTELLIVUE X3 (6mm NIBP) | 2020-09-22 | 3796.536 |  | 2026-05-15
PATIENT MONITOR | PATIENT MONITOR INTELLIVUE | PHILIPS LTD | MX450 | 2020-09-22 | 3737.16 | 2024-03-07 | 2027-03-07
TRANSPORT MONITOR | PATIENT MONITOR INTELLIVUE X3 (6mm NIBP Port) | PHILIPS LTD | INTELLIVUE X3 (6mm NIBP) | 2020-09-22 | 3796.536 |  | 2026-11-15
PATIENT MONITOR | PATIENT MONITOR INTELLIVUE | PHILIPS LTD | MX450 | 2020-09-22 | 3737.16 | 2024-02-06 | 2027-02-06
TRANSPORT MONITOR | PATIENT MONITOR INTELLIVUE X3 (6mm NIBP Port) | PHILIPS LTD | INTELLIVUE X3 (6mm NIBP) | 2020-09-22 | 3796.536 |  | 2025-06-15
PATIENT MONITOR | PATIENT MONITOR INTELLIVUE | PHILIPS LTD | MX450 | 2020-09-22 | 3737.16 | 2024-02-06 | 2027-02-06
TRANSPORT MONITOR | PATIENT MONITOR INTELLIVUE X3 (6mm NIBP Port) | PHILIPS LTD | INTELLIVUE X3 (6mm NIBP) | 2020-09-22 | 3796.536 | 2024-03-19 | 2027-03-19
PATIENT MONITOR | PATIENT MONITOR INTELLIVUE | PHILIPS LTD | MX450 | 2020-09-22 | 3737.16 | 2024-02-06 | 2027-02-06
TRANSPORT MONITOR | PATIENT MONITOR INTELLIVUE X3 (6mm NIBP Port) | PHILIPS LTD | INTELLIVUE X3 (6mm NIBP) | 2020-09-22 | 3796.536 | 2024-02-12 | 2027-02-12
PATIENT MONITOR | PATIENT MONITOR INTELLIVUE | PHILIPS LTD | MX450 | 2020-09-22 | 3737.16 | 2024-02-06 | 2027-02-06
TRANSPORT MONITOR | PATIENT MONITOR INTELLIVUE X3 (6mm NIBP Port) | PHILIPS LTD | INTELLIVUE X3 (6mm NIBP) | 2020-09-22 | 3796.536 | 2023-05-02 | 2026-05-02
PATIENT MONITOR | PATIENT MONITOR INTELLIVUE | PHILIPS LTD | MX450 | 2020-09-22 | 3737.16 | 2024-03-07 | 2027-03-07
TRANSPORT MONITOR | PATIENT MONITOR INTELLIVUE X3 (6mm NIBP Port) | PHILIPS LTD | INTELLIVUE X3 (6mm NIBP) | 2020-09-22 | 3796.536 | 2023-08-03 | 2026-08-03
PATIENT MONITOR | PATIENT MONITOR INTELLIVUE | PHILIPS LTD | MX450 | 2020-09-22 | 3737.16 | 2024-02-06 | 2027-02-06
TRANSPORT MONITOR | PATIENT MONITOR INTELLIVUE X3 (6mm NIBP Port) | PHILIPS LTD | INTELLIVUE X3 (6mm NIBP) | 2020-09-22 | 3796.536 | 2024-02-06 | 2027-02-06
PATIENT MONITOR | PATIENT MONITOR INTELLIVUE | PHILIPS LTD | MX450 | 2020-09-22 | 3737.16 | 2024-03-14 | 2027-03-14
TRANSPORT MONITOR | PATIENT MONITOR INTELLIVUE X3 (6mm NIBP Port) | PHILIPS LTD | INTELLIVUE X3 (6mm NIBP) | 2020-09-22 | 3796.536 | 2023-10-12 | 2026-10-12
PATIENT MONITOR | PATIENT MONITOR INTELLIVUE | PHILIPS LTD | MX450 | 2020-09-22 | 3737.16 | 2024-03-07 | 2027-03-07
TRANSPORT MONITOR | PATIENT MONITOR INTELLIVUE X3 (6mm NIBP Port) | PHILIPS LTD | INTELLIVUE X3 (6mm NIBP) | 2020-09-22 | 3796.536 | 2023-09-19 | 2026-09-19
PATIENT MONITOR | PATIENT MONITOR INTELLIVUE | PHILIPS LTD | MX450 | 2020-09-22 | 3737.16 | 2024-03-07 | 2027-03-07
TRANSPORT MONITOR | PATIENT MONITOR INTELLIVUE X3 (6mm NIBP Port) | PHILIPS LTD | INTELLIVUE X3 (6mm NIBP) | 2020-09-22 | 3796.536 | 2024-02-09 | 2027-02-09
PATIENT MONITOR | PATIENT MONITOR INTELLIVUE | PHILIPS LTD | MX450 | 2020-09-22 | 3737.16 | 2024-03-19 | 2027-03-19
DEFIBRILLATOR | DEFIBRILLATOR - PACED/SPO2/NIBP/CO2/IBP/TEMP | ZOLL MEDICAL | X SERIES | 2020-09-24 | 21108.6 | 2024-10-16 | 2025-10-15
SUCTION UNIT | SUCTION - LAERDAL - BATTERY | LAERDAL | LSU-2 | 2020-09-24 | 816 | 2023-12-28 | 2026-12-28
VENTILATOR | TRANSPORT VENTILATOR | HAMILTON MEDICAL | T1 | 2020-09-24 | 20223.336 | 2024-10-21 | 2025-11-15
PATIENT TROLLEY | CRITICAL CARE TROLLEY | FERNO | CCT SIX-P | 2020-09-24 | 16176 |  | 2022-09-14
DEFIBRILLATOR | DEFIBRILLATOR - PACED/SPO2/NIBP/CO2/IBP/TEMP | ZOLL MEDICAL | X SERIES | 2020-09-24 | 21108.6 | 2023-08-31 | 2023-09-24
SUCTION UNIT | SUCTION - LAERDAL - BATTERY | LAERDAL | LSU-2 | 2020-09-24 | 816 | 2023-09-18 | 2026-09-18
VENTILATOR | TRANSPORT VENTILATOR | HAMILTON MEDICAL | T1 | 2020-09-24 | 20223.336 | 2023-11-15 | 2024-11-14
PATIENT TROLLEY | CRITICAL CARE TROLLEY | FERNO | CCT SIX-P | 2020-09-24 | 16176 |  | 2022-09-14
DEFIBRILLATOR | DEFIBRILLATOR - PACED/SPO2/NIBP/CO2/IBP/TEMP | ZOLL MEDICAL | X SERIES | 2020-09-24 | 21108.6 | 2023-08-31 | 2023-09-24
SUCTION UNIT | SUCTION - LAERDAL - BATTERY | LAERDAL | LSU-2 | 2020-09-24 | 816 | 2024-10-07 | 2027-10-07
VENTILATOR | TRANSPORT VENTILATOR | HAMILTON MEDICAL | T1 | 2020-09-24 | 20223.336 | 2024-10-16 | 2025-10-12
PATIENT TROLLEY | BARIATRIC CRITICAL CARE TROLLEY | FERNO | CCT SIX-M | 2020-09-24 | 16176 |  | 2024-09-15
DEFIBRILLATOR | DEFIBRILLATOR - PACED/SPO2/NIBP/CO2/IBP/TEMP | ZOLL MEDICAL | X SERIES | 2020-09-24 | 21108.6 | 2023-08-31 | 2023-09-24
SUCTION UNIT | SUCTION - LAERDAL - BATTERY | LAERDAL | LSU-2 | 2020-09-24 | 816 | 2023-09-05 | 2026-09-05
VENTILATOR | TRANSPORT VENTILATOR | HAMILTON MEDICAL | T1 | 2020-09-24 | 20223.336 | 2024-01-03 | 2024-12-14
PATIENT TROLLEY | BARIATRIC CRITICAL CARE TROLLEY | FERNO | CCT SIX-M | 2020-09-24 | 16176 |  | 2022-09-24
ENDOSCOPY STACKING TROLLEY | ENDOSCOPY STACKING TROLLEY | OLYMPUS | WM-DP3 | 2020-10-13 | 4694.4 | 2023-04-11 16:00 | 2024-05-01
PATIENT HOIST | PATIENT HOIST - STANDING AID | ARJO HUNTLEIGH | SARA PLUS | 2021-01-05 | 4944 | 2024-07-15 | 2025-01-15
VENTILATOR | TRANSPORT VENTILATOR | HAMILTON MEDICAL | T1 | 2020-09-14 | 19049.532 | 2023-12-05 | 2024-12-11
PHANTOM | PHANTOM TROLLEY | MEMO-INTERNAL | PHANTOM TROLLEY | 2021-05-25 | 3309.6 | 2024-04-29 | 2026-04-29
ULTRASOUND PROBE | ULTRASOUND PROBE | GE LIMITED | P2D | 2020-11-09 | 3600
ULTRASOUND PROBE | ULTRASOUND PROBE | GE LIMITED | 12S-D | 2020-11-09 | 12000
ULTRASOUND PROBE | ULTRASOUND PROBE | GE LIMITED | 6S-D | 2020-11-09 | 12000
ULTRASOUND PROBE | ULTRASOUND PROBE | GE LIMITED | 4Vc-D | 2020-12-14 | 7200
ULTRASOUND-CARDIO | ULTRASOUND SCANNER | GE LIMITED | VIVID E95 | 2020-11-09 | 124999.2 | 2024-06-13 | 2025-06-13
ULTRASOUND PROBE ADAPTOR | ULTRASOUND PROBE ADAPTOR | GE LIMITED | RS-N ADAPTOR | 2021-08-26 | 1200
ULTRASOUND PROBE | TEE PROBE | GE LIMITED | 10T-D | 2021-11-09 | 21600 | 2023-01-09 12:03
ULTRASOUND PROBE | ULTRASOUND PROBE - TOE | GE LIMITED | 6VT-D | 2020-11-20 | 21600 | 2023-01-09 12:03
ULTRASOUND PROBE | ULTRASOUND PROBE | GE LIMITED | P2D | 2020-11-09 | 3600
ULTRASOUND PROBE | ULTRASOUND PROBE | GE LIMITED | 12S-D | 2020-11-09 | 12000
ULTRASOUND PROBE | ULTRASOUND PROBE | GE LIMITED | 6S-D | 2020-11-09 | 12000
ULTRASOUND PROBE | ULTRASOUND PROBE | GE LIMITED | 4Vc-D | 2020-11-09 | 21600
ULTRASOUND-CARDIO | ULTRASOUND SCANNER | GE LIMITED | VIVID E95 | 2020-11-09 | 127327.2 | 2023-05-09 | 2024-10-15
DENTAL FILM PROCESSOR | DENTAL X-RAY DEVELOPER | VELOPEX | INTRA-X MK6 | 2020-12-10 | 2040 | 2022-08-22 | 2023-12-15
SAFETY TESTERS | FIXED EQUIPMENT/WIRING SAFETY TESTER | METREL | MI3152XC EUROTEST | 2023-11-09 | 1104 | 2023-11-15 | 2024-11-15
VACUUM CLEANER | VACUUM CLEANER | CONVAC LTD | 3000 | 2020-12-18 | 298.536 | 2024-03-22 | 2025-03-22
MOBILE X-RAY UNIT | SAMSUNG GM85 X-RAY MOBILE | SAMSUNG | GM85 | 2021-01-06 | 111600 | 2024-10-11 | 2025-10-11
PORTABLE CASSETTE HOLDER | MOBILE DR DETECTOR AND CASSET HOLDER | KENEX (ELECTRO MEDICAL) LIMITED | 1330/4 | 2020-11-19 | 1200
ANTI-STATIC MAT | RS PRO ESD FIELD ANTI-STATIC MAT KIT | RS | 145-2123 | 2020-10-20 | 75.6 | 2024-02-16 | 2025-02-16
AUDIO DOPPLER | HAND HELD DOPPLER | SUMMIT MEDIC | L150 | 2020-10-02 | 427.5 | 2023-11-24 | 2024-11-24
PRESSURE TEST GAUGE | PROBE PRESSURE TESTER | WELCH ALLYN | CE 0297 | 2020-10-20 | 360
ULTRASOUND PROBE | ULTRASOUND PROBE | BK MEDICAL | 9052 3D 20R3 | 2022-12-06 | 0
ULTRASOUND PROBE | ULTRASOUND PROBE | BK MEDICAL | 9052 3D 20R3 | 2021-06-10 | 21600
ULTRASOUND PROBE | ULTRASOUND PROBE | BK MEDICAL | 3D X14L4 (9038) | 2020-10-08 | 7200
ULTRASOUND PROBE | CURVILINEAR ULTRASOUND PROBE | BK MEDICAL | 9C2 (9002) | 2020-10-22 | 7200
ULTRASOUND SCANNER | ULTRASOUND SCANNER | BK MEDICAL | BK3000 | 2020-10-08 | 79200 | 2023-10-13 | 2024-10-13
GEL WARMER | GEL WARMER | PARKER | THERMASONIC | 2020-08-21 | 141.6 | 2024-02-16 | 2025-02-16
GEL WARMER | GEL WARMER | PARKER | THERMASONIC | 2020-08-20 | 141.6 | 2024-02-16 | 2025-02-16
GEL WARMER | GEL WARMER | PARKER | THERMASONIC | 2020-08-20 | 141.6 | 2024-10-11 | 2025-10-11
GEL WARMER | GEL WARMER | PARKER | THERMASONIC | 2020-08-20 | 141.6 | 2024-10-11 | 2025-10-11
HANDPIECE | FIBRE OPTIC TURBINE | KAVO | SMARTtorque LUX S619L | 2020-08-21 | 273.6
HANDPIECE | FIBRE OPTIC TURBINE | KAVO | SMARTtorque LUX S619L | 2020-08-21 | 273.6
HANDPIECE | FIBRE OPTIC TURBINE | KAVO | SMARTtorque LUX S619L | 2020-08-21 | 273.6
HANDPIECE | MULTIFLEX FIBRE OPTIC COUPLING | KAVO | 460LE | 2020-08-21 | 127.2
HANDPIECE | MULTIFLEX FIBRE OPTIC COUPLING | KAVO | 460LE | 2020-08-21 | 127.2
HANDPIECE | MULTIFLEX FIBRE OPTIC COUPLING | KAVO | 460LE | 2020-08-21 | 127.2
HANDPIECE | MULTIFLEX FIBRE OPTIC COUPLING | KAVO | 460LE | 2020-08-21 | 127.2
HANDPIECE | MULTIFLEX FIBRE OPTIC COUPLING | KAVO | 460LE | 2020-08-21 | 127.2
HANDPIECE | MULTIFLEX FIBRE OPTIC COUPLING | KAVO | 460LE | 2020-08-21 | 127.2
HANDPIECE | MULTIFLEX FIBRE OPTIC COUPLING | KAVO | 460LE | 2020-08-21 | 127.2
HANDPIECE | MULTIFLEX FIBRE OPTIC COUPLING | KAVO | 460LE | 2020-08-21 | 127.2
HANDPIECE | MULTIFLEX FIBRE OPTIC COUPLING | KAVO | 460LE | 2020-08-21 | 127.2
HANDPIECE | MULTIFLEX FIBRE OPTIC COUPLING | KAVO | 460LE | 2020-08-21 | 127.2
HANDPIECE | MULTIFLEX FIBRE OPTIC COUPLING | KAVO | 460LE | 2020-08-21 | 127.2
HANDPIECE | MULTIFLEX FIBRE OPTIC COUPLING | KAVO | 460LE | 2020-08-21 | 127.2
HANDPIECE | MULTIFLEX FIBRE OPTIC COUPLING | KAVO | 460LE | 2020-08-21 | 127.2
HANDPIECE | MULTIFLEX FIBRE OPTIC COUPLING | KAVO | 460LE | 2020-08-21 | 127.2
HANDPIECE | MULTIFLEX FIBRE OPTIC COUPLING | KAVO | 460LE | 2020-08-21 | 127.2
HANDPIECE | MULTIFLEX FIBRE OPTIC COUPLING | KAVO | 460LE | 2020-08-21 | 127.2
HANDPIECE | MULTIFLEX FIBRE OPTIC COUPLING | KAVO | 460LE | 2020-08-21 | 127.2
HANDPIECE | MULTIFLEX FIBRE OPTIC COUPLING | KAVO | 460LE | 2020-08-21 | 127.2
HANDPIECE | MULTIFLEX FIBRE OPTIC COUPLING | KAVO | 460LE | 2020-08-21 | 127.2
HANDPIECE | MULTIFLEX FIBRE OPTIC COUPLING | KAVO | 460LE | 2020-08-21 | 127.2
HANDPIECE | MULTIFLEX FIBRE OPTIC COUPLING | KAVO | 460LE | 2020-08-21 | 127.2
HANDPIECE | MULTIFLEX FIBRE OPTIC COUPLING | KAVO | 460LE | 2020-08-21 | 127.2
HANDPIECE | MULTIFLEX FIBRE OPTIC COUPLING | KAVO | 460LE | 2020-08-21 | 127.2
HANDPIECE | MULTIFLEX FIBRE OPTIC COUPLING | KAVO | 460LE | 2020-08-21 | 127.2
HANDPIECE | MULTIFLEX FIBRE OPTIC COUPLING | KAVO | 460LE | 2020-08-21 | 127.2
HANDPIECE | MULTIFLEX FIBRE OPTIC COUPLING | KAVO | 460LE | 2020-08-21 | 127.2
HANDPIECE | MULTIFLEX FIBRE OPTIC COUPLING | KAVO | 460LE | 2020-08-21 | 127.2
HANDPIECE | MULTIFLEX FIBRE OPTIC COUPLING | KAVO | 460LE | 2020-08-21 | 127.2
HANDPIECE | MULTIFLEX FIBRE OPTIC COUPLING | KAVO | 460LE | 2020-08-21 | 127.2
HANDPIECE | MULTIFLEX FIBRE OPTIC COUPLING | KAVO | 460LE | 2020-08-21 | 127.2
HANDPIECE | MULTIFLEX FIBRE OPTIC COUPLING | KAVO | 460LE | 2020-08-21 | 127.2
HANDPIECE | MULTIFLEX FIBRE OPTIC COUPLING | KAVO | 460LE | 2020-08-21 | 127.2
HANDPIECE | MULTIFLEX FIBRE OPTIC COUPLING | KAVO | 460LE | 2020-08-21 | 127.2
HANDPIECE | MULTIFLEX FIBRE OPTIC COUPLING | KAVO | 460LE | 2020-08-21 | 127.2
HANDPIECE | MULTIFLEX FIBRE OPTIC COUPLING | KAVO | 460LE | 2020-08-21 | 127.2
HANDPIECE | MULTIFLEX FIBRE OPTIC COUPLING | KAVO | 460LE | 2020-08-21 | 127.2
HANDPIECE | MULTIFLEX FIBRE OPTIC COUPLING | KAVO | 460LE | 2020-08-21 | 127.2
HANDPIECE | MULTIFLEX FIBRE OPTIC COUPLING | KAVO | 460LE | 2020-08-21 | 127.2
HANDPIECE | MULTIFLEX FIBRE OPTIC COUPLING | KAVO | 460LE | 2020-08-21 | 127.2
HANDPIECE | MULTIFLEX FIBRE OPTIC COUPLING | KAVO | 460LE | 2020-08-21 | 127.2
HANDPIECE | MULTIFLEX FIBRE OPTIC COUPLING | KAVO | 460LE | 2020-08-21 | 127.2
HANDPIECE | MULTIFLEX FIBRE OPTIC COUPLING | KAVO | 460LE | 2020-08-21 | 127.2
HANDPIECE | MULTIFLEX FIBRE OPTIC COUPLING | KAVO | 460LE | 2020-08-21 | 127.2
HANDPIECE | MULTIFLEX FIBRE OPTIC COUPLING | KAVO | 460LE | 2020-08-21 | 127.2
HANDPIECE | MULTIFLEX FIBRE OPTIC COUPLING | KAVO | 460LE | 2020-08-21 | 127.2
HANDPIECE | MULTIFLEX FIBRE OPTIC COUPLING | KAVO | 460LE | 2020-08-21 | 127.2
HANDPIECE | MULTIFLEX FIBRE OPTIC COUPLING | KAVO | 460LE | 2020-08-21 | 127.2
HANDPIECE | MULTIFLEX FIBRE OPTIC COUPLING | KAVO | 460LE | 2020-08-21 | 127.2
HANDPIECE | MULTIFLEX FIBRE OPTIC COUPLING | KAVO | 460LE | 2020-08-21 | 127.2
HANDPIECE | MULTIFLEX FIBRE OPTIC COUPLING | KAVO | 460LE | 2020-08-21 | 127.2
HANDPIECE | MULTIFLEX FIBRE OPTIC COUPLING | KAVO | 460LE | 2020-08-21 | 127.2
HANDPIECE | MULTIFLEX FIBRE OPTIC COUPLING | KAVO | 460LE | 2020-08-21 | 127.2
HANDPIECE | MULTIFLEX FIBRE OPTIC COUPLING | KAVO | 460LE | 2020-08-21 | 127.2
HANDPIECE | MULTIFLEX FIBRE OPTIC COUPLING | KAVO | 460LE | 2020-08-21 | 127.2
HANDPIECE | MULTIFLEX FIBRE OPTIC COUPLING | KAVO | 460LE | 2020-08-21 | 127.2
HANDPIECE | MULTIFLEX FIBRE OPTIC COUPLING | KAVO | 460LE | 2020-08-21 | 127.2
HANDPIECE | MULTIFLEX FIBRE OPTIC COUPLING | KAVO | 460LE | 2020-08-21 | 127.2
HANDPIECE | MULTIFLEX FIBRE OPTIC COUPLING | KAVO | 460LE | 2020-08-21 | 127.2
HANDPIECE | MULTIFLEX FIBRE OPTIC COUPLING | KAVO | 460LE | 2020-08-21 | 127.2
HANDPIECE | MULTIFLEX FIBRE OPTIC COUPLING | KAVO | 460LE | 2020-08-21 | 127.2
HANDPIECE | MULTIFLEX FIBRE OPTIC COUPLING | KAVO | 460LE | 2020-08-21 | 127.2
HANDPIECE | MULTIFLEX FIBRE OPTIC COUPLING | KAVO | 460LE | 2020-08-21 | 127.2
HANDPIECE | MULTIFLEX FIBRE OPTIC COUPLING | KAVO | 460LE | 2020-08-21 | 127.2
HANDPIECE | MULTIFLEX FIBRE OPTIC COUPLING | KAVO | 460LE | 2020-08-21 | 127.2
HANDPIECE | MULTIFLEX FIBRE OPTIC COUPLING | KAVO | 460LE | 2020-08-21 | 127.2
HANDPIECE | MULTIFLEX FIBRE OPTIC COUPLING | KAVO | 460LE | 2020-08-21 | 127.2
HANDPIECE | MULTIFLEX FIBRE OPTIC COUPLING | KAVO | 460LE | 2020-08-21 | 127.2
HANDPIECE | CONTRA-ANGLE 6:1 HANDPIECE | DENTSPLY LTD | 6:1 CONTRA-ANGLE | 2020-09-14 | 516
HANDPIECE MICROMOTOR | ENDODONTIC MICROMOTOR | DENTSPLY LTD | X-SMART | 2020-09-10 | 2400 | 2022-09-08 | 2024-09-08
TONOMETER | TONOMETER | ICARE | TA031 | 2020-09-07 | 5760
TONOMETER | TONOMETER | ICARE | TA031 | 2020-09-07 | 5760
HEATED GUTTA-PERCHA UNIT | OBTURATION DEVICE | DENTSPLY LTD | AEU-55M | 2020-09-10 | 1800 | 2023-10-30 | 2024-10-30
HEATED GUTTA-PERCHA UNIT | OBTURATION DEVICE | DENTSPLY LTD | AEU-55M | 2020-09-09 | 1800 | 2024-07-26 | 2025-07-30
HEATED GUTTA-PERCHA UNIT | OBTURATION DEVICE | DENTSPLY LTD | AEU-55M | 2020-09-08 | 1800 | 2024-09-25 | 2025-09-25
HEATED GUTTA-PERCHA UNIT | OBTURATION DEVICE | DENTSPLY LTD | AEU-55M | 2020-09-04 | 1800 | 2024-02-01 | 2025-02-01
HANDPIECE MICROMOTOR | HANDPIECE MICROMOTOR | BIEN-AIR UK | MC3 | 2020-08-28 | 540
TILT CHAIR | TILT CHAIR - PRESSURE MANAGEMENT | CAREFLEX | SMARTSEAT | 2020-10-14 | 4220.4
TILT CHAIR | TILT CHAIR | SEATING MATTERS | PHOENIX | 2020-08-14 | 1440 |  | 2024-07-01
COMPUTER - DESKTOP | INTEGRATED PERSONAL COMPUTER | IEI | AFL-19I-HM55 | 2020-08-17 | 2640
TONOMETER | TONOMETER | ICARE | TA031 | 2020-08-05 | 4800
TONOMETER | TONOMETER | ICARE | TA031 | 2020-08-05 | 4800
OPHTHALMOSCOPE | OPHTHALMOSCOPE | WELCH ALLYN | 11735 | 2020-07-24 | 304.8 | 2022-06-23 | 2024-02-12
SCALP COOLER | SCALP COOLER | PAXMAN LTD | PSCSII | 2020-07-23 | 3600
SUCTION UNIT | SUCTION - LAERDAL - BATTERY | LAERDAL | LSU-2 | 2020-07-20 | 816 | 2024-02-23 | 2027-02-23
SLIT LAMP HAND HELD | SLIT LAMP PORTABLE | SUN KINGDOM | LS-1 | 2020-07-20 | 2600.4 | 2023-12-12 | 2025-01-05
SUCTION CONTROLLER | HIGH SUCTION CONTROLLER | THERAPY EQUIPMENT | DIAMOND RANGE HIGH | 2020-09-08 | 81
OXIMETER | PULSE OXIMETER - WRIST | NONIN | 3150 | 2020-09-17 | 780
OXIMETER | PULSE OXIMETER - WRIST | NONIN | 3150 | 2020-09-17 | 780
OXIMETER | PULSE OXIMETER - WRIST | NONIN | 3150 | 2020-09-17 | 780
OXIMETER | PULSE OXIMETER - WRIST | NONIN | 3150 | 2020-09-17 | 780
OXIMETER | PULSE OXIMETER - WRIST | NONIN | 3150 | 2020-09-17 | 780
AUDIO DOPPLER | AUDIO DOPPLER | HUNTLEIGH | D900 | 2020-10-05 | 336
AUDIO DOPPLER | AUDIO DOPPLER | HUNTLEIGH | D900 | 2020-10-05 | 336
SUCTION CONTROLLER | HIGH SUCTION CONTROLLER | THERAPY EQUIPMENT | DIAMOND RANGE HIGH | 2020-12-15 | 81
SUCTION CONTROLLER | HIGH SUCTION CONTROLLER | THERAPY EQUIPMENT | DIAMOND RANGE HIGH | 2020-12-01 | 81
SUCTION CONTROLLER | HIGH SUCTION CONTROLLER | THERAPY EQUIPMENT | DIAMOND RANGE HIGH | 2020-12-01 | 81
AUDIO DOPPLER | AUDIO DOPPLER | HUNTLEIGH | D900 | 2020-10-08 | 336
PMG TERMINALS | O2 SPLITTER - PLASTIC FITTINGS | THERAPY EQUIPMENT | 6111P | 2020-10-02 | 136.8
PMG TERMINALS | O2 SPLITTER - PLASTIC FITTINGS | THERAPY EQUIPMENT | 6111P | 2020-10-02 | 136.8
PMG TERMINALS | MA4 AIR SPLITTER | THERAPY EQUIPMENT | 6112 | 2020-10-02 | 136.8
PMG TERMINALS | MA4 AIR SPLITTER | THERAPY EQUIPMENT | 6112 | 2020-10-02 | 136.8
SUCTION CONTROLLER | HIGH SUCTION CONTROLLER | THERAPY EQUIPMENT | DIAMOND RANGE HIGH | 2020-10-02 | 81
SUCTION CONTROLLER | HIGH SUCTION CONTROLLER | THERAPY EQUIPMENT | DIAMOND RANGE HIGH | 2020-10-02 | 81
SUCTION CONTROLLER | HIGH SUCTION CONTROLLER | THERAPY EQUIPMENT | DIAMOND RANGE HIGH | 2020-10-02 | 81
SUCTION CONTROLLER | HIGH SUCTION CONTROLLER | THERAPY EQUIPMENT | DIAMOND RANGE HIGH | 2020-10-02 | 81
CAPNOGRAPH | CAPNOGRAPH | MASIMO UK | EMMA 605100 | 2020-09-24 | 1254 |  | 2024-09-15
CAPNOGRAPH | CAPNOGRAPH | MASIMO UK | EMMA 605100 | 2020-09-24 | 1254 |  | 2024-09-15
VIDEO IMAGING UNIT | VIDEO LARYNGASCOPE | AIRCRAFT MEDICAL | MCGRATH MAC | 2020-09-24 | 1920
VIDEO IMAGING UNIT | VIDEO LARYNGASCOPE | AIRCRAFT MEDICAL | MCGRATH MAC | 2020-09-24 | 1920
VIDEO IMAGING UNIT | VIDEO LARYNGASCOPE | AIRCRAFT MEDICAL | MCGRATH MAC | 2020-09-24 | 1920
VIDEO IMAGING UNIT | VIDEO LARYNGASCOPE | AIRCRAFT MEDICAL | MCGRATH MAC | 2020-09-24 | 1920
THERMAL PRINTER | THERMAL PRINTER I-STAT ALINITY | ABBOTT LABS | PR-500 | 2021-02-17 | 600
DOCKING STATION | DOCKING STATION - I-STAT ALINITY | ABBOTT LABS | BST-500 | 2020-09-24 | 1200
BLOOD GAS ANALYSER | BLOOD GAS ANALYSER - I-STAT ALINITY | ABBOTT LABS | I-STAT ALINITY AN-500 | 2020-09-24 | 6600
THERMAL PRINTER | THERMAL PRINTER I-STAT ALINITY | ABBOTT LABS | PR-500 | 2021-02-17 | 600
DOCKING STATION | DOCKING STATION - I-STAT ALINITY | ABBOTT LABS | BST-500 | 2020-09-24 | 1200
BLOOD GAS ANALYSER | BLOOD GAS ANALYSER - I-STAT ALINITY | ABBOTT LABS | I-STAT ALINITY AN-500 | 2020-09-24 | 6600
THERMAL PRINTER | THERMAL PRINTER I-STAT ALINITY | ABBOTT LABS | PR-500 | 2021-02-17 | 600
DOCKING STATION | DOCKING STATION - I-STAT ALINITY | ABBOTT LABS | BST-500 | 2020-09-24 | 1200
BLOOD GAS ANALYSER | BLOOD GAS ANALYSER - I-STAT ALINITY | ABBOTT LABS | I-STAT ALINITY AN-500 | 2020-09-24 | 6600
THERMAL PRINTER | THERMAL PRINTER I-STAT ALINITY | ABBOTT LABS | PR-500 | 2021-02-17 | 600
DOCKING STATION | DOCKING STATION - I-STAT ALINITY | ABBOTT LABS | BST-500 | 2020-09-24 | 1200
BLOOD GAS ANALYSER | BLOOD GAS ANALYSER - I-STAT ALINITY | ABBOTT LABS | I-STAT ALINITY AN-500 | 2020-09-24 | 6600
TYMPANIC THERMOMETER | TYMPANIC THERMOMETER | COVIDIEN UK | GENIUS 3 | 2020-09-21 | 120 | 2024-08-19 | 2025-02-19
SUCTION CONTROLLER | LOW SUCTION | THERAPY EQUIPMENT | DIAMOND RANGE LOW | 2020-09-18 | 151.2
SUCTION CONTROLLER | HIGH SUCTION CONTROLLER | THERAPY EQUIPMENT | DIAMOND RANGE HIGH | 2020-09-17 | 81
SUCTION CONTROLLER | HIGH SUCTION CONTROLLER | THERAPY EQUIPMENT | DIAMOND RANGE HIGH | 2020-09-17 | 81
SUCTION CONTROLLER | HIGH SUCTION CONTROLLER | THERAPY EQUIPMENT | DIAMOND RANGE HIGH | 2020-09-17 | 81
SUCTION CONTROLLER | HIGH SUCTION CONTROLLER | THERAPY EQUIPMENT | DIAMOND RANGE HIGH | 2020-09-07 | 81
DOPPLER UNIT | ANKLE-BRACHIAL PRESSURE INDEX MEASURING DEVICE | MESI | ABPIMD | 2020-09-03 | 2550 | 2024-05-17 | 2025-05-17
SUCTION CONTROLLER | HIGH SUCTION CONTROLLER | THERAPY EQUIPMENT | DIAMOND RANGE HIGH | 2020-09-02 | 81
CAPNOGRAPH | CAPNOGRAPH AND SPO2 HANDHELD | SHENZHEN CREATIVE INDUSTRY | PC-900B | 2020-09-01 | 1818.3 | 2021-11-15 | 2024-10-15
SUCTION CONTROLLER | HIGH SUCTION CONTROLLER | THERAPY EQUIPMENT | DIAMOND RANGE HIGH | 2020-08-28 | 81
TYMPANIC THERMOMETER | TYMPANIC THERMOMETER | COVIDIEN UK | GENIUS 3 | 2020-08-27 | 120 | 2024-09-02 | 2025-03-02
SUCTION CONTROLLER | HIGH SUCTION CONTROLLER | THERAPY EQUIPMENT | DIAMOND RANGE HIGH | 2020-08-27 | 81
TROLLEY-IMAGER | ENDOSCOPE TROLLEY SYSTEM | OLYMPUS | WM-NP3 | 2020-08-27 | 1800 | 2023-11-15 | 2024-11-15
TROLLEY-IMAGER | ENDOSCOPE TROLLEY SYSTEM | OLYMPUS | WM-NP3 | 2020-08-27 | 1800 | 2023-11-14 | 2024-11-14
VIDEO TRANSMITTER/RECEIVER | ZEROWIRE G2 PAIR - RECEIVER | NDS SURGICAL IMAGING BV | WR-P42-11 | 2020-08-27 | 3600
VIDEO TRANSMITTER/RECEIVER | ZEROWIRE G2 PAIR - TRANSMITTER | NDS SURGICAL IMAGING BV | WR-P42-13 | 2020-08-27 | 3600
INSUFFLATOR CO2 | ENDOSCOPIC CO2 REGULATION UNIT | OLYMPUS | UCR | 2020-08-27 | 2040 | 2024-04-24 | 2025-04-10
ENDOSCOPY VIDEO SYSTEM | SCOPE PROCESSOR | OLYMPUS | CV-290 | 2020-08-27 | 600 | 2023-11-14 | 2024-11-14
LIGHT SOURCE | LIGHT SOURCE EVIS X1 | OLYMPUS | CV-1500 | 2020-08-27 | 60000 | 2023-11-14 | 2024-11-14
FLAT SCREEN DISPLAY | FLAT SCREEN 4K UHD LCD DISPLAY | OLYMPUS | OEV321UH | 2020-08-27 | 6000 | 2023-11-14 | 2024-11-14
FLAT SCREEN DISPLAY | FLAT SCREEN 4K UHD LCD DISPLAY | OLYMPUS | OEV321UH | 2020-08-27 | 6000 | 2023-11-14 | 2024-11-14
SUCTION CONTROLLER | HIGH SUCTION CONTROLLER | THERAPY EQUIPMENT | DIAMOND RANGE HIGH | 2020-08-26 | 97.2
SUCTION CONTROLLER | HIGH SUCTION CONTROLLER | THERAPY EQUIPMENT | DIAMOND RANGE HIGH | 2020-08-26 | 97.2
SUCTION CONTROLLER | HIGH SUCTION CONTROLLER | THERAPY EQUIPMENT | DIAMOND RANGE HIGH | 2020-08-24 | 81
ULTRASOUND SYSTEM | SCOPE GUIDE - RECEIVER DISH | OLYMPUS | MAJ-1868 | 2020-08-18 | 2400
ULTRASOUND SYSTEM | SCOPE GUIDE | OLYMPUS | UPD-3 | 2020-08-18 | 43156.8 |  | 2024-12-15
COAGULATION TIMER | COAGULATION TIMER - HAND HELD UNIT | ROCHE LTD | COAGUCHEK PRO II | 2020-08-12 | 1410
THERMAL PRINTER | PRINTER FOR PRECISION SCALES BALANCE | PRECISA | LP 4024 | 2020-08-06 | 530.4 | 2024-03-26 | 2025-03-26
LITHOCLAST | EHL LITHOTRIPTER | NORTHGATE TECHNOLOGIES | AUTOLITH TOUCH | 2020-08-06 | 23868 |  | 2024-12-15
DERMATOSCOPE | DERMATOSCOPE | OPTICLAR | DERMATOSCOPE | 2020-08-06 | 600
LARYNGOSCOPE | C-MAC LARYNGOSCOPE BLADE | KARL STORZ | 8403BXC | 2020-07-31 | 2988.576
ENDOSCOPY VIDEO SYSTEM | DIGITAL VIDEO LARYNGOSCOPE | KARL STORZ | 8403ZX | 2020-07-30 | 9306 | 2024-08-30 | 2025-08-30
CAMERA HEAD | C-MAC S IMAGER VIDEO CAMERA | KARL STORZ | 8403XSI | 2020-07-30 | 1461.672
ENDOSCOPY VIDEO SYSTEM | DIGITAL VIDEO LARYNGOSCOPE | KARL STORZ | 8403ZX | 2020-07-31 | 9306 |  | 2024-10-15
OXIMETER | PULSE OXIMETER FINGERTIP | BEIJING CHOICE ELECTRONIC TECHNOLOGY CO., LTD. | MD300C19 | 2020-07-20 | 35.988
COAGULATION TIMER | ACTALYKE QC TUBE | HELENA LABORATORIES | XL-ECT | 2020-07-20 | 450
OXIMETER | PULSE OXIMETER FINGERTIP | BEIJING CHOICE ELECTRONIC TECHNOLOGY CO., LTD. | MD300C19 | 2020-07-16 | 35.988
TYMPANIC THERMOMETER | TYMPANIC THERMOMETER | COVIDIEN UK | GENIUS 3 | 2020-07-16 | 180 | 2023-05-24 | 2024-12-15
SUCTION CONTROLLER | HIGH SUCTION CONTROLLER | THERAPY EQUIPMENT | DIAMOND RANGE HIGH | 2020-07-15 | 81
SYRINGE DRIVER | SYRINGE DRIVER | BECTON DICKINSON (BD) | T34 - 3rd GEN | 2020-07-13 | 1320 | 2024-10-04 | 2025-10-04
SYRINGE DRIVER | SYRINGE DRIVER | BECTON DICKINSON (BD) | T34 - 3rd GEN | 2020-07-13 | 1320 | 2023-09-07 | 2024-09-07
SYRINGE DRIVER | SYRINGE DRIVER | BECTON DICKINSON (BD) | T34 - 3rd GEN | 2020-07-13 | 1320 | 2023-11-17 | 2024-11-17
SYRINGE DRIVER | SYRINGE DRIVER | BECTON DICKINSON (BD) | T34 - 3rd GEN | 2020-07-13 | 1320 | 2023-10-03 | 2024-10-03
SYRINGE DRIVER | SYRINGE DRIVER | BECTON DICKINSON (BD) | T34 - 3rd GEN | 2020-07-13 | 1320 | 2024-05-08 | 2025-05-08
SUCTION CONTROLLER | HIGH SUCTION CONTROLLER | THERAPY EQUIPMENT | DIAMOND RANGE HIGH | 2020-07-13 | 72
THERMAL PRINTER | THERMAL PRINTER I-STAT ALINITY | ABBOTT LABS | PR-500 | 2020-10-13 | 600
DOCKING STATION | DOCKING STATION - I-STAT ALINITY | ABBOTT LABS | BST-500 | 2022-07-08 | 1200
BLOOD GAS ANALYSER | BLOOD GAS ANALYSER - I-STAT ALINITY | ABBOTT LABS | I-STAT ALINITY AN-500 | 2022-07-08 | 7800 | 2024-07-12 | 2025-01-15
THERMAL PRINTER | THERMAL PRINTER I-STAT ALINITY | ABBOTT LABS | PR-500 | 2021-04-14 | 600
BLOOD GAS ANALYSER | BLOOD GAS ANALYSER - I-STAT ALINITY | ABBOTT LABS | I-STAT ALINITY AN-500 | 2020-10-13 | 7800 | 2024-07-17 | 2025-01-15
THERMAL PRINTER | THERMAL PRINTER I-STAT ALINITY | ABBOTT LABS | PR-500 | 2024-01-18 | 600
DOCKING STATION | DOCKING STATION - I-STAT ALINITY | ABBOTT LABS | BST-500 | 2021-04-14 | 1200
BLOOD GAS ANALYSER | BLOOD GAS ANALYSER - I-STAT ALINITY | ABBOTT LABS | I-STAT ALINITY AN-500 | 2021-04-14 | 6000 | 2024-01-16 | 2024-07-15
CARDIOGRAPH | CARDIOGRAPH | GE LIMITED | MAC2000 | 2020-09-11 | 6187.2 | 2024-02-22 | 2025-02-22
LASER PARTICLE COUNTER | HANDHELD PARTICLE COUNTER | TSI | AEROTRAK 9306-V2 | 2020-08-11 | 6960 | 2024-10-22 | 2025-10-22
LASER PARTICLE COUNTER | LASER PARTICLE COUNTER | TSI | AEROTRAK 9500 | 2020-08-11 | 6960 | 2024-10-22 | 2025-10-22
SCALES | SCALES - CHAIR | SECA | 959 | 2021-03-20 | 912 | 2023-12-04 | 2024-11-15
VENTILATOR | TRANSPORT VENTILATOR | DRAEGER | OXYLOG 3000 PLUS | 2020-08-04 | 13866.276 | 2024-08-14 | 2025-06-15
VENTILATOR | TRANSPORT VENTILATOR | DRAEGER | OXYLOG 3000 PLUS | 2020-08-04 | 13866.276 | 2023-09-07 | 2024-08-04
SUCTION CONTROLLER | HIGH SUCTION CONTROLLER | THERAPY EQUIPMENT | DIAMOND RANGE HIGH | 2020-08-03 | 97.2
SUCTION CONTROLLER | HIGH SUCTION CONTROLLER | THERAPY EQUIPMENT | DIAMOND RANGE HIGH | 2020-08-03 | 97.2
SUCTION CONTROLLER | HIGH SUCTION CONTROLLER | THERAPY EQUIPMENT | DIAMOND RANGE HIGH | 2020-08-03 | 97.2
SUCTION CONTROLLER | HIGH SUCTION CONTROLLER | THERAPY EQUIPMENT | DIAMOND RANGE HIGH | 2020-08-03 | 97.2
SUCTION CONTROLLER | HIGH SUCTION CONTROLLER | THERAPY EQUIPMENT | DIAMOND RANGE HIGH | 2020-08-03 | 97.2
SUCTION CONTROLLER | HIGH SUCTION CONTROLLER | THERAPY EQUIPMENT | DIAMOND RANGE HIGH | 2020-08-03 | 97.2
SUCTION CONTROLLER | HIGH SUCTION CONTROLLER | THERAPY EQUIPMENT | DIAMOND RANGE HIGH | 2020-08-03 | 97.2
SUCTION CONTROLLER | HIGH SUCTION CONTROLLER | THERAPY EQUIPMENT | DIAMOND RANGE HIGH | 2020-08-03 | 97.2
VITAL SIGNS MONITOR | VITAL SIGNS MONITOR: NIBP, SPO2, TEMP | WELCH ALLYN | 74CE CONNEX | 2020-07-28 | 1954.8 | 2024-03-18 | 2027-03-18
VITAL SIGNS MONITOR | VITAL SIGNS MONITOR: NIBP, SPO2, TEMP | WELCH ALLYN | 74CE CONNEX | 2020-07-28 | 1954.8 | 2023-07-05 | 2026-07-05
VENTILATOR | VENTILATOR | BREAS MEDICAL | NIPPY CLEARWAY | 2020-07-10 | 3960 | 2024-09-26 | 2025-09-11
VENTILATOR | VENTILATOR | DRAEGER | EVITA V800 | 2020-07-30 | 27660 | 2023-10-23 | 2024-10-01
VENTILATOR | VENTILATOR | DRAEGER | EVITA V800 | 2020-07-30 | 27660 | 2023-11-01 | 2024-07-15
VENTILATOR | VENTILATOR | DRAEGER | EVITA V800 | 2020-07-14 | 27660 | 2024-10-07 | 2025-09-01
VENTILATOR | VENTILATOR | DRAEGER | EVITA V800 | 2020-07-14 | 27660 | 2023-11-06 | 2024-09-01
VENTILATOR | VENTILATOR | DRAEGER | EVITA V800 | 2020-07-14 | 27660 | 2023-10-16 | 2024-10-15
VENTILATOR | VENTILATOR | DRAEGER | EVITA V800 | 2020-07-14 | 27660 | 2023-10-10 | 2024-10-01
VENTILATOR | VENTILATOR | DRAEGER | EVITA V800 | 2020-07-14 | 27660 | 2023-11-28 | 2024-09-01
SUCTION CONTROLLER | HIGH SUCTION CONTROLLER | THERAPY EQUIPMENT | DIAMOND RANGE HIGH | 2020-07-07 | 148.2
SUCTION CONTROLLER | HIGH SUCTION CONTROLLER | THERAPY EQUIPMENT | DIAMOND RANGE HIGH | 2020-07-07 | 147.6
SUCTION CONTROLLER | HIGH SUCTION CONTROLLER | THERAPY EQUIPMENT | DIAMOND RANGE HIGH | 2020-07-07 | 147.6
SUCTION CONTROLLER | HIGH SUCTION CONTROLLER | THERAPY EQUIPMENT | DIAMOND RANGE HIGH | 2020-07-07 | 147.6
SUCTION CONTROLLER | HIGH SUCTION CONTROLLER | THERAPY EQUIPMENT | DIAMOND RANGE HIGH | 2020-07-07 | 147.6
SUCTION CONTROLLER | HIGH SUCTION CONTROLLER | THERAPY EQUIPMENT | DIAMOND RANGE HIGH | 2020-07-07 | 147.6
SUCTION CONTROLLER | HIGH SUCTION CONTROLLER | THERAPY EQUIPMENT | DIAMOND RANGE HIGH | 2020-07-07 | 147.6
SUCTION CONTROLLER | HIGH SUCTION CONTROLLER | THERAPY EQUIPMENT | DIAMOND RANGE HIGH | 2020-07-07 | 147.6
SUCTION CONTROLLER | HIGH SUCTION CONTROLLER | THERAPY EQUIPMENT | DIAMOND RANGE HIGH | 2020-07-07 | 147.6
SUCTION CONTROLLER | HIGH SUCTION CONTROLLER | THERAPY EQUIPMENT | DIAMOND RANGE HIGH | 2020-07-07 | 147.6
SUCTION CONTROLLER | HIGH SUCTION CONTROLLER | THERAPY EQUIPMENT | DIAMOND RANGE HIGH | 2020-07-07 | 148.2
SUCTION CONTROLLER | HIGH SUCTION CONTROLLER | THERAPY EQUIPMENT | DIAMOND RANGE HIGH | 2020-07-07 | 148.2
NITRIC OXIDE MONITOR | AIRWAY INFLAMMATION MONITOR | CIRCASSIA | NIOX VERO | 2020-07-03 | 4980
TILT CHAIR | TILT CHAIR - PRESSURE MANAGEMENT | CAREFLEX | SMARTSEAT | 2020-07-03 | 4220.4
BALANCE | BALANCE | PRECISA | LS220A SCS | 2020-07-10 | 1788 | 2024-03-26 | 2025-03-26
VITAL SIGNS MONITOR | VITAL SIGNS MONITOR: NIBP, SPO2, TEMP | WELCH ALLYN | 75CE CONNEX | 2020-07-01 | 2152.8 | 2024-03-04 | 2027-03-04
VITAL SIGNS MONITOR | VITAL SIGNS MONITOR: NIBP, SPO2, TEMP | WELCH ALLYN | 75CE CONNEX | 2020-07-01 | 2152.8 | 2023-06-07 | 2026-06-07
VITAL SIGNS MONITOR | VITAL SIGNS MONITOR: NIBP, SPO2, TEMP | WELCH ALLYN | 75CE CONNEX | 2020-07-01 | 2152.8 | 2023-04-21 11:53 | 2026-04-21
VITAL SIGNS MONITOR | VITAL SIGNS MONITOR: NIBP, SPO2, TEMP | WELCH ALLYN | 75CE CONNEX | 2020-07-01 | 2152.8 | 2024-08-20 | 2027-08-20
TYMPANIC THERMOMETER | TYMPANIC THERMOMETER CONNEX MONITOR | WELCH ALLYN | PRO 6000 CONNEX | 2020-07-01 | 156
VITAL SIGNS MONITOR | VITAL SIGNS MONITOR: NIBP, SPO2, TEMP | WELCH ALLYN | 75CE CONNEX | 2020-07-01 | 2152.8 | 2024-02-26 | 2027-02-26
HUMIDIFIER | HUMIDIFIER RESPIRATORY | F & P | F&P 950 | 2020-06-30 | 3369.6
TYMPANIC THERMOMETER | TYMPANIC THERMOMETER | COVIDIEN UK | GENIUS 3 | 2020-06-30 | 193.2 | 2024-06-25 | 2024-12-25
TYMPANIC THERMOMETER | TYMPANIC THERMOMETER | COVIDIEN UK | GENIUS 3 | 2020-06-30 | 193.2 | 2024-06-28 | 2024-12-28
TYMPANIC THERMOMETER | TYMPANIC THERMOMETER | COVIDIEN UK | GENIUS 3 | 2020-06-30 | 193.2 | 2023-04-12 12:08 | 2025-04-15
TYMPANIC THERMOMETER | TYMPANIC THERMOMETER | COVIDIEN UK | GENIUS 3 | 2020-06-30 | 193.2 | 2024-07-26 | 2025-01-26
TYMPANIC THERMOMETER | TYMPANIC THERMOMETER | COVIDIEN UK | GENIUS 3 | 2020-06-30 | 193.2 | 2024-06-07 | 2024-12-07
TYMPANIC THERMOMETER | TYMPANIC THERMOMETER | COVIDIEN UK | GENIUS 3 | 2020-06-30 | 193.2 | 2024-08-07 | 2025-02-07
TYMPANIC THERMOMETER | TYMPANIC THERMOMETER | COVIDIEN UK | GENIUS 3 | 2020-06-30 | 193.2 | 2024-08-07 | 2025-02-07
TYMPANIC THERMOMETER | TYMPANIC THERMOMETER | COVIDIEN UK | GENIUS 3 | 2020-06-30 | 193.2 | 2024-07-11 | 2025-01-11
ELECTRIC BED | SMART ACUTE CARE ELECTRIC BED | LINET UK | ELEGANZA 2 | 2020-07-10 | 1609.2 | 2024-01-05 | 2025-01-05
ELECTRIC BED | SMART ACUTE CARE ELECTRIC BED | LINET UK | ELEGANZA 2 | 2020-07-10 | 1609.2
ELECTRIC BED | SMART ACUTE CARE ELECTRIC BED | LINET UK | ELEGANZA 2 | 2020-07-10 | 1609.2 | 2024-01-04 | 2025-01-04
ELECTRIC BED | SMART ACUTE CARE ELECTRIC BED | LINET UK | ELEGANZA 2 | 2020-07-10 | 1609.2 | 2023-06-23 | 2024-11-01
ELECTRIC BED | SMART ACUTE CARE ELECTRIC BED | LINET UK | ELEGANZA 2 | 2020-07-10 | 1609.2
ELECTRIC BED | SMART ACUTE CARE ELECTRIC BED | LINET UK | ELEGANZA 2 | 2020-07-10 | 1609.2 | 2023-06-26 | 2024-11-01
ELECTRIC BED | SMART ACUTE CARE ELECTRIC BED | LINET UK | ELEGANZA 2 | 2020-07-10 | 1609.2
ELECTRIC BED | SMART ACUTE CARE ELECTRIC BED | LINET UK | ELEGANZA 2 | 2020-07-10 | 1609.2 |  | 2024-07-24
ELECTRIC BED | SMART ACUTE CARE ELECTRIC BED | LINET UK | ELEGANZA 2 | 2020-07-10 | 1609.2
ELECTRIC BED | SMART ACUTE CARE ELECTRIC BED | LINET UK | ELEGANZA 2 | 2020-07-10 | 1609.2 | 2024-06-17 | 2025-06-17
ELECTRIC BED | SMART ACUTE CARE ELECTRIC BED | LINET UK | ELEGANZA 2 | 2020-07-10 | 1609.2 | 2024-07-15 | 2025-07-15
ELECTRIC BED | SMART ACUTE CARE ELECTRIC BED | LINET UK | ELEGANZA 2 | 2020-07-10 | 1609.2 | 2023-11-02 | 2024-11-02
ELECTRIC BED | SMART ACUTE CARE ELECTRIC BED | LINET UK | ELEGANZA 2 | 2020-07-10 | 1609.2 | 2023-06-29 | 2024-11-01
ELECTRIC BED | SMART ACUTE CARE ELECTRIC BED | LINET UK | ELEGANZA 2 | 2020-07-10 | 1609.2
SCALES | SCALES - HOIST | JOERNS HEALTHCARE | OXFORD OXF-SCALE-LP | 2020-07-23 | 1195.2 | 2021-01-23 | 2024-11-15
SUCTION CONTROLLER | HIGH SUCTION CONTROLLER | THERAPY EQUIPMENT | DIAMOND RANGE HIGH | 2020-07-09 | 147.6
SUCTION CONTROLLER | HIGH SUCTION CONTROLLER | THERAPY EQUIPMENT | DIAMOND RANGE HIGH | 2020-07-13 | 81
TRANSFORMER | TRANSFORMER | WELCH ALLYN | 73324 | 2020-07-13 | 120
DEFIBRILLATOR | DEFIBRILLATOR - PACED | PHILIPS LTD | EFFICIA DFM100 PACED | 2020-07-08 | 5554.8 | 2024-05-01 | 2025-05-13
OXIMETER | PULSE OXIMETER FINGERTIP | BEIJING CHOICE ELECTRONIC TECHNOLOGY CO., LTD. | MD300CB3 | 2020-07-01 | 72 | 2022-08-11 | 2025-01-15
SYRINGE DRIVER | SYRINGE DRIVER | FRESENIUS KABI | AGILIA SP MC WIFI | 2020-06-25 | 360 | 2023-10-27 | 2026-10-27
SYRINGE DRIVER | SYRINGE DRIVER | FRESENIUS KABI | AGILIA SP MC WIFI | 2020-06-25 | 360 |  | 2025-12-15
SYRINGE DRIVER | SYRINGE DRIVER | FRESENIUS KABI | AGILIA SP MC WIFI | 2020-06-25 | 360 | 2023-07-04 | 2026-07-04
SYRINGE DRIVER | SYRINGE DRIVER | FRESENIUS KABI | AGILIA SP MC WIFI | 2020-06-25 | 360 | 2024-04-29 | 2027-04-29
SYRINGE DRIVER | SYRINGE DRIVER | FRESENIUS KABI | AGILIA SP MC WIFI | 2020-06-25 | 360 | 2023-07-11 | 2026-07-11
SYRINGE DRIVER | SYRINGE DRIVER | FRESENIUS KABI | AGILIA SP MC WIFI | 2020-06-25 | 360 |  | 2025-12-15
SYRINGE DRIVER | SYRINGE DRIVER | FRESENIUS KABI | AGILIA SP MC WIFI | 2020-06-25 | 360 | 2023-08-31 | 2026-08-31
SYRINGE DRIVER | SYRINGE DRIVER | FRESENIUS KABI | AGILIA SP MC WIFI | 2020-06-25 | 360 |  | 2025-12-15
SYRINGE DRIVER | SYRINGE DRIVER | FRESENIUS KABI | AGILIA SP MC WIFI | 2020-06-25 | 360 | 2023-07-19 | 2026-07-19
SYRINGE DRIVER | SYRINGE DRIVER | FRESENIUS KABI | AGILIA SP MC WIFI | 2020-06-25 | 360 | 2023-07-19 | 2026-07-19
SYRINGE DRIVER | SYRINGE DRIVER | FRESENIUS KABI | AGILIA SP MC WIFI | 2020-06-25 | 360 | 2023-06-01 | 2026-06-01
SYRINGE DRIVER | SYRINGE DRIVER | FRESENIUS KABI | AGILIA SP MC WIFI | 2020-06-25 | 360 | 2024-08-27 | 2027-08-27
SYRINGE DRIVER | SYRINGE DRIVER | FRESENIUS KABI | AGILIA SP MC WIFI | 2020-06-25 | 360 |  | 2025-12-15
SYRINGE DRIVER | SYRINGE DRIVER | FRESENIUS KABI | AGILIA SP MC WIFI | 2020-06-25 | 360 |  | 2024-10-15
SYRINGE DRIVER | SYRINGE DRIVER | FRESENIUS KABI | AGILIA SP MC WIFI | 2020-06-25 | 360 | 2023-07-13 | 2026-07-13
SYRINGE DRIVER | SYRINGE DRIVER | FRESENIUS KABI | AGILIA SP MC WIFI | 2020-06-25 | 360 | 2023-07-27 | 2026-07-27
SYRINGE DRIVER | SYRINGE DRIVER | FRESENIUS KABI | AGILIA SP MC WIFI | 2020-06-25 | 360 | 2023-07-27 | 2026-07-27
SYRINGE DRIVER | SYRINGE DRIVER | FRESENIUS KABI | AGILIA SP MC WIFI | 2020-06-25 | 360 | 2023-07-21 | 2026-07-21
SYRINGE DRIVER | SYRINGE DRIVER | FRESENIUS KABI | AGILIA SP MC WIFI | 2020-06-25 | 360 | 2023-10-31 | 2026-10-31
SYRINGE DRIVER | SYRINGE DRIVER | FRESENIUS KABI | AGILIA SP MC WIFI | 2020-06-25 | 360 | 2023-06-08 | 2026-06-08
SYRINGE DRIVER | SYRINGE DRIVER | FRESENIUS KABI | AGILIA SP MC WIFI | 2020-06-25 | 360 | 2023-07-19 | 2026-07-19
SYRINGE DRIVER | SYRINGE DRIVER | FRESENIUS KABI | AGILIA SP MC WIFI | 2020-06-25 | 360 | 2023-10-30 | 2026-10-30
SYRINGE DRIVER | SYRINGE DRIVER | FRESENIUS KABI | AGILIA SP MC WIFI | 2020-06-25 | 360 | 2023-06-01 | 2026-06-01
SYRINGE DRIVER | SYRINGE DRIVER | FRESENIUS KABI | AGILIA SP MC WIFI | 2020-06-25 | 360 | 2023-07-19 | 2026-07-19
SYRINGE DRIVER | SYRINGE DRIVER | FRESENIUS KABI | AGILIA SP MC WIFI | 2020-06-25 | 360 | 2022-11-03 11:58 | 2025-10-15
SYRINGE DRIVER | SYRINGE DRIVER | FRESENIUS KABI | AGILIA SP MC WIFI | 2020-06-25 | 360 | 2022-11-03 11:30 | 2025-10-15
SYRINGE DRIVER | SYRINGE DRIVER | FRESENIUS KABI | AGILIA SP MC WIFI | 2020-06-25 | 360 | 2023-06-01 | 2026-06-01
SYRINGE DRIVER | SYRINGE DRIVER | FRESENIUS KABI | AGILIA SP MC WIFI | 2020-06-25 | 360 | 2023-03-07 13:25 | 2026-03-07
SYRINGE DRIVER | SYRINGE DRIVER | FRESENIUS KABI | AGILIA SP MC WIFI | 2020-06-25 | 360 |  | 2025-11-15
SYRINGE DRIVER | SYRINGE DRIVER | FRESENIUS KABI | AGILIA SP MC WIFI | 2020-06-25 | 360 | 2023-06-27 | 2026-06-27
SYRINGE DRIVER | SYRINGE DRIVER | FRESENIUS KABI | AGILIA SP MC WIFI | 2020-06-25 | 360 | 2023-06-12 | 2026-06-12
SYRINGE DRIVER | SYRINGE DRIVER | FRESENIUS KABI | AGILIA SP MC WIFI | 2020-06-25 | 360 |  | 2025-11-15
SYRINGE DRIVER | SYRINGE DRIVER | FRESENIUS KABI | AGILIA SP MC WIFI | 2020-06-25 | 360 |  | 2024-12-15
SYRINGE DRIVER | SYRINGE DRIVER | FRESENIUS KABI | AGILIA SP MC WIFI | 2020-06-25 | 360 |  | 2025-03-15
SYRINGE DRIVER | SYRINGE DRIVER | FRESENIUS KABI | AGILIA SP MC WIFI | 2020-06-25 | 360 | 2023-07-24 | 2026-07-24
SYRINGE DRIVER | SYRINGE DRIVER | FRESENIUS KABI | AGILIA SP MC WIFI | 2020-06-25 | 360 |  | 2025-11-15
SYRINGE DRIVER | SYRINGE DRIVER | FRESENIUS KABI | AGILIA SP MC WIFI | 2020-06-25 | 360 |  | 2025-11-15
SYRINGE DRIVER | SYRINGE DRIVER | FRESENIUS KABI | AGILIA SP MC WIFI | 2020-06-25 | 360 |  | 2025-11-15
SYRINGE DRIVER | SYRINGE DRIVER | FRESENIUS KABI | AGILIA SP MC WIFI | 2020-06-25 | 360 |  | 2025-10-16
SYRINGE DRIVER | SYRINGE DRIVER | FRESENIUS KABI | AGILIA SP MC WIFI | 2020-06-25 | 360 | 2023-06-02 | 2026-06-02
SYRINGE DRIVER | SYRINGE DRIVER | FRESENIUS KABI | AGILIA SP MC WIFI | 2020-06-25 | 360 | 2023-07-18 | 2026-07-18
SYRINGE DRIVER | SYRINGE DRIVER | FRESENIUS KABI | AGILIA SP MC WIFI | 2020-06-25 | 360 | 2023-07-11 | 2026-07-11
SYRINGE DRIVER | SYRINGE DRIVER | FRESENIUS KABI | AGILIA SP MC WIFI | 2020-06-25 | 360 | 2023-05-09 | 2026-05-09
SYRINGE DRIVER | SYRINGE DRIVER | FRESENIUS KABI | AGILIA SP MC WIFI | 2020-06-25 | 360 | 2023-07-13 | 2026-07-13
SYRINGE DRIVER | SYRINGE DRIVER | FRESENIUS KABI | AGILIA SP MC WIFI | 2020-06-25 | 360 | 2023-07-31 | 2026-07-31
SYRINGE DRIVER | SYRINGE DRIVER | FRESENIUS KABI | AGILIA SP MC WIFI | 2020-06-25 | 360 | 2024-05-14 | 2027-05-14
SYRINGE DRIVER | SYRINGE DRIVER | FRESENIUS KABI | AGILIA SP MC WIFI | 2020-06-25 | 360 |  | 2025-10-16
SYRINGE DRIVER | SYRINGE DRIVER | FRESENIUS KABI | AGILIA SP MC WIFI | 2020-06-25 | 360 | 2024-02-23 | 2027-02-23
SYRINGE DRIVER | SYRINGE DRIVER | FRESENIUS KABI | AGILIA SP MC WIFI | 2020-06-25 | 360 |  | 2025-10-16
SYRINGE DRIVER | SYRINGE DRIVER | FRESENIUS KABI | AGILIA SP MC WIFI | 2020-06-25 | 360 | 2023-07-03 | 2026-07-03
SYRINGE DRIVER | SYRINGE DRIVER | FRESENIUS KABI | AGILIA SP MC WIFI | 2020-06-25 | 360 | 2022-11-02 10:31 | 2025-11-02
SYRINGE DRIVER | SYRINGE DRIVER | FRESENIUS KABI | AGILIA SP MC WIFI | 2020-06-25 | 360 | 2022-11-03 09:46 | 2025-11-03
SYRINGE DRIVER | SYRINGE DRIVER | FRESENIUS KABI | AGILIA SP MC WIFI | 2020-06-25 | 360 | 2023-10-18 | 2026-10-18
SYRINGE DRIVER | SYRINGE DRIVER | FRESENIUS KABI | AGILIA SP MC WIFI | 2020-06-25 | 360 |  | 2025-10-16
SYRINGE DRIVER | SYRINGE DRIVER | FRESENIUS KABI | AGILIA SP MC WIFI | 2020-06-25 | 360 | 2023-08-04 | 2026-08-04
SYRINGE DRIVER | SYRINGE DRIVER | FRESENIUS KABI | AGILIA SP MC WIFI | 2020-06-25 | 360 | 2023-08-29 | 2026-08-29
SYRINGE DRIVER | SYRINGE DRIVER | FRESENIUS KABI | AGILIA SP MC WIFI | 2020-06-25 | 360 | 2023-09-28 | 2026-09-28
SYRINGE DRIVER | SYRINGE DRIVER | FRESENIUS KABI | AGILIA SP MC WIFI | 2020-06-25 | 360 | 2023-07-11 | 2026-07-11
SYRINGE DRIVER | SYRINGE DRIVER | FRESENIUS KABI | AGILIA SP MC WIFI | 2020-06-25 | 360 | 2023-07-17 | 2026-07-17
SYRINGE DRIVER | SYRINGE DRIVER | FRESENIUS KABI | AGILIA SP MC WIFI | 2020-06-25 | 360 |  | 2025-10-16
SYRINGE DRIVER | SYRINGE DRIVER | FRESENIUS KABI | AGILIA SP MC WIFI | 2020-06-25 | 360 |  | 2025-10-16
MOBILE X-RAY UNIT | MOBILE X-RAY UNIT | DRGEM | TOPAZ-32D | 2020-06-19 | 108000 | 2023-02-01 10:39
ULTRASOUND MOBILE CART | MOBILE CART | GE LIMITED | SG CART | 2020-08-21 | 6000 | 2024-04-11 | 2025-04-11
X-RAY FLAT PANEL DETECTOR | PORTABLE X-RAY FLAT PANEL DETECTOR | PIXIUM | PIXIUM 3543 EZ | 2020-07-23 | 72000
MOBILE X-RAY UNIT | MOBILE X-RAY UNIT | PHILIPS LTD | MOBILEDIAGNOST WDR | 2020-07-11 | 90000 | 2023-02-01 16:58
ULTRASOUND PROBE | ULTRASOUND PROBE | GE LIMITED | L4-20T-RS | 2022-05-23 | 6000
ULTRASOUND PROBE | ULTRASOUND PROBE | GE LIMITED | 3SC-RS | 2020-06-22 | 7200
ULTRASOUND PROBE | ULTRASOUND PROBE | GE LIMITED | 12L-RS | 2020-06-22 | 6000
ULTRASOUND PROBE | CURVILINEAR ULTRASOUND PROBE | GE LIMITED | C1-5-RS | 2020-06-22 | 7200
ULTRASOUND SYSTEM | ULTRASOUND SCANNER | GE LIMITED | VENUE GO R2 | 2020-06-22 | 42000 | 2024-04-24 | 2025-04-24
ULTRASOUND PROBE | ULTRASOUND PROBE | GE LIMITED | L4-20T-RS | 2022-05-23 | 8400
ULTRASOUND PROBE | ULTRASOUND PROBE | GE LIMITED | 3SC-RS | 2020-06-22 | 7200
ULTRASOUND PROBE | ULTRASOUND PROBE | GE LIMITED | 12L-RS | 2020-06-22 | 6000
ULTRASOUND PROBE | CURVILINEAR ULTRASOUND PROBE | GE LIMITED | C1-5-RS | 2020-06-22 | 7200
ULTRASOUND SYSTEM | ULTRASOUND SCANNER | GE LIMITED | VENUE GO R2 | 2020-06-22 | 42000 | 2022-09-30 | 2023-06-01
ULTRASOUND PROBE | ULTRASOUND PROBE | GE LIMITED | 3SC-RS | 2020-06-22 | 7200
ULTRASOUND PROBE | ULTRASOUND PROBE | GE LIMITED | 12L-RS | 2020-06-22 | 6000
ULTRASOUND PROBE | CURVILINEAR ULTRASOUND PROBE | GE LIMITED | C1-5-RS | 2020-06-22 | 7200
ULTRASOUND SYSTEM | ULTRASOUND SCANNER | GE LIMITED | VENUE GO R2 | 2020-06-22 | 42000 | 2024-10-23 | 2025-10-23
ULTRASOUND PROBE | ULTRASOUND PROBE | GE LIMITED | 3SC-RS | 2020-06-22 | 7200
ULTRASOUND PROBE | ULTRASOUND PROBE | GE LIMITED | 12L-RS | 2020-06-22 | 6000
ULTRASOUND PROBE | CURVILINEAR ULTRASOUND PROBE | GE LIMITED | C1-5-RS | 2020-06-22 | 7200
ULTRASOUND SYSTEM | ULTRASOUND SCANNER | GE LIMITED | VENUE GO R2 | 2020-06-22 | 42000 | 2024-03-11 | 2025-03-11
ULTRASOUND PROBE | ULTRASOUND PROBE | GE LIMITED | 3SC-RS | 2020-06-11 | 7200
ULTRASOUND PROBE | ULTRASOUND PROBE | GE LIMITED | 12L-RS | 2020-06-11 | 6000
ULTRASOUND PROBE | CURVILINEAR ULTRASOUND PROBE | GE LIMITED | C1-5-RS | 2020-06-11 | 7200
ULTRASOUND SYSTEM | ULTRASOUND SCANNER | GE LIMITED | VENUE GO R2 | 2020-06-11 | 42000 | 2023-10-30 | 2024-10-30
ULTRASOUND PROBE | ULTRASOUND PROBE | GE LIMITED | 3SC-RS | 2020-06-12 | 7200
ULTRASOUND PROBE | ULTRASOUND PROBE | GE LIMITED | 12L-RS | 2020-06-12 | 6000
ULTRASOUND PROBE | CURVILINEAR ULTRASOUND PROBE | GE LIMITED | C1-5-RS | 2020-06-12 | 7200
ULTRASOUND SYSTEM | ULTRASOUND SCANNER | GE LIMITED | VENUE GO R2 | 2020-06-12 | 42000 | 2023-10-13 | 2024-10-13
ULTRASOUND PROBE | ULTRASOUND PROBE | GE LIMITED | 3SC-RS | 2020-06-11 | 7200
ULTRASOUND PROBE | ULTRASOUND PROBE | GE LIMITED | 12L-RS | 2020-06-11 | 6000
ULTRASOUND PROBE | CURVILINEAR ULTRASOUND PROBE | GE LIMITED | C1-5-RS | 2020-06-11 | 7200
ULTRASOUND SYSTEM | ULTRASOUND SCANNER | GE LIMITED | VENUE GO R2 | 2020-06-11 | 42000 | 2023-10-05 | 2024-10-05
ULTRASOUND PROBE | ULTRASOUND PROBE | GE LIMITED | 3SC-RS | 2020-06-11 | 7200
ULTRASOUND PROBE | ULTRASOUND PROBE | GE LIMITED | 12L-RS | 2020-06-11 | 6000
ULTRASOUND PROBE | CURVILINEAR ULTRASOUND PROBE | GE LIMITED | C1-5-RS | 2020-06-11 | 7200
ULTRASOUND SYSTEM | ULTRASOUND SCANNER | GE LIMITED | VENUE GO R2 | 2020-06-11 | 42000 | 2023-10-13 | 2024-10-13
ULTRASOUND PROBE | ULTRASOUND PROBE | GE LIMITED | 12L-RS | 2020-06-11 | 6000
ULTRASOUND PROBE | CURVILINEAR ULTRASOUND PROBE | GE LIMITED | C1-5-RS | 2020-06-11 | 7200
ULTRASOUND SYSTEM | ULTRASOUND SCANNER | GE LIMITED | VENUE GO R2 | 2020-06-11 | 42000 | 2023-11-02 | 2024-11-02
ULTRASOUND PROBE | ULTRASOUND PROBE | GE LIMITED | 3SC-RS | 2020-06-12 | 7200
ULTRASOUND PROBE | ULTRASOUND PROBE | GE LIMITED | 12L-RS | 2020-06-12 | 6000
ULTRASOUND PROBE | CURVILINEAR ULTRASOUND PROBE | GE LIMITED | C1-5-RS | 2020-06-12 | 7200
ULTRASOUND SYSTEM | ULTRASOUND SCANNER | GE LIMITED | VENUE GO R2 | 2020-06-12 | 42000 | 2023-11-24 | 2024-11-24
ULTRASOUND PROBE | ULTRASOUND PROBE | GE LIMITED | 3SC-RS | 2020-06-11 | 7200
ULTRASOUND PROBE | ULTRASOUND PROBE | GE LIMITED | 12L-RS | 2020-06-11 | 6000
ULTRASOUND PROBE | CURVILINEAR ULTRASOUND PROBE | GE LIMITED | C1-5-RS | 2020-06-11 | 7200
ULTRASOUND SYSTEM | ULTRASOUND SCANNER | GE LIMITED | VENUE GO R2 | 2020-06-11 | 42000 | 2023-10-23 | 2024-10-23
ULTRASOUND PROBE | ULTRASOUND PROBE | GE LIMITED | 3SC-RS | 2020-06-12 | 7200
ULTRASOUND PROBE | ULTRASOUND PROBE | GE LIMITED | 12L-RS | 2020-06-12 | 6000
ULTRASOUND PROBE | CURVILINEAR ULTRASOUND PROBE | GE LIMITED | C1-5-RS | 2020-06-12 | 7200 | 2021-11-30
ULTRASOUND SYSTEM | ULTRASOUND SCANNER | GE LIMITED | VENUE GO R2 | 2020-06-12 | 42000 | 2023-10-09 | 2024-10-09
CONTRAST INJECTOR | CONTRAST INJECTOR | MEDRAD | STELLANT D | 2020-11-16 | 21600 | 2024-02-09 | 2025-02-09
SCALES | SCALES - HOIST | JOERNS HEALTHCARE | OXFORD OXF-SCALE-LP | 2020-07-23 | 1195.2 | 2021-04-14 | 2024-11-15
SCALES | SCALES - HOIST | JOERNS HEALTHCARE | OXFORD OXF-SCALE-LP | 2020-07-23 | 1195.2 | 2023-11-29 | 2024-11-15
SCALES | SCALES - HOIST | JOERNS HEALTHCARE | OXFORD OXF-SCALE-LP | 2020-07-23 | 1195.2 | 2023-11-30 | 2024-11-15
SCALES | SCALES - HOIST | JOERNS HEALTHCARE | OXFORD OXF-SCALE-LP | 2020-07-23 | 1195.2 | 2023-12-05 | 2024-11-15
SCALES | SCALES - HOIST | JOERNS HEALTHCARE | OXFORD OXF-SCALE-LP | 2020-07-23 | 1195.2 | 2023-11-29 | 2024-11-15
SCALES | SCALES - HOIST | JOERNS HEALTHCARE | OXFORD OXF-SCALE-LP | 2020-07-23 | 1195.2 | 2023-11-29 | 2024-11-15
SCALES | SCALES - HOIST | JOERNS HEALTHCARE | OXFORD OXF-SCALE-LP | 2020-07-23 | 1195.2 | 2023-11-29 | 2024-11-15
SCALES | SCALES - HOIST | JOERNS HEALTHCARE | OXFORD OXF-SCALE-LP | 2020-07-23 | 1195.2 | 2023-11-29 | 2024-11-15
SCALES | SCALES - HOIST | JOERNS HEALTHCARE | OXFORD OXF-SCALE-LP | 2020-07-23 | 1195.2 | 2023-11-28 | 2024-11-15
SCALES | SCALES - HOIST | JOERNS HEALTHCARE | OXFORD OXF-SCALE-LP | 2020-07-23 | 1195.2 | 2023-11-28 | 2024-11-15
SCALES | SCALES - HOIST | JOERNS HEALTHCARE | OXFORD OXF-SCALE-LP | 2020-07-23 | 1195.2 | 2023-11-28 | 2024-11-15
SCALES | SCALES - HOIST | JOERNS HEALTHCARE | OXFORD OXF-SCALE-LP | 2020-07-23 | 1195.2 | 2021-04-14 | 2024-11-15
SCALES | SCALES - HOIST | JOERNS HEALTHCARE | OXFORD OXF-SCALE-LP | 2020-07-23 | 1195.2 | 2023-12-05 | 2024-11-15
SCALES | SCALES - HOIST | JOERNS HEALTHCARE | OXFORD OXF-SCALE-LP | 2020-07-23 | 1195.2 | 2023-12-08 | 2024-11-15
SCALES | SCALES - HOIST | JOERNS HEALTHCARE | OXFORD OXF-SCALE-LP | 2020-07-23 | 1195.2 | 2023-12-07 | 2024-11-15
SCALES | SCALES - HOIST | JOERNS HEALTHCARE | OXFORD OXF-SCALE-LP | 2020-07-23 | 1195.2 | 2023-12-04 | 2024-11-15
TILT CHAIR | TILT CHAIR - PRESSURE MANAGEMENT | CAREFLEX | SMARTSEAT | 2020-07-23 | 4220.4
COUCH | COUCH - TILT TABLE | AGA Sanitätsartikel GmbH | KT-1062/E | 2020-09-25 | 6600 | 2024-04-12 | 2025-04-12
HEMODYNAMIC MONITOR | HEMODYNAMIC MONITOR PC SYSTEM | FINAPRESS MEDICAL SYSTEMS | NOVA | 2021-08-18 | 6000 | 2024-04-12 | 2025-04-12
EXERCISE BICYCLE | STRESS ECHO BICYCLE/COUCH | GE LIMITED | E BIKE EL | 2020-08-10 | 8945.4 | 2024-08-27 | 2025-08-27
VITAL SIGNS MONITOR | VITAL SIGNS MONITOR: NIBP, NONIN SPO2, TEMP | WELCH ALLYN | 71WE CONNEX | 2020-07-22 | 1297.44 | 2023-07-31 | 2026-07-31
VITAL SIGNS MONITOR | VITAL SIGNS MONITOR: NIBP, NONIN SPO2, TEMP | WELCH ALLYN | 71WE CONNEX | 2020-07-22 | 1297.44 | 2024-07-19 | 2027-07-19
CONTINUOUS FLUID MANAGEMENT SY | HAEMOFILTRATION UNIT | FRESENIUS MEDICAL CARE | MULTIFILTRATE PRO | 2020-07-09 | 18000 | 2024-02-02 | 2025-02-02
CONTINUOUS FLUID MANAGEMENT SY | HAEMOFILTRATION UNIT | FRESENIUS MEDICAL CARE | MULTIFILTRATE PRO | 2020-07-09 | 18000 | 2024-01-24 | 2025-01-24
TILT CHAIR | TILT CHAIR | SEATING MATTERS | PHOENIX | 2020-07-10 | 1440 | 2023-09-25 | 2026-09-25
ELECTRIC BED | SMART ACUTE CARE ELECTRIC BED | LINET UK | ELEGANZA 2 | 2020-07-10 | 1609.2 | 2023-12-22
ELECTRIC BED | SMART ACUTE CARE ELECTRIC BED | LINET UK | ELEGANZA 2 | 2020-07-10 | 1609.2 | 2023-06-27 | 2024-11-01
ELECTRIC BED | SMART ACUTE CARE ELECTRIC BED | LINET UK | ELEGANZA 2 | 2020-07-10 | 1609.2 | 2023-11-13 | 2024-11-13
ELECTRIC BED | SMART ACUTE CARE ELECTRIC BED | LINET UK | ELEGANZA 2 | 2020-07-10 | 1609.2 | 2023-07-11 | 2024-07-11
ELECTRIC BED | SMART ACUTE CARE ELECTRIC BED | LINET UK | ELEGANZA 2 | 2020-07-10 | 1609.2 | 2024-06-05 | 2025-06-05
ELECTRIC BED | SMART ACUTE CARE ELECTRIC BED | LINET UK | ELEGANZA 2 | 2020-07-10 | 1609.2 | 2024-06-17 | 2025-06-17
ELECTRIC BED | SMART ACUTE CARE ELECTRIC BED | LINET UK | ELEGANZA 2 | 2020-07-10 | 1609.2 | 2024-07-26 | 2025-07-26
ELECTRIC BED | SMART ACUTE CARE ELECTRIC BED | LINET UK | ELEGANZA 2 | 2020-07-10 | 1609.2 | 2023-10-17 | 2024-10-17
ELECTRIC BED | SMART ACUTE CARE ELECTRIC BED | LINET UK | ELEGANZA 2 | 2020-07-10 | 1609.2 | 2021-11-01
ELECTRIC BED | SMART ACUTE CARE ELECTRIC BED | LINET UK | ELEGANZA 2 | 2020-07-10 | 1609.2
ELECTRIC BED | SMART ACUTE CARE ELECTRIC BED | LINET UK | ELEGANZA 2 | 2020-07-10 | 1609.2
ELECTRIC BED | SMART ACUTE CARE ELECTRIC BED | LINET UK | ELEGANZA 2 | 2020-07-10 | 1609.2 | 2023-10-03 | 2024-10-03
ELECTRIC BED | SMART ACUTE CARE ELECTRIC BED | LINET UK | ELEGANZA 2 | 2020-07-10 | 1609.2
ELECTRIC BED | SMART ACUTE CARE ELECTRIC BED | LINET UK | ELEGANZA 2 | 2020-07-10 | 1609.2 | 2023-07-11 | 2024-07-11
BATTERY CHARGER | BATTERY CHARGER | STRYKER | 7110-120-000 | 2020-06-24 | 1420.8
HEADLIGHT SYSTEM | FLYTE SURGICAL HELMET | STRYKER | FLYTE | 2020-06-24 | 1293.6
HEADLIGHT SYSTEM | FLYTE SURGICAL HELMET | STRYKER | FLYTE | 2020-06-24 | 1293.6
HEADLIGHT SYSTEM | FLYTE SURGICAL HELMET | STRYKER | FLYTE | 2020-06-24 | 1293.6
HEADLIGHT SYSTEM | FLYTE SURGICAL HELMET | STRYKER | FLYTE | 2020-06-24 | 1293.6
HEADLIGHT SYSTEM | FLYTE SURGICAL HELMET | STRYKER | FLYTE | 2020-06-24 | 1293.6
PATIENT HOIST | PATIENT HOIST - MOBILE | JOERNS HEALTHCARE | OXFORD PRESENCE | 2020-07-23 | 1731.6 | 2024-07-15 | 2025-01-15
PATIENT HOIST | PATIENT HOIST - MOBILE | JOERNS HEALTHCARE | OXFORD PRESENCE | 2020-07-23 | 1731.6 | 2024-07-15 | 2025-01-15
PATIENT HOIST | PATIENT HOIST - MOBILE | JOERNS HEALTHCARE | OXFORD PRESENCE | 2020-07-23 | 1731.6 | 2024-07-08 | 2025-01-08
PATIENT HOIST | PATIENT HOIST - MOBILE | JOERNS HEALTHCARE | OXFORD PRESENCE | 2020-07-23 | 1731.6 | 2024-07-09 | 2025-01-09
PATIENT HOIST | PATIENT HOIST - MOBILE | JOERNS HEALTHCARE | OXFORD PRESENCE | 2020-07-23 | 1731.6 | 2024-07-18 | 2025-01-18
HUMIDIFIER | HEATED RESPIRATORY HUMIDIFIER | F & P | HC150 | 2020-07-13 | 150 | 2022-05-11 | 2025-07-14
SUCTION CONTROLLER | HIGH SUCTION CONTROLLER | THERAPY EQUIPMENT | DIAMOND RANGE HIGH | 2020-06-22 | 148.2
SUCTION CONTROLLER | HIGH SUCTION CONTROLLER | THERAPY EQUIPMENT | DIAMOND RANGE HIGH | 2020-06-22 | 148.2
DOSE CALIBRATOR | DOSE CALIBRATOR | CAPINTEC | CRC-55TR | 2020-06-18 | 9240 | 2024-05-02 | 2025-05-02
INFUSION PUMP | VOLUMETRIC INFUSION PUMP | FRESENIUS KABI | AGILIA VP MC WIFI GB | 2020-06-09 | 660 | 2024-03-15 | 2027-03-15
INFUSION PUMP | VOLUMETRIC INFUSION PUMP | FRESENIUS KABI | AGILIA VP MC WIFI GB | 2020-06-09 | 660 |  | 2024-10-15
INFUSION PUMP | VOLUMETRIC INFUSION PUMP | FRESENIUS KABI | AGILIA VP MC WIFI GB | 2020-06-09 | 660 | 2024-09-25 | 2027-09-25
INFUSION PUMP | VOLUMETRIC INFUSION PUMP | FRESENIUS KABI | AGILIA VP MC WIFI GB | 2020-06-09 | 660 | 2023-02-21 07:26 | 2026-02-21
INFUSION PUMP | VOLUMETRIC INFUSION PUMP | FRESENIUS KABI | AGILIA VP MC WIFI GB | 2020-06-09 | 660 | 2024-03-07 | 2027-03-07
INFUSION PUMP | VOLUMETRIC INFUSION PUMP | FRESENIUS KABI | AGILIA VP MC WIFI GB | 2020-06-09 | 660 | 2023-06-06 | 2026-06-06
INFUSION PUMP | VOLUMETRIC INFUSION PUMP | FRESENIUS KABI | AGILIA VP MC WIFI GB | 2020-06-09 | 660 | 2023-07-03 | 2026-07-03
INFUSION PUMP | VOLUMETRIC INFUSION PUMP | FRESENIUS KABI | AGILIA VP MC WIFI GB | 2020-06-09 | 660 | 2023-10-12 | 2026-10-12
INFUSION PUMP | VOLUMETRIC INFUSION PUMP | FRESENIUS KABI | AGILIA VP MC WIFI GB | 2020-06-09 | 660 | 2023-04-26 | 2026-04-26
INFUSION PUMP | VOLUMETRIC INFUSION PUMP | FRESENIUS KABI | AGILIA VP MC WIFI GB | 2020-06-09 | 660 | 2023-10-16 | 2026-10-16
INFUSION PUMP | VOLUMETRIC INFUSION PUMP | FRESENIUS KABI | AGILIA VP MC WIFI GB | 2020-06-09 | 660 | 2023-04-19 16:39 | 2026-04-19
INFUSION PUMP | VOLUMETRIC INFUSION PUMP | FRESENIUS KABI | AGILIA VP MC WIFI GB | 2020-06-09 | 660 | 2023-04-26 | 2026-04-26
INFUSION PUMP | VOLUMETRIC INFUSION PUMP | FRESENIUS KABI | AGILIA VP MC WIFI GB | 2020-06-09 | 660 | 2024-03-15 | 2027-03-15
INFUSION PUMP | VOLUMETRIC INFUSION PUMP | FRESENIUS KABI | AGILIA VP MC WIFI GB | 2020-06-09 | 660 | 2023-08-01 | 2026-08-01
INFUSION PUMP | VOLUMETRIC INFUSION PUMP | FRESENIUS KABI | AGILIA VP MC WIFI GB | 2020-06-09 | 660 | 2023-04-12 10:27 | 2026-04-12
INFUSION PUMP | VOLUMETRIC INFUSION PUMP | FRESENIUS KABI | AGILIA VP MC WIFI GB | 2020-06-09 | 660 | 2023-05-02 | 2026-05-02
INFUSION PUMP | VOLUMETRIC INFUSION PUMP | FRESENIUS KABI | AGILIA VP MC WIFI GB | 2020-06-09 | 660 | 2024-10-07 | 2027-10-07
INFUSION PUMP | VOLUMETRIC INFUSION PUMP | FRESENIUS KABI | AGILIA VP MC WIFI GB | 2020-06-09 | 660 | 2023-02-16 16:15 | 2026-02-16
INFUSION PUMP | VOLUMETRIC INFUSION PUMP | FRESENIUS KABI | AGILIA VP MC WIFI GB | 2020-06-09 | 660 | 2023-04-24 | 2026-04-24
INFUSION PUMP | VOLUMETRIC INFUSION PUMP | FRESENIUS KABI | AGILIA VP MC WIFI GB | 2020-06-09 | 660 | 2023-04-25 | 2026-04-25
INFUSION PUMP | VOLUMETRIC INFUSION PUMP | FRESENIUS KABI | AGILIA VP MC WIFI GB | 2020-06-09 | 660 | 2023-04-28 | 2026-04-28
INFUSION PUMP | VOLUMETRIC INFUSION PUMP | FRESENIUS KABI | AGILIA VP MC WIFI GB | 2020-06-09 | 660 | 2023-07-07 | 2026-07-07
INFUSION PUMP | VOLUMETRIC INFUSION PUMP | FRESENIUS KABI | AGILIA VP MC WIFI GB | 2020-06-09 | 660 | 2023-06-12 | 2026-06-12
INFUSION PUMP | VOLUMETRIC INFUSION PUMP | FRESENIUS KABI | AGILIA VP MC WIFI GB | 2020-06-09 | 660 |  | 2024-10-15
INFUSION PUMP | VOLUMETRIC INFUSION PUMP | FRESENIUS KABI | AGILIA VP MC WIFI GB | 2020-06-09 | 660 | 2023-06-30 | 2026-06-30
INFUSION PUMP | VOLUMETRIC INFUSION PUMP | FRESENIUS KABI | AGILIA VP MC WIFI GB | 2020-06-09 | 660 | 2024-03-06 | 2027-03-06
INFUSION PUMP | VOLUMETRIC INFUSION PUMP | FRESENIUS KABI | AGILIA VP MC WIFI GB | 2020-06-09 | 660 | 2023-04-21 16:04 | 2026-04-21
INFUSION PUMP | VOLUMETRIC INFUSION PUMP | FRESENIUS KABI | AGILIA VP MC WIFI GB | 2020-06-09 | 660 | 2023-07-05 | 2026-07-05
INFUSION PUMP | VOLUMETRIC INFUSION PUMP | FRESENIUS KABI | AGILIA VP MC WIFI GB | 2020-06-09 | 660 | 2024-09-05 | 2027-09-05
INFUSION PUMP | VOLUMETRIC INFUSION PUMP | FRESENIUS KABI | AGILIA VP MC WIFI GB | 2020-06-09 | 660 | 2023-10-16 | 2026-10-16
INFUSION PUMP | VOLUMETRIC INFUSION PUMP | FRESENIUS KABI | AGILIA VP MC WIFI GB | 2020-06-09 | 660 | 2023-04-27 | 2026-04-27
INFUSION PUMP | VOLUMETRIC INFUSION PUMP | FRESENIUS KABI | AGILIA VP MC WIFI GB | 2020-06-09 | 660 | 2023-07-31 | 2026-07-31
INFUSION PUMP | VOLUMETRIC INFUSION PUMP | FRESENIUS KABI | AGILIA VP MC WIFI GB | 2020-06-09 | 660 | 2024-03-08 | 2027-03-08
INFUSION PUMP | VOLUMETRIC INFUSION PUMP | FRESENIUS KABI | AGILIA VP MC WIFI GB | 2020-06-09 | 660 | 2023-06-09 | 2026-06-09
INFUSION PUMP | VOLUMETRIC INFUSION PUMP | FRESENIUS KABI | AGILIA VP MC WIFI GB | 2020-06-09 | 660 | 2023-06-12 | 2026-06-12
INFUSION PUMP | VOLUMETRIC INFUSION PUMP | FRESENIUS KABI | AGILIA VP MC WIFI GB | 2020-06-09 | 660 | 2023-06-12 | 2026-06-12
INFUSION PUMP | VOLUMETRIC INFUSION PUMP | FRESENIUS KABI | AGILIA VP MC WIFI GB | 2020-06-09 | 660 | 2023-12-14 | 2026-12-14
INFUSION PUMP | VOLUMETRIC INFUSION PUMP | FRESENIUS KABI | AGILIA VP MC WIFI GB | 2020-06-09 | 660 | 2024-10-07 | 2027-10-07
INFUSION PUMP | VOLUMETRIC INFUSION PUMP | FRESENIUS KABI | AGILIA VP MC WIFI GB | 2020-06-09 | 660 | 2023-04-26 | 2026-04-26
INFUSION PUMP | VOLUMETRIC INFUSION PUMP | FRESENIUS KABI | AGILIA VP MC WIFI GB | 2020-06-09 | 660 |  | 2025-09-09
AUDIO DOPPLER | VASCULAR DOPPLER | EDAN INSTRUMENTS | SONOTRAX VASCULAR | 2020-07-31 | 360
TRANSILLUMINATOR | HAND HELD VEIN FINDER SYSTEM | MUTTIY | MD-2604 | 2020-07-29 | 1268.4
NEBULIZER | NEBULIZER | PHILIPS LTD | INNOSPIRE DELUXE | 2020-07-20 | 120
NEBULIZER | NEBULIZER | PHILIPS LTD | INNOSPIRE DELUXE | 2020-07-20 | 120
NEBULIZER | NEBULIZER | PHILIPS LTD | INNOSPIRE DELUXE | 2020-07-20 | 120
NEBULIZER | NEBULIZER | PHILIPS LTD | INNOSPIRE DELUXE | 2020-07-20 | 120
SUCTION CONTROLLER | HIGH SUCTION CONTROLLER | THERAPY EQUIPMENT | DIAMOND RANGE HIGH | 2020-07-17 | 81
CARDIOGRAPH | CARDIOGRAPH | MORTARA INST | ELI 280 | 2020-07-16 | 1800 | 2023-12-12 | 2024-12-12
CARDIOGRAPH | CARDIOGRAPH | MORTARA INST | ELI 280 | 2020-07-16 | 1800 | 2024-06-21 | 2025-06-21
CARDIOGRAPH | CARDIOGRAPH | MORTARA INST | ELI 280 | 2020-07-16 | 1800 | 2023-12-19 | 2024-12-19
CARDIOGRAPH | CARDIOGRAPH | MORTARA INST | ELI 280 | 2020-07-16 | 1800 | 2024-06-19 | 2025-06-19
TYMPANIC THERMOMETER | TYMPANIC THERMOMETER | COVIDIEN UK | GENIUS 3 | 2020-07-08 | 72 | 2024-07-04 | 2025-01-04
CHEST COMPRESSION SYSTEM | AUTOMATIC CPR UNIT | ZOLL MEDICAL | AUTOPULSE | 2020-07-01 | 2400 | 2024-05-03 | 2024-10-24
ULTRASOUND PROBE | ULTRASOUND PROBE | GE LIMITED | 12L-RS | 2020-08-17 | 6000
ULTRASOUND PROBE | CURVILINEAR ULTRASOUND PROBE | GE LIMITED | C1-5-RS | 2020-08-17 | 7200
ULTRASOUND PROBE | ULTRASOUND PROBE | GE LIMITED | 3SC-RS | 2020-08-17 | 7200
ULTRASOUND SYSTEM | ULTRASOUND SYSTEM | GE LIMITED | VENUE R2.5 | 2020-06-26 | 44940 | 2024-06-28 | 2026-06-26
ULTRASOUND PROBE | ULTRASOUND PROBE | GE LIMITED | 12L-RS | 2020-08-17 | 6000
ULTRASOUND PROBE | CURVILINEAR ULTRASOUND PROBE | GE LIMITED | C1-5-RS | 2020-08-17 | 7200
ULTRASOUND PROBE | ULTRASOUND PROBE | GE LIMITED | 3SC-RS | 2020-08-17 | 7200
ULTRASOUND SYSTEM | ULTRASOUND SCANNER | GE LIMITED | VENUE GO R2 | 2020-06-26 | 42000 | 2024-06-03 | 2026-06-26
ULTRASOUND PROBE | ULTRASOUND PROBE | GE LIMITED | 3SC-RS | 2020-08-17 | 7200
ULTRASOUND PROBE | CURVILINEAR ULTRASOUND PROBE | GE LIMITED | C1-5-RS | 2020-08-17 | 7200
ULTRASOUND PROBE | ULTRASOUND PROBE | GE LIMITED | 12L-RS | 2020-08-17 | 6000
ULTRASOUND SYSTEM | ULTRASOUND SCANNER | GE LIMITED | VENUE GO R2 | 2020-06-26 | 42000 | 2024-06-04 | 2026-06-26
SCALES | SCALES - CHAIR | SECA | 955 | 2020-06-23 | 678 | 2023-11-17 | 2024-11-15
SYRINGE DRIVER | SYRINGE DRIVER | FRESENIUS KABI | AGILIA SP MC WIFI | 2020-06-18 | 360 |  | 2025-09-15
SYRINGE DRIVER | SYRINGE DRIVER | FRESENIUS KABI | AGILIA SP MC WIFI | 2020-06-18 | 360 |  | 2025-09-15
SYRINGE DRIVER | SYRINGE DRIVER | FRESENIUS KABI | AGILIA SP MC WIFI | 2020-06-18 | 360 |  | 2024-12-15
SYRINGE DRIVER | SYRINGE DRIVER | FRESENIUS KABI | AGILIA SP MC WIFI | 2020-06-18 | 360 | 2023-07-04 | 2026-07-04
SYRINGE DRIVER | SYRINGE DRIVER | FRESENIUS KABI | AGILIA SP MC WIFI | 2020-06-18 | 360 | 2024-04-17 | 2027-04-17
SYRINGE DRIVER | SYRINGE DRIVER | FRESENIUS KABI | AGILIA SP MC WIFI | 2020-06-18 | 360 | 2023-06-08 | 2026-06-08
SYRINGE DRIVER | SYRINGE DRIVER | FRESENIUS KABI | AGILIA SP MC WIFI | 2020-06-18 | 360 | 2023-07-12 | 2026-07-12
SYRINGE DRIVER | SYRINGE DRIVER | FRESENIUS KABI | AGILIA SP MC WIFI | 2020-06-18 | 360 | 2023-10-27 | 2026-10-27
SYRINGE DRIVER | SYRINGE DRIVER | FRESENIUS KABI | AGILIA SP MC WIFI | 2020-06-18 | 360 |  | 2025-09-15
SYRINGE DRIVER | SYRINGE DRIVER | FRESENIUS KABI | AGILIA SP MC WIFI | 2020-06-18 | 360 | 2023-06-07 | 2026-06-07
SYRINGE DRIVER | SYRINGE DRIVER | FRESENIUS KABI | AGILIA SP MC WIFI | 2020-06-18 | 360 | 2023-07-12 | 2026-07-12
SYRINGE DRIVER | SYRINGE DRIVER | FRESENIUS KABI | AGILIA SP MC WIFI | 2020-06-18 | 360 |  | 2025-09-15
SYRINGE DRIVER | SYRINGE DRIVER | FRESENIUS KABI | AGILIA SP MC WIFI | 2020-06-18 | 360 |  | 2025-09-15
SYRINGE DRIVER | SYRINGE DRIVER | FRESENIUS KABI | AGILIA SP MC WIFI | 2020-06-18 | 360 |  | 2024-12-15
SYRINGE DRIVER | SYRINGE DRIVER | FRESENIUS KABI | AGILIA SP MC WIFI | 2020-06-18 | 360 |  | 2025-02-15
ULTRASOUND SCANNER - BLADDER | ULTRASOUND SCANNER - BLADDER | VERATHON MEDICAL INC | PRIME PLUS | 2020-06-16 | 7496.4 | 2024-08-07 | 2026-08-07
CARDIOGRAPH | CARDIOGRAPH | MORTARA INST | ELI 280 | 2020-06-11 | 1800 | 2024-06-18 | 2025-06-18
GAS REGULATOR & FLOWMETER | MICRO FLOWMETER | BPR MEDICAL | 816-0003 | 2020-07-28 | 201.96 | 2023-10-12 | 2025-10-12
GAS REGULATOR & FLOWMETER | MICRO FLOWMETER | BPR MEDICAL | 816-0003 | 2020-07-28 | 201.96 | 2022-07-06 | 2025-08-01
GAS REGULATOR & FLOWMETER | MICRO FLOWMETER | BPR MEDICAL | 816-0003 | 2020-07-28 | 201.96 | 2023-06-12 | 2025-06-12
GAS REGULATOR & FLOWMETER | MICRO FLOWMETER | BPR MEDICAL | 816-0003 | 2020-07-28 | 201.96 |  | 2025-08-01
GAS REGULATOR & FLOWMETER | MICRO FLOWMETER | BPR MEDICAL | 816-0003 | 2020-07-28 | 201.96 |  | 2025-08-01
GAS REGULATOR & FLOWMETER | MICRO FLOWMETER | BPR MEDICAL | 816-0003 | 2020-07-28 | 201.96 |  | 2025-08-01
SCALES | SCALES - BABY | SECA | 376 | 2020-08-05 | 373.5 | 2023-12-07 | 2024-11-15
TRANSDUCER | TOCO TRANSDUCER | PHILIPS LTD | M2734B | 2020-09-01 | 1053.6
TYMPANIC THERMOMETER | TYMPANIC THERMOMETER | COVIDIEN UK | GENIUS 3 | 2020-09-03 | 193.2 | 2024-06-28 | 2024-12-28
TYMPANIC THERMOMETER | TYMPANIC THERMOMETER | COVIDIEN UK | GENIUS 3 | 2020-09-03 | 193.2 | 2024-07-04 | 2025-01-04
TYMPANIC THERMOMETER | TYMPANIC THERMOMETER | COVIDIEN UK | GENIUS 3 | 2020-09-01 | 193.2 | 2024-08-19 | 2025-02-19
SMOKE EXTRACTOR | ELECTROSURGERY SMOKE EXTRACTION UNIT | CONMED | AER DEFENSE | 2020-08-03 | 1800 | 2024-04-11 | 2025-04-11
TRANSILLUMINATOR | ASTODIA DIAPHANOSCOPE | STIHLER ELECTRONIC | DIA120 | 2020-07-28 | 540
SUCTION CONTROLLER | HIGH SUCTION CONTROLLER | THERAPY EQUIPMENT | DIAMOND RANGE HIGH | 2020-07-14 | 196.368
AUDIO DOPPLER | AUDIO DOPPLER | HUNTLEIGH | D920 | 2020-07-07 | 373.968
AUDIO DOPPLER | AUDIO DOPPLER | HUNTLEIGH | D920 | 2020-07-07 | 373.968
TRANSDUCER | WIRELESS ULTRASOUND TRANSDUCER | PHILIPS LTD | 866076 | 2020-07-01 | 1272
SUCTION CONTROLLER | HIGH SUCTION CONTROLLER | THERAPY EQUIPMENT | DIAMOND RANGE HIGH | 2020-06-25 | 192
COAGULATION TIMER | HEMOSTASIS SYSTEM | HAEMONETICS | TEG 6S | 2020-06-24 | 23400
SUCTION CONTROLLER | HIGH SUCTION CONTROLLER | THERAPY EQUIPMENT | DIAMOND RANGE HIGH | 2020-06-24 | 148.2
HUMALACTOR | HUMALACTOR | MEDELA | SYMPHONY | 2020-06-23 | 2280 | 2022-11-10 11:03 | 2025-06-01
HUMALACTOR | HUMALACTOR | MEDELA | SYMPHONY | 2020-06-23 | 2280 |  | 2025-08-01
HUMALACTOR | HUMALACTOR | MEDELA | SYMPHONY | 2020-06-23 | 2280 | 2022-09-21 | 2025-06-01
HUMALACTOR | HUMALACTOR | MEDELA | SYMPHONY | 2020-06-23 | 2280 | 2022-08-01 | 2025-06-01
HUMALACTOR | HUMALACTOR | MEDELA | SYMPHONY | 2020-06-24 | 2280 | 2022-07-08 | 2025-06-01
TRANSDUCER | WIRELESS ULTRASOUND TRANSDUCER | PHILIPS LTD | 866076 | 2020-06-05 | 1110
TRANSDUCER | WIRELESS ULTRASOUND TRANSDUCER | PHILIPS LTD | 866076 | 2020-06-05 | 1110
TRANSDUCER | WIRELESS ULTRASOUND TRANSDUCER | PHILIPS LTD | 866076 | 2020-06-05 | 1110
TRANSDUCER | WIRELESS ULTRASOUND TRANSDUCER | PHILIPS LTD | 866076 | 2020-06-05 | 1110
TRANSDUCER | WIRELESS ULTRASOUND TRANSDUCER | PHILIPS LTD | 866076 | 2020-06-05 | 1110
TRANSDUCER | WIRELESS ULTRASOUND TRANSDUCER | PHILIPS LTD | 866076 | 2020-06-05 | 1110
TRANSDUCER | WIRELESS ULTRASOUND TRANSDUCER | PHILIPS LTD | 866076 | 2020-06-05 | 1110
TRANSDUCER | WIRELESS ULTRASOUND TRANSDUCER | PHILIPS LTD | 866076 | 2020-06-05 | 1110
TRANSDUCER | WIRELESS ULTRASOUND TRANSDUCER | PHILIPS LTD | 866076 | 2020-06-05 | 1110
TRANSDUCER | WIRELESS ULTRASOUND TRANSDUCER | PHILIPS LTD | 866076 | 2020-06-05 | 1110
TRANSDUCER | WIRELESS ULTRASOUND TRANSDUCER | PHILIPS LTD | 866076 | 2020-06-05 | 1110
TRANSDUCER | WIRELESS ULTRASOUND TRANSDUCER | PHILIPS LTD | 866076 | 2020-06-05 | 1110
TRANSDUCER | WIRELESS TOCO+ MP | PHILIPS LTD | 866075 | 2020-06-05 | 1350
TRANSDUCER | WIRELESS TOCO+ MP | PHILIPS LTD | 866075 | 2020-06-05 | 1350
TRANSDUCER | WIRELESS TOCO+ MP | PHILIPS LTD | 866075 | 2020-06-05 | 1350
TRANSDUCER | WIRELESS TOCO+ MP | PHILIPS LTD | 866075 | 2020-06-05 | 1350
TRANSDUCER | WIRELESS TOCO+ MP | PHILIPS LTD | 866075 | 2020-06-05 | 1350
TRANSDUCER | WIRELESS TOCO+ MP | PHILIPS LTD | 866075 | 2020-06-05 | 1350
SLIT LAMP TABLE | SLIT LAMP TABLE | HAAG STREIT | HSM 600 | 2020-07-02 | 25476 | 2024-02-02 | 2025-02-02
SLIT LAMP | SLIT LAMP | HAAG STREIT | BQ900 | 2020-07-03 | 25476 | 2023-08-25 | 2024-08-25
BLOOD PRESSURE MONITOR | DIGITAL BLOOD PRESSURE DEVICE | WELCH ALLYN | CONNEX PROBP 3400 | 2020-06-26 | 830.4 |  | 2023-06-06
LENS ANALYZER | LENS GRADER | ESSILOR LTD | CLE60 | 2020-06-24 | 2280 | 2024-03-01 | 2025-03-01
SUCTION UNIT | SUCTION UNIT | M.G.ELECTRIC | SAM12 | 2020-06-11 | 825.6 |  | 2025-07-16
OPHTHALMIC CHAIR | OPHTHALMIC CHAIR | MECCANOTTICA MAZZA | P100 | 2020-06-11 | 3271.2 | 2023-12-08 | 2024-12-08
SUCTION UNIT | SUCTION UNIT | M.G.ELECTRIC | SAM12 | 2020-06-02 | 825.6 |  | 2025-07-16
SUCTION CONTROLLER | HIGH SUCTION CONTROLLER | THERAPY EQUIPMENT | DIAMOND RANGE HIGH | 2020-06-05 | 148.2
COAGULATION TIMER | COAGULATION TIMER - HAND HELD UNIT | ROCHE LTD | COAGUCHEK PRO II | 2020-06-08 | 1179.9
SUCTION CONTROLLER | HIGH SUCTION CONTROLLER | THERAPY EQUIPMENT | DIAMOND RANGE HIGH | 2020-06-01 | 81
SUCTION CONTROLLER | HIGH SUCTION CONTROLLER | THERAPY EQUIPMENT | DIAMOND RANGE HIGH | 2020-06-01 | 81
SUCTION CONTROLLER | HIGH SUCTION CONTROLLER | THERAPY EQUIPMENT | DIAMOND RANGE HIGH | 2020-06-01 | 81
SUCTION CONTROLLER | HIGH SUCTION CONTROLLER | THERAPY EQUIPMENT | DIAMOND RANGE HIGH | 2020-06-01 | 81
SUCTION CONTROLLER | HIGH SUCTION CONTROLLER | THERAPY EQUIPMENT | DIAMOND RANGE HIGH | 2020-06-01 | 81
SUCTION CONTROLLER | HIGH SUCTION CONTROLLER | THERAPY EQUIPMENT | DIAMOND RANGE HIGH | 2020-06-01 | 81
SUCTION CONTROLLER | HIGH SUCTION CONTROLLER | THERAPY EQUIPMENT | DIAMOND RANGE HIGH | 2020-06-01 | 81
SUCTION CONTROLLER | HIGH SUCTION CONTROLLER | THERAPY EQUIPMENT | DIAMOND RANGE HIGH | 2020-06-01 | 81
SUCTION CONTROLLER | HIGH SUCTION CONTROLLER | THERAPY EQUIPMENT | DIAMOND RANGE HIGH | 2020-06-01 | 81
SUCTION CONTROLLER | HIGH SUCTION CONTROLLER | THERAPY EQUIPMENT | DIAMOND RANGE HIGH | 2020-06-01 | 81
SUCTION CONTROLLER | HIGH SUCTION CONTROLLER | THERAPY EQUIPMENT | DIAMOND RANGE HIGH | 2020-06-01 | 81
SUCTION CONTROLLER | HIGH SUCTION CONTROLLER | THERAPY EQUIPMENT | DIAMOND RANGE HIGH | 2020-06-01 | 81
SUCTION CONTROLLER | HIGH SUCTION CONTROLLER | THERAPY EQUIPMENT | DIAMOND RANGE HIGH | 2020-06-01 | 81
SUCTION CONTROLLER | HIGH SUCTION CONTROLLER | THERAPY EQUIPMENT | DIAMOND RANGE HIGH | 2020-06-01 | 81
SUCTION CONTROLLER | HIGH SUCTION CONTROLLER | THERAPY EQUIPMENT | DIAMOND RANGE HIGH | 2020-06-01 | 81
SUCTION CONTROLLER | HIGH SUCTION CONTROLLER | THERAPY EQUIPMENT | DIAMOND RANGE HIGH | 2020-06-01 | 81
SUCTION CONTROLLER | HIGH SUCTION CONTROLLER | THERAPY EQUIPMENT | DIAMOND RANGE HIGH | 2020-06-01 | 81
SUCTION CONTROLLER | HIGH SUCTION CONTROLLER | THERAPY EQUIPMENT | DIAMOND RANGE HIGH | 2020-06-01 | 81
SUCTION CONTROLLER | HIGH SUCTION CONTROLLER | THERAPY EQUIPMENT | DIAMOND RANGE HIGH | 2020-06-01 | 81
SUCTION CONTROLLER | HIGH SUCTION CONTROLLER | THERAPY EQUIPMENT | DIAMOND RANGE HIGH | 2020-06-01 | 81
SUCTION CONTROLLER | HIGH SUCTION CONTROLLER | THERAPY EQUIPMENT | DIAMOND RANGE HIGH | 2020-06-01 | 81
SUCTION CONTROLLER | HIGH SUCTION CONTROLLER | THERAPY EQUIPMENT | DIAMOND RANGE HIGH | 2020-06-01 | 81
SUCTION CONTROLLER | HIGH SUCTION CONTROLLER | THERAPY EQUIPMENT | DIAMOND RANGE HIGH | 2020-06-01 | 81
SUCTION CONTROLLER | HIGH SUCTION CONTROLLER | THERAPY EQUIPMENT | DIAMOND RANGE HIGH | 2020-06-01 | 83.4
SUCTION CONTROLLER | HIGH SUCTION CONTROLLER | THERAPY EQUIPMENT | DIAMOND RANGE HIGH | 2020-06-01 | 81
SUCTION CONTROLLER | HIGH SUCTION CONTROLLER | THERAPY EQUIPMENT | DIAMOND RANGE HIGH | 2020-06-01 | 81
SUCTION CONTROLLER | HIGH SUCTION CONTROLLER | THERAPY EQUIPMENT | DIAMOND RANGE HIGH | 2020-06-01 | 81
SUCTION CONTROLLER | HIGH SUCTION CONTROLLER | THERAPY EQUIPMENT | DIAMOND RANGE HIGH | 2020-06-01 | 81
SUCTION CONTROLLER | HIGH SUCTION CONTROLLER | THERAPY EQUIPMENT | DIAMOND RANGE HIGH | 2020-06-01 | 81
SUCTION CONTROLLER | HIGH SUCTION CONTROLLER | THERAPY EQUIPMENT | DIAMOND RANGE HIGH | 2020-06-01 | 81
SUCTION CONTROLLER | HIGH SUCTION CONTROLLER | THERAPY EQUIPMENT | DIAMOND RANGE HIGH | 2020-06-01 | 81
SUCTION CONTROLLER | HIGH SUCTION CONTROLLER | THERAPY EQUIPMENT | DIAMOND RANGE HIGH | 2020-06-01 | 81
BATTERY CHARGER | PRIME BATTERY CHARGER | VERATHON MEDICAL INC | 0400-0130 | 2020-05-29 | 300
ULTRASOUND PROBE | BLADDER SCANNER PROBE | VERATHON MEDICAL INC | 0570-0395 | 2020-05-29 | 3595.2
ULTRASOUND SCANNER - BLADDER | ULTRASOUND SCANNER - BLADDER | VERATHON MEDICAL INC | PRIME PLUS | 2020-05-29 | 7496.4 | 2024-10-01 | 2026-10-01
PORTABLE FUME CUPBOARD | FUME CABINET | MONMOUTH SCIENTIFIC LIMITED | C900 | 2020-06-26 | 10200 | 2023-04-26 | 2024-04-26
BALANCE | BALANCE | PRECISA | XB620M | 2020-06-26 | 640.8 | 2023-04-26 | 2024-04-26
PORTABLE FUME CUPBOARD | POWDER HANDLING/WEIGHING STATION | BIGNEAT LTD | BP8004/31A | 2020-06-26 | 5400 | 2023-04-26 | 2024-04-26
SUCTION UNIT | SUCTION - LAERDAL - BATTERY | LAERDAL | LSU-2 | 2020-05-29 | 816 | 2023-02-09 12:11 | 2026-02-09
SUCTION UNIT | SUCTION - LAERDAL - BATTERY | LAERDAL | LSU-2 | 2020-05-29 | 816 | 2023-04-21 09:38 | 2026-04-21
SUCTION UNIT | SUCTION - LAERDAL - BATTERY | LAERDAL | LSU-2 | 2020-05-29 | 816 |  | 2024-10-16
SUCTION UNIT | SUCTION - LAERDAL - BATTERY | LAERDAL | LSU-2 | 2020-05-29 | 816 | 2024-05-23 | 2027-05-23
EXAMINATION LAMP | EXAMINATION LAMP - LED OPERATING LIGHT | DRAEGER | POLARIS 600 | 2020-05-21 | 7269.06 | 2023-01-16 13:03 | 2024-10-15
HEADLIGHT SYSTEM | FLYTE SURGICAL HELMET | STRYKER | FLYTE | 2020-06-24 | 1293.6
HEADLIGHT SYSTEM | FLYTE SURGICAL HELMET | STRYKER | FLYTE | 2020-06-24 | 1293.6
HEADLIGHT SYSTEM | FLYTE SURGICAL HELMET | STRYKER | FLYTE | 2020-06-24 | 1293.6
VITAL SIGNS MONITOR | VITAL SIGNS MONITOR: NIBP/SPO2 | WELCH ALLYN | 74CX CONNEX | 2020-06-24 | 1800 | 2023-02-01 09:28 | 2026-09-14
CONTINUOUS FLUID MANAGEMENT SY | HAEMOFILTRATION UNIT | FRESENIUS MEDICAL CARE | MULTIFILTRATE PRO | 2020-06-17 | 18000 | 2023-10-27 | 2024-10-27
CONTINUOUS FLUID MANAGEMENT SY | HAEMOFILTRATION UNIT | FRESENIUS MEDICAL CARE | MULTIFILTRATE PRO | 2020-06-17 | 18000 | 2024-03-19 | 2025-03-19
PATIENT TROLLEY | BARIATRIC CRITICAL CARE TROLLEY | FERNO | CCT SIX-M | 2020-06-11 | 14904.684 | 2023-09-13 | 2024-09-13
LIGHT SOURCE | BATTERY POWERED LED LIGHT SOURCE | KARL STORZ | 11301D4 | 2020-06-10 | 528
PATIENT TURNER | PATIENT TURNER | ETAC AB | ETAC TURNER | 2020-06-08 | 384 |  | 2024-09-15
DOSE CALIBRATOR | DOSE CALIBRATOR | CAPINTEC | CRC-55TR | 2020-06-08 | 9240 | 2024-05-02 | 2025-05-02
SUCTION UNIT | SUCTION - LAERDAL - BATTERY | LAERDAL | LSU-2 | 2020-06-08 | 816 | 2024-05-22 | 2027-05-22
PATIENT TROLLEY | CRITICAL CARE TROLLEY | FERNO | CCT-P/BP | 2020-06-04 | 14023.248 | 2022-04-29 | 2024-05-15
PACEMAKER | EXTERNAL PACEMAKER | BIOTRONIK | REOCOR/D | 2020-05-22 | 2826
PACEMAKER | EXTERNAL PACEMAKER | BIOTRONIK | REOCOR/D | 2020-05-22 | 2826
DYNAMOMETER | HAND DYNAMOMETER | JAMAR | FS2425 | 2020-05-22 | 261.816
DYNAMOMETER | HAND DYNAMOMETER | JAMAR | FS2425 | 2020-05-22 | 261.816
DYNAMOMETER | HAND DYNAMOMETER | JAMAR | FS2425 | 2020-05-22 | 261.816
DYNAMOMETER | HAND DYNAMOMETER | JAMAR | FS2425 | 2020-05-22 | 261.816
DYNAMOMETER | HAND DYNAMOMETER | JAMAR | FS2425 | 2020-05-22 | 261.816
DYNAMOMETER | HAND DYNAMOMETER | JAMAR | FS2425 | 2020-05-22 | 261.816
DYNAMOMETER | HAND DYNAMOMETER | JAMAR | FS2425 | 2020-05-22 | 261.816
DYNAMOMETER | HAND DYNAMOMETER | JAMAR | FS2425 | 2020-05-22 | 261.816
DYNAMOMETER | HAND DYNAMOMETER | JAMAR | FS2425 | 2020-05-22 | 261.816
DYNAMOMETER | HAND DYNAMOMETER | JAMAR | FS2425 | 2020-05-22 | 261.816
SUCTION CONTROLLER | HIGH SUCTION REMOTE | THERAPY EQUIPMENT | DIAMOND RANGE HIGH (REMOTE) | 2020-09-21 | 221.352
INJECTOR SUCTION | INJECTOR SUCTION | THERAPY EQUIPMENT | ZZ | 2020-10-02 | 314.4
SUCTION CONTROLLER | HIGH SUCTION CONTROLLER | THERAPY EQUIPMENT | DIAMOND RANGE HIGH | 2020-09-15 | 81
SUCTION CONTROLLER | HIGH SUCTION CONTROLLER | THERAPY EQUIPMENT | DIAMOND RANGE HIGH | 2020-09-09 | 81
SUCTION CONTROLLER | HIGH SUCTION CONTROLLER | THERAPY EQUIPMENT | DIAMOND RANGE HIGH | 2020-10-22 | 81
SCALES | HOIST SCALE | LIKO | 350 | 2020-09-04 | 1440 | 2023-11-14 | 2024-11-15
SUCTION CONTROLLER | HIGH SUCTION CONTROLLER | THERAPY EQUIPMENT | DIAMOND RANGE HIGH | 2020-09-04 | 81
SUCTION CONTROLLER | HIGH SUCTION CONTROLLER | THERAPY EQUIPMENT | DIAMOND RANGE HIGH | 2020-09-03 | 81
MODULE HOLDER | MODULE HOLDER | PHILIPS LTD | FMX-4 | 2020-09-07 | 189.6
PATIENT MONITOR | PATIENT MONITOR | PHILIPS LTD | MX750 | 2020-09-07 | 7168.2 |  | 2025-09-15
TRANSPORT MONITOR | PATIENT MONITOR INTELLIVUE X3 (6mm NIBP Port) | PHILIPS LTD | INTELLIVUE X3 (6mm NIBP) | 2020-09-07 | 3796.536 | 2023-08-18 | 2026-09-15
MODULE HOLDER | MODULE HOLDER | PHILIPS LTD | FMX-4 | 2020-09-07 | 189.6
PATIENT MONITOR | PATIENT MONITOR | PHILIPS LTD | MX750 | 2020-09-07 | 7168.2 |  | 2025-09-15
TRANSPORT MONITOR | PATIENT MONITOR INTELLIVUE X3 (6mm NIBP Port) | PHILIPS LTD | INTELLIVUE X3 (6mm NIBP) | 2020-09-07 | 3796.536 | 2023-08-18 | 2026-09-15
MODULE HOLDER | MODULE HOLDER | PHILIPS LTD | FMX-4 | 2020-09-07 | 189.6
PATIENT MONITOR | PATIENT MONITOR | PHILIPS LTD | MX750 | 2020-09-07 | 7168.2 |  | 2025-09-15
TRANSPORT MONITOR | PATIENT MONITOR INTELLIVUE X3 (6mm NIBP Port) | PHILIPS LTD | INTELLIVUE X3 (6mm NIBP) | 2020-09-07 | 3796.536 | 2023-08-18 | 2026-09-15
MODULE HOLDER | MODULE HOLDER | PHILIPS LTD | FMX-4 | 2020-09-07 | 189.6
PATIENT MONITOR | PATIENT MONITOR | PHILIPS LTD | MX750 | 2020-09-07 | 7168.2 |  | 2025-09-15
TRANSPORT MONITOR | PATIENT MONITOR INTELLIVUE X3 (6mm NIBP Port) | PHILIPS LTD | INTELLIVUE X3 (6mm NIBP) | 2020-09-07 | 3796.536 | 2023-08-18 | 2026-09-15
MODULE HOLDER | MODULE HOLDER | PHILIPS LTD | FMX-4 | 2020-09-07 | 189.6
PATIENT MONITOR | PATIENT MONITOR | PHILIPS LTD | MX750 | 2020-09-07 | 7168.2 |  | 2025-09-15
TRANSPORT MONITOR | PATIENT MONITOR INTELLIVUE X3 (6mm NIBP Port) | PHILIPS LTD | INTELLIVUE X3 (6mm NIBP) | 2020-09-07 | 3796.536 | 2023-08-18 | 2026-09-15
DIETARY FEED PUMP | ENTERAL FEEDING PUMP | NUTRICIA | FLOCARE INFINITY | 2020-09-02 | 960
DIETARY FEED PUMP | ENTERAL FEEDING PUMP | NUTRICIA | FLOCARE INFINITY | 2020-09-02 | 960
DIETARY FEED PUMP | ENTERAL FEEDING PUMP | NUTRICIA | FLOCARE INFINITY | 2020-09-02 | 960
DIETARY FEED PUMP | ENTERAL FEEDING PUMP | NUTRICIA | FLOCARE INFINITY | 2020-09-02 | 960
DIETARY FEED PUMP | ENTERAL FEEDING PUMP | NUTRICIA | FLOCARE INFINITY | 2020-09-02 | 960
DIETARY FEED PUMP | ENTERAL FEEDING PUMP | NUTRICIA | FLOCARE INFINITY | 2020-09-02 | 960
DIETARY FEED PUMP | ENTERAL FEEDING PUMP | NUTRICIA | FLOCARE INFINITY | 2020-09-02 | 960
DIETARY FEED PUMP | ENTERAL FEEDING PUMP | NUTRICIA | FLOCARE INFINITY | 2020-09-02 | 960
DIETARY FEED PUMP | ENTERAL FEEDING PUMP | NUTRICIA | FLOCARE INFINITY | 2020-09-02 | 960
DIETARY FEED PUMP | ENTERAL FEEDING PUMP | NUTRICIA | FLOCARE INFINITY | 2020-09-02 | 960
DIETARY FEED PUMP | ENTERAL FEEDING PUMP | NUTRICIA | FLOCARE INFINITY | 2020-09-02 | 960
DIETARY FEED PUMP | ENTERAL FEEDING PUMP | NUTRICIA | FLOCARE INFINITY | 2020-09-02 | 960
DIETARY FEED PUMP | ENTERAL FEEDING PUMP | NUTRICIA | FLOCARE INFINITY | 2020-09-02 | 960
DIETARY FEED PUMP | ENTERAL FEEDING PUMP | NUTRICIA | FLOCARE INFINITY | 2020-09-02 | 960
DIETARY FEED PUMP | ENTERAL FEEDING PUMP | NUTRICIA | FLOCARE INFINITY | 2020-09-02 | 960
TRANSILLUMINATOR | HAND HELD VEIN FINDER SYSTEM | MUTTIY | MD-2604 | 2020-09-10 | 1268.4
PATIENT TROLLEY | PATIENT TROLLEY | STRYKER | ST1-X (6300-000-200) | 2020-08-26 | 2696.1 | 2024-08-21 | 2025-08-21
SUCTION CONTROLLER | HIGH SUCTION CONTROLLER | THERAPY EQUIPMENT | DIAMOND RANGE HIGH | 2020-08-17 | 81
NEBULIZER | NEBULIZER | PHILIPS LTD | INNOSPIRE DELUXE | 2020-08-17 | 126
NEBULIZER | NEBULIZER | PHILIPS LTD | INNOSPIRE DELUXE | 2020-08-17 | 126
NEBULIZER | NEBULIZER | PHILIPS LTD | INNOSPIRE DELUXE | 2020-08-17 | 126
NEBULIZER | NEBULIZER | PHILIPS LTD | INNOSPIRE DELUXE | 2020-08-17 | 126
SYRINGE DRIVER | SYRINGE DRIVER PCA | ARCOMED | SYRAMED µSP6000 CHROMA | 2020-08-06 | 1800 | 2023-08-17 | 2025-08-17
SYRINGE DRIVER | SYRINGE DRIVER PCA | ARCOMED | SYRAMED µSP6000 CHROMA | 2020-08-06 | 1800 | 2023-08-10 | 2025-08-10
SYRINGE DRIVER | SYRINGE DRIVER PCA | ARCOMED | SYRAMED µSP6000 CHROMA | 2020-08-06 | 1800 | 2023-08-10 | 2025-08-10
SYRINGE DRIVER | SYRINGE DRIVER PCA | ARCOMED | SYRAMED µSP6000 CHROMA | 2020-08-06 | 1800 | 2024-09-04 | 2025-08-10
SYRINGE DRIVER | SYRINGE DRIVER PCA | ARCOMED | SYRAMED µSP6000 CHROMA | 2020-08-06 | 1800 | 2023-07-20 | 2025-07-20
SYRINGE DRIVER | SYRINGE DRIVER PCA | ARCOMED | SYRAMED µSP6000 CHROMA | 2020-08-05 | 1800 | 2024-07-12 | 2025-08-08
SYRINGE DRIVER | SYRINGE DRIVER PCA | ARCOMED | SYRAMED µSP6000 CHROMA | 2020-08-05 | 1800 | 2024-07-11 | 2025-11-06
SYRINGE DRIVER | SYRINGE DRIVER PCA | ARCOMED | SYRAMED µSP6000 CHROMA | 2020-08-05 | 1800 | 2023-10-05 | 2025-10-05
SYRINGE DRIVER | SYRINGE DRIVER PCA | ARCOMED | SYRAMED µSP6000 CHROMA | 2020-08-05 | 1800 | 2023-08-21 | 2025-08-21
SYRINGE DRIVER | SYRINGE DRIVER PCA | ARCOMED | SYRAMED µSP6000 CHROMA | 2020-08-05 | 1800 | 2023-07-17 | 2025-07-17
SYRINGE DRIVER | SYRINGE DRIVER PCA | ARCOMED | SYRAMED µSP6000 CHROMA | 2020-08-05 | 1800 | 2023-08-07 | 2025-08-07
SYRINGE DRIVER | SYRINGE DRIVER PCA | ARCOMED | SYRAMED µSP6000 CHROMA | 2020-08-05 | 1800 | 2023-07-20 | 2025-07-20
SYRINGE DRIVER | SYRINGE DRIVER PCA | ARCOMED | SYRAMED µSP6000 CHROMA | 2020-08-05 | 1800 | 2023-05-31 | 2025-05-31
SYRINGE DRIVER | SYRINGE DRIVER PCA | ARCOMED | SYRAMED µSP6000 CHROMA | 2020-08-05 | 1800 | 2023-07-25 | 2025-07-25
INFUSION PUMP | VOLUMETRIC INFUSION PUMP | FRESENIUS KABI | AGILIA VP MC WIFI GB | 2020-08-05 | 660 | 2023-03-22 09:26 | 2026-03-22
INFUSION PUMP | VOLUMETRIC INFUSION PUMP | FRESENIUS KABI | AGILIA VP MC WIFI GB | 2020-08-05 | 660 |  | 2025-12-15
INFUSION PUMP | VOLUMETRIC INFUSION PUMP | FRESENIUS KABI | AGILIA VP MC WIFI GB | 2020-08-05 | 660 | 2023-04-13 08:43 | 2026-04-13
INFUSION PUMP | VOLUMETRIC INFUSION PUMP | FRESENIUS KABI | AGILIA VP MC WIFI GB | 2020-08-05 | 660 | 2023-03-28 09:46 | 2026-03-28
INFUSION PUMP | VOLUMETRIC INFUSION PUMP | FRESENIUS KABI | AGILIA VP MC WIFI GB | 2020-08-05 | 660 |  | 2025-12-15
INFUSION PUMP | VOLUMETRIC INFUSION PUMP | FRESENIUS KABI | AGILIA VP MC WIFI GB | 2020-08-05 | 660 |  | 2025-12-15
INFUSION PUMP | VOLUMETRIC INFUSION PUMP | FRESENIUS KABI | AGILIA VP MC WIFI GB | 2020-08-05 | 660 | 2023-03-27 10:20 | 2026-03-27
INFUSION PUMP | VOLUMETRIC INFUSION PUMP | FRESENIUS KABI | AGILIA VP MC WIFI GB | 2020-08-05 | 660 | 2023-04-13 11:38 | 2026-04-13
INFUSION PUMP | VOLUMETRIC INFUSION PUMP | FRESENIUS KABI | AGILIA VP MC WIFI GB | 2020-08-05 | 660 | 2023-04-11 08:28 | 2026-04-11
INFUSION PUMP | VOLUMETRIC INFUSION PUMP | FRESENIUS KABI | AGILIA VP MC WIFI GB | 2020-08-05 | 660 | 2023-05-11 | 2026-05-11
SUCTION CONTROLLER | HIGH SUCTION CONTROLLER | THERAPY EQUIPMENT | DIAMOND RANGE HIGH | 2020-07-28 | 81
SUCTION CONTROLLER | HIGH SUCTION CONTROLLER | THERAPY EQUIPMENT | DIAMOND RANGE HIGH | 2020-07-23 | 81
TRANSFORMER | TRANSFORMER | WELCH ALLYN | 73324 | 2020-07-06 | 66
TRANSFORMER | TRANSFORMER | WELCH ALLYN | 73324 | 2020-07-06 | 66
TRANSFORMER | TRANSFORMER | WELCH ALLYN | 73324 | 2020-07-06 | 66
INFUSION PUMP | VOLUMETRIC INFUSION PUMP | FRESENIUS KABI | AGILIA VP MC WIFI GB | 2020-06-17 | 660 | 2023-06-05 | 2026-06-05
INFUSION PUMP | VOLUMETRIC INFUSION PUMP | FRESENIUS KABI | AGILIA VP MC WIFI GB | 2020-06-17 | 660 | 2023-03-22 10:16 | 2026-03-22
INFUSION PUMP | VOLUMETRIC INFUSION PUMP | FRESENIUS KABI | AGILIA VP MC WIFI GB | 2020-06-17 | 660 | 2023-02-20 12:45 | 2026-02-20
INFUSION PUMP | VOLUMETRIC INFUSION PUMP | FRESENIUS KABI | AGILIA VP MC WIFI GB | 2020-06-17 | 660 | 2023-03-21 15:08 | 2026-03-21
INFUSION PUMP | VOLUMETRIC INFUSION PUMP | FRESENIUS KABI | AGILIA VP MC WIFI GB | 2020-06-17 | 660 | 2022-11-07 14:52 | 2025-11-07
INFUSION PUMP | VOLUMETRIC INFUSION PUMP | FRESENIUS KABI | AGILIA VP MC WIFI GB | 2020-06-17 | 660 | 2023-03-29 08:58 | 2026-03-29
INFUSION PUMP | VOLUMETRIC INFUSION PUMP | FRESENIUS KABI | AGILIA VP MC WIFI GB | 2020-06-17 | 660 | 2024-10-22 | 2027-10-22
INFUSION PUMP | VOLUMETRIC INFUSION PUMP | FRESENIUS KABI | AGILIA VP MC WIFI GB | 2020-06-17 | 660 | 2023-04-11 09:36 | 2026-04-11
INFUSION PUMP | VOLUMETRIC INFUSION PUMP | FRESENIUS KABI | AGILIA VP MC WIFI GB | 2020-06-17 | 660 | 2023-04-12 12:46 | 2026-04-12
INFUSION PUMP | VOLUMETRIC INFUSION PUMP | FRESENIUS KABI | AGILIA VP MC WIFI GB | 2020-06-17 | 660 | 2023-04-13 09:57 | 2026-04-13
SUCTION CONTROLLER | HIGH SUCTION CONTROLLER | THERAPY EQUIPMENT | DIAMOND RANGE HIGH | 2020-05-20 | 72
ULTRASOUND SCANNER - BLADDER | ULTRASOUND SCANNER - BLADDER | VERATHON MEDICAL INC | PRIME PLUS | 2020-05-11 | 7496.4 | 2024-06-19 | 2026-06-19
ULTRASOUND SCANNER - BLADDER | ULTRASOUND SCANNER - BLADDER | VERATHON MEDICAL INC | PRIME PLUS | 2020-05-11 | 7496.4 | 2024-07-12 | 2026-07-12
ULTRASOUND SCANNER | ULTRASOUND SCANNER - PORTABLE | GE LIMITED | VIVID IQ | 2020-05-07 | 0 | 2024-06-03 | 2025-06-01
CARDIOGRAPH | PAGEWRITER TC | PHILIPS LTD | TC30 | 2020-05-05 | 4800 | 2024-02-16 | 2025-05-05
PATIENT TROLLEY | PATIENT TROLLEY | STRYKER | ST1-X (6300-000-200) | 2020-05-04 | 4786.032 | 2023-07-21 | 2026-06-15
PATIENT TROLLEY | PATIENT TROLLEY | STRYKER | ST1-X (6300-000-200) | 2020-05-04 | 4786.032 | 2023-06-07 | 2026-06-15
PATIENT TROLLEY | PATIENT TROLLEY | STRYKER | ST1-X (6300-000-200) | 2020-05-04 | 5736.744 | 2023-06-09 | 2026-06-15
PATIENT TROLLEY | PATIENT TROLLEY | STRYKER | ST1-X (6300-000-200) | 2020-05-04 | 5736.744 | 2023-06-08 | 2026-06-15
PATIENT TROLLEY | PATIENT TROLLEY | STRYKER | ST1-X (6300-000-200) | 2020-05-04 | 5736.744 | 2023-06-07 | 2026-06-15
PATIENT TROLLEY | PATIENT TROLLEY | STRYKER | ST1-X (6300-000-200) | 2020-05-04 | 5736.744 | 2023-06-09 | 2026-06-15
CARDIOGRAPH | PAGEWRITER TC | PHILIPS LTD | TC30 | 2020-05-01 | 4435.2 | 2024-03-05 | 2025-04-01
CARDIOGRAPH | PAGEWRITER TC | PHILIPS LTD | TC30 | 2020-05-01 | 4435.2 | 2024-06-19 | 2025-05-15
INFUSION PUMP | VOLUMETRIC INFUSION PUMP | FRESENIUS KABI | AGILIA VP MC WIFI GB | 2020-04-30 | 660 | 2023-02-14 11:08 | 2026-02-14
INFUSION PUMP | VOLUMETRIC INFUSION PUMP | FRESENIUS KABI | AGILIA VP MC WIFI GB | 2020-04-30 | 660 | 2023-03-06 12:22 | 2026-03-06
INFUSION PUMP | VOLUMETRIC INFUSION PUMP | FRESENIUS KABI | AGILIA VP MC WIFI GB | 2020-04-30 | 660 | 2023-03-27 09:23 | 2026-03-27
INFUSION PUMP | VOLUMETRIC INFUSION PUMP | FRESENIUS KABI | AGILIA VP MC WIFI GB | 2020-04-30 | 660 | 2024-03-06 | 2027-03-06
INFUSION PUMP | VOLUMETRIC INFUSION PUMP | FRESENIUS KABI | AGILIA VP MC WIFI GB | 2020-04-30 | 660 | 2023-03-20 12:30 | 2026-03-20
INFUSION PUMP | VOLUMETRIC INFUSION PUMP | FRESENIUS KABI | AGILIA VP MC WIFI GB | 2020-04-30 | 660 | 2023-03-28 08:32 | 2026-03-28
INFUSION PUMP | VOLUMETRIC INFUSION PUMP | FRESENIUS KABI | AGILIA VP MC WIFI GB | 2020-04-30 | 660 | 2023-10-02 | 2026-10-02
INFUSION PUMP | VOLUMETRIC INFUSION PUMP | FRESENIUS KABI | AGILIA VP MC WIFI GB | 2020-04-30 | 660 | 2023-03-29 08:23 | 2026-03-29
INFUSION PUMP | VOLUMETRIC INFUSION PUMP | FRESENIUS KABI | AGILIA VP MC WIFI GB | 2020-04-30 | 660 | 2023-02-14 11:48 | 2026-02-14
INFUSION PUMP | VOLUMETRIC INFUSION PUMP | FRESENIUS KABI | AGILIA VP MC WIFI GB | 2020-04-29 | 660 | 2023-04-12 09:04 | 2026-04-12
TYMPANIC THERMOMETER | TYMPANIC THERMOMETER | COVIDIEN UK | GENIUS 3 | 2020-04-27 | 72 | 2024-08-23 | 2025-02-23
TYMPANIC THERMOMETER | TYMPANIC THERMOMETER | COVIDIEN UK | GENIUS 3 | 2020-04-27 | 72 | 2022-07-19 | 2024-12-15
TYMPANIC THERMOMETER | TYMPANIC THERMOMETER | COVIDIEN UK | GENIUS 3 | 2020-04-27 | 72 | 2024-06-17 | 2024-12-17
TYMPANIC THERMOMETER | TYMPANIC THERMOMETER | COVIDIEN UK | GENIUS 3 | 2020-04-27 | 72 | 2024-09-13 | 2025-03-13
TYMPANIC THERMOMETER | TYMPANIC THERMOMETER | COVIDIEN UK | GENIUS 3 | 2020-04-27 | 72 | 2024-07-26 | 2025-01-26
TYMPANIC THERMOMETER | TYMPANIC THERMOMETER | COVIDIEN UK | GENIUS 3 | 2020-04-27 | 72 | 2023-05-02 | 2024-12-15
TYMPANIC THERMOMETER | TYMPANIC THERMOMETER | COVIDIEN UK | GENIUS 3 | 2020-04-27 | 72 | 2024-07-19 | 2025-01-19
TYMPANIC THERMOMETER | TYMPANIC THERMOMETER | COVIDIEN UK | GENIUS 3 | 2020-04-27 | 72 | 2024-07-26 | 2025-01-26
TYMPANIC THERMOMETER | TYMPANIC THERMOMETER | COVIDIEN UK | GENIUS 3 | 2020-04-27 | 72 | 2024-09-13 | 2025-03-13
TYMPANIC THERMOMETER | TYMPANIC THERMOMETER | COVIDIEN UK | GENIUS 3 | 2020-04-27 | 72 | 2024-08-06 | 2025-02-06
BATTERY THERMOMETER | BATTERY THERMOMETER | WELCH ALLYN | SURETEMP PLUS 692 | 2020-06-17 | 0
HUMALACTOR | HUMALACTOR | MEDELA | SYMPHONY | 2020-06-19 | 2280 |  | 2025-08-01
HUMALACTOR | HUMALACTOR | MEDELA | SYMPHONY | 2020-06-23 | 2280 | 2022-06-27 | 2025-06-01
SCALES | SCALES - BABY | SECA | 384 | 2020-06-22 | 225.6 | 2023-09-01 | 2024-11-15
SPHYGMOMANOMETER | DESK SPHYGMOMANOMETER | WELCH ALLYN | 7670-16 | 2020-06-19 | 0 | 2024-08-12 | 2025-08-12
BATTERY THERMOMETER | BATTERY THERMOMETER | WELCH ALLYN | SURETEMP PLUS 692 | 2020-06-12 | 0
LARYNGOSCOPE | C-MAC X IMAGER PED. LARYNGASCOPE BLADE | KARL STORZ | 8403XSP | 2020-06-10 | 3304.8 | 2023-06-05 | 2024-06-05
LARYNGOSCOPE | C-MAC PM DIGITAL VIDEO LARYNGASCOPE | KARL STORZ | 8403XD | 2020-06-10 | 14035.2 | 2023-06-05 | 2024-06-05
TRANSDUCER | US TRANSDUCER | PHILIPS LTD | 867246 | 2020-06-05 | 924
TRANSDUCER | US TRANSDUCER | PHILIPS LTD | 867246 | 2020-06-05 | 924
CARDIOTOCOGRAPH | AVALON FM20 MONITOR | PHILIPS LTD | M2702A | 2020-06-05 | 4711.8 | 2024-06-27 | 2025-06-27
CARDIOTOCOGRAPH | AVALON FM20 MONITOR | PHILIPS LTD | M2702A | 2020-06-05 | 4711.8 | 2023-05-31 | 2025-08-01
TELEMETRY/FETAL | TELEMETRY BASE STATION | PHILIPS LTD | AVALON CL | 2020-06-05 | 5998.8
TELEMETRY/FETAL | TELEMETRY BASE STATION | PHILIPS LTD | AVALON CL | 2020-06-05 | 5998.8
TELEMETRY/FETAL | TELEMETRY BASE STATION | PHILIPS LTD | AVALON CL | 2020-06-05 | 5998.8
TELEMETRY/FETAL | TELEMETRY BASE STATION | PHILIPS LTD | AVALON CL | 2020-06-05 | 5998.8
TELEMETRY/FETAL | TELEMETRY BASE STATION | PHILIPS LTD | AVALON CL | 2020-06-05 | 5998.8
TELEMETRY/FETAL | TELEMETRY BASE STATION | PHILIPS LTD | AVALON CL | 2020-06-05 | 5998.8
CARDIOTOCOGRAPH | AVALON FM30 MONITOR | PHILIPS LTD | M2703A | 2020-06-05 | 5373.6 | 2023-05-30 | 2025-08-01
CARDIOTOCOGRAPH | AVALON FM30 MONITOR | PHILIPS LTD | M2703A | 2020-06-05 | 5373.6 | 2024-02-27 | 2025-02-27
CARDIOTOCOGRAPH | AVALON FM30 MONITOR | PHILIPS LTD | M2703A | 2020-06-05 | 5373.6 | 2023-06-05 | 2025-08-01
CARDIOTOCOGRAPH | AVALON FM30 MONITOR | PHILIPS LTD | M2703A | 2020-06-05 | 5373.6 | 2023-05-30 | 2025-08-01
CARDIOTOCOGRAPH | AVALON FM30 MONITOR | PHILIPS LTD | M2703A | 2020-06-05 | 5373.6 | 2024-06-17 | 2025-06-17
CARDIOTOCOGRAPH | AVALON FM30 MONITOR | PHILIPS LTD | M2703A | 2020-06-05 | 5373.6 | 2024-07-17 | 2025-07-17
SPHYGMOMANOMETER | SPHYGMOMANOMETER | WELCH ALLYN | DS-5501-300 | 2020-06-03 | 149.832 |  | 2024-11-01
SPHYGMOMANOMETER | SPHYGMOMANOMETER | WELCH ALLYN | DS-5501-300 | 2020-06-03 | 149.832 |  | 2024-11-01
TRANSDUCER | TOCO TRANSDUCER | PHILIPS LTD | M2734B | 2020-05-29 | 1053.6
SCALES | SCALES - STAND ON | SECA | 877 | 2020-05-28 | 240 | 2023-11-14 | 2024-11-15
SPHYGMOMANOMETER | SPHYGMOMANOMETER | WELCH ALLYN | DS-5501-300 | 2020-05-27 | 149.832 |  | 2024-11-01
AUDIO DOPPLER | AUDIO DOPPLER | HUNTLEIGH | D920 | 2020-05-21 | 373.968
SCALES | SCALES - BABY | SECA | 384 | 2020-05-20 | 216 | 2021-03-31 | 2024-11-15
SPEECH AID | SPEECH AID ELECTROLARYNX | ATOS MEDICAL UK | TRUTONE EMOTE | 2020-05-15 | 634.8
SPEECH AID | SPEECH AID ELECTROLARYNX | ATOS MEDICAL UK | TRUTONE EMOTE | 2020-05-15 | 634.8
SCALES | SCALES - BABY | SECA | 336 | 2020-05-12 | 320.652 | 2022-01-13 | 2024-11-15
SCALES | SCALES - FLUID | TERAOKA | DS-502 | 2020-05-11 | 204 | 2022-01-20 | 2024-11-15
SCALES | SCALES - FLUID | TERAOKA | DS-502 | 2020-05-11 | 204 | 2023-12-08 | 2024-11-15
SCALES | SCALES - FLUID | TERAOKA | DS-502 | 2020-05-11 | 204 | 2023-12-08 | 2024-11-15
SCALES | SCALES - FLUID | TERAOKA | DS-502 | 2020-05-11 | 204 | 2023-12-08 | 2024-11-15
SCALES | SCALES - FLUID | TERAOKA | DS-502 | 2020-05-11 | 204 | 2023-12-08 | 2024-11-15
SCALES | SCALES - FLUID | TERAOKA | DS-502 | 2020-05-11 | 204 | 2023-12-08 | 2024-11-15
SCALES | SCALES - FLUID | TERAOKA | DS-502 | 2020-05-11 | 204 | 2022-11-25 08:04 | 2024-11-15
SCALES | SCALES - FLUID | TERAOKA | DS-502 | 2020-05-11 | 204 | 2023-12-08 | 2024-11-15
SCALES | SCALES - FLUID | TERAOKA | DS-502 | 2020-05-11 | 204 | 2023-12-08 | 2024-11-15
SCALES | SCALES - FLUID | TERAOKA | DS-502 | 2020-05-11 | 204 | 2023-12-08 | 2024-11-15
SCALES | SCALES - FLUID | TERAOKA | DS-502 | 2020-05-11 | 204 | 2022-11-25 11:56 | 2024-11-15
SMOKE EXTRACTOR | ELECTROSURGERY SMOKE EXTRACTION UNIT | CONMED | AER DEFENSE | 2020-05-11 | 1800 | 2024-04-10 | 2025-04-10
REGULATOR | REGULATOR - OXYGEN - PIN INDEX | BPR MEDICAL | 819-0010 | 2020-05-05 | 128.304 |  | 2025-04-01
BATTERY THERMOMETER | BATTERY THERMOMETER | WELCH ALLYN | SURETEMP PLUS 692 | 2020-05-04 | 177.6 | 2020-05-04
SPHYGMOMANOMETER | DESK SPHYGMOMANOMETER | WELCH ALLYN | 7670-16 | 2020-04-30 | 120 | 2023-01-20 08:38 | 2024-12-01
SPHYGMOMANOMETER | DESK SPHYGMOMANOMETER | WELCH ALLYN | 7670-16 | 2020-04-30 | 120 |  | 2024-11-01
SPHYGMOMANOMETER | MOBILE SPHYGMOMANOMETER | WELCH ALLYN | 7670-03 | 2020-04-21 | 180 | 2024-08-08 | 2025-08-08
SPHYGMOMANOMETER | MOBILE SPHYGMOMANOMETER | WELCH ALLYN | 7670-03 | 2020-04-21 | 180 | 2024-08-16 | 2025-08-16
SPHYGMOMANOMETER | MOBILE SPHYGMOMANOMETER | WELCH ALLYN | 7670-03 | 2020-04-21 | 180 | 2024-08-12 | 2025-08-12
SPHYGMOMANOMETER | MOBILE SPHYGMOMANOMETER | WELCH ALLYN | 7670-03 | 2020-04-21 | 180 | 2024-08-16 | 2025-08-16
SPHYGMOMANOMETER | MOBILE SPHYGMOMANOMETER | WELCH ALLYN | 7670-03 | 2020-04-21 | 180 | 2023-09-12 | 2024-09-12
SPHYGMOMANOMETER | MOBILE SPHYGMOMANOMETER | WELCH ALLYN | 7670-03 | 2020-04-21 | 180 | 2023-09-06 | 2024-09-06
SPHYGMOMANOMETER | MOBILE SPHYGMOMANOMETER | WELCH ALLYN | 7670-03 | 2020-04-21 | 180 | 2021-04-15 | 2024-09-01
ULTRASOUND PROBE | ULTRASOUND PROBE | FUJIFILM SONOSITE | HFL38XI | 2020-04-17 | 2314.5
ULTRASOUND PROBE | ULTRASOUND PROBE | FUJIFILM SONOSITE | RC60XI | 2020-04-17 | 2314.5
ULTRASOUND SCANNER | ULTRASOUND SCANNER | FUJIFILM SONOSITE | SII | 2020-04-17 | 15600 | 2024-01-18 | 2025-01-18
BLOOD PRESSURE MONITOR | BLOOD PRESSURE MONITOR | MICROLIFE | BP A2 BASIC | 2020-04-17 | 41.94 |  | 2025-09-01
BLOOD PRESSURE MONITOR | BLOOD PRESSURE MONITOR | MICROLIFE | BP A2 BASIC | 2020-04-17 | 41.94 |  | 2025-09-01
BLOOD PRESSURE MONITOR | BLOOD PRESSURE MONITOR | MICROLIFE | BP A2 BASIC | 2020-04-17 | 41.94 |  | 2025-09-01
BLOOD PRESSURE MONITOR | BLOOD PRESSURE MONITOR | MICROLIFE | BP A2 BASIC | 2020-04-17 | 41.94 |  | 2025-09-01
BLOOD PRESSURE MONITOR | BLOOD PRESSURE MONITOR | MICROLIFE | BP A2 BASIC | 2020-04-17 | 41.94 |  | 2025-09-01
BLOOD PRESSURE MONITOR | BLOOD PRESSURE MONITOR | MICROLIFE | BP A2 BASIC | 2020-04-17 | 41.94 |  | 2025-09-01
BLOOD PRESSURE MONITOR | BLOOD PRESSURE MONITOR | MICROLIFE | BP A2 BASIC | 2020-04-17 | 41.94 |  | 2025-09-01
BLOOD PRESSURE MONITOR | BLOOD PRESSURE MONITOR | MICROLIFE | BP A2 BASIC | 2020-04-17 | 41.94 |  | 2025-09-01
BLOOD PRESSURE MONITOR | BLOOD PRESSURE MONITOR | MICROLIFE | BP A2 BASIC | 2020-04-17 | 41.94 |  | 2025-09-01
BLOOD PRESSURE MONITOR | BLOOD PRESSURE MONITOR | MICROLIFE | BP A2 BASIC | 2020-04-17 | 41.94 |  | 2025-09-01
BLOOD PRESSURE MONITOR | BLOOD PRESSURE MONITOR | MICROLIFE | BP A2 BASIC | 2020-04-17 | 41.94 |  | 2025-09-01
BLOOD PRESSURE MONITOR | BLOOD PRESSURE MONITOR | MICROLIFE | BP A2 BASIC | 2020-04-17 | 41.94 |  | 2025-09-01
BLOOD PRESSURE MONITOR | BLOOD PRESSURE MONITOR | MICROLIFE | BP A2 BASIC | 2020-04-17 | 41.94 |  | 2025-09-01
BLOOD PRESSURE MONITOR | BLOOD PRESSURE MONITOR | MICROLIFE | BP A2 BASIC | 2020-04-17 | 41.94 |  | 2025-09-01
BLOOD PRESSURE MONITOR | BLOOD PRESSURE MONITOR | MICROLIFE | BP A2 BASIC | 2020-04-17 | 41.94 |  | 2025-09-01
BLOOD PRESSURE MONITOR | BLOOD PRESSURE MONITOR | MICROLIFE | BP A2 BASIC | 2020-04-17 | 41.94 |  | 2025-09-01
BLOOD PRESSURE MONITOR | BLOOD PRESSURE MONITOR | MICROLIFE | BP A2 BASIC | 2020-04-17 | 41.94 |  | 2025-09-01
BLOOD PRESSURE MONITOR | BLOOD PRESSURE MONITOR | MICROLIFE | BP A2 BASIC | 2020-04-17 | 41.94 |  | 2025-09-01
BLOOD PRESSURE MONITOR | BLOOD PRESSURE MONITOR | MICROLIFE | BP A2 BASIC | 2020-04-17 | 41.94 |  | 2025-09-01
BLOOD PRESSURE MONITOR | BLOOD PRESSURE MONITOR | MICROLIFE | BP A2 BASIC | 2020-04-17 | 41.94 |  | 2025-09-01
BLOOD PRESSURE MONITOR | BLOOD PRESSURE MONITOR | MICROLIFE | BP A2 BASIC | 2020-04-17 | 41.94 |  | 2025-09-01
BLOOD PRESSURE MONITOR | BLOOD PRESSURE MONITOR | MICROLIFE | BP A2 BASIC | 2020-04-17 | 41.94 |  | 2025-09-01
BLOOD PRESSURE MONITOR | BLOOD PRESSURE MONITOR | MICROLIFE | BP A2 BASIC | 2020-04-17 | 41.94 |  | 2025-09-01
BLOOD PRESSURE MONITOR | BLOOD PRESSURE MONITOR | MICROLIFE | BP A2 BASIC | 2020-04-17 | 41.94 |  | 2025-09-01
BLOOD PRESSURE MONITOR | BLOOD PRESSURE MONITOR | MICROLIFE | BP A2 BASIC | 2020-04-17 | 41.94 |  | 2025-09-01
BLOOD PRESSURE MONITOR | BLOOD PRESSURE MONITOR | MICROLIFE | BP A2 BASIC | 2020-04-17 | 41.94 |  | 2025-09-01
BLOOD PRESSURE MONITOR | BLOOD PRESSURE MONITOR | MICROLIFE | BP A2 BASIC | 2020-04-17 | 41.94 |  | 2025-09-01
BLOOD PRESSURE MONITOR | BLOOD PRESSURE MONITOR | MICROLIFE | BP A2 BASIC | 2020-04-17 | 41.94 |  | 2025-09-01
BLOOD PRESSURE MONITOR | BLOOD PRESSURE MONITOR | MICROLIFE | BP A2 BASIC | 2020-04-17 | 41.94 |  | 2025-09-01
BLOOD PRESSURE MONITOR | BLOOD PRESSURE MONITOR | MICROLIFE | BP A2 BASIC | 2020-04-17 | 41.94 |  | 2025-09-01
BLOOD PRESSURE MONITOR | BLOOD PRESSURE MONITOR | MICROLIFE | BP A2 BASIC | 2020-04-17 | 41.94 |  | 2025-09-01
BLOOD PRESSURE MONITOR | BLOOD PRESSURE MONITOR | MICROLIFE | BP A2 BASIC | 2020-04-17 | 41.94 |  | 2025-09-01
BLOOD PRESSURE MONITOR | BLOOD PRESSURE MONITOR | MICROLIFE | BP A2 BASIC | 2020-04-17 | 41.94 |  | 2025-09-01
BLOOD PRESSURE MONITOR | BLOOD PRESSURE MONITOR | MICROLIFE | BP A2 BASIC | 2020-04-17 | 41.94 |  | 2025-09-01
BLOOD PRESSURE MONITOR | BLOOD PRESSURE MONITOR | MICROLIFE | BP A2 BASIC | 2020-04-17 | 41.94 |  | 2025-09-01
BLOOD PRESSURE MONITOR | BLOOD PRESSURE MONITOR | MICROLIFE | BP A2 BASIC | 2020-04-17 | 41.94 |  | 2025-09-01
BLOOD PRESSURE MONITOR | BLOOD PRESSURE MONITOR | MICROLIFE | BP A2 BASIC | 2020-04-17 | 41.94 |  | 2025-09-01
BLOOD PRESSURE MONITOR | BLOOD PRESSURE MONITOR | MICROLIFE | BP A2 BASIC | 2020-04-17 | 41.94 |  | 2025-09-01
BLOOD PRESSURE MONITOR | BLOOD PRESSURE MONITOR | MICROLIFE | BP A2 BASIC | 2020-04-17 | 41.94 |  | 2025-09-01
BLOOD PRESSURE MONITOR | BLOOD PRESSURE MONITOR | MICROLIFE | BP A2 BASIC | 2020-04-17 | 41.94 |  | 2025-09-01
BLOOD PRESSURE MONITOR | BLOOD PRESSURE MONITOR | MICROLIFE | BP A2 BASIC | 2020-04-17 | 41.94 |  | 2025-09-01
BLOOD PRESSURE MONITOR | BLOOD PRESSURE MONITOR | MICROLIFE | BP A2 BASIC | 2020-04-17 | 41.94 |  | 2025-09-01
BLOOD PRESSURE MONITOR | BLOOD PRESSURE MONITOR | MICROLIFE | BP A2 BASIC | 2020-04-17 | 41.94 |  | 2025-09-01
BLOOD PRESSURE MONITOR | BLOOD PRESSURE MONITOR | MICROLIFE | BP A2 BASIC | 2020-04-17 | 41.94 |  | 2025-09-01
BLOOD PRESSURE MONITOR | BLOOD PRESSURE MONITOR | MICROLIFE | BP A2 BASIC | 2020-04-17 | 41.94 |  | 2025-09-01
BLOOD PRESSURE MONITOR | BLOOD PRESSURE MONITOR | MICROLIFE | BP A2 BASIC | 2020-04-17 | 41.94 |  | 2025-09-01
BLOOD PRESSURE MONITOR | BLOOD PRESSURE MONITOR | MICROLIFE | BP A2 BASIC | 2020-04-17 | 41.94 |  | 2025-09-01
BLOOD PRESSURE MONITOR | BLOOD PRESSURE MONITOR | MICROLIFE | BP A2 BASIC | 2020-04-17 | 41.94 |  | 2025-09-01
BLOOD PRESSURE MONITOR | BLOOD PRESSURE MONITOR | MICROLIFE | BP A2 BASIC | 2020-04-17 | 41.94 |  | 2025-09-01
BLOOD PRESSURE MONITOR | BLOOD PRESSURE MONITOR | MICROLIFE | BP A2 BASIC | 2020-04-17 | 41.94 |  | 2025-09-01
BLOOD PRESSURE MONITOR | BLOOD PRESSURE MONITOR | MICROLIFE | BP A2 BASIC | 2020-04-17 | 41.94 |  | 2025-09-01
BLOOD PRESSURE MONITOR | BLOOD PRESSURE MONITOR | MICROLIFE | BP A2 BASIC | 2020-04-17 | 41.94 |  | 2025-09-01
BLOOD PRESSURE MONITOR | BLOOD PRESSURE MONITOR | MICROLIFE | BP A2 BASIC | 2020-04-17 | 41.94 |  | 2025-09-01
BLOOD PRESSURE MONITOR | BLOOD PRESSURE MONITOR | MICROLIFE | BP A2 BASIC | 2020-04-17 | 41.94 |  | 2025-09-01
BLOOD PRESSURE MONITOR | BLOOD PRESSURE MONITOR | MICROLIFE | BP A2 BASIC | 2020-04-17 | 41.94 |  | 2025-09-01
BLOOD PRESSURE MONITOR | BLOOD PRESSURE MONITOR | MICROLIFE | BP A2 BASIC | 2020-04-17 | 41.94 |  | 2025-09-01
BLOOD PRESSURE MONITOR | BLOOD PRESSURE MONITOR | MICROLIFE | BP A2 BASIC | 2020-04-17 | 41.94 |  | 2025-09-01
BLOOD PRESSURE MONITOR | BLOOD PRESSURE MONITOR | MICROLIFE | BP A2 BASIC | 2020-04-17 | 41.94 |  | 2025-09-01
BLOOD PRESSURE MONITOR | BLOOD PRESSURE MONITOR | MICROLIFE | BP A2 BASIC | 2020-04-17 | 41.94 |  | 2025-09-01
BLOOD PRESSURE MONITOR | BLOOD PRESSURE MONITOR | MICROLIFE | BP A2 BASIC | 2020-04-17 | 41.94 |  | 2025-09-01
BLOOD PRESSURE MONITOR | BLOOD PRESSURE MONITOR | MICROLIFE | BP A2 BASIC | 2020-04-17 | 41.94 |  | 2025-09-01
BLOOD PRESSURE MONITOR | BLOOD PRESSURE MONITOR | MICROLIFE | BP A2 BASIC | 2020-04-17 | 41.94 |  | 2025-09-01
BLOOD PRESSURE MONITOR | BLOOD PRESSURE MONITOR | MICROLIFE | BP A2 BASIC | 2020-04-17 | 41.94 |  | 2025-09-01
BLOOD PRESSURE MONITOR | BLOOD PRESSURE MONITOR | MICROLIFE | BP A2 BASIC | 2020-04-17 | 41.94 |  | 2025-09-01
BLOOD PRESSURE MONITOR | BLOOD PRESSURE MONITOR | MICROLIFE | BP A2 BASIC | 2020-04-17 | 41.94 |  | 2025-09-01
BLOOD PRESSURE MONITOR | BLOOD PRESSURE MONITOR | MICROLIFE | BP A2 BASIC | 2020-04-17 | 41.94 |  | 2025-09-01
BLOOD PRESSURE MONITOR | BLOOD PRESSURE MONITOR | MICROLIFE | BP A2 BASIC | 2020-04-17 | 41.94 |  | 2025-09-01
BLOOD PRESSURE MONITOR | BLOOD PRESSURE MONITOR | MICROLIFE | BP A2 BASIC | 2020-04-17 | 41.94 |  | 2025-09-01
BLOOD PRESSURE MONITOR | BLOOD PRESSURE MONITOR | MICROLIFE | BP A2 BASIC | 2020-04-17 | 41.94 |  | 2025-09-01
BLOOD PRESSURE MONITOR | BLOOD PRESSURE MONITOR | MICROLIFE | BP A2 BASIC | 2020-04-17 | 41.94 |  | 2025-09-01
BLOOD PRESSURE MONITOR | BLOOD PRESSURE MONITOR | MICROLIFE | BP A2 BASIC | 2020-04-17 | 41.94 |  | 2025-09-01
BLOOD PRESSURE MONITOR | BLOOD PRESSURE MONITOR | MICROLIFE | BP A2 BASIC | 2020-04-17 | 41.94 |  | 2025-09-01
BLOOD PRESSURE MONITOR | BLOOD PRESSURE MONITOR | MICROLIFE | BP A2 BASIC | 2020-04-17 | 41.94 |  | 2025-09-01
BLOOD PRESSURE MONITOR | BLOOD PRESSURE MONITOR | MICROLIFE | BP A2 BASIC | 2020-04-17 | 41.94 |  | 2025-09-01
BLOOD PRESSURE MONITOR | BLOOD PRESSURE MONITOR | MICROLIFE | BP A2 BASIC | 2020-04-17 | 41.94 |  | 2025-09-01
BLOOD PRESSURE MONITOR | BLOOD PRESSURE MONITOR | MICROLIFE | BP A2 BASIC | 2020-04-17 | 41.94 |  | 2025-09-01
BLOOD PRESSURE MONITOR | BLOOD PRESSURE MONITOR | MICROLIFE | BP A2 BASIC | 2020-04-17 | 41.94 |  | 2025-09-01
BLOOD PRESSURE MONITOR | BLOOD PRESSURE MONITOR | MICROLIFE | BP A2 BASIC | 2020-04-17 | 41.94 |  | 2025-09-01
BLOOD PRESSURE MONITOR | BLOOD PRESSURE MONITOR | MICROLIFE | BP A2 BASIC | 2020-04-17 | 41.94 |  | 2025-09-01
BLOOD PRESSURE MONITOR | BLOOD PRESSURE MONITOR | MICROLIFE | BP A2 BASIC | 2020-04-17 | 41.94 |  | 2025-09-01
BLOOD PRESSURE MONITOR | BLOOD PRESSURE MONITOR | MICROLIFE | BP A2 BASIC | 2020-04-17 | 41.94 |  | 2025-09-01
BLOOD PRESSURE MONITOR | BLOOD PRESSURE MONITOR | MICROLIFE | BP A2 BASIC | 2020-04-17 | 41.94 |  | 2025-09-01
BLOOD PRESSURE MONITOR | BLOOD PRESSURE MONITOR | MICROLIFE | BP A2 BASIC | 2020-04-17 | 41.94 |  | 2025-09-01
BLOOD PRESSURE MONITOR | BLOOD PRESSURE MONITOR | MICROLIFE | BP A2 BASIC | 2020-04-17 | 41.94 |  | 2025-09-01
BLOOD PRESSURE MONITOR | BLOOD PRESSURE MONITOR | MICROLIFE | BP A2 BASIC | 2020-04-17 | 41.94 |  | 2025-09-01
BLOOD PRESSURE MONITOR | BLOOD PRESSURE MONITOR | MICROLIFE | BP A2 BASIC | 2020-04-17 | 41.94 |  | 2025-09-01
BLOOD PRESSURE MONITOR | BLOOD PRESSURE MONITOR | MICROLIFE | BP A2 BASIC | 2020-04-17 | 41.94 |  | 2025-09-01
BLOOD PRESSURE MONITOR | BLOOD PRESSURE MONITOR | MICROLIFE | BP A2 BASIC | 2020-04-17 | 41.94 |  | 2025-09-01
BLOOD PRESSURE MONITOR | BLOOD PRESSURE MONITOR | MICROLIFE | BP A2 BASIC | 2020-04-17 | 41.94 |  | 2025-09-01
BLOOD PRESSURE MONITOR | BLOOD PRESSURE MONITOR | MICROLIFE | BP A2 BASIC | 2020-04-17 | 41.94 |  | 2025-09-01
BLOOD PRESSURE MONITOR | BLOOD PRESSURE MONITOR | MICROLIFE | BP A2 BASIC | 2020-04-17 | 41.94 |  | 2025-09-01
BLOOD PRESSURE MONITOR | BLOOD PRESSURE MONITOR | MICROLIFE | BP A2 BASIC | 2020-04-17 | 41.94 |  | 2025-09-01
BLOOD PRESSURE MONITOR | BLOOD PRESSURE MONITOR | MICROLIFE | BP A2 BASIC | 2020-04-17 | 41.94 |  | 2025-09-01
BLOOD PRESSURE MONITOR | BLOOD PRESSURE MONITOR | MICROLIFE | BP A2 BASIC | 2020-04-17 | 41.94 |  | 2025-09-01
BLOOD PRESSURE MONITOR | BLOOD PRESSURE MONITOR | MICROLIFE | BP A2 BASIC | 2020-04-17 | 41.94 |  | 2025-09-01
BLOOD PRESSURE MONITOR | BLOOD PRESSURE MONITOR | MICROLIFE | BP A2 BASIC | 2020-04-17 | 41.94 |  | 2025-09-01
BLOOD PRESSURE MONITOR | BLOOD PRESSURE MONITOR | MICROLIFE | BP A2 BASIC | 2020-04-17 | 41.94 |  | 2025-09-01
BLOOD PRESSURE MONITOR | BLOOD PRESSURE MONITOR | MICROLIFE | BP A2 BASIC | 2020-04-17 | 41.94 |  | 2025-09-01
BLOOD PRESSURE MONITOR | BLOOD PRESSURE MONITOR | MICROLIFE | BP A2 BASIC | 2020-04-17 | 41.94 |  | 2025-09-01
BLOOD PRESSURE MONITOR | BLOOD PRESSURE MONITOR | MICROLIFE | BP A2 BASIC | 2020-04-17 | 41.94 |  | 2025-09-01
BLOOD PRESSURE MONITOR | BLOOD PRESSURE MONITOR | MICROLIFE | BP A2 BASIC | 2020-04-17 | 41.94 |  | 2025-09-01
BLOOD PRESSURE MONITOR | BLOOD PRESSURE MONITOR | MICROLIFE | BP A2 BASIC | 2020-04-17 | 41.94 |  | 2025-09-01
BLOOD PRESSURE MONITOR | BLOOD PRESSURE MONITOR | MICROLIFE | BP A2 BASIC | 2020-04-17 | 41.94 |  | 2025-09-01
BLOOD PRESSURE MONITOR | BLOOD PRESSURE MONITOR | MICROLIFE | BP A2 BASIC | 2020-04-17 | 41.94 |  | 2025-09-01
BLOOD PRESSURE MONITOR | BLOOD PRESSURE MONITOR | MICROLIFE | BP A2 BASIC | 2020-04-17 | 41.94 |  | 2025-09-01
BLOOD PRESSURE MONITOR | BLOOD PRESSURE MONITOR | MICROLIFE | BP A2 BASIC | 2020-04-17 | 41.94 |  | 2025-09-01
BLOOD PRESSURE MONITOR | BLOOD PRESSURE MONITOR | MICROLIFE | BP A2 BASIC | 2020-04-17 | 41.94 |  | 2025-09-01
BLOOD PRESSURE MONITOR | BLOOD PRESSURE MONITOR | MICROLIFE | BP A2 BASIC | 2020-04-17 | 41.94 |  | 2025-09-01
BLOOD PRESSURE MONITOR | BLOOD PRESSURE MONITOR | MICROLIFE | BP A2 BASIC | 2020-04-17 | 41.94 |  | 2025-09-01
BLOOD PRESSURE MONITOR | BLOOD PRESSURE MONITOR | MICROLIFE | BP A2 BASIC | 2020-04-17 | 41.94 |  | 2025-09-01
BLOOD PRESSURE MONITOR | BLOOD PRESSURE MONITOR | MICROLIFE | BP A2 BASIC | 2020-04-17 | 41.94 |  | 2025-09-01
BLOOD PRESSURE MONITOR | BLOOD PRESSURE MONITOR | MICROLIFE | BP A2 BASIC | 2020-04-17 | 41.94 |  | 2025-09-01
BLOOD PRESSURE MONITOR | BLOOD PRESSURE MONITOR | MICROLIFE | BP A2 BASIC | 2020-04-17 | 41.94 |  | 2025-09-01
BLOOD PRESSURE MONITOR | BLOOD PRESSURE MONITOR | MICROLIFE | BP A2 BASIC | 2020-04-17 | 41.94 |  | 2025-09-01
BLOOD PRESSURE MONITOR | BLOOD PRESSURE MONITOR | MICROLIFE | BP A2 BASIC | 2020-04-17 | 41.94 |  | 2025-09-01
BLOOD PRESSURE MONITOR | BLOOD PRESSURE MONITOR | MICROLIFE | BP A2 BASIC | 2020-04-17 | 41.94 |  | 2025-09-01
BLOOD PRESSURE MONITOR | BLOOD PRESSURE MONITOR | MICROLIFE | BP A2 BASIC | 2020-04-17 | 41.94 |  | 2025-09-01
BLOOD PRESSURE MONITOR | BLOOD PRESSURE MONITOR | MICROLIFE | BP A2 BASIC | 2020-04-17 | 41.94 |  | 2025-09-01
BLOOD PRESSURE MONITOR | BLOOD PRESSURE MONITOR | MICROLIFE | BP A2 BASIC | 2020-04-17 | 41.94 |  | 2025-09-01
BLOOD PRESSURE MONITOR | BLOOD PRESSURE MONITOR | MICROLIFE | BP A2 BASIC | 2020-04-17 | 41.94 |  | 2025-09-01
BLOOD PRESSURE MONITOR | BLOOD PRESSURE MONITOR | MICROLIFE | BP A2 BASIC | 2020-04-17 | 41.94 |  | 2025-09-01
BLOOD PRESSURE MONITOR | BLOOD PRESSURE MONITOR | MICROLIFE | BP A2 BASIC | 2020-04-17 | 41.94 |  | 2025-09-01
BLOOD PRESSURE MONITOR | BLOOD PRESSURE MONITOR | MICROLIFE | BP A2 BASIC | 2020-04-17 | 41.94 |  | 2025-09-01
BLOOD PRESSURE MONITOR | BLOOD PRESSURE MONITOR | MICROLIFE | BP A2 BASIC | 2020-04-17 | 41.94 |  | 2025-09-01
BLOOD PRESSURE MONITOR | BLOOD PRESSURE MONITOR | MICROLIFE | BP A2 BASIC | 2020-04-17 | 41.94 |  | 2025-09-01
BLOOD PRESSURE MONITOR | BLOOD PRESSURE MONITOR | MICROLIFE | BP A2 BASIC | 2020-04-17 | 41.94 |  | 2025-09-01
BLOOD PRESSURE MONITOR | BLOOD PRESSURE MONITOR | MICROLIFE | BP A2 BASIC | 2020-04-17 | 41.94 |  | 2025-09-01
BLOOD PRESSURE MONITOR | BLOOD PRESSURE MONITOR | MICROLIFE | BP A2 BASIC | 2020-04-16 | 41.94 |  | 2025-09-01
SUCTION UNIT | SUCTION - LAERDAL - BATTERY | LAERDAL | LSU-2 | 2020-05-11 | 816 |  | 2026-05-04
PATIENT HOIST | PATIENT HOIST - MOBILE | JOERNS HEALTHCARE | OXFORD PRESENCE | 2020-05-18 | 1731.6 | 2024-07-11 | 2025-01-24
PATIENT HOIST | PATIENT HOIST - MOBILE | JOERNS HEALTHCARE | OXFORD PRESENCE | 2020-05-18 | 1731.6 | 2024-07-24 | 2025-01-24
PATIENT HOIST | PATIENT HOIST - MOBILE | JOERNS HEALTHCARE | OXFORD PRESENCE | 2020-05-18 | 1731.6 | 2024-07-09 | 2025-01-09
PATIENT HOIST | PATIENT HOIST - MOBILE | JOERNS HEALTHCARE | OXFORD PRESENCE | 2020-05-18 | 1731.6 | 2024-07-09 | 2025-01-09
PATIENT HOIST | PATIENT HOIST - MOBILE | JOERNS HEALTHCARE | OXFORD PRESENCE | 2020-05-18 | 1731.6 | 2024-07-16 | 2025-01-16
PATIENT HOIST | PATIENT HOIST - MOBILE | JOERNS HEALTHCARE | OXFORD PRESENCE | 2020-05-18 | 1731.6 | 2024-07-15 | 2025-01-15
PATIENT HOIST | PATIENT HOIST - MOBILE | JOERNS HEALTHCARE | OXFORD PRESENCE | 2020-05-18 | 1731.6 | 2024-10-18 | 2025-04-18
ULTRASOUND PROBE | BLADDER SCANNER PROBE | VERATHON MEDICAL INC | 0570-0395 | 2020-05-07 | 1200
ULTRASOUND SCANNER - BLADDER | ULTRASOUND SCANNER - BLADDER | VERATHON MEDICAL INC | PRIME PLUS | 2020-05-07 | 7496.4 | 2024-07-22 | 2026-07-22
ULTRASOUND PROBE | BLADDER SCANNER PROBE | VERATHON MEDICAL INC | 0570-0395 | 2020-05-07 | 1200
ULTRASOUND SCANNER - BLADDER | ULTRASOUND SCANNER - BLADDER | VERATHON MEDICAL INC | PRIME PLUS | 2020-05-07 | 7496.4 | 2024-06-17 | 2026-06-17
ULTRASOUND PROBE | BLADDER SCANNER PROBE | VERATHON MEDICAL INC | 0570-0395 | 2020-05-07 | 1200
ULTRASOUND SCANNER - BLADDER | ULTRASOUND SCANNER - BLADDER | VERATHON MEDICAL INC | PRIME PLUS | 2020-05-07 | 7496.4 | 2024-05-23 | 2026-05-23
ULTRASOUND PROBE | BLADDER SCANNER PROBE | VERATHON MEDICAL INC | 0570-0395 | 2020-05-07 | 1200
ULTRASOUND SCANNER - BLADDER | ULTRASOUND SCANNER - BLADDER | VERATHON MEDICAL INC | PRIME PLUS | 2020-05-07 | 7496.4 | 2024-07-04 | 2026-07-04
ULTRASOUND PROBE | BLADDER SCANNER PROBE | VERATHON MEDICAL INC | 0570-0395 | 2020-05-07 | 1200
ULTRASOUND SCANNER - BLADDER | ULTRASOUND SCANNER - BLADDER | VERATHON MEDICAL INC | PRIME PLUS | 2020-05-07 | 7496.4 | 2024-07-12 | 2026-07-12
ULTRASOUND PROBE | BLADDER SCANNER PROBE | VERATHON MEDICAL INC | 0570-0395 | 2020-05-07 | 1200
ULTRASOUND SCANNER - BLADDER | ULTRASOUND SCANNER - BLADDER | VERATHON MEDICAL INC | PRIME PLUS | 2020-05-07 | 7496.4 | 2024-07-04 | 2026-07-04
ULTRASOUND PROBE | BLADDER SCANNER PROBE | VERATHON MEDICAL INC | 0570-0395 | 2020-05-07 | 1200
ULTRASOUND SCANNER - BLADDER | ULTRASOUND SCANNER - BLADDER | VERATHON MEDICAL INC | PRIME PLUS | 2020-05-07 | 7496.4 | 2024-06-19 | 2025-04-15
TCPCO2 MONITOR | TCPCO2 MONITOR - SENTEC DIGITAL MONITORING SYSTEM | SENTEC MEDICAL LTD | SDMS | 2020-05-07 | 6000 | 2023-04-04 14:59
TCPCO2 MONITOR | TCPCO2 MONITOR - SENTEC DIGITAL MONITORING SYSTEM | SENTEC MEDICAL LTD | SDMS | 2020-05-07 | 6000
TCPCO2 MONITOR | TCPCO2 MONITOR - SENTEC DIGITAL MONITORING SYSTEM | SENTEC MEDICAL LTD | SDMS | 2020-05-07 | 6000
TCPCO2 MONITOR | TCPCO2 MONITOR - SENTEC DIGITAL MONITORING SYSTEM | SENTEC MEDICAL LTD | SDMS | 2020-05-07 | 6000
TCPCO2 MONITOR | TCPCO2 MONITOR - SENTEC DIGITAL MONITORING SYSTEM | SENTEC MEDICAL LTD | SDMS | 2020-05-07 | 6000
TCPCO2 MONITOR | TCPCO2 MONITOR - SENTEC DIGITAL MONITORING SYSTEM | SENTEC MEDICAL LTD | SDMS | 2020-05-07 | 6000
TCPCO2 MONITOR | TCPCO2 MONITOR - SENTEC DIGITAL MONITORING SYSTEM | SENTEC MEDICAL LTD | SDMS | 2020-05-07 | 6000
ULTRASOUND SCANNER - BLADDER | ULTRASOUND SCANNER - BLADDER | VERATHON MEDICAL INC | PRIME PLUS | 2020-05-07 | 7496.4 | 2024-07-05 | 2026-07-05
ULTRASOUND PROBE | BLADDER SCANNER PROBE | VERATHON MEDICAL INC | 0570-0395 | 2020-05-07 | 1200
ULTRASOUND SCANNER - BLADDER | ULTRASOUND SCANNER - BLADDER | VERATHON MEDICAL INC | PRIME PLUS | 2020-05-07 | 8358 | 2024-07-01 | 2026-07-01
ULTRASOUND PROBE | BLADDER SCANNER PROBE | VERATHON MEDICAL INC | 0570-0395 | 2020-05-07 | 1200
ULTRASOUND SCANNER - BLADDER | ULTRASOUND SCANNER - BLADDER | VERATHON MEDICAL INC | PRIME PLUS | 2020-05-07 | 8358 | 2024-07-01 | 2026-07-01
ULTRASOUND PROBE | BLADDER SCANNER PROBE | VERATHON MEDICAL INC | 0570-0395 | 2020-05-07 | 1200
ULTRASOUND SCANNER - BLADDER | ULTRASOUND SCANNER - BLADDER | VERATHON MEDICAL INC | PRIME PLUS | 2020-05-07 | 8358 | 2024-07-01 | 2026-07-01
ULTRASOUND PROBE | BLADDER SCANNER PROBE | VERATHON MEDICAL INC | 0570-0395 | 2020-05-07 | 1200
ULTRASOUND SCANNER - BLADDER | ULTRASOUND SCANNER - BLADDER | VERATHON MEDICAL INC | PRIME PLUS | 2020-05-07 | 8358 | 2024-07-01 | 2026-07-01
ULTRASOUND PROBE | BLADDER SCANNER PROBE | VERATHON MEDICAL INC | 0570-0395 | 2020-05-07 | 1200
ULTRASOUND SCANNER - BLADDER | ULTRASOUND SCANNER - BLADDER | VERATHON MEDICAL INC | PRIME PLUS | 2020-05-07 | 6763.2 | 2024-06-28 | 2026-06-28
ULTRASOUND PROBE | BLADDER SCANNER PROBE | VERATHON MEDICAL INC | 0570-0395 | 2020-05-07 | 1200
ULTRASOUND SCANNER - BLADDER | ULTRASOUND SCANNER - BLADDER | VERATHON MEDICAL INC | PRIME PLUS | 2020-05-07 | 7496.4 | 2024-07-01 | 2026-07-01
ULTRASOUND PROBE | BLADDER SCANNER PROBE | VERATHON MEDICAL INC | 0570-0395 | 2020-05-07 | 1200
ULTRASOUND SCANNER - BLADDER | ULTRASOUND SCANNER - BLADDER | VERATHON MEDICAL INC | PRIME PLUS | 2020-05-07 | 7496.4 | 2022-06-06 | 2024-05-04
ULTRASOUND PROBE | BLADDER SCANNER PROBE | VERATHON MEDICAL INC | 0570-0395 | 2020-05-07 | 1200
ULTRASOUND SCANNER - BLADDER | ULTRASOUND SCANNER - BLADDER | VERATHON MEDICAL INC | PRIME PLUS | 2020-05-07 | 7496.4 | 2024-07-04 | 2026-07-04
ULTRASOUND PROBE | BLADDER SCANNER PROBE | VERATHON MEDICAL INC | 0570-0395 | 2020-05-07 | 1200
ULTRASOUND SCANNER - BLADDER | ULTRASOUND SCANNER - BLADDER | VERATHON MEDICAL INC | PRIME PLUS | 2020-05-07 | 7496.4 | 2024-07-01 | 2026-07-01
ULTRASOUND PROBE | BLADDER SCANNER PROBE | VERATHON MEDICAL INC | 0570-0395 | 2020-05-07 | 1200
ULTRASOUND SCANNER - BLADDER | ULTRASOUND SCANNER - BLADDER | VERATHON MEDICAL INC | PRIME PLUS | 2020-05-07 | 7496.4 | 2024-07-01 | 2026-07-01
TILT CHAIR | TILT CHAIR - PRESSURE MANAGEMENT | CAREFLEX | HYDROFLEX | 2020-05-26 | 3600
TILT CHAIR | TILT CHAIR - PRESSURE MANAGEMENT | CAREFLEX | HYDROFLEX | 2020-05-26 | 3600
TILT CHAIR | TILT CHAIR - PRESSURE MANAGEMENT | CAREFLEX | HYDROFLEX | 2020-05-26 | 3600
TILT CHAIR | TILT CHAIR - PRESSURE MANAGEMENT | CAREFLEX | HYDROFLEX | 2020-05-26 | 3600
TILT CHAIR | TILT CHAIR - PRESSURE MANAGEMENT | CAREFLEX | HYDROFLEX | 2020-05-26 | 3600
TILT CHAIR | TILT CHAIR - PRESSURE MANAGEMENT | CAREFLEX | HYDROFLEX | 2020-05-26 | 3600
TILT CHAIR | TILT CHAIR - PRESSURE MANAGEMENT | CAREFLEX | HYDROFLEX | 2020-05-26 | 3600
TILT CHAIR | TILT CHAIR - PRESSURE MANAGEMENT | CAREFLEX | HYDROFLEX | 2020-05-26 | 3600
TILT CHAIR | TILT CHAIR - PRESSURE MANAGEMENT | CAREFLEX | HYDROFLEX | 2020-05-26 | 3600
VITAL SIGNS MONITOR | VITAL SIGNS MONITOR: NIBP, SPO2, TEMP | WELCH ALLYN | 75CE CONNEX | 2020-05-12 | 2152.8 | 2023-12-14 | 2026-12-14
VITAL SIGNS MONITOR | VITAL SIGNS MONITOR: NIBP, SPO2, TEMP | WELCH ALLYN | 75CE CONNEX | 2020-05-12 | 2152.8 | 2023-04-24 | 2026-04-24
VITAL SIGNS MONITOR | VITAL SIGNS MONITOR: NIBP, SPO2, TEMP | WELCH ALLYN | 75CE CONNEX | 2020-05-12 | 2152.8 | 2023-03-14 15:15 | 2026-05-15
VITAL SIGNS MONITOR | VITAL SIGNS MONITOR: NIBP, SPO2, TEMP | WELCH ALLYN | 75CE CONNEX | 2020-05-12 | 2152.8 | 2023-04-24 | 2026-04-24
VITAL SIGNS MONITOR | VITAL SIGNS MONITOR: NIBP, SPO2, TEMP | WELCH ALLYN | 75CE CONNEX | 2020-05-12 | 2152.8 | 2023-04-24 | 2026-04-24
VITAL SIGNS MONITOR | VITAL SIGNS MONITOR: NIBP, SPO2, TEMP | WELCH ALLYN | 75CE CONNEX | 2020-05-12 | 2152.8 | 2023-04-25 | 2026-04-25
VITAL SIGNS MONITOR | VITAL SIGNS MONITOR: NIBP, SPO2, TEMP | WELCH ALLYN | 75CE CONNEX | 2020-05-12 | 2152.8 | 2023-04-25 | 2026-04-25
VITAL SIGNS MONITOR | VITAL SIGNS MONITOR: NIBP, SPO2, TEMP | WELCH ALLYN | 75CE CONNEX | 2020-05-12 | 2152.8 |  | 2024-04-15
VITAL SIGNS MONITOR | VITAL SIGNS MONITOR: NIBP, SPO2, TEMP | WELCH ALLYN | 75CE CONNEX | 2020-05-12 | 2152.8 | 2024-08-21 | 2027-08-21
VITAL SIGNS MONITOR | VITAL SIGNS MONITOR: NIBP, SPO2, TEMP | WELCH ALLYN | 75CE CONNEX | 2020-05-12 | 2152.8 |  | 2025-06-15
VITAL SIGNS MONITOR | VITAL SIGNS MONITOR: NIBP, SPO2, TEMP | WELCH ALLYN | 75CE CONNEX | 2020-05-12 | 2152.8 | 2023-04-06 13:27 | 2026-04-06
VITAL SIGNS MONITOR | VITAL SIGNS MONITOR: NIBP, SPO2, TEMP | WELCH ALLYN | 75CE CONNEX | 2020-05-12 | 2152.8 | 2023-05-02 | 2026-05-02
VITAL SIGNS MONITOR | VITAL SIGNS MONITOR: NIBP, SPO2, TEMP | WELCH ALLYN | 75CE CONNEX | 2020-05-12 | 2152.8 | 2023-02-13 13:38 | 2026-04-15
VITAL SIGNS MONITOR | VITAL SIGNS MONITOR: NIBP, SPO2, TEMP | WELCH ALLYN | 75CE CONNEX | 2020-05-12 | 2152.8 | 2024-03-19 | 2027-03-19
VITAL SIGNS MONITOR | VITAL SIGNS MONITOR: NIBP, SPO2, TEMP | WELCH ALLYN | 75CE CONNEX | 2020-05-12 | 2152.8 | 2023-04-06 12:34 | 2026-04-06
NEBULIZER | NEBULIZER | PHILIPS LTD | INNOSPIRE DELUXE | 2020-05-19 | 126
NEBULIZER | NEBULIZER | PHILIPS LTD | INNOSPIRE DELUXE | 2020-05-19 | 126
BLENDER | AIR, O2, CO2 MIXER | SECHRIST | 3500/3500HL | 2020-05-05 | 3600 | 2023-12-11 | 2024-09-10
HUMIDIFIER | HUMIDIFIER AND FLOW GENERATOR | F & P | AIRVO 2 | 2020-05-04 | 2970 | 2024-03-14 | 2025-04-15
HUMIDIFIER | HUMIDIFIER AND FLOW GENERATOR | F & P | AIRVO 2 | 2020-05-04 | 2970 | 2024-03-14 | 2025-04-15
VENTILATOR | VENTILATOR | BREAS MEDICAL | NIPPY CLEARWAY | 2020-04-29 | 5400 | 2022-11-01 13:46 | 2024-11-15
VENTILATOR | VENTILATOR | BREAS MEDICAL | NIPPY CLEARWAY | 2020-04-29 | 5400 | 2024-01-12 | 2025-01-15
VENTILATOR | VENTILATOR | BREAS MEDICAL | NIPPY CLEARWAY | 2020-04-29 | 5400 | 2024-04-11 | 2025-04-15
VENTILATOR | VENTILATOR | BREAS MEDICAL | NIPPY CLEARWAY | 2020-04-29 | 5400 | 2023-11-06 | 2024-11-15
VENTILATOR | VENTILATOR | BREAS MEDICAL | NIPPY CLEARWAY | 2020-04-29 | 5400 | 2023-07-10 | 2025-07-06
VENTILATOR | VENTILATOR | BREAS MEDICAL | NIPPY CLEARWAY | 2020-04-29 | 5400 | 2022-02-14 | 2025-02-15
VENTILATOR | VENTILATOR | BREAS MEDICAL | NIPPY CLEARWAY | 2020-04-29 | 5400 | 2024-01-29 | 2025-02-01
BATTERY CHARGER | PRIME BATTERY CHARGER | VERATHON MEDICAL INC | 0400-0130 | 2020-05-07 | 300
BATTERY CHARGER | PRIME BATTERY CHARGER | VERATHON MEDICAL INC | 0400-0130 | 2020-05-07 | 300
BATTERY CHARGER | PRIME BATTERY CHARGER | VERATHON MEDICAL INC | 0400-0130 | 2020-05-07 | 300 | 2023-05-27 | 2024-05-27
BATTERY CHARGER | PRIME BATTERY CHARGER | VERATHON MEDICAL INC | 0400-0130 | 2020-05-07 | 300
BATTERY CHARGER | PRIME BATTERY CHARGER | VERATHON MEDICAL INC | 0400-0130 | 2020-05-07 | 300
BATTERY CHARGER | PRIME BATTERY CHARGER | VERATHON MEDICAL INC | 0400-0130 | 2020-05-07 | 300
BATTERY CHARGER | PRIME BATTERY CHARGER | VERATHON MEDICAL INC | 0400-0130 | 2020-05-07 | 300
BATTERY CHARGER | PRIME BATTERY CHARGER | VERATHON MEDICAL INC | 0400-0130 | 2020-05-07 | 300
BATTERY CHARGER | PRIME BATTERY CHARGER | VERATHON MEDICAL INC | 0400-0130 | 2020-05-07 | 300
BATTERY CHARGER | PRIME BATTERY CHARGER | VERATHON MEDICAL INC | 0400-0130 | 2020-05-07 | 300
BATTERY CHARGER | PRIME BATTERY CHARGER | VERATHON MEDICAL INC | 0400-0130 | 2020-05-07 | 300
BATTERY CHARGER | PRIME BATTERY CHARGER | VERATHON MEDICAL INC | 0400-0130 | 2020-05-07 | 300
BATTERY CHARGER | PRIME BATTERY CHARGER | VERATHON MEDICAL INC | 0400-0130 | 2020-05-07 | 300
BATTERY CHARGER | PRIME BATTERY CHARGER | VERATHON MEDICAL INC | 0400-0130 | 2020-05-07 | 300
BATTERY CHARGER | PRIME BATTERY CHARGER | VERATHON MEDICAL INC | 0400-0130 | 2020-05-07 | 300
BATTERY CHARGER | PRIME BATTERY CHARGER | VERATHON MEDICAL INC | 0400-0130 | 2020-05-07 | 300
BATTERY CHARGER | PRIME BATTERY CHARGER | VERATHON MEDICAL INC | 0400-0130 | 2020-05-07 | 300
HEADLIGHT SYSTEM | FLYTE SURGICAL HELMET | STRYKER | FLYTE | 2020-04-24 | 600
HEADLIGHT SYSTEM | FLYTE SURGICAL HELMET | STRYKER | FLYTE | 2020-04-24 | 600
HEADLIGHT SYSTEM | FLYTE SURGICAL HELMET | STRYKER | FLYTE | 2020-04-24 | 600
HEADLIGHT SYSTEM | FLYTE SURGICAL HELMET | STRYKER | FLYTE | 2020-04-24 | 600
HEADLIGHT SYSTEM | FLYTE SURGICAL HELMET | STRYKER | FLYTE | 2020-04-24 | 600
HEADLIGHT SYSTEM | FLYTE SURGICAL HELMET | STRYKER | FLYTE | 2020-04-24 | 600
SUCTION CONTROLLER | HIGH SUCTION CONTROLLER | THERAPY EQUIPMENT | DIAMOND RANGE HIGH | 2020-05-19 | 96
ULTRASOUND PROBE | BLADDER SCANNER PROBE | VERATHON MEDICAL INC | 0570-0395 | 2020-05-07 | 1200
SCALES | SCALES - CHAIR BARIATRIC | MARSDEN | M-200 | 2020-04-24 | 600 | 2023-11-29 | 2024-11-15
CHARGER | AC/DC CHARGER - OXYLOG 3000 | DRAEGER | OXYLOG AC/DC | 2020-05-01 | 182.976
PATIENT HOIST | PATIENT HOIST - MOBILE | JOERNS HEALTHCARE | OXFORD PRESENCE | 2020-05-18 | 1731.6 | 2024-07-11 | 2025-01-11
PATIENT HOIST | PATIENT HOIST - MOBILE | JOERNS HEALTHCARE | OXFORD PRESENCE | 2020-05-18 | 1731.6 | 2024-07-24 | 2025-01-24
PATIENT HOIST | PATIENT HOIST - MOBILE | JOERNS HEALTHCARE | OXFORD PRESENCE | 2020-05-18 | 1731.6 | 2023-07-19 | 2024-01-19
PATIENT HOIST | PATIENT HOIST - MOBILE | JOERNS HEALTHCARE | OXFORD PRESENCE | 2020-05-18 | 1731.6 | 2024-07-08 | 2025-01-08
BATTERY CHARGER | BATTERY CHARGER | STRYKER | 7110-120-000 | 2020-04-24 | 3000
WHEELCHAIR | MANUAL WHEELCHAIR | DAYS HEALTHCARE | DAYS HEALTHCARE | 2020-07-16 | 678
WHEELCHAIR | SEATING SYSTEM | LECKEY | SQUIGGLES | 2020-08-04 | 0
DUPLEX ACTIVE SCAVENGING SYS | DUPLEX ACTIVE SCAVENGING SYSTEM | MILLENNIUM MEDICAL | GSD 1040/3/24 | 2020-06-24 | 0 | 2024-08-14 | 2024-11-15
SIMPLEX ACTIVE SCAVENGING SYS | ANAESTHETIC GAS SCAVENGING UNIT | MILLENIUM | SIMPLEX | 2020-06-24 | 0 | 2024-09-17 | 2024-12-20
SIMPLEX ACTIVE SCAVENGING SYS | ANAESTHETIC GAS SCAVENGING UNIT | MILLENIUM | SIMPLEX | 2020-06-24 | 0 | 2024-09-17 | 2024-12-20
WHEELCHAIR | WHEELCHAIR | TENDERCARE | SNUG SEAT BUGGY | 2020-04-23 | 120
WHEELCHAIR | WHEELCHAIR | SUNRISE MEDICAL LTD | EASY LIFE T | 2020-04-23 | 120
WHEELCHAIR | WHEELCHAIR | INVACARE LTD | ACTION 2 NG | 2020-04-22 | 120
SUCTION UNIT | SUCTION - LAERDAL - BATTERY | LAERDAL | LSU-2 | 2020-04-21 | 816 |  | 2023-04-21
SUCTION UNIT | SUCTION - LAERDAL - BATTERY | LAERDAL | LSU-2 | 2020-04-21 | 816 | 2023-06-09 | 2026-04-21
NEBULIZER | NEBULIZER | PHILIPS LTD | INNOSPIRE DELUXE | 2020-04-17 | 74.88
NEBULIZER | NEBULIZER | PHILIPS LTD | INNOSPIRE DELUXE | 2020-04-17 | 74.88
NEBULIZER | NEBULIZER | PHILIPS LTD | INNOSPIRE DELUXE | 2020-04-17 | 74.88
NEBULIZER | NEBULIZER | PHILIPS LTD | INNOSPIRE DELUXE | 2020-04-17 | 74.88
NEBULIZER | NEBULIZER | PHILIPS LTD | INNOSPIRE DELUXE | 2020-04-17 | 74.88
NEBULIZER | NEBULIZER | PHILIPS LTD | INNOSPIRE DELUXE | 2020-04-17 | 74.88
NEBULIZER | NEBULIZER | PHILIPS LTD | INNOSPIRE DELUXE | 2020-04-17 | 74.88
VIDEO CAMERA | VIDEO CAMERA | SOMNOMEDICS GMBH | VID101 | 2020-04-20 | 2400
VENTILATOR | VENTILATOR | BREAS MEDICAL | NIPPY CLEARWAY | 2020-04-16 | 5400 | 2024-06-04 | 2025-06-04
VENTILATOR | VENTILATOR | BREAS MEDICAL | NIPPY CLEARWAY | 2020-04-16 | 5400 | 2022-05-25 | 2025-04-15
VENTILATOR | VENTILATOR | BREAS MEDICAL | NIPPY CLEARWAY | 2020-04-16 | 5400 | 2024-03-08 | 2025-04-15
VENTILATOR | VENTILATOR | BREAS MEDICAL | NIPPY CLEARWAY | 2020-04-16 | 5400 | 2023-11-28 | 2024-11-11
VENTILATOR | VENTILATOR | BREAS MEDICAL | NIPPY CLEARWAY | 2020-04-16 | 5400 | 2024-04-11 | 2025-04-01
VENTILATOR | VENTILATOR | BREAS MEDICAL | NIPPY CLEARWAY | 2020-04-16 | 5400 | 2024-03-07 | 2025-04-15
VENTILATOR | VENTILATOR | BREAS MEDICAL | NIPPY CLEARWAY | 2020-04-16 | 5400 | 2023-01-23 12:09 | 2025-01-15
INCUBATOR | COOLED INCUBATOR | LMS | 80 | 2020-05-15 | 1672.26 | 2024-03-27 | 2025-03-27
TYMPANIC THERMOMETER | TYMPANIC THERMOMETER CONNEX MONITOR | WELCH ALLYN | PRO 6000 CONNEX | 2021-06-15 | 214.8
NERVE STIMULATOR | NERVE STIMULATOR | LABORIE MEDICAL TECHNOLOGIES | URGENT PC STIMULATOR | 2021-06-22 | 184.8
NERVE STIMULATOR | NERVE STIMULATOR | LABORIE MEDICAL TECHNOLOGIES | URGENT PC STIMULATOR | 2021-06-22 | 184.8
NERVE STIMULATOR | NERVE STIMULATOR | LABORIE MEDICAL TECHNOLOGIES | URGENT PC STIMULATOR | 2021-06-22 | 184.8
NERVE STIMULATOR | NERVE STIMULATOR | LABORIE MEDICAL TECHNOLOGIES | URGENT PC STIMULATOR | 2021-06-22 | 184.8
SUCTION CONTROLLER | LOW SUCTION REMOTE | THERAPY EQUIPMENT | DIAMOND RANGE LOW (REMOTE) | 2021-05-04 | 181.44
SUCTION CONTROLLER | LOW SUCTION REMOTE | THERAPY EQUIPMENT | DIAMOND RANGE LOW (REMOTE) | 2021-05-04 | 181.44
SUCTION CONTROLLER | LOW SUCTION REMOTE | THERAPY EQUIPMENT | DIAMOND RANGE LOW (REMOTE) | 2021-05-04 | 181.44
SUCTION CONTROLLER | LOW SUCTION REMOTE | THERAPY EQUIPMENT | DIAMOND RANGE LOW (REMOTE) | 2021-05-04 | 181.44
SUCTION CONTROLLER | LOW SUCTION REMOTE | THERAPY EQUIPMENT | DIAMOND RANGE LOW (REMOTE) | 2021-05-04 | 181.44
SUCTION CONTROLLER | LOW SUCTION REMOTE | THERAPY EQUIPMENT | DIAMOND RANGE LOW (REMOTE) | 2021-05-04 | 181.44
CONTINUOUS FLUID MANAGEMENT SY | HAEMOFILTRATION UNIT | FRESENIUS MEDICAL CARE | MULTIFILTRATE PRO | 2020-06-04 | 18000 | 2024-03-22 | 2025-03-22
VENTILATOR | VENTILATOR | DRAEGER | EVITA V800 | 2020-07-30 | 25200 | 2024-10-09 | 2025-09-01
COUCH | DAY SURGERY TROLLEY | ANETIC AID | QA3 | 2020-04-16 | 3594 |  | 2024-12-15
COUCH | DAY SURGERY TROLLEY | ANETIC AID | QA3 | 2020-04-16 | 3594 | 2023-04-17 13:16 | 2026-04-17
COUCH | DAY SURGERY TROLLEY | ANETIC AID | QA3 | 2020-04-16 | 3594 |  | 2024-12-15
COUCH | DAY SURGERY TROLLEY | ANETIC AID | QA3 | 2020-04-16 | 3594 | 2023-04-17 11:12 | 2026-04-17
COUCH | DAY SURGERY TROLLEY | ANETIC AID | QA3 | 2020-04-16 | 3594 | 2023-04-12 15:35 | 2026-04-12
COUCH | DAY SURGERY TROLLEY | ANETIC AID | QA3 | 2020-04-16 | 3594 | 2023-04-17 11:09 | 2026-04-17
COUCH | DAY SURGERY TROLLEY | ANETIC AID | QA3 | 2020-04-16 | 3594 | 2023-05-02 | 2026-05-02
COUCH | DAY SURGERY TROLLEY | ANETIC AID | QA3 | 2020-04-16 | 3594 |  | 2024-12-15
COUCH | DAY SURGERY TROLLEY | ANETIC AID | QA3 | 2020-04-16 | 3594 | 2023-08-04 | 2026-08-04
COUCH | DAY SURGERY TROLLEY | ANETIC AID | QA3 | 2020-04-16 | 3594 | 2023-04-17 13:19 | 2026-04-17
SUCTION CONTROLLER | HIGH SUCTION CONTROLLER | THERAPY EQUIPMENT | DIAMOND RANGE HIGH | 2020-04-14 | 148.2
SUCTION CONTROLLER | HIGH SUCTION CONTROLLER | THERAPY EQUIPMENT | DIAMOND RANGE HIGH | 2020-05-05 | 96
SUCTION CONTROLLER | HIGH SUCTION CONTROLLER | THERAPY EQUIPMENT | DIAMOND RANGE HIGH | 2020-05-05 | 96
SUCTION CONTROLLER | HIGH SUCTION CONTROLLER | THERAPY EQUIPMENT | DIAMOND RANGE HIGH | 2020-04-23 | 148.2
SUCTION CONTROLLER | HIGH SUCTION CONTROLLER | THERAPY EQUIPMENT | DIAMOND RANGE HIGH | 2020-04-22 | 148.2
SUCTION CONTROLLER | HIGH SUCTION CONTROLLER | THERAPY EQUIPMENT | DIAMOND RANGE HIGH | 2020-04-14 | 96
SUCTION CONTROLLER | HIGH SUCTION REMOTE | THERAPY EQUIPMENT | DIAMOND RANGE HIGH (REMOTE) | 2020-04-22 | 159.9
RESP GAS MONITOR | CARBON MONOXIDE MONITOR | BEDFONT SCIENTIFIC | PICO SIMPLE | 2020-04-03 | 300
RESP GAS MONITOR | CARBON MONOXIDE MONITOR | BEDFONT SCIENTIFIC | PICO SIMPLE | 2020-04-03 | 300
SUCTION CONTROLLER | HIGH SUCTION CONTROLLER | THERAPY EQUIPMENT | DIAMOND RANGE HIGH | 2020-04-02 | 72
THERMAL PRINTER | THERMAL PRINTER I-STAT ALINITY | ABBOTT LABS | PR-500 | 2020-04-01 | 600
DOCKING STATION | DOCKING STATION - I-STAT ALINITY | ABBOTT LABS | BST-500 | 2020-04-01 | 1200
BLOOD GAS ANALYSER | BLOOD GAS ANALYSER - I-STAT ALINITY | ABBOTT LABS | I-STAT ALINITY AN-500 | 2020-04-01 | 7800 | 2024-05-31 | 2025-01-15
THERMAL PRINTER | THERMAL PRINTER I-STAT ALINITY | ABBOTT LABS | PR-500 | 2020-04-01 | 600
DOCKING STATION | DOCKING STATION - I-STAT ALINITY | ABBOTT LABS | BST-500 | 2020-04-01 | 1200
BLOOD GAS ANALYSER | BLOOD GAS ANALYSER - I-STAT ALINITY | ABBOTT LABS | I-STAT ALINITY AN-500 | 2020-04-01 | 7800 | 2024-07-18 | 2025-01-15
DOCKING STATION | DOCKING STATION - I-STAT ALINITY | ABBOTT LABS | BST-500 | 2020-04-01 | 1200
THERMAL PRINTER | THERMAL PRINTER I-STAT ALINITY | ABBOTT LABS | PR-500 | 2020-04-01 | 600
DOCKING STATION | DOCKING STATION - I-STAT ALINITY | ABBOTT LABS | BST-500 | 2020-04-01 | 1200
BLOOD GAS ANALYSER | BLOOD GAS ANALYSER - I-STAT ALINITY | ABBOTT LABS | I-STAT ALINITY AN-500 | 2020-04-01 | 7800 | 2024-07-12 | 2025-01-15
VAPORIZERS | VAPORIZER - ISOFLURANE | DRAEGER | VAPOR 3000 ISO | 2020-04-02 | 2400 | 2024-07-11 | 2025-07-24
VAPORIZERS | VAPORIZER - ISOFLURANE | DRAEGER | VAPOR 3000 ISO | 2020-04-02 | 2400 | 2024-07-11 | 2025-07-24
VAPORIZERS | VAPORIZER - ISOFLURANE | DRAEGER | VAPOR 3000 ISO | 2020-04-02 | 2400 | 2024-07-11 | 2025-07-24
VAPORIZERS | VAPORIZER - ISOFLURANE | DRAEGER | VAPOR 3000 ISO | 2020-04-02 | 2400 | 2024-07-11 | 2025-07-24
VAPORIZERS | VAPORIZER - ISOFLURANE | DRAEGER | VAPOR 3000 ISO | 2020-04-02 | 2400 | 2024-07-11 | 2025-07-24
VAPORIZERS | VAPORIZER - ISOFLURANE | DRAEGER | VAPOR 3000 ISO | 2020-04-02 | 2400 | 2024-07-11 | 2025-07-24
VAPORIZERS | VAPORIZER - ISOFLURANE | DRAEGER | VAPOR 3000 ISO | 2020-04-02 | 2400 | 2024-07-11 | 2025-07-24
VAPORIZERS | VAPORIZER - DESFLURANE | DRAEGER | D-VAPOR | 2020-04-02 | 2400 | 2023-07-24
VAPORIZERS | VAPORIZER - DESFLURANE | DRAEGER | D-VAPOR | 2020-04-02 | 2400 | 2023-07-24
VAPORIZERS | VAPORIZER - DESFLURANE | DRAEGER | D-VAPOR | 2020-04-02 | 2400 | 2023-07-24
VAPORIZERS | VAPORIZER - DESFLURANE | DRAEGER | D-VAPOR | 2020-04-02 | 2400 | 2023-07-24
C.P.M. MACHINE | LEG EXERCISER - C.P.M. MACHINE | KINETEC | SPECTRA ESSENTIALS | 2020-04-03 | 4244.4 | 2023-03-28 10:01 | 2026-04-15
SYRINGE DRIVER | SYRINGE DRIVER | FRESENIUS KABI | AGILIA SP MC WIFI | 2020-04-02 | 360 | 2022-10-31 15:54 | 2025-10-31
SYRINGE DRIVER | SYRINGE DRIVER | FRESENIUS KABI | AGILIA SP MC WIFI | 2020-04-01 | 360 | 2022-11-01 08:44 | 2025-11-01
SYRINGE DRIVER | SYRINGE DRIVER | FRESENIUS KABI | AGILIA SP MC WIFI | 2020-04-01 | 360 | 2022-10-31 15:54 | 2025-10-31
SYRINGE DRIVER | SYRINGE DRIVER | FRESENIUS KABI | AGILIA SP MC WIFI | 2020-04-01 | 360 | 2022-11-01 09:32 | 2025-11-01
SYRINGE DRIVER | SYRINGE DRIVER | FRESENIUS KABI | AGILIA SP MC WIFI | 2020-04-01 | 360 | 2022-11-01 10:03 | 2025-11-01
SYRINGE DRIVER | SYRINGE DRIVER | FRESENIUS KABI | AGILIA SP MC WIFI | 2020-04-01 | 360 | 2022-10-31 14:12 | 2025-10-31
SYRINGE DRIVER | SYRINGE DRIVER | FRESENIUS KABI | AGILIA SP MC WIFI | 2020-04-01 | 360 | 2023-02-13 08:53 | 2026-02-13
SYRINGE DRIVER | SYRINGE DRIVER | FRESENIUS KABI | AGILIA SP MC WIFI | 2020-04-01 | 360 | 2022-11-01 10:25 | 2025-11-01
SYRINGE DRIVER | SYRINGE DRIVER | FRESENIUS KABI | AGILIA SP MC WIFI | 2020-04-01 | 360 | 2022-11-01 08:11 | 2025-11-01
SYRINGE DRIVER | SYRINGE DRIVER | FRESENIUS KABI | AGILIA SP MC WIFI | 2020-04-01 | 360 | 2022-10-31 12:54 | 2025-10-31
PATIENT MONITOR | PATIENT MONITOR | PHILIPS LTD | MX550 | 2020-04-06 | 4626 | 2023-10-17 | 2026-10-15
PATIENT MONITOR | PATIENT MONITOR | PHILIPS LTD | MX550 | 2020-04-06 | 4626 | 2023-10-17 | 2026-10-15
MODULE HOLDER | MODULE HOLDER | PHILIPS LTD | FMX-4 | 2020-04-08 | 189.6
MODULE HOLDER | MODULE HOLDER | PHILIPS LTD | FMX-4 | 2020-04-08 | 189.6
MODULE HOLDER | MODULE HOLDER | PHILIPS LTD | FMX-4 | 2020-04-08 | 189.6
PATIENT MONITOR | PATIENT MONITOR | PHILIPS LTD | MX550 | 2020-04-06 | 4626 | 2023-10-17 | 2026-10-15
PATIENT MONITOR | PATIENT MONITOR | PHILIPS LTD | MX550 | 2020-04-06 | 4626 | 2023-10-16 | 2026-10-15
MODULE HOLDER | MODULE HOLDER | PHILIPS LTD | FMX-4 | 2020-04-08 | 189.6
PATIENT MONITOR | PATIENT MONITOR | PHILIPS LTD | MX750 | 2020-04-08 | 4911.6 |  | 2025-02-12
PATIENT MONITOR | PATIENT MONITOR | PHILIPS LTD | MX750 | 2020-04-08 | 4911.6 |  | 2025-02-12
PATIENT MONITOR | PATIENT MONITOR | PHILIPS LTD | MX750 | 2020-04-08 | 4911.6 |  | 2025-02-12
PATIENT MONITOR | PATIENT MONITOR | PHILIPS LTD | MX750 | 2020-04-08 | 4911.6 |  | 2025-02-12
PATIENT MONITOR | PATIENT MONITOR | PHILIPS LTD | MX750 | 2020-04-08 | 4911.6 |  | 2025-02-12
MODULE HOLDER | MODULE HOLDER | PHILIPS LTD | FMX-4 | 2020-04-08 | 189.6
PATIENT MONITOR | PATIENT MONITOR INTELLIVUE | PHILIPS LTD | MX450 | 2020-04-06 | 3737.16 | 2023-10-17 | 2026-10-15
PATIENT MONITOR | PATIENT MONITOR INTELLIVUE | PHILIPS LTD | MX450 | 2020-04-06 | 3737.16 | 2023-10-16 | 2026-10-15
PATIENT MONITOR | PATIENT MONITOR INTELLIVUE | PHILIPS LTD | MX450 | 2020-04-06 | 3737.16 | 2023-10-19 | 2026-10-15
PATIENT MONITOR | PATIENT MONITOR INTELLIVUE | PHILIPS LTD | MX450 | 2020-04-06 | 3737.16 | 2023-10-17 | 2026-10-15
PATIENT MONITOR | PATIENT MONITOR INTELLIVUE | PHILIPS LTD | MX450 | 2020-04-06 | 3737.16 | 2023-10-19 | 2026-10-15
PATIENT MONITOR | PATIENT MONITOR INTELLIVUE | PHILIPS LTD | MX450 | 2020-04-06 | 3737.16 | 2023-10-31 | 2026-10-15
PATIENT MONITOR | PATIENT MONITOR INTELLIVUE | PHILIPS LTD | MX450 | 2020-04-06 | 3737.16 | 2023-10-16 | 2026-10-15
PATIENT MONITOR | PATIENT MONITOR INTELLIVUE | PHILIPS LTD | MX450 | 2020-04-06 | 3737.16 | 2023-10-19 | 2026-10-15
PATIENT MONITOR | PATIENT MONITOR INTELLIVUE | PHILIPS LTD | MX450 | 2020-04-06 | 3737.16 | 2023-10-18 | 2026-10-15
PATIENT MONITOR | PATIENT MONITOR INTELLIVUE | PHILIPS LTD | MX450 | 2020-04-06 | 3737.16 | 2023-10-19 | 2026-10-15
PATIENT MONITOR | PATIENT MONITOR INTELLIVUE | PHILIPS LTD | MX450 | 2020-04-06 | 3737.16 | 2023-08-21 | 2026-08-21
PATIENT MONITOR | PATIENT MONITOR INTELLIVUE | PHILIPS LTD | MX450 | 2020-04-06 | 3737.16 | 2023-10-17 | 2026-10-15
PATIENT MONITOR | PATIENT MONITOR INTELLIVUE | PHILIPS LTD | MX450 | 2020-04-06 | 3737.16 | 2023-10-18 | 2026-10-15
PATIENT MONITOR | PATIENT MONITOR INTELLIVUE | PHILIPS LTD | MX450 | 2020-04-06 | 3737.16 | 2024-09-27 | 2027-09-27
PATIENT MONITOR | PATIENT MONITOR INTELLIVUE | PHILIPS LTD | MX450 | 2020-04-06 | 3737.16 | 2023-10-26 | 2026-10-15
CO2 MODULE | CO2 MODULE + PRESS & TEMP | PHILIPS LTD | 867041 B06 | 2020-04-07 | 1917.6 | 2024-08-21 | 2025-08-21
CO2 MODULE | CO2 MODULE + PRESS & TEMP | PHILIPS LTD | 867041 B06 | 2020-04-07 | 1917.6 | 2024-10-15 | 2025-10-15
CO2 MODULE | CO2 MODULE + PRESS & TEMP | PHILIPS LTD | 867041 B06 | 2020-04-07 | 1917.6 | 2024-08-21 | 2025-08-21
CO2 MODULE | CO2 MODULE + PRESS & TEMP | PHILIPS LTD | 867041 B06 | 2020-04-07 | 1917.6 | 2024-01-17 | 2025-01-17
CO2 MODULE | CO2 MODULE + PRESS & TEMP | PHILIPS LTD | 867041 B06 | 2020-04-07 | 1917.6 | 2024-03-12 | 2025-03-12
CO2 MODULE | CO2 MODULE + PRESS & TEMP | PHILIPS LTD | 867041 B06 | 2020-04-07 | 1917.6 | 2023-02-15 07:26 | 2024-07-17
CO2 MODULE | CO2 MODULE + PRESS & TEMP | PHILIPS LTD | 867041 B06 | 2020-04-07 | 1918.224 | 2024-10-22 | 2025-10-22
CO2 MODULE | CO2 MODULE + PRESS & TEMP | PHILIPS LTD | 867041 B06 | 2020-04-07 | 1917.6 | 2023-04-21 15:40 | 2024-04-21
CO2 MODULE | CO2 MODULE + PRESS & TEMP | PHILIPS LTD | 867041 B06 | 2020-04-07 | 1917.6 | 2024-08-21 | 2025-08-21
CO2 MODULE | CO2 MODULE + PRESS & TEMP | PHILIPS LTD | 867041 B06 | 2020-04-07 | 1917.6 | 2023-12-06 | 2024-12-06
CO2 MODULE | CO2 MODULE + PRESS & TEMP | PHILIPS LTD | 867041 B06 | 2020-04-07 | 1917.6 | 2024-08-07 | 2025-08-07
MULTI-MEASUREMENT SERVER | MULTI-MEASUREMENT SERVER | PHILIPS LTD | INTELLIVUE MMX | 2020-04-08 | 2078.184
MULTI-MEASUREMENT SERVER | MULTI-MEASUREMENT SERVER | PHILIPS LTD | INTELLIVUE MMX | 2020-04-08 | 2078.184
MULTI-MEASUREMENT SERVER | MULTI-MEASUREMENT SERVER | PHILIPS LTD | INTELLIVUE MMX | 2020-04-08 | 2078.184
MULTI-MEASUREMENT SERVER | MULTI-MEASUREMENT SERVER | PHILIPS LTD | INTELLIVUE MMX | 2020-04-08 | 2078.184
MULTI-MEASUREMENT SERVER | MULTI-MEASUREMENT SERVER | PHILIPS LTD | INTELLIVUE MMX | 2020-04-08 | 2078.184
MULTI-MEASUREMENT SERVER | MULTI-MEASUREMENT SERVER | PHILIPS LTD | INTELLIVUE MMX | 2020-04-08 | 2078.184
MULTI-MEASUREMENT SERVER | MULTI-MEASUREMENT SERVER | PHILIPS LTD | INTELLIVUE MMX | 2020-04-08 | 2078.184
MULTI-MEASUREMENT SERVER | MULTI-MEASUREMENT SERVER | PHILIPS LTD | INTELLIVUE MMX | 2020-04-08 | 2078.184
MULTI-MEASUREMENT SERVER | MULTI-MEASUREMENT SERVER | PHILIPS LTD | INTELLIVUE MMX | 2020-04-08 | 2078.184
MULTI-MEASUREMENT SERVER | MULTI-MEASUREMENT SERVER | PHILIPS LTD | INTELLIVUE MMX | 2020-04-08 | 2078.184
MULTI-MEASUREMENT SERVER | MULTI-MEASUREMENT SERVER | PHILIPS LTD | INTELLIVUE MMX | 2020-04-08 | 2078.184
MULTI-MEASUREMENT SERVER | MULTI-MEASUREMENT SERVER | PHILIPS LTD | INTELLIVUE MMX | 2020-04-08 | 2078.184
TRANSPORT MONITOR | PATIENT MONITOR INTELLIVUE X3 (6mm NIBP Port) | PHILIPS LTD | INTELLIVUE X3 (6mm NIBP) | 2020-04-07 | 3796.536 | 2023-10-16 | 2026-10-16
TRANSPORT MONITOR | PATIENT MONITOR INTELLIVUE X3 (6mm NIBP Port) | PHILIPS LTD | INTELLIVUE X3 (6mm NIBP) | 2020-04-07 | 3796.536 | 2024-07-05 | 2027-07-05
TRANSPORT MONITOR | PATIENT MONITOR INTELLIVUE X3 (6mm NIBP Port) | PHILIPS LTD | INTELLIVUE X3 (6mm NIBP) | 2020-04-07 | 3796.536 | 2024-02-06 | 2027-02-06
TRANSPORT MONITOR | PATIENT MONITOR INTELLIVUE X3 (6mm NIBP Port) | PHILIPS LTD | INTELLIVUE X3 (6mm NIBP) | 2020-04-07 | 3796.536 | 2023-10-16 | 2026-10-15
TRANSPORT MONITOR | PATIENT MONITOR INTELLIVUE X3 (6mm NIBP Port) | PHILIPS LTD | INTELLIVUE X3 (6mm NIBP) | 2020-04-07 | 3796.536 | 2024-01-03 | 2027-01-03
TRANSPORT MONITOR | PATIENT MONITOR INTELLIVUE X3 (6mm NIBP Port) | PHILIPS LTD | INTELLIVUE X3 (6mm NIBP) | 2020-04-07 | 3796.536 | 2023-12-01 | 2026-12-15
TRANSPORT MONITOR | PATIENT MONITOR INTELLIVUE X3 (6mm NIBP Port) | PHILIPS LTD | INTELLIVUE X3 (6mm NIBP) | 2020-04-07 | 3796.536 | 2023-10-16 | 2026-10-15
TRANSPORT MONITOR | PATIENT MONITOR INTELLIVUE X3 (6mm NIBP Port) | PHILIPS LTD | INTELLIVUE X3 (6mm NIBP) | 2020-04-07 | 3796.536 | 2023-09-19 | 2026-09-19
TRANSPORT MONITOR | PATIENT MONITOR INTELLIVUE X3 (6mm NIBP Port) | PHILIPS LTD | INTELLIVUE X3 (6mm NIBP) | 2020-04-07 | 3796.536 | 2023-10-16 | 2026-10-15
TRANSPORT MONITOR | PATIENT MONITOR INTELLIVUE X3 (6mm NIBP Port) | PHILIPS LTD | INTELLIVUE X3 (6mm NIBP) | 2020-04-07 | 3796.536 | 2023-10-16 | 2026-10-15
TRANSPORT MONITOR | PATIENT MONITOR INTELLIVUE X3 (6mm NIBP Port) | PHILIPS LTD | INTELLIVUE X3 (6mm NIBP) | 2020-04-07 | 3796.536 | 2023-10-17 | 2026-10-15
TRANSPORT MONITOR | PATIENT MONITOR INTELLIVUE X3 (6mm NIBP Port) | PHILIPS LTD | INTELLIVUE X3 (6mm NIBP) | 2020-04-07 | 3796.536 | 2023-09-18 | 2026-09-18
TRANSPORT MONITOR | PATIENT MONITOR INTELLIVUE X3 (6mm NIBP Port) | PHILIPS LTD | INTELLIVUE X3 (6mm NIBP) | 2020-04-07 | 3796.536 | 2023-07-21 | 2026-07-21
TRANSPORT MONITOR | PATIENT MONITOR INTELLIVUE X3 (6mm NIBP Port) | PHILIPS LTD | INTELLIVUE X3 (6mm NIBP) | 2020-04-07 | 3796.536 | 2024-09-30 | 2027-09-30
TRANSPORT MONITOR | PATIENT MONITOR INTELLIVUE X3 (6mm NIBP Port) | PHILIPS LTD | INTELLIVUE X3 (6mm NIBP) | 2020-04-07 | 3796.536 | 2024-07-24 | 2027-07-24
TRANSPORT MONITOR | PATIENT MONITOR INTELLIVUE X3 (6mm NIBP Port) | PHILIPS LTD | INTELLIVUE X3 (6mm NIBP) | 2020-04-07 | 3796.536 | 2024-07-05 | 2027-07-05
TRANSPORT MONITOR | PATIENT MONITOR INTELLIVUE X3 (6mm NIBP Port) | PHILIPS LTD | INTELLIVUE X3 (6mm NIBP) | 2020-04-07 | 3796.536 | 2023-10-25 | 2026-10-15
ANAESTHETIC MACHINE | ANAESTHETIC MACHINE | DRAEGER | PERSEUS A500 | 2020-03-31 | 31200 | 2024-07-12 | 2025-04-14
ANAESTHETIC MACHINE | ANAESTHETIC MACHINE | DRAEGER | PERSEUS A500 | 2020-03-31 | 31200 | 2024-04-18 | 2025-04-14
ANAESTHETIC MACHINE | ANAESTHETIC MACHINE | DRAEGER | PERSEUS A500 | 2020-03-31 | 31200 | 2024-05-01 | 2025-04-14
ANAESTHETIC MACHINE | ANAESTHETIC MACHINE | DRAEGER | PERSEUS A500 | 2020-03-31 | 31200 | 2024-07-12 | 2025-04-14
ANAESTHETIC MACHINE | ANAESTHETIC MACHINE | DRAEGER | PERSEUS A500 | 2020-03-31 | 31200 | 2024-05-17 | 2025-05-15
ANAESTHETIC MACHINE | ANAESTHETIC MACHINE | DRAEGER | PERSEUS A500 | 2020-03-31 | 31200 | 2024-07-12 | 2025-08-15
ANAESTHETIC MACHINE | ANAESTHETIC MACHINE | DRAEGER | PERSEUS A500 | 2020-03-31 | 31200 | 2024-04-24 | 2025-04-14
CONTRAST INJECTOR | CT CONTRAST INJECTOR | ULRICH MEDICAL | CT MOTION XD 8000 | 2020-06-18 | 4980 | 2024-05-13 | 2025-05-13
ULTRASOUND PROBE | ULTRASOUND PROBE | GE LIMITED | M5SC-D | 2020-06-05 | 6000
ULTRASOUND PROBE | ULTRASOUND PROBE | GE LIMITED | 9L-D | 2020-06-04 | 6000
ULTRASOUND PROBE | ULTRASOUND PROBE | GE LIMITED | C1-6-D | 2020-06-04 | 6000
ULTRASOUND-CARDIO | ULTRASOUND SCANNER | GE LIMITED | VS70N | 2020-06-03 | 54660 | 2023-12-18 | 2024-12-18
LEAD SCREEN | MOBILE LEAD SCREEN | ROTHBAND | MOBILE 'L' 2 PANEL LEAD SCREEN | 2020-06-08 | 810 | 2024-08-01 | 2025-08-01
LEAD SCREEN | MOBILE LEAD SCREEN | ROTHBAND | MOBILE 'L' 2 PANEL LEAD SCREEN | 2020-06-03 | 810 | 2024-08-01 | 2025-08-01
ULTRASOUND PROBE | ULTRASOUND PROBE | GE LIMITED | RIC5-9-D | 2020-05-06 | 6000
ULTRASOUND PROBE | ULTRASOUND PROBE | GE LIMITED | L4-12T-RS | 2020-04-29 | 8400
ULTRASOUND PROBE | CURVILINEAR ULTRASOUND PROBE | GE LIMITED | C1-5-RS | 2020-04-29 | 7200
ULTRASOUND PROBE | ULTRASOUND PROBE | GE LIMITED | 3SC-RS | 2020-04-29 | 7200
ULTRASOUND SYSTEM | ULTRASOUND SCANNER | GE LIMITED | VENUE GO R2 | 2020-04-29 | 25200 | 2023-11-03 | 2024-11-03
ULTRASOUND PROBE | ULTRASOUND PROBE | GE LIMITED | L4-12T-RS | 2020-05-01 | 8400
ULTRASOUND PROBE | ULTRASOUND PROBE | GE LIMITED | 3SC-RS | 2020-04-29 | 7200
ULTRASOUND PROBE | CURVILINEAR ULTRASOUND PROBE | GE LIMITED | C1-5-RS | 2020-04-29 | 7200
ULTRASOUND SYSTEM | ULTRASOUND SCANNER | GE LIMITED | VENUE GO R2 | 2020-04-29 | 25200 | 2023-10-06 | 2024-10-06
MOBILE X-RAY UNIT | MOBILE X-RAY UNIT | DRGEM | TOPAZ-32D | 2020-04-20 | 108000
MOBILE X-RAY UNIT | MOBILE X-RAY UNIT | DRGEM | TOPAZ-32D | 2020-04-20 | 108000
DENTAL X-RAY UNIT | DENTAL X-RAY UNIT - MOBIL | SATELEC | X-MIND | 2020-04-20 | 3000 | 2024-08-08 | 2025-08-08
ULTRASOUND PROBE | ULTRASOUND PROBE | GE LIMITED | L4-12T-RS | 2020-04-24 | 8400
ULTRASOUND PROBE | CURVILINEAR ULTRASOUND PROBE | GE LIMITED | C1-5-RS | 2020-04-24 | 7200
ULTRASOUND PROBE | ULTRASOUND PROBE | GE LIMITED | 3SC-RS | 2020-04-24 | 7200
ULTRASOUND SYSTEM | ULTRASOUND SYSTEM | GE LIMITED | VENUE R2.5 | 2020-04-23 | 45600
ULTRASOUND PROBE | ULTRASOUND PROBE | GE LIMITED | L4-12T-RS | 2020-04-23 | 8400
ULTRASOUND PROBE | CURVILINEAR ULTRASOUND PROBE | GE LIMITED | C1-5-RS | 2020-04-23 | 7200
ULTRASOUND PROBE | ULTRASOUND PROBE | GE LIMITED | 3SC-RS | 2020-04-23 | 7200
ULTRASOUND SYSTEM | ULTRASOUND SYSTEM | GE LIMITED | VENUE R2.5 | 2020-04-23 | 45600
ULTRASOUND PROBE | LINEAR ULTRASOUND PROBE | CANON | PLI-705BX | 2021-02-05 | 7200
ULTRASOUND PROBE | ULTRASOUND PROBE | CANON | I18LX5 | 2020-12-24 | 8521.476
ULTRASOUND PROBE | ULTRASOUND PROBE | CANON | I22LH8 | 2020-12-24 | 10654.512
ULTRASOUND PROBE | ULTRASOUND PROBE | TOSHIBA MED | 11MC4 | 2020-10-20 | 6000
ULTRASOUND PROBE | ULTRASOUND PROBE | TOSHIBA MED | 10C3 | 2020-10-20 | 6000
ULTRASOUND PROBE | ULTRASOUND PROBE | CANON | I8CX1 | 2020-10-20 | 6000
ULTRASOUND SYSTEM | ULTRASOUND SCANNER | TOSHIBA MED | TUS I800 | 2020-10-08 | 84000 | 2024-06-24 | 2025-06-24
COLONOSCOPE | LUCERA COLONOSCOPE | OLYMPUS | CF-HQ290L | 2020-03-23 | 4050.72
COLONOSCOPE | COLONOSCOPE | OLYMPUS | CF-Q260DL | 2020-03-23 | 3415.176
COLONOSCOPE | COLONOSCOPE | OLYMPUS | CF-H260DL | 2020-03-23 | 3415.176
COLONOSCOPE | COLONOSCOPE | OLYMPUS | CF-H260DL | 2020-03-23 | 3415.176
COLONOSCOPE | COLONOSCOPE | OLYMPUS | CF-H260DL | 2020-03-23 | 3415.176
COLONOSCOPE | COLONOSCOPE | OLYMPUS | CF-H260DL | 2020-03-23 | 3415.176
COLONOSCOPE | VIDEO GASTROSCOPE | OLYMPUS | GIF-H260 | 2020-03-23 | 3415.176
COLONOSCOPE | VIDEO GASTROSCOPE | OLYMPUS | GIF-H260 | 2020-03-23 | 3415.176
COLONOSCOPE | VIDEO GASTROSCOPE | OLYMPUS | GIF-H260 | 2020-03-23 | 3415.176
COLONOSCOPE | VIDEO GASTROSCOPE | OLYMPUS | GIF-H260 | 2020-03-23 | 3415.176
COLONOSCOPE | VIDEO GASTROSCOPE | OLYMPUS | GIF-H260 | 2020-03-23 | 3415.176
COLONOSCOPE | LUCERA COLONOSCOPE | OLYMPUS | CF-HQ290L | 2020-03-23 | 4050.72
COLONOSCOPE | COLONOSCOPE | OLYMPUS | CF-Q260DL | 2020-03-23 | 3415.176
COLONOSCOPE | VIDEO GASTROSCOPE | OLYMPUS | GIF-H260 | 2020-03-23 | 3415.176
COLONOSCOPE | VIDEO GASTROSCOPE | OLYMPUS | GIF-H260 | 2020-03-23 | 3415.176
GASTROSCOPE | GASTROSCOPE | OLYMPUS | GIF-XQ240 | 2020-03-23 | 3415.176
COLONOSCOPE | VIDEO GASTROSCOPE | OLYMPUS | GIF-H260 | 2020-03-23 | 3415.176
COLONOSCOPE | COLONOSCOPE | OLYMPUS | CF-Q260DL | 2020-03-23 | 3415.176
COLONOSCOPE | COLONOSCOPE | OLYMPUS | CF-H260DL | 2020-03-23 | 3415.176
COLONOSCOPE | VIDEO GASTROSCOPE | OLYMPUS | GIF-H260 | 2020-03-23 | 3415.176
COLONOSCOPE | COLONOSCOPE | OLYMPUS | CF-Q260DL | 2020-03-23 | 3415.176
GASTROSCOPE | ULTRASOUND GASTROSCOPE | OLYMPUS | GF-UE260-AL5 | 2020-03-23 | 12473.424
GASTROSCOPE | Ultrasound Gastroscope - linear | OLYMPUS | GF-UCT260 | 2020-03-23 | 12473.424
BRONCHOSCOPE | LINEAR ULTRASOUND BRONCHOSCOPE | OLYMPUS | BF-UC260FW | 2020-03-23 | 12473.424
GASTROSCOPE | ULTRASOUND GASTROSCOPE | OLYMPUS | GF-UE260-AL5 | 2020-03-23 | 12473.424
COLONOSCOPE | COLONOSCOPE | OLYMPUS | PQ-260L | 2020-03-23 | 3415.176
FIBRESCOPE | VISERA RHINO-LARYNGO VIDEOSCOPE | OLYMPUS | ENF-V2 | 2020-03-23 | 3415.176
BRONCHOSCOPE | BRONCHOSCOPE | OLYMPUS | BF260 | 2020-03-23 | 3415.176
COLONOSCOPE | VIDEO COLONOSCOPE | OLYMPUS | TJF-260V | 2020-03-23 | 3415.176
TROLLEY-IMAGER | TROLLEY - IMAGER | KEYMED | WM-NP1 | 2020-03-20 | 1381.332 | 2021-10-04 | 2024-05-01
TROLLEY-IMAGER | TROLLEY - IMAGER | KEYMED | WM-NP1 | 2020-03-20 | 1381.332 |  | 2024-05-01
TROLLEY-IMAGER | TROLLEY - IMAGER | OLYMPUS | WM-DP1 | 2020-03-20 | 1381.332 |  | 2024-05-01
ULTRASOUND SYSTEM | ULTRASOUND PROCESSOR | OLYMPUS | EU-ME2 | 2020-03-20 | 1381.332 |  | 2024-05-01
VIDEO PRINTER | DIGITAL B/W PRINTER | SONY | UP-D897 | 2020-03-20 | 1381.332 |  | 2024-05-01
FLAT SCREEN DISPLAY | DISPLAY LCD FLAT SCREEN 19 INCH HIGH DEFINITION | OLYMPUS | OEV191H | 2020-03-20 | 1381.332 |  | 2024-05-01
VIDEO PRINTER | VIDEO PRINTER - COLOUR | SONY | UP-25MD | 2020-03-20 | 1381.332 |  | 2024-05-01
VIDEO PRINTER | VIDEO PRINTER - COLOUR | SONY | UP-25MD | 2020-03-20 | 1381.332 |  | 2024-05-01
AIR PUMP ELECTRIC | MAINTENANCE UNIT PUMP | OLYMPUS | MU-1 | 2020-03-20 | 1381.332 |  | 2024-05-01
FLAT SCREEN DISPLAY | DISPLAY LCD FLAT SCREEN 19 INCH HIGH DEFINITION | OLYMPUS | OEV191H | 2020-03-20 | 1381.332 |  | 2024-05-01
FLAT SCREEN DISPLAY | DISPLAY LCD FLAT SCREEN 19 INCH HIGH DEFINITION | OLYMPUS | OEV191H | 2020-03-20 | 1381.332 |  | 2024-05-01
TROLLEY-IMAGER | TROLLEY - IMAGER | KEYMED | WM-NP1 | 2020-03-20 | 1381.332 |  | 2024-05-01
FLAT SCREEN DISPLAY | DISPLAY LCD FLAT SCREEN 26 INCH HIGH DEFINITION | OLYMPUS | OEV261H | 2020-03-20 | 1381.332 |  | 2024-05-01
INSUFFLATOR CO2 | ENDOSCOPIC CO2 REGULATION UNIT | OLYMPUS | UCR | 2020-03-20 | 1381.332 | 2023-11-15 | 2024-11-15
NASAL CPAP | NASAL CPAP | PHILIPS LTD | DREAMSTATION | 2020-11-19 | 538.8
NASAL CPAP | NASAL CPAP | PHILIPS LTD | DREAMSTATION | 2020-11-19 | 538.8
NASAL CPAP | NASAL CPAP | PHILIPS LTD | DREAMSTATION | 2020-11-19 | 538.8
NASAL CPAP | NASAL CPAP | PHILIPS LTD | DREAMSTATION | 2020-11-19 | 538.8
NASAL CPAP | NASAL CPAP | PHILIPS LTD | DREAMSTATION | 2020-11-19 | 538.8
NASAL CPAP | NASAL CPAP | PHILIPS LTD | DREAMSTATION | 2020-11-19 | 538.8
NASAL CPAP | NASAL CPAP | PHILIPS LTD | DREAMSTATION | 2020-11-19 | 538.8
NASAL CPAP | NASAL CPAP | PHILIPS LTD | DREAMSTATION | 2020-11-19 | 538.8
NASAL CPAP | NASAL CPAP | PHILIPS LTD | DREAMSTATION | 2020-11-19 | 538.8
NASAL CPAP | NASAL CPAP | PHILIPS LTD | DREAMSTATION | 2020-11-19 | 538.8
NASAL CPAP | NASAL CPAP | PHILIPS LTD | DREAMSTATION | 2020-11-19 | 538.8
NASAL CPAP | NASAL CPAP | PHILIPS LTD | DREAMSTATION | 2020-11-19 | 538.8
NASAL CPAP | NASAL CPAP | PHILIPS LTD | DREAMSTATION | 2020-11-19 | 538.8
NASAL CPAP | NASAL CPAP | PHILIPS LTD | DREAMSTATION | 2020-11-19 | 538.8
NASAL CPAP | NASAL CPAP | PHILIPS LTD | DREAMSTATION | 2020-11-19 | 538.8
NASAL CPAP | NASAL CPAP | PHILIPS LTD | DREAMSTATION | 2020-11-19 | 538.8
NASAL CPAP | NASAL CPAP | PHILIPS LTD | DREAMSTATION | 2020-11-19 | 538.8
NASAL CPAP | NASAL CPAP | PHILIPS LTD | DREAMSTATION | 2020-11-19 | 538.8
NASAL CPAP | NASAL CPAP | PHILIPS LTD | DREAMSTATION | 2020-11-19 | 538.8
NASAL CPAP | NASAL CPAP | PHILIPS LTD | DREAMSTATION | 2020-11-19 | 538.8
NASAL CPAP | NASAL CPAP | PHILIPS LTD | DREAMSTATION | 2020-11-19 | 538.8
NASAL CPAP | NASAL CPAP | PHILIPS LTD | DREAMSTATION | 2020-11-19 | 538.8
NASAL CPAP | NASAL CPAP | PHILIPS LTD | DREAMSTATION | 2020-11-19 | 538.8
NASAL CPAP | NASAL CPAP | PHILIPS LTD | DREAMSTATION | 2020-11-19 | 538.8
NASAL CPAP | NASAL CPAP | PHILIPS LTD | DREAMSTATION | 2020-11-19 | 538.8
NASAL CPAP | NASAL CPAP | PHILIPS LTD | DREAMSTATION | 2020-11-19 | 538.8
NASAL CPAP | NASAL CPAP | PHILIPS LTD | DREAMSTATION | 2020-11-19 | 538.8
NASAL CPAP | NASAL CPAP | PHILIPS LTD | DREAMSTATION | 2020-11-19 | 538.8
NASAL CPAP | NASAL CPAP | PHILIPS LTD | DREAMSTATION | 2020-11-19 | 538.8
NASAL CPAP | NASAL CPAP | PHILIPS LTD | DREAMSTATION | 2020-11-19 | 538.8
NASAL CPAP | NASAL CPAP | PHILIPS LTD | DREAMSTATION | 2020-11-19 | 538.8
NASAL CPAP | NASAL CPAP | PHILIPS LTD | DREAMSTATION | 2020-11-19 | 538.8
NASAL CPAP | NASAL CPAP | PHILIPS LTD | DREAMSTATION | 2020-11-19 | 538.8
NASAL CPAP | NASAL CPAP | PHILIPS LTD | DREAMSTATION | 2020-11-19 | 538.8
NASAL CPAP | NASAL CPAP | PHILIPS LTD | DREAMSTATION | 2020-11-19 | 538.8
NASAL CPAP | NASAL CPAP | PHILIPS LTD | DREAMSTATION | 2020-11-19 | 538.8
NASAL CPAP | NASAL CPAP | PHILIPS LTD | DREAMSTATION | 2020-11-19 | 538.8
NASAL CPAP | NASAL CPAP | PHILIPS LTD | DREAMSTATION | 2020-11-19 | 538.8
NASAL CPAP | NASAL CPAP | PHILIPS LTD | DREAMSTATION | 2020-11-19 | 538.8
NASAL CPAP | NASAL CPAP | PHILIPS LTD | DREAMSTATION | 2020-11-19 | 538.8
NASAL CPAP | NASAL CPAP | PHILIPS LTD | DREAMSTATION | 2020-11-19 | 538.8
NASAL CPAP | NASAL CPAP | PHILIPS LTD | DREAMSTATION | 2020-11-19 | 538.8
NASAL CPAP | NASAL CPAP | PHILIPS LTD | DREAMSTATION | 2020-11-19 | 538.8
NASAL CPAP | NASAL CPAP | PHILIPS LTD | DREAMSTATION | 2020-11-19 | 538.8
NASAL CPAP | NASAL CPAP | PHILIPS LTD | DREAMSTATION | 2020-11-19 | 538.8
NASAL CPAP | NASAL CPAP | PHILIPS LTD | DREAMSTATION | 2020-11-19 | 538.8
NASAL CPAP | NASAL CPAP | PHILIPS LTD | DREAMSTATION | 2020-11-19 | 538.8
NASAL CPAP | NASAL CPAP | PHILIPS LTD | DREAMSTATION | 2020-11-19 | 538.8
NASAL CPAP | NASAL CPAP | PHILIPS LTD | DREAMSTATION | 2020-11-19 | 538.8
NASAL CPAP | NASAL CPAP | PHILIPS LTD | DREAMSTATION | 2020-11-19 | 538.8
NASAL CPAP | NASAL CPAP | PHILIPS LTD | DREAMSTATION | 2020-11-19 | 538.8
NASAL CPAP | NASAL CPAP | PHILIPS LTD | DREAMSTATION | 2020-11-19 | 538.8
NASAL CPAP | NASAL CPAP | PHILIPS LTD | DREAMSTATION | 2020-11-19 | 538.8
NASAL CPAP | NASAL CPAP | PHILIPS LTD | DREAMSTATION | 2020-11-19 | 538.8
NASAL CPAP | NASAL CPAP | PHILIPS LTD | DREAMSTATION | 2020-11-19 | 538.8
NASAL CPAP | NASAL CPAP | PHILIPS LTD | DREAMSTATION | 2020-11-19 | 538.8
NASAL CPAP | NASAL CPAP | PHILIPS LTD | DREAMSTATION | 2020-11-19 | 538.8
NASAL CPAP | NASAL CPAP | PHILIPS LTD | DREAMSTATION | 2020-11-19 | 538.8
NASAL CPAP | NASAL CPAP | PHILIPS LTD | DREAMSTATION | 2020-11-19 | 538.8
NASAL CPAP | NASAL CPAP | PHILIPS LTD | DREAMSTATION | 2020-11-19 | 538.8
NASAL CPAP | NASAL CPAP | PHILIPS LTD | DREAMSTATION | 2020-11-19 | 538.8
NASAL CPAP | NASAL CPAP | PHILIPS LTD | DREAMSTATION | 2020-11-19 | 538.8
NASAL CPAP | NASAL CPAP | PHILIPS LTD | DREAMSTATION | 2020-11-19 | 538.8
NASAL CPAP | NASAL CPAP | PHILIPS LTD | DREAMSTATION | 2020-11-19 | 538.8
NASAL CPAP | NASAL CPAP | PHILIPS LTD | DREAMSTATION | 2020-11-19 | 538.8
NASAL CPAP | NASAL CPAP | PHILIPS LTD | DREAMSTATION | 2020-11-19 | 538.8
NASAL CPAP | NASAL CPAP | PHILIPS LTD | DREAMSTATION | 2020-11-19 | 538.8
NASAL CPAP | NASAL CPAP | PHILIPS LTD | DREAMSTATION | 2020-11-19 | 538.8
NASAL CPAP | NASAL CPAP | PHILIPS LTD | DREAMSTATION | 2020-11-19 | 538.8
NASAL CPAP | NASAL CPAP | PHILIPS LTD | DREAMSTATION | 2020-11-19 | 538.8
NASAL CPAP | NASAL CPAP | PHILIPS LTD | DREAMSTATION | 2020-11-19 | 538.8
NASAL CPAP | NASAL CPAP | PHILIPS LTD | DREAMSTATION | 2020-11-19 | 538.8
NASAL CPAP | NASAL CPAP | PHILIPS LTD | DREAMSTATION | 2020-11-19 | 538.8
NASAL CPAP | NASAL CPAP | PHILIPS LTD | DREAMSTATION | 2020-11-19 | 538.8
NASAL CPAP | NASAL CPAP | PHILIPS LTD | DREAMSTATION | 2020-11-19 | 538.8
NASAL CPAP | NASAL CPAP | PHILIPS LTD | DREAMSTATION | 2020-11-19 | 538.8
NASAL CPAP | NASAL CPAP | PHILIPS LTD | DREAMSTATION | 2020-11-19 | 538.8
NASAL CPAP | NASAL CPAP | PHILIPS LTD | DREAMSTATION | 2020-11-19 | 538.8
NASAL CPAP | NASAL CPAP | PHILIPS LTD | DREAMSTATION | 2020-11-19 | 538.8
NASAL CPAP | NASAL CPAP | PHILIPS LTD | DREAMSTATION | 2020-11-19 | 538.8
NASAL CPAP | NASAL CPAP | PHILIPS LTD | DREAMSTATION | 2020-11-19 | 538.8
NASAL CPAP | NASAL CPAP | PHILIPS LTD | DREAMSTATION | 2020-11-19 | 538.8
NASAL CPAP | NASAL CPAP | PHILIPS LTD | DREAMSTATION | 2020-11-19 | 538.8
NASAL CPAP | NASAL CPAP | PHILIPS LTD | DREAMSTATION | 2020-11-19 | 538.8
NASAL CPAP | NASAL CPAP | PHILIPS LTD | DREAMSTATION | 2020-11-19 | 538.8
NASAL CPAP | NASAL CPAP | PHILIPS LTD | DREAMSTATION | 2020-11-19 | 538.8
NASAL CPAP | NASAL CPAP | PHILIPS LTD | DREAMSTATION | 2020-11-19 | 538.8
SCALES | SCALES - STAND ON | SECA | 877 | 2020-11-08 | 300 | 2023-11-28 | 2024-11-15
SCALES | SCALES - FLUID (not medical grade - do not use) | SALTER | 1180 WHDR | 2020-11-08 | 30 | 2023-12-04 | 2024-11-15
SCALES | SCALES - STAND ON | SECA | 761 | 2023-02-14 | 78 | 2022-11-25 11:49 | 2024-11-15
SCALES | SCALES - FLUID | TERAOKA | DS-502 | 2021-03-21 | 216 | 2023-11-14 | 2024-11-15
SCALES | SCALES - STAND ON | SECA | 877 | 2021-03-21 | 300 | 2023-11-17 | 2024-11-15
SCALES | SCALES - STAND ON | SECA | 877 | 2022-01-11 | 300 | 2023-11-17 | 2024-11-15
SCALES | SCALES - STAND ON | MARSDEN | M-420 | 2021-03-21 | 300 | 2022-01-11 | 2024-11-15
SCALES | SCALES - FLUID | TERAOKA | DS-502 | 2020-11-08 | 204 | 2021-02-14 | 2024-11-15
SCALES | SCALES - BABY | SECA | 384 | 2020-11-08 | 216 | 2023-12-11 | 2024-11-15
SCALES | SCALES - FLUID (not medical grade - do not use) | SALTER | 1180 WHDR | 2020-11-08 | 30 | 2023-12-04 | 2024-11-15
SCALES | SCALES - STAND ON | SECA | 875 | 2022-02-10 | 178.8 | 2023-12-06 | 2024-11-15
SCALES | SCALES - FLUID (not medical grade - do not use) | SALTER | 1180 WHDR | 2021-03-20 | 30 | 2023-12-13 | 2024-11-15
SCALES | SCALES - FLUID (not medical grade - do not use) | SALTER | 1180 WHDR | 2024-01-18 | 30 | 2023-12-13 | 2024-11-15
SCALES | SCALES - STAND ON | SECA | 877 | 2020-11-13 | 300 | 2022-11-18 11:51 | 2024-11-15
SCALES | SCALES - STAND ON | SECA | 877 | 2020-11-13 | 300 | 2023-12-05 | 2024-11-15
SCALES | SCALES - STAND ON | SECA | 899 (NEW TYPE) | 2020-11-08 | 286.8 | 2023-11-29 | 2024-11-15
SCALES | SCALES - FLUID | SALTER | WHDR14 | 2020-11-08 | 30 | 2021-01-10 | 2024-11-15
SCALES | SCALES - STAND ON | SECA | 877 | 2020-11-08 | 300 | 2023-11-28 | 2024-11-15
SCALES | SCALES | SALTER | 1160-BKDR | 2020-11-08 | 26.4 | 2021-01-17 | 2024-11-15
SCALES | SCALES - STAND ON | SECA | 877 | 2020-11-08 | 300 | 2023-11-30 | 2024-11-15
NASAL CPAP | NASAL CPAP | PHILIPS LTD | DREAMSTATION | 2020-11-20 | 538.8
NASAL CPAP | NASAL CPAP | PHILIPS LTD | DREAMSTATION | 2020-11-20 | 538.8
NASAL CPAP | NASAL CPAP | PHILIPS LTD | DREAMSTATION | 2020-11-20 | 538.8
NASAL CPAP | NASAL CPAP | PHILIPS LTD | DREAMSTATION | 2020-11-20 | 538.8
NASAL CPAP | NASAL CPAP | PHILIPS LTD | DREAMSTATION | 2020-11-20 | 538.8
NASAL CPAP | NASAL CPAP | PHILIPS LTD | DREAMSTATION | 2020-11-20 | 538.8
NASAL CPAP | NASAL CPAP | PHILIPS LTD | DREAMSTATION | 2020-11-20 | 538.8
NASAL CPAP | NASAL CPAP | PHILIPS LTD | DREAMSTATION | 2020-11-20 | 538.8
NASAL CPAP | NASAL CPAP | PHILIPS LTD | DREAMSTATION | 2020-11-20 | 538.8
NASAL CPAP | NASAL CPAP | PHILIPS LTD | DREAMSTATION | 2020-11-20 | 538.8
NASAL CPAP | NASAL CPAP | PHILIPS LTD | DREAMSTATION | 2020-11-20 | 538.8
NASAL CPAP | NASAL CPAP | PHILIPS LTD | DREAMSTATION | 2020-11-20 | 538.8
NASAL CPAP | NASAL CPAP | PHILIPS LTD | DREAMSTATION | 2020-11-20 | 538.8
NASAL CPAP | NASAL CPAP | PHILIPS LTD | DREAMSTATION | 2020-11-20 | 538.8
NASAL CPAP | NASAL CPAP | PHILIPS LTD | DREAMSTATION | 2020-11-20 | 538.8
NASAL CPAP | NASAL CPAP | PHILIPS LTD | DREAMSTATION | 2020-11-20 | 538.8
NASAL CPAP | NASAL CPAP | PHILIPS LTD | DREAMSTATION | 2020-11-20 | 538.8
NASAL CPAP | NASAL CPAP | PHILIPS LTD | DREAMSTATION | 2020-11-20 | 538.8
NASAL CPAP | NASAL CPAP | PHILIPS LTD | DREAMSTATION | 2020-11-20 | 538.8
BIPAP VENTILATORY SUPPORT SYSTEM | BIPAP VENTILATORY SUPPORT SYSTEM | RESPIRONICS | A40 | 2020-11-20 | 2913
BIPAP VENTILATORY SUPPORT SYSTEM | BIPAP VENTILATORY SUPPORT SYSTEM | RESPIRONICS | A40 | 2020-11-20 | 2913
BIPAP VENTILATORY SUPPORT SYSTEM | BIPAP VENTILATORY SUPPORT SYSTEM | RESPIRONICS | A40 | 2020-11-20 | 2913
BIPAP VENTILATORY SUPPORT SYSTEM | BIPAP VENTILATORY SUPPORT SYSTEM | RESPIRONICS | A40 | 2020-11-20 | 2913
BIPAP VENTILATORY SUPPORT SYSTEM | BIPAP VENTILATORY SUPPORT SYSTEM | RESPIRONICS | A40 | 2020-11-20 | 2913
BIPAP VENTILATORY SUPPORT SYSTEM | BIPAP VENTILATORY SUPPORT SYSTEM | RESPIRONICS | A40 | 2020-11-20 | 2913
BIPAP VENTILATORY SUPPORT SYSTEM | BIPAP VENTILATORY SUPPORT SYSTEM | RESPIRONICS | A40 | 2020-11-20 | 2913
BIPAP VENTILATORY SUPPORT SYSTEM | BIPAP VENTILATORY SUPPORT SYSTEM | RESPIRONICS | A40 | 2020-11-20 | 2913
NASAL CPAP | NASAL CPAP | PHILIPS LTD | DREAMSTATION | 2020-11-20 | 538.8
NASAL CPAP | NASAL CPAP | PHILIPS LTD | DREAMSTATION | 2020-11-20 | 538.8
NASAL CPAP | NASAL CPAP | PHILIPS LTD | DREAMSTATION | 2020-11-20 | 538.8
NASAL CPAP | NASAL CPAP | PHILIPS LTD | DREAMSTATION | 2020-11-20 | 538.8
NASAL CPAP | NASAL CPAP | PHILIPS LTD | DREAMSTATION | 2020-11-20 | 538.8
NASAL CPAP | NASAL CPAP | PHILIPS LTD | DREAMSTATION | 2020-11-20 | 538.8
NASAL CPAP | NASAL CPAP | PHILIPS LTD | DREAMSTATION | 2020-11-20 | 538.8
NASAL CPAP | NASAL CPAP | PHILIPS LTD | DREAMSTATION | 2020-11-20 | 538.8
NASAL CPAP | NASAL CPAP | PHILIPS LTD | DREAMSTATION | 2020-11-20 | 538.8
NASAL CPAP | NASAL CPAP | PHILIPS LTD | DREAMSTATION | 2020-11-20 | 538.8
NASAL CPAP | NASAL CPAP | PHILIPS LTD | DREAMSTATION | 2020-11-20 | 538.8
NASAL CPAP | NASAL CPAP | PHILIPS LTD | DREAMSTATION | 2020-11-20 | 538.8
NASAL CPAP | NASAL CPAP | PHILIPS LTD | DREAMSTATION | 2020-11-20 | 538.8
NASAL CPAP | NASAL CPAP | PHILIPS LTD | DREAMSTATION | 2020-11-20 | 538.8
NASAL CPAP | NASAL CPAP | PHILIPS LTD | DREAMSTATION | 2020-11-20 | 538.8
NASAL CPAP | NASAL CPAP | PHILIPS LTD | DREAMSTATION | 2020-11-20 | 538.8
NASAL CPAP | NASAL CPAP | PHILIPS LTD | DREAMSTATION | 2020-11-20 | 538.8
BIPAP VENTILATORY SUPPORT SYSTEM | TRILOGY EVO VENTILATOR - BIPAP VENTILATORY SUPPORT SYSTEM | RESPIRONICS | TRILOGY EVO | 2020-11-20 | 5265 | 2022-04-25 | 2025-10-15
BIPAP VENTILATORY SUPPORT SYSTEM | TRILOGY EVO VENTILATOR - BIPAP VENTILATORY SUPPORT SYSTEM | RESPIRONICS | TRILOGY EVO | 2020-11-20 | 5265 | 2022-04-25 | 2025-10-15
BIPAP VENTILATORY SUPPORT SYSTEM | TRILOGY EVO VENTILATOR - BIPAP VENTILATORY SUPPORT SYSTEM | RESPIRONICS | TRILOGY EVO | 2020-11-20 | 5265 | 2023-06-22 | 2025-10-15
BIPAP VENTILATORY SUPPORT SYSTEM | TRILOGY EVO VENTILATOR - BIPAP VENTILATORY SUPPORT SYSTEM | RESPIRONICS | TRILOGY EVO | 2020-11-20 | 5265 | 2022-04-25 | 2025-10-15
BIPAP VENTILATORY SUPPORT SYSTEM | TRILOGY EVO VENTILATOR - BIPAP VENTILATORY SUPPORT SYSTEM | RESPIRONICS | TRILOGY EVO | 2020-11-20 | 5265 | 2022-04-25 | 2025-10-15
BIPAP VENTILATORY SUPPORT SYSTEM | TRILOGY EVO VENTILATOR - BIPAP VENTILATORY SUPPORT SYSTEM | RESPIRONICS | TRILOGY EVO | 2020-11-20 | 5265 | 2022-04-25 | 2024-10-15
BIPAP VENTILATORY SUPPORT SYSTEM | TRILOGY EVO VENTILATOR - BIPAP VENTILATORY SUPPORT SYSTEM | RESPIRONICS | TRILOGY EVO | 2020-11-20 | 5265 | 2022-04-25 | 2025-10-15
BIPAP VENTILATORY SUPPORT SYSTEM | TRILOGY EVO VENTILATOR - BIPAP VENTILATORY SUPPORT SYSTEM | RESPIRONICS | TRILOGY EVO | 2020-11-20 | 5265 | 2024-10-25 | 2025-10-15
BIPAP VENTILATORY SUPPORT SYSTEM | TRILOGY EVO VENTILATOR - BIPAP VENTILATORY SUPPORT SYSTEM | RESPIRONICS | TRILOGY EVO | 2020-11-20 | 5265 | 2023-06-22 | 2025-10-15
BIPAP VENTILATORY SUPPORT SYSTEM | TRILOGY EVO VENTILATOR - BIPAP VENTILATORY SUPPORT SYSTEM | RESPIRONICS | TRILOGY EVO | 2020-11-20 | 5265 | 2023-06-22 | 2025-10-15
BIPAP VENTILATORY SUPPORT SYSTEM | TRILOGY EVO VENTILATOR - BIPAP VENTILATORY SUPPORT SYSTEM | RESPIRONICS | TRILOGY EVO | 2020-11-20 | 5265 | 2022-04-25 | 2025-10-15
BIPAP VENTILATORY SUPPORT SYSTEM | TRILOGY EVO VENTILATOR - BIPAP VENTILATORY SUPPORT SYSTEM | RESPIRONICS | TRILOGY EVO | 2020-11-20 | 5265 | 2023-06-22 | 2025-10-15
BIPAP VENTILATORY SUPPORT SYSTEM | TRILOGY EVO VENTILATOR - BIPAP VENTILATORY SUPPORT SYSTEM | RESPIRONICS | TRILOGY EVO | 2020-11-20 | 5265 | 2024-08-09 | 2024-08-15
BIPAP VENTILATORY SUPPORT SYSTEM | TRILOGY EVO VENTILATOR - BIPAP VENTILATORY SUPPORT SYSTEM | RESPIRONICS | TRILOGY EVO | 2020-11-20 | 5265 | 2024-10-04 | 2028-10-15
BIPAP VENTILATORY SUPPORT SYSTEM | TRILOGY EVO VENTILATOR - BIPAP VENTILATORY SUPPORT SYSTEM | RESPIRONICS | TRILOGY EVO | 2020-11-20 | 5265 | 2023-06-22 | 2025-10-15
BIPAP VENTILATORY SUPPORT SYSTEM | TRILOGY EVO VENTILATOR - BIPAP VENTILATORY SUPPORT SYSTEM | RESPIRONICS | TRILOGY EVO | 2020-11-20 | 5265 | 2023-06-22 | 2025-10-15
BIPAP VENTILATORY SUPPORT SYSTEM | TRILOGY EVO VENTILATOR - BIPAP VENTILATORY SUPPORT SYSTEM | RESPIRONICS | TRILOGY EVO | 2020-11-20 | 5265 | 2022-04-25 | 2025-10-15
BIPAP VENTILATORY SUPPORT SYSTEM | BIPAP VENTILATORY SUPPORT SYSTEM | RESPIRONICS | A40 | 2020-11-19 | 2913
BIPAP VENTILATORY SUPPORT SYSTEM | BIPAP VENTILATORY SUPPORT SYSTEM | RESPIRONICS | A40 | 2020-11-19 | 2913
BIPAP VENTILATORY SUPPORT SYSTEM | BIPAP VENTILATORY SUPPORT SYSTEM | RESPIRONICS | A40 | 2020-11-19 | 2913
BIPAP VENTILATORY SUPPORT SYSTEM | BIPAP VENTILATORY SUPPORT SYSTEM | RESPIRONICS | A40 | 2020-11-19 | 2913
BIPAP VENTILATORY SUPPORT SYSTEM | BIPAP VENTILATORY SUPPORT SYSTEM | RESPIRONICS | A40 | 2020-11-19 | 2913
BIPAP VENTILATORY SUPPORT SYSTEM | BIPAP VENTILATORY SUPPORT SYSTEM | RESPIRONICS | A40 | 2020-11-19 | 2913
BIPAP VENTILATORY SUPPORT SYSTEM | BIPAP VENTILATORY SUPPORT SYSTEM | RESPIRONICS | A40 | 2020-11-19 | 2913
BIPAP VENTILATORY SUPPORT SYSTEM | BIPAP VENTILATORY SUPPORT SYSTEM | RESPIRONICS | A40 | 2020-11-19 | 2913
BIPAP VENTILATORY SUPPORT SYSTEM | BIPAP VENTILATORY SUPPORT SYSTEM | RESPIRONICS | A40 | 2020-11-19 | 2913
BIPAP VENTILATORY SUPPORT SYSTEM | BIPAP VENTILATORY SUPPORT SYSTEM | RESPIRONICS | A40 | 2020-11-19 | 2913
NASAL CPAP | NASAL CPAP | PHILIPS LTD | DREAMSTATION | 2020-11-19 | 538.8
NASAL CPAP | NASAL CPAP | PHILIPS LTD | DREAMSTATION | 2020-11-19 | 538.8
NASAL CPAP | NASAL CPAP | PHILIPS LTD | DREAMSTATION | 2020-11-19 | 538.8
NASAL CPAP | NASAL CPAP | PHILIPS LTD | DREAMSTATION | 2020-11-19 | 538.8
NASAL CPAP | NASAL CPAP | PHILIPS LTD | DREAMSTATION | 2020-11-19 | 538.8
NASAL CPAP | NASAL CPAP | PHILIPS LTD | DREAMSTATION | 2020-11-19 | 538.8
NASAL CPAP | NASAL CPAP | PHILIPS LTD | DREAMSTATION | 2020-11-19 | 538.8
NASAL CPAP | NASAL CPAP | PHILIPS LTD | DREAMSTATION | 2020-11-19 | 538.8
NASAL CPAP | NASAL CPAP | PHILIPS LTD | DREAMSTATION | 2020-11-19 | 538.8
NASAL CPAP | NASAL CPAP | PHILIPS LTD | DREAMSTATION | 2020-11-19 | 538.8
NASAL CPAP | NASAL CPAP | PHILIPS LTD | DREAMSTATION | 2020-11-19 | 538.8
NASAL CPAP | NASAL CPAP | PHILIPS LTD | DREAMSTATION | 2020-11-19 | 538.8
NASAL CPAP | NASAL CPAP | PHILIPS LTD | DREAMSTATION | 2020-11-19 | 538.8
NASAL CPAP | NASAL CPAP | PHILIPS LTD | DREAMSTATION | 2020-11-19 | 538.8
NASAL CPAP | NASAL CPAP | PHILIPS LTD | DREAMSTATION | 2020-11-19 | 538.8
NASAL CPAP | NASAL CPAP | PHILIPS LTD | DREAMSTATION | 2020-11-19 | 538.8
NASAL CPAP | NASAL CPAP | PHILIPS LTD | DREAMSTATION | 2020-11-19 | 538.8
NASAL CPAP | NASAL CPAP | PHILIPS LTD | DREAMSTATION | 2020-11-19 | 538.8
NASAL CPAP | NASAL CPAP | PHILIPS LTD | DREAMSTATION | 2020-11-19 | 538.8
NASAL CPAP | NASAL CPAP | PHILIPS LTD | DREAMSTATION | 2020-11-19 | 538.8
NASAL CPAP | NASAL CPAP | PHILIPS LTD | DREAMSTATION | 2020-11-19 | 538.8
NASAL CPAP | NASAL CPAP | PHILIPS LTD | DREAMSTATION | 2020-11-19 | 538.8
NASAL CPAP | NASAL CPAP | PHILIPS LTD | DREAMSTATION | 2020-11-19 | 538.8
NASAL CPAP | NASAL CPAP | PHILIPS LTD | DREAMSTATION | 2020-11-19 | 538.8
NASAL CPAP | NASAL CPAP | PHILIPS LTD | DREAMSTATION | 2020-11-19 | 538.8
NASAL CPAP | NASAL CPAP | PHILIPS LTD | DREAMSTATION | 2020-11-19 | 538.8
NASAL CPAP | NASAL CPAP | PHILIPS LTD | DREAMSTATION | 2020-11-19 | 538.8
NASAL CPAP | NASAL CPAP | PHILIPS LTD | DREAMSTATION | 2020-11-19 | 538.8
NEBULIZER | NEBULIZER | PHILIPS LTD | INNOSPIRE ESSENCE | 2021-02-24 | 50.4
NEBULIZER | NEBULIZER | PHILIPS LTD | INNOSPIRE ESSENCE | 2021-02-24 | 50.4
NEBULIZER | NEBULIZER | PHILIPS LTD | INNOSPIRE ESSENCE | 2021-02-24 | 50.4
NEBULIZER | NEBULIZER | PHILIPS LTD | INNOSPIRE ESSENCE | 2021-02-24 | 50.4
NEBULIZER | NEBULIZER | PHILIPS LTD | INNOSPIRE ESSENCE | 2021-02-24 | 50.4
NEBULIZER | NEBULIZER | PHILIPS LTD | INNOSPIRE ESSENCE | 2021-02-24 | 50.4
NEBULIZER | NEBULIZER | PHILIPS LTD | INNOSPIRE ESSENCE | 2021-02-24 | 50.4
NEBULIZER | NEBULIZER | PHILIPS LTD | INNOSPIRE ESSENCE | 2021-02-24 | 50.4
NEBULIZER | NEBULIZER | PHILIPS LTD | INNOSPIRE ESSENCE | 2021-02-24 | 50.4
NEBULIZER | NEBULIZER | PHILIPS LTD | INNOSPIRE ESSENCE | 2021-02-24 | 50.4
NEBULIZER | NEBULIZER | PHILIPS LTD | INNOSPIRE ESSENCE | 2021-02-17 | 50.4
NEBULIZER | NEBULIZER | PHILIPS LTD | INNOSPIRE ESSENCE | 2021-02-17 | 50.4
NEBULIZER | NEBULIZER | PHILIPS LTD | INNOSPIRE ESSENCE | 2021-02-17 | 50.4
NEBULIZER | NEBULIZER | PHILIPS LTD | INNOSPIRE ESSENCE | 2021-02-17 | 50.4
NEBULIZER | NEBULIZER | PHILIPS LTD | INNOSPIRE ESSENCE | 2021-02-06 | 50.4
NEBULIZER | NEBULIZER | PHILIPS LTD | INNOSPIRE ESSENCE | 2021-02-06 | 50.4
NEBULIZER | NEBULIZER | PHILIPS LTD | INNOSPIRE ESSENCE | 2021-02-06 | 50.4
NEBULIZER | NEBULIZER | PHILIPS LTD | INNOSPIRE ESSENCE | 2021-02-06 | 50.4
NEBULIZER | NEBULIZER | PHILIPS LTD | INNOSPIRE ESSENCE | 2021-02-06 | 50.4
NEBULIZER | NEBULIZER | PHILIPS LTD | INNOSPIRE ESSENCE | 2021-02-06 | 50.4
NEBULIZER | NEBULIZER | PHILIPS LTD | INNOSPIRE ESSENCE | 2021-02-03 | 50.4
NEBULIZER | NEBULIZER | PHILIPS LTD | INNOSPIRE ESSENCE | 2021-02-03 | 50.4
NEBULIZER | NEBULIZER | PHILIPS LTD | INNOSPIRE ESSENCE | 2021-02-03 | 50.4
NEBULIZER | NEBULIZER | PHILIPS LTD | INNOSPIRE ESSENCE | 2021-02-03 | 50.4
NEBULIZER | NEBULIZER | PHILIPS LTD | INNOSPIRE ESSENCE | 2021-02-03 | 50.4
NEBULIZER | NEBULIZER | PHILIPS LTD | INNOSPIRE ESSENCE | 2021-02-03 | 50.4
NEBULIZER | NEBULIZER | PHILIPS LTD | INNOSPIRE ESSENCE | 2021-01-11 | 50.4
NEBULIZER | NEBULIZER | PHILIPS LTD | INNOSPIRE ESSENCE | 2021-01-11 | 50.4
NEBULIZER | NEBULIZER | PHILIPS LTD | INNOSPIRE ESSENCE | 2021-01-11 | 50.4
NEBULIZER | NEBULIZER | PHILIPS LTD | INNOSPIRE ESSENCE | 2021-01-11 | 50.4
NEBULIZER | NEBULIZER | PHILIPS LTD | INNOSPIRE ESSENCE | 2021-01-11 | 50.4
NEBULIZER | NEBULIZER | PHILIPS LTD | INNOSPIRE ESSENCE | 2021-01-11 | 50.4
NEBULIZER | NEBULIZER | PHILIPS LTD | INNOSPIRE ESSENCE | 2021-01-11 | 50.4
NEBULIZER | NEBULIZER | PHILIPS LTD | INNOSPIRE ESSENCE | 2021-01-11 | 50.4
NEBULIZER | NEBULIZER | PHILIPS LTD | INNOSPIRE ESSENCE | 2021-01-11 | 50.4
NEBULIZER | NEBULIZER | PHILIPS LTD | INNOSPIRE ESSENCE | 2021-01-11 | 50.4
NEBULIZER | NEBULIZER | PHILIPS LTD | INNOSPIRE ESSENCE | 2021-01-11 | 50.4
NEBULIZER | NEBULIZER | PHILIPS LTD | INNOSPIRE ESSENCE | 2021-01-11 | 50.4
NEBULIZER | NEBULIZER | PHILIPS LTD | INNOSPIRE ESSENCE | 2020-11-30 | 50.4
NEBULIZER | NEBULIZER | PHILIPS LTD | INNOSPIRE ESSENCE | 2020-11-30 | 50.4
NEBULIZER | NEBULIZER | PHILIPS LTD | INNOSPIRE ESSENCE | 2020-11-30 | 50.4
NEBULIZER | NEBULIZER | PHILIPS LTD | INNOSPIRE ESSENCE | 2020-11-30 | 50.4
NEBULIZER | NEBULIZER | PHILIPS LTD | INNOSPIRE ESSENCE | 2020-11-30 | 50.4
NEBULIZER | NEBULIZER | PHILIPS LTD | INNOSPIRE ESSENCE | 2020-11-30 | 50.4
NEBULIZER | NEBULIZER | PHILIPS LTD | INNOSPIRE ESSENCE | 2020-11-30 | 50.4
NEBULIZER | NEBULIZER | PHILIPS LTD | INNOSPIRE ESSENCE | 2020-11-30 | 50.4
NEBULIZER | NEBULIZER | PHILIPS LTD | INNOSPIRE ESSENCE | 2020-11-30 | 50.4
NEBULIZER | NEBULIZER | PHILIPS LTD | INNOSPIRE ESSENCE | 2020-11-30 | 50.4
NEBULIZER | NEBULIZER | PHILIPS LTD | INNOSPIRE ESSENCE | 2020-11-30 | 50.4
NEBULIZER | NEBULIZER | PHILIPS LTD | INNOSPIRE ESSENCE | 2020-11-30 | 50.4
NEBULIZER | NEBULIZER | PHILIPS LTD | INNOSPIRE ESSENCE | 2020-09-17 | 50.4
NEBULIZER | NEBULIZER | PHILIPS LTD | INNOSPIRE ESSENCE | 2020-09-16 | 50.4
NEBULIZER | NEBULIZER | PHILIPS LTD | INNOSPIRE ESSENCE | 2020-09-16 | 50.4
NEBULIZER | NEBULIZER | PHILIPS LTD | INNOSPIRE ESSENCE | 2020-09-16 | 50.4
NASAL CPAP | NASAL CPAP | PHILIPS LTD | DREAMSTATION | 2020-11-19 | 538.8
NASAL CPAP | NASAL CPAP | PHILIPS LTD | DREAMSTATION | 2020-11-19 | 538.8
NASAL CPAP | NASAL CPAP | PHILIPS LTD | DREAMSTATION | 2020-11-19 | 538.8
NASAL CPAP | NASAL CPAP | PHILIPS LTD | DREAMSTATION | 2020-11-19 | 538.8
NASAL CPAP | NASAL CPAP | PHILIPS LTD | DREAMSTATION | 2020-11-19 | 538.8
NASAL CPAP | NASAL CPAP | PHILIPS LTD | DREAMSTATION | 2020-11-19 | 538.8
NASAL CPAP | NASAL CPAP | PHILIPS LTD | DREAMSTATION | 2020-11-19 | 538.8
NASAL CPAP | NASAL CPAP | PHILIPS LTD | DREAMSTATION | 2020-11-19 | 538.8
NASAL CPAP | NASAL CPAP | PHILIPS LTD | DREAMSTATION | 2020-11-19 | 538.8
NASAL CPAP | NASAL CPAP | PHILIPS LTD | DREAMSTATION | 2020-11-19 | 538.8
NASAL CPAP | NASAL CPAP | PHILIPS LTD | DREAMSTATION | 2020-11-19 | 538.8
NASAL CPAP | NASAL CPAP | PHILIPS LTD | DREAMSTATION | 2020-11-19 | 538.8
NASAL CPAP | NASAL CPAP | PHILIPS LTD | DREAMSTATION | 2020-11-19 | 538.8
NASAL CPAP | NASAL CPAP | PHILIPS LTD | DREAMSTATION | 2020-11-19 | 538.8
NASAL CPAP | NASAL CPAP | PHILIPS LTD | DREAMSTATION | 2020-11-19 | 538.8
NASAL CPAP | NASAL CPAP | PHILIPS LTD | DREAMSTATION | 2020-11-19 | 538.8
NASAL CPAP | NASAL CPAP | PHILIPS LTD | DREAMSTATION | 2020-11-19 | 538.8
NASAL CPAP | NASAL CPAP | PHILIPS LTD | DREAMSTATION | 2020-11-19 | 538.8
NASAL CPAP | NASAL CPAP | PHILIPS LTD | DREAMSTATION | 2020-11-19 | 538.8
NASAL CPAP | NASAL CPAP | PHILIPS LTD | DREAMSTATION | 2020-11-19 | 538.8
NASAL CPAP | NASAL CPAP | PHILIPS LTD | DREAMSTATION | 2020-11-19 | 538.8
NASAL CPAP | NASAL CPAP | PHILIPS LTD | DREAMSTATION | 2020-11-19 | 538.8
NASAL CPAP | NASAL CPAP | PHILIPS LTD | DREAMSTATION | 2020-11-19 | 538.8
NASAL CPAP | NASAL CPAP | PHILIPS LTD | DREAMSTATION | 2020-11-19 | 538.8
NASAL CPAP | NASAL CPAP | PHILIPS LTD | DREAMSTATION | 2020-11-19 | 538.8
NASAL CPAP | NASAL CPAP | PHILIPS LTD | DREAMSTATION | 2020-11-19 | 538.8
NASAL CPAP | NASAL CPAP | PHILIPS LTD | DREAMSTATION | 2020-11-19 | 538.8
NASAL CPAP | NASAL CPAP | PHILIPS LTD | DREAMSTATION | 2020-11-19 | 538.8
NASAL CPAP | NASAL CPAP | PHILIPS LTD | DREAMSTATION | 2020-11-19 | 538.8
NASAL CPAP | NASAL CPAP | PHILIPS LTD | DREAMSTATION | 2020-11-19 | 538.8
NASAL CPAP | NASAL CPAP | PHILIPS LTD | DREAMSTATION | 2020-11-19 | 538.8
NASAL CPAP | NASAL CPAP | PHILIPS LTD | DREAMSTATION | 2020-11-19 | 538.8
NASAL CPAP | NASAL CPAP | PHILIPS LTD | DREAMSTATION | 2020-11-19 | 538.8
NASAL CPAP | NASAL CPAP | PHILIPS LTD | DREAMSTATION | 2020-11-19 | 538.8
NASAL CPAP | NASAL CPAP | PHILIPS LTD | DREAMSTATION | 2020-11-19 | 538.8
NASAL CPAP | NASAL CPAP | PHILIPS LTD | DREAMSTATION | 2020-11-19 | 538.8
NASAL CPAP | NASAL CPAP | PHILIPS LTD | DREAMSTATION | 2020-11-19 | 538.8
NASAL CPAP | NASAL CPAP | PHILIPS LTD | DREAMSTATION | 2020-11-19 | 538.8
NASAL CPAP | NASAL CPAP | PHILIPS LTD | DREAMSTATION | 2020-11-19 | 538.8
NASAL CPAP | NASAL CPAP | PHILIPS LTD | DREAMSTATION | 2020-11-19 | 538.8
NASAL CPAP | NASAL CPAP | PHILIPS LTD | DREAMSTATION | 2020-11-19 | 538.8
NASAL CPAP | NASAL CPAP | PHILIPS LTD | DREAMSTATION | 2020-11-19 | 538.8
NASAL CPAP | NASAL CPAP | PHILIPS LTD | DREAMSTATION | 2020-11-19 | 538.8
NASAL CPAP | NASAL CPAP | PHILIPS LTD | DREAMSTATION | 2020-11-19 | 538.8
NASAL CPAP | NASAL CPAP | PHILIPS LTD | DREAMSTATION | 2020-11-19 | 538.8
NASAL CPAP | NASAL CPAP | PHILIPS LTD | DREAMSTATION | 2020-11-19 | 538.8
NASAL CPAP | NASAL CPAP | PHILIPS LTD | DREAMSTATION | 2020-11-19 | 538.8
NASAL CPAP | NASAL CPAP | PHILIPS LTD | DREAMSTATION | 2020-11-19 | 538.8
NASAL CPAP | NASAL CPAP | PHILIPS LTD | DREAMSTATION | 2020-11-19 | 538.8
NASAL CPAP | NASAL CPAP | PHILIPS LTD | DREAMSTATION | 2020-11-19 | 538.8
NASAL CPAP | NASAL CPAP | PHILIPS LTD | DREAMSTATION | 2020-11-19 | 538.8
NASAL CPAP | NASAL CPAP | PHILIPS LTD | DREAMSTATION | 2020-11-19 | 538.8
NASAL CPAP | NASAL CPAP | PHILIPS LTD | DREAMSTATION | 2020-11-19 | 538.8
NASAL CPAP | NASAL CPAP | PHILIPS LTD | DREAMSTATION | 2020-11-19 | 538.8
NASAL CPAP | NASAL CPAP | PHILIPS LTD | DREAMSTATION | 2020-11-19 | 538.8
NASAL CPAP | NASAL CPAP | PHILIPS LTD | DREAMSTATION | 2020-11-19 | 538.8
NASAL CPAP | NASAL CPAP | PHILIPS LTD | DREAMSTATION | 2020-11-19 | 538.8
NASAL CPAP | NASAL CPAP | PHILIPS LTD | DREAMSTATION | 2020-11-19 | 538.8
NASAL CPAP | NASAL CPAP | PHILIPS LTD | DREAMSTATION | 2020-11-19 | 538.8
NASAL CPAP | NASAL CPAP | PHILIPS LTD | DREAMSTATION | 2020-11-19 | 538.8
NASAL CPAP | NASAL CPAP | PHILIPS LTD | DREAMSTATION | 2020-11-19 | 538.8
NASAL CPAP | NASAL CPAP | PHILIPS LTD | DREAMSTATION | 2020-11-19 | 538.8
NASAL CPAP | NASAL CPAP | PHILIPS LTD | DREAMSTATION | 2020-11-19 | 538.8
NASAL CPAP | NASAL CPAP | PHILIPS LTD | DREAMSTATION | 2020-11-19 | 538.8
NASAL CPAP | NASAL CPAP | PHILIPS LTD | DREAMSTATION | 2020-11-19 | 538.8
NASAL CPAP | NASAL CPAP | PHILIPS LTD | DREAMSTATION | 2020-11-19 | 538.8
NASAL CPAP | NASAL CPAP | PHILIPS LTD | DREAMSTATION | 2020-11-19 | 538.8
NASAL CPAP | NASAL CPAP | PHILIPS LTD | DREAMSTATION | 2020-11-19 | 538.8
NASAL CPAP | NASAL CPAP | PHILIPS LTD | DREAMSTATION | 2020-11-19 | 538.8
NASAL CPAP | NASAL CPAP | PHILIPS LTD | DREAMSTATION | 2020-11-19 | 538.8
NASAL CPAP | NASAL CPAP | PHILIPS LTD | DREAMSTATION | 2020-11-19 | 538.8
NASAL CPAP | NASAL CPAP | PHILIPS LTD | DREAMSTATION | 2020-11-19 | 538.8
NASAL CPAP | NASAL CPAP | PHILIPS LTD | DREAMSTATION | 2020-11-19 | 538.8
NASAL CPAP | NASAL CPAP | PHILIPS LTD | DREAMSTATION | 2020-11-19 | 538.8
NASAL CPAP | NASAL CPAP | PHILIPS LTD | DREAMSTATION | 2020-11-19 | 538.8
NASAL CPAP | NASAL CPAP | PHILIPS LTD | DREAMSTATION | 2020-11-19 | 538.8
BIPAP VENTILATORY SUPPORT SYSTEM | TRILOGY EVO VENTILATOR - BIPAP VENTILATORY SUPPORT SYSTEM | RESPIRONICS | TRILOGY EVO | 2021-04-07 | 5265 | 2024-10-22 | 2029-10-15
NASAL CPAP | NASAL CPAP | PHILIPS LTD | DREAMSTATION | 2020-11-19 | 538.8
NASAL CPAP | NASAL CPAP | PHILIPS LTD | DREAMSTATION | 2020-11-19 | 538.8
NASAL CPAP | NASAL CPAP | PHILIPS LTD | DREAMSTATION | 2020-11-19 | 538.8
NASAL CPAP | NASAL CPAP | PHILIPS LTD | DREAMSTATION | 2020-11-19 | 538.8
NASAL CPAP | NASAL CPAP | PHILIPS LTD | DREAMSTATION | 2020-11-19 | 538.8
NASAL CPAP | NASAL CPAP | PHILIPS LTD | DREAMSTATION | 2020-11-19 | 538.8
NASAL CPAP | NASAL CPAP | PHILIPS LTD | DREAMSTATION | 2020-11-19 | 538.8
NASAL CPAP | NASAL CPAP | PHILIPS LTD | DREAMSTATION | 2020-11-19 | 538.8
NASAL CPAP | NASAL CPAP | PHILIPS LTD | DREAMSTATION | 2020-11-19 | 538.8
NASAL CPAP | NASAL CPAP | PHILIPS LTD | DREAMSTATION | 2020-11-19 | 538.8
NASAL CPAP | NASAL CPAP | PHILIPS LTD | DREAMSTATION | 2020-11-19 | 538.8
NASAL CPAP | NASAL CPAP | PHILIPS LTD | DREAMSTATION | 2020-11-19 | 538.8
NASAL CPAP | NASAL CPAP | PHILIPS LTD | DREAMSTATION | 2021-06-08 | 538.8
NASAL CPAP | NASAL CPAP | PHILIPS LTD | DREAMSTATION | 2021-06-08 | 538.8
NASAL CPAP | NASAL CPAP | PHILIPS LTD | DREAMSTATION | 2021-06-08 | 538.8
NASAL CPAP | NASAL CPAP | PHILIPS LTD | DREAMSTATION | 2021-06-08 | 538.8
NASAL CPAP | NASAL CPAP | PHILIPS LTD | DREAMSTATION | 2021-06-08 | 538.8
NASAL CPAP | NASAL CPAP | PHILIPS LTD | DREAMSTATION | 2021-06-08 | 538.8
NASAL CPAP | NASAL CPAP | PHILIPS LTD | DREAMSTATION | 2021-06-08 | 538.8
NASAL CPAP | NASAL CPAP | PHILIPS LTD | DREAMSTATION | 2021-06-08 | 538.8
NASAL CPAP | NASAL CPAP | PHILIPS LTD | DREAMSTATION | 2021-06-08 | 538.8
NASAL CPAP | NASAL CPAP | PHILIPS LTD | DREAMSTATION | 2021-06-08 | 538.8
NASAL CPAP | NASAL CPAP | PHILIPS LTD | DREAMSTATION | 2021-06-08 | 538.8
NASAL CPAP | NASAL CPAP | PHILIPS LTD | DREAMSTATION | 2021-06-08 | 538.8
NASAL CPAP | NASAL CPAP | PHILIPS LTD | DREAMSTATION | 2021-06-08 | 538.8
NASAL CPAP | NASAL CPAP | PHILIPS LTD | DREAMSTATION | 2021-06-08 | 538.8
NASAL CPAP | NASAL CPAP | PHILIPS LTD | DREAMSTATION | 2021-06-08 | 538.8
NASAL CPAP | NASAL CPAP | PHILIPS LTD | DREAMSTATION | 2021-06-08 | 538.8
NASAL CPAP | NASAL CPAP | PHILIPS LTD | DREAMSTATION | 2021-06-08 | 538.8
NASAL CPAP | NASAL CPAP | PHILIPS LTD | DREAMSTATION | 2021-06-08 | 538.8
NASAL CPAP | NASAL CPAP | PHILIPS LTD | DREAMSTATION | 2021-06-08 | 538.8
NASAL CPAP | NASAL CPAP | PHILIPS LTD | DREAMSTATION | 2021-06-08 | 538.8
NASAL CPAP | NASAL CPAP | PHILIPS LTD | DREAMSTATION | 2021-06-08 | 538.8
NASAL CPAP | NASAL CPAP | PHILIPS LTD | DREAMSTATION | 2021-06-08 | 538.8
NASAL CPAP | NASAL CPAP | PHILIPS LTD | DREAMSTATION | 2021-06-08 | 538.8
NASAL CPAP | NASAL CPAP | PHILIPS LTD | DREAMSTATION | 2021-06-08 | 538.8
NASAL CPAP | NASAL CPAP | PHILIPS LTD | DREAMSTATION | 2021-06-08 | 538.8
NASAL CPAP | NASAL CPAP | PHILIPS LTD | DREAMSTATION | 2021-06-08 | 538.8
NASAL CPAP | NASAL CPAP | PHILIPS LTD | DREAMSTATION | 2021-06-08 | 538.8
NASAL CPAP | NASAL CPAP | PHILIPS LTD | DREAMSTATION | 2021-06-08 | 538.8
NASAL CPAP | NASAL CPAP | PHILIPS LTD | DREAMSTATION | 2021-06-08 | 538.8
NASAL CPAP | NASAL CPAP | PHILIPS LTD | DREAMSTATION | 2021-06-08 | 538.8
NASAL CPAP | NASAL CPAP | PHILIPS LTD | DREAMSTATION | 2021-06-08 | 538.8
NASAL CPAP | NASAL CPAP | PHILIPS LTD | DREAMSTATION | 2021-06-08 | 538.8
NASAL CPAP | NASAL CPAP | PHILIPS LTD | DREAMSTATION | 2021-06-08 | 538.8
NASAL CPAP | NASAL CPAP | PHILIPS LTD | DREAMSTATION | 2021-06-08 | 538.8
NASAL CPAP | NASAL CPAP | PHILIPS LTD | DREAMSTATION | 2021-06-08 | 538.8
NASAL CPAP | NASAL CPAP | PHILIPS LTD | DREAMSTATION | 2021-06-08 | 538.8
NASAL CPAP | NASAL CPAP | PHILIPS LTD | DREAMSTATION | 2021-06-08 | 538.8
HUMIDIFIER | M SERIES HUMIDIFIER | RESPIRONICS | M SERIES HUMIDIFIER | 2021-06-10 | 144
HUMIDIFIER | M SERIES HUMIDIFIER | RESPIRONICS | M SERIES HUMIDIFIER | 2021-06-10 | 144
HUMIDIFIER | M SERIES HUMIDIFIER | RESPIRONICS | M SERIES HUMIDIFIER | 2021-06-10 | 144
HUMIDIFIER | M SERIES HUMIDIFIER | RESPIRONICS | M SERIES HUMIDIFIER | 2021-06-10 | 144
BIPAP VENTILATORY SUPPORT SYSTEM | TRILOGY 100 VENTILATOR | RESPIRONICS | TRILOGY 100 | 2021-06-10 | 4303.2
BIPAP VENTILATORY SUPPORT SYSTEM | TRILOGY 100 VENTILATOR | RESPIRONICS | TRILOGY 100 | 2021-06-10 | 4303.2
BIPAP VENTILATORY SUPPORT SYSTEM | TRILOGY 100 VENTILATOR | RESPIRONICS | TRILOGY 100 | 2021-06-10 | 4303.2
BIPAP VENTILATORY SUPPORT SYSTEM | TRILOGY 100 VENTILATOR | RESPIRONICS | TRILOGY 100 | 2021-06-10 | 4303.2
HUMIDIFIER HEATED WIRE CONN. | HUMIDIFIER | INSPIRED MEDICAL | VHB10A | 2021-06-10 | 120
HUMIDIFIER HEATED WIRE CONN. | HUMIDIFIER | INSPIRED MEDICAL | VHB10A | 2021-06-10 | 120
HUMIDIFIER HEATED WIRE CONN. | HUMIDIFIER | INSPIRED MEDICAL | VHB10A | 2021-06-10 | 120
HUMIDIFIER HEATED WIRE CONN. | HUMIDIFIER | INSPIRED MEDICAL | VHB10A | 2021-06-10 | 120
HUMIDIFIER HEATED WIRE CONN. | HUMIDIFIER | INSPIRED MEDICAL | VHB10A | 2021-06-10 | 120
HUMIDIFIER HEATED WIRE CONN. | HUMIDIFIER | INSPIRED MEDICAL | VHB10A | 2021-06-10 | 120
HUMIDIFIER HEATED WIRE CONN. | HUMIDIFIER | INSPIRED MEDICAL | VHB10A | 2021-06-10 | 120
HUMIDIFIER HEATED WIRE CONN. | HUMIDIFIER | INSPIRED MEDICAL | VHB10A | 2021-06-10 | 120
HUMIDIFIER HEATED WIRE CONN. | HUMIDIFIER | INSPIRED MEDICAL | VHB10A | 2021-06-10 | 120
BIPAP VENTILATORY SUPPORT SYSTEM | TRILOGY 100 VENTILATOR | RESPIRONICS | TRILOGY 100 | 2021-06-10 | 4303.2
BIPAP VENTILATORY SUPPORT SYSTEM | TRILOGY 100 VENTILATOR | RESPIRONICS | TRILOGY 100 | 2021-06-10 | 4303.2
BIPAP VENTILATORY SUPPORT SYSTEM | TRILOGY 100 VENTILATOR | RESPIRONICS | TRILOGY 100 | 2021-06-10 | 4303.2
BIPAP VENTILATORY SUPPORT SYSTEM | TRILOGY 100 VENTILATOR | RESPIRONICS | TRILOGY 100 | 2021-06-10 | 4303.2
BIPAP VENTILATORY SUPPORT SYSTEM | TRILOGY 100 VENTILATOR | RESPIRONICS | TRILOGY 100 | 2021-06-10 | 4303.2
BIPAP VENTILATORY SUPPORT SYSTEM | TRILOGY 100 VENTILATOR | RESPIRONICS | TRILOGY 100 | 2021-06-10 | 4303.2
BIPAP VENTILATORY SUPPORT SYSTEM | TRILOGY 100 VENTILATOR | RESPIRONICS | TRILOGY 100 | 2021-06-10 | 4303.2
BIPAP VENTILATORY SUPPORT SYSTEM | TRILOGY 100 VENTILATOR | RESPIRONICS | TRILOGY 100 | 2021-06-10 | 4303.2
BIPAP VENTILATORY SUPPORT SYSTEM | TRILOGY 100 VENTILATOR | RESPIRONICS | TRILOGY 100 | 2021-06-10 | 4303.2
HUMIDIFIER | HUMIDIFIER | F & P | MR850 | 2021-06-08 | 1200 | 2024-09-30 | 2026-05-12
HUMIDIFIER | HUMIDIFIER | F & P | MR850 | 2021-06-08 | 1200 | 2024-02-19 | 2025-06-01
NASAL CPAP | NASAL CPAP | PHILIPS LTD | DREAMSTATION | 2021-06-08 | 538.8
NASAL CPAP | NASAL CPAP | PHILIPS LTD | DREAMSTATION | 2021-06-08 | 538.8
NASAL CPAP | NASAL CPAP | PHILIPS LTD | DREAMSTATION | 2021-06-08 | 538.8
NASAL CPAP | NASAL CPAP | PHILIPS LTD | DREAMSTATION | 2021-06-08 | 538.8
NASAL CPAP | NASAL CPAP | PHILIPS LTD | DREAMSTATION | 2021-06-08 | 538.8
NASAL CPAP | NASAL CPAP | PHILIPS LTD | DREAMSTATION | 2021-06-08 | 538.8
NASAL CPAP | NASAL CPAP | PHILIPS LTD | DREAMSTATION | 2021-06-08 | 538.8
NASAL CPAP | NASAL CPAP | PHILIPS LTD | DREAMSTATION | 2021-06-08 | 538.8
NASAL CPAP | NASAL CPAP | PHILIPS LTD | DREAMSTATION | 2021-06-08 | 538.8
NASAL CPAP | NASAL CPAP | PHILIPS LTD | DREAMSTATION | 2021-06-08 | 538.8
NASAL CPAP | NASAL CPAP | PHILIPS LTD | DREAMSTATION | 2021-06-08 | 538.8
NASAL CPAP | NASAL CPAP | PHILIPS LTD | DREAMSTATION | 2021-06-08 | 538.8
NASAL CPAP | NASAL CPAP | PHILIPS LTD | DREAMSTATION | 2021-06-08 | 538.8
NASAL CPAP | NASAL CPAP | PHILIPS LTD | DREAMSTATION | 2021-06-08 | 538.8
NASAL CPAP | NASAL CPAP | PHILIPS LTD | DREAMSTATION | 2021-06-08 | 538.8
NASAL CPAP | NASAL CPAP | PHILIPS LTD | DREAMSTATION | 2021-06-08 | 538.8
NASAL CPAP | NASAL CPAP | PHILIPS LTD | DREAMSTATION | 2021-06-08 | 538.8
NASAL CPAP | NASAL CPAP | PHILIPS LTD | DREAMSTATION | 2021-06-08 | 538.8
NASAL CPAP | NASAL CPAP | PHILIPS LTD | DREAMSTATION | 2021-06-08 | 538.8
NASAL CPAP | NASAL CPAP | PHILIPS LTD | DREAMSTATION | 2021-06-08 | 538.8
NASAL CPAP | NASAL CPAP | PHILIPS LTD | DREAMSTATION | 2021-06-08 | 538.8
NASAL CPAP | NASAL CPAP | PHILIPS LTD | DREAMSTATION | 2021-06-08 | 538.8
NASAL CPAP | NASAL CPAP | PHILIPS LTD | DREAMSTATION | 2021-06-08 | 538.8
NASAL CPAP | NASAL CPAP | PHILIPS LTD | DREAMSTATION | 2021-06-08 | 538.8
NASAL CPAP | NASAL CPAP | PHILIPS LTD | DREAMSTATION | 2021-06-08 | 538.8
NASAL CPAP | NASAL CPAP | PHILIPS LTD | DREAMSTATION | 2021-06-08 | 538.8
NASAL CPAP | NASAL CPAP | PHILIPS LTD | DREAMSTATION | 2021-06-08 | 538.8
NASAL CPAP | NASAL CPAP | PHILIPS LTD | DREAMSTATION | 2021-06-08 | 538.8
NASAL CPAP | NASAL CPAP | PHILIPS LTD | DREAMSTATION | 2021-06-08 | 538.8
NASAL CPAP | NASAL CPAP | PHILIPS LTD | DREAMSTATION | 2021-06-08 | 538.8
NASAL CPAP | NASAL CPAP | PHILIPS LTD | DREAMSTATION | 2021-06-08 | 538.8
HUMIDIFIER | HUMIDIFIER | F & P | MR850 | 2021-05-04 | 1200 | 2024-07-10 | 2026-07-01
HUMIDIFIER | HUMIDIFIER | F & P | MR850 | 2021-05-04 | 1200 | 2024-04-29 | 2025-05-12
BIPAP VENTILATORY SUPPORT SYSTEM | TRILOGY 100 VENTILATOR | RESPIRONICS | TRILOGY 100 | 2021-05-04 | 4303.2
BIPAP VENTILATORY SUPPORT SYSTEM | TRILOGY 100 VENTILATOR | RESPIRONICS | TRILOGY 100 | 2021-05-04 | 4303.2
BIPAP VENTILATORY SUPPORT SYSTEM | TRILOGY 100 VENTILATOR | RESPIRONICS | TRILOGY 100 | 2021-05-04 | 4303.2
BIPAP VENTILATORY SUPPORT SYSTEM | TRILOGY 100 VENTILATOR | RESPIRONICS | TRILOGY 100 | 2021-05-04 | 4303.2
BIPAP VENTILATORY SUPPORT SYSTEM | TRILOGY 100 VENTILATOR | RESPIRONICS | TRILOGY 100 | 2021-05-04 | 4303.2
BIPAP VENTILATORY SUPPORT SYSTEM | TRILOGY 100 VENTILATOR | RESPIRONICS | TRILOGY 100 | 2021-05-04 | 4303.2
BIPAP VENTILATORY SUPPORT SYSTEM | TRILOGY 100 VENTILATOR | RESPIRONICS | TRILOGY 100 | 2021-05-04 | 4303.2
BIPAP VENTILATORY SUPPORT SYSTEM | TRILOGY 100 VENTILATOR | RESPIRONICS | TRILOGY 100 | 2021-05-04 | 4303.2
BIPAP VENTILATORY SUPPORT SYSTEM | TRILOGY 100 VENTILATOR | RESPIRONICS | TRILOGY 100 | 2021-05-04 | 4303.2
BIPAP VENTILATORY SUPPORT SYSTEM | TRILOGY 100 VENTILATOR | RESPIRONICS | TRILOGY 100 | 2021-05-04 | 4303.2
BIPAP VENTILATORY SUPPORT SYSTEM | TRILOGY 100 VENTILATOR | RESPIRONICS | TRILOGY 100 | 2021-05-04 | 4303.2
BIPAP VENTILATORY SUPPORT SYSTEM | TRILOGY 100 VENTILATOR | RESPIRONICS | TRILOGY 100 | 2021-05-04 | 4303.2
BIPAP VENTILATORY SUPPORT SYSTEM | TRILOGY 100 VENTILATOR | RESPIRONICS | TRILOGY 100 | 2021-05-04 | 4303.2
BIPAP VENTILATORY SUPPORT SYSTEM | TRILOGY 100 VENTILATOR | RESPIRONICS | TRILOGY 100 | 2021-05-04 | 4303.2
BIPAP VENTILATORY SUPPORT SYSTEM | TRILOGY 100 VENTILATOR | RESPIRONICS | TRILOGY 100 | 2021-05-04 | 4303.2
BIPAP VENTILATORY SUPPORT SYSTEM | TRILOGY 100 VENTILATOR | RESPIRONICS | TRILOGY 100 | 2021-05-04 | 4303.2
BIPAP VENTILATORY SUPPORT SYSTEM | TRILOGY 100 VENTILATOR | RESPIRONICS | TRILOGY 100 | 2021-05-04 | 4303.2
BIPAP VENTILATORY SUPPORT SYSTEM | TRILOGY 100 VENTILATOR | RESPIRONICS | TRILOGY 100 | 2021-05-04 | 4303.2
NASAL CPAP | NASAL CPAP | PHILIPS LTD | DREAMSTATION | 2021-05-04 | 538.8
NASAL CPAP | NASAL CPAP | PHILIPS LTD | DREAMSTATION | 2021-05-04 | 538.8
NASAL CPAP | NASAL CPAP | PHILIPS LTD | DREAMSTATION | 2021-05-04 | 538.8
NASAL CPAP | NASAL CPAP | PHILIPS LTD | DREAMSTATION | 2021-05-04 | 538.8
NASAL CPAP | NASAL CPAP | PHILIPS LTD | DREAMSTATION | 2021-05-04 | 538.8
NASAL CPAP | NASAL CPAP | PHILIPS LTD | DREAMSTATION | 2021-05-04 | 538.8
NASAL CPAP | NASAL CPAP | PHILIPS LTD | DREAMSTATION | 2021-05-04 | 538.8
NASAL CPAP | NASAL CPAP | PHILIPS LTD | DREAMSTATION | 2021-05-04 | 538.8
NASAL CPAP | NASAL CPAP | PHILIPS LTD | DREAMSTATION | 2021-05-04 | 538.8
NASAL CPAP | NASAL CPAP | PHILIPS LTD | DREAMSTATION | 2021-05-04 | 538.8
NASAL CPAP | NASAL CPAP | PHILIPS LTD | DREAMSTATION | 2021-05-04 | 538.8
NASAL CPAP | NASAL CPAP | PHILIPS LTD | DREAMSTATION | 2021-05-04 | 538.8
NASAL CPAP | NASAL CPAP | PHILIPS LTD | DREAMSTATION | 2021-05-04 | 538.8
NASAL CPAP | NASAL CPAP | PHILIPS LTD | DREAMSTATION | 2021-05-04 | 538.8
NASAL CPAP | NASAL CPAP | PHILIPS LTD | DREAMSTATION | 2021-05-04 | 538.8
NASAL CPAP | NASAL CPAP | PHILIPS LTD | DREAMSTATION | 2021-05-04 | 538.8
NASAL CPAP | NASAL CPAP | PHILIPS LTD | DREAMSTATION | 2021-05-04 | 538.8
NASAL CPAP | NASAL CPAP | PHILIPS LTD | DREAMSTATION | 2021-05-04 | 538.8
NASAL CPAP | NASAL CPAP | PHILIPS LTD | DREAMSTATION | 2021-05-04 | 538.8
NASAL CPAP | NASAL CPAP | PHILIPS LTD | DREAMSTATION | 2021-05-04 | 538.8
NASAL CPAP | NASAL CPAP | PHILIPS LTD | DREAMSTATION | 2021-05-04 | 538.8
NASAL CPAP | NASAL CPAP | PHILIPS LTD | DREAMSTATION | 2021-05-04 | 538.8
NASAL CPAP | NASAL CPAP | PHILIPS LTD | DREAMSTATION | 2021-05-04 | 538.8
NASAL CPAP | NASAL CPAP | PHILIPS LTD | DREAMSTATION | 2021-05-04 | 538.8
NASAL CPAP | NASAL CPAP | PHILIPS LTD | DREAMSTATION | 2021-05-04 | 538.8
NASAL CPAP | NASAL CPAP | PHILIPS LTD | DREAMSTATION | 2021-05-04 | 538.8
NASAL CPAP | NASAL CPAP | PHILIPS LTD | DREAMSTATION | 2021-05-04 | 538.8
NASAL CPAP | NASAL CPAP | PHILIPS LTD | DREAMSTATION | 2021-05-04 | 538.8
NASAL CPAP | NASAL CPAP | PHILIPS LTD | DREAMSTATION | 2021-05-04 | 538.8
NASAL CPAP | NASAL CPAP | PHILIPS LTD | DREAMSTATION | 2021-05-04 | 538.8
NASAL CPAP | NASAL CPAP | PHILIPS LTD | DREAMSTATION | 2021-05-04 | 538.8
NASAL CPAP | NASAL CPAP | PHILIPS LTD | DREAMSTATION | 2021-05-04 | 538.8
NASAL CPAP | NASAL CPAP | PHILIPS LTD | DREAMSTATION | 2021-05-04 | 538.8
NASAL CPAP | NASAL CPAP | PHILIPS LTD | DREAMSTATION | 2021-05-04 | 538.8
NASAL CPAP | NASAL CPAP | PHILIPS LTD | DREAMSTATION | 2021-05-04 | 538.8
NASAL CPAP | NASAL CPAP | PHILIPS LTD | DREAMSTATION | 2021-05-04 | 538.8
NASAL CPAP | NASAL CPAP | PHILIPS LTD | DREAMSTATION | 2021-05-04 | 538.8
NASAL CPAP | NASAL CPAP | PHILIPS LTD | DREAMSTATION | 2021-05-04 | 538.8
NASAL CPAP | NASAL CPAP | PHILIPS LTD | DREAMSTATION | 2021-05-04 | 538.8
NASAL CPAP | NASAL CPAP | PHILIPS LTD | DREAMSTATION | 2021-05-04 | 538.8
NASAL CPAP | NASAL CPAP | PHILIPS LTD | DREAMSTATION | 2021-05-04 | 538.8
NASAL CPAP | NASAL CPAP | PHILIPS LTD | DREAMSTATION | 2021-05-04 | 538.8
NASAL CPAP | NASAL CPAP | PHILIPS LTD | DREAMSTATION | 2021-05-04 | 538.8
NASAL CPAP | NASAL CPAP | PHILIPS LTD | DREAMSTATION | 2021-05-04 | 538.8
NASAL CPAP | NASAL CPAP | PHILIPS LTD | DREAMSTATION | 2021-05-04 | 538.8
NASAL CPAP | NASAL CPAP | PHILIPS LTD | DREAMSTATION | 2021-05-04 | 538.8
NASAL CPAP | NASAL CPAP | PHILIPS LTD | DREAMSTATION | 2021-05-04 | 538.8
NASAL CPAP | NASAL CPAP | PHILIPS LTD | DREAMSTATION | 2021-05-04 | 538.8
NASAL CPAP | NASAL CPAP | PHILIPS LTD | DREAMSTATION | 2021-05-04 | 538.8
NASAL CPAP | NASAL CPAP | PHILIPS LTD | DREAMSTATION | 2021-05-04 | 538.8
NASAL CPAP | NASAL CPAP | PHILIPS LTD | DREAMSTATION | 2021-05-04 | 538.8
NASAL CPAP | NASAL CPAP | PHILIPS LTD | DREAMSTATION | 2021-05-04 | 538.8
NASAL CPAP | NASAL CPAP | PHILIPS LTD | DREAMSTATION | 2021-05-04 | 538.8
NASAL CPAP | NASAL CPAP | PHILIPS LTD | DREAMSTATION | 2021-05-04 | 538.8
NASAL CPAP | NASAL CPAP | PHILIPS LTD | DREAMSTATION | 2021-05-04 | 538.8
NASAL CPAP | NASAL CPAP | PHILIPS LTD | DREAMSTATION | 2021-05-04 | 538.8
NASAL CPAP | NASAL CPAP | PHILIPS LTD | DREAMSTATION | 2021-05-04 | 538.8
NASAL CPAP | NASAL CPAP | PHILIPS LTD | DREAMSTATION | 2021-05-04 | 538.8
NASAL CPAP | NASAL CPAP | PHILIPS LTD | DREAMSTATION | 2021-05-04 | 538.8
NASAL CPAP | NASAL CPAP | PHILIPS LTD | DREAMSTATION | 2021-05-04 | 538.8
NASAL CPAP | NASAL CPAP | PHILIPS LTD | DREAMSTATION | 2021-05-04 | 538.8
IN-EXSUFFLATOR (COUGH ASSIST SYSTEM) | MECHANICAL IN-EXSUFFLATOR | RESPIRONICS | COUGH ASSIST E70 | 2021-05-04 | 3960
IN-EXSUFFLATOR (COUGH ASSIST SYSTEM) | MECHANICAL IN-EXSUFFLATOR | RESPIRONICS | COUGH ASSIST E70 | 2021-05-04 | 3960
IN-EXSUFFLATOR (COUGH ASSIST SYSTEM) | MECHANICAL IN-EXSUFFLATOR | RESPIRONICS | COUGH ASSIST E70 | 2021-05-04 | 3960
IN-EXSUFFLATOR (COUGH ASSIST SYSTEM) | MECHANICAL IN-EXSUFFLATOR | RESPIRONICS | COUGH ASSIST E70 | 2021-05-04 | 3960
BIPAP VENTILATORY SUPPORT SYSTEM | TRILOGY 100 VENTILATOR | RESPIRONICS | TRILOGY 100 | 2021-05-04 | 4303.2
BIPAP VENTILATORY SUPPORT SYSTEM | TRILOGY 100 VENTILATOR | RESPIRONICS | TRILOGY 100 | 2021-05-04 | 4303.2
BIPAP VENTILATORY SUPPORT SYSTEM | TRILOGY 100 VENTILATOR | RESPIRONICS | TRILOGY 100 | 2020-11-19 | 4303.2
BIPAP VENTILATORY SUPPORT SYSTEM | TRILOGY EVO VENTILATOR - BIPAP VENTILATORY SUPPORT SYSTEM | RESPIRONICS | TRILOGY EVO | 2021-05-04 | 5265 | 2024-07-23 | 2025-01-15
BIPAP VENTILATORY SUPPORT SYSTEM | TRILOGY EVO VENTILATOR - BIPAP VENTILATORY SUPPORT SYSTEM | RESPIRONICS | TRILOGY EVO | 2021-05-04 | 5265 | 2022-04-25 | 2025-01-15
BIPAP VENTILATORY SUPPORT SYSTEM | TRILOGY EVO VENTILATOR - BIPAP VENTILATORY SUPPORT SYSTEM | RESPIRONICS | TRILOGY EVO | 2021-05-04 | 5265 | 2022-04-25 | 2025-01-15
BIPAP VENTILATORY SUPPORT SYSTEM | TRILOGY EVO VENTILATOR - BIPAP VENTILATORY SUPPORT SYSTEM | RESPIRONICS | TRILOGY EVO | 2021-05-04 | 5265 | 2022-04-25 | 2025-01-15
BIPAP VENTILATORY SUPPORT SYSTEM | TRILOGY EVO VENTILATOR - BIPAP VENTILATORY SUPPORT SYSTEM | RESPIRONICS | TRILOGY EVO | 2021-05-04 | 5265 | 2024-07-23 | 2025-01-15
BIPAP VENTILATORY SUPPORT SYSTEM | TRILOGY EVO VENTILATOR - BIPAP VENTILATORY SUPPORT SYSTEM | RESPIRONICS | TRILOGY EVO | 2021-05-04 | 5265 | 2022-04-25 | 2025-01-15
BIPAP VENTILATORY SUPPORT SYSTEM | TRILOGY EVO VENTILATOR - BIPAP VENTILATORY SUPPORT SYSTEM | RESPIRONICS | TRILOGY EVO | 2021-05-04 | 5265 | 2023-06-22 | 2025-01-15
BIPAP VENTILATORY SUPPORT SYSTEM | TRILOGY EVO VENTILATOR - BIPAP VENTILATORY SUPPORT SYSTEM | RESPIRONICS | TRILOGY EVO | 2021-05-04 | 5265 | 2024-07-26 | 2025-01-15
RETINAL CAMERA | OPTICAL COHERENCE TOMOGRAPHY | TOPCON | DRI OCT TRITON PLUS | 2020-05-28 | 72600 | 2022-05-20 | 2023-05-20
TONOMETER | TONOMETER | ICARE | TA031 | 2020-04-27 | 4800
CENTRIFUGE | CENTRIFUGE | EPPENDORF | 5702R | 2020-03-10 | 4167.6 | 2024-01-12 | 2025-01-12
FLAT SCREEN DISPLAY | FLAT SCREEN DISPLAY - 27 INCH LCD MONITOR | AOC | 27E1H | 2020-04-01 | 2154 | 2024-02-15 | 2025-01-31
FLAT SCREEN DISPLAY | FLAT SCREEN DISPLAY - 27 INCH LCD MONITOR | AOC | 27E1H | 2020-04-01 | 2154 | 2024-02-20 | 2025-01-08
POWERED TABLE | K2 TABLE | 2020 MEDICAL SYSTEMS INC. | K2-230C | 2020-03-04 | 3600 | 2023-12-05 | 2024-12-05
VIS/FIELD ANALYSER | VISUAL FIELD ANALYSER | ZEISS | 840 | 2020-03-04 | 52552.956 | 2023-06-26 | 2024-06-26
POWERED TABLE | K2 TABLE | 2020 MEDICAL SYSTEMS INC. | K2-230C | 2020-03-04 | 3600 | 2023-12-05 | 2024-12-05
VIS/FIELD ANALYSER | VISUAL FIELD ANALYSER | ZEISS | 840 | 2020-03-04 | 32856.48 | 2024-01-22 | 2025-01-22
TRANSFORMER | CHARGER | WELCH ALLYN | 74184 | 2020-03-30 | 54
TYMPANIC THERMOMETER | TYMPANIC THERMOMETER | COVIDIEN UK | GENIUS 3 | 2020-03-30 | 72 | 2024-07-26 | 2025-01-26
TYMPANIC THERMOMETER | TYMPANIC THERMOMETER | COVIDIEN UK | GENIUS 3 | 2020-03-30 | 72 | 2022-07-15 | 2024-12-15
TYMPANIC THERMOMETER | TYMPANIC THERMOMETER | COVIDIEN UK | GENIUS 3 | 2020-03-30 | 72 | 2024-06-28 | 2024-12-28
ULTRASOUND SYSTEM | ULTRASOUND SYSTEM | GE LIMITED | VENUE R2.5 | 2020-03-24 | 44940 | 2024-03-04 | 2025-03-24
NEBULIZER | NEBULIZER | PHILIPS LTD | INNOSPIRE DELUXE | 2020-03-24 | 126
NEBULIZER | NEBULIZER | PHILIPS LTD | INNOSPIRE DELUXE | 2020-03-24 | 126
NEBULIZER | NEBULIZER | PHILIPS LTD | INNOSPIRE DELUXE | 2020-03-24 | 126
NEBULIZER | NEBULIZER | PHILIPS LTD | INNOSPIRE DELUXE | 2020-03-24 | 126
NEBULIZER | NEBULIZER | PHILIPS LTD | INNOSPIRE DELUXE | 2020-03-24 | 126
NEBULIZER | NEBULIZER | PHILIPS LTD | INNOSPIRE DELUXE | 2020-03-24 | 126
SUCTION CONTROLLER | HIGH SUCTION CONTROLLER | THERAPY EQUIPMENT | DIAMOND RANGE HIGH | 2020-03-23 | 72
SUCTION CONTROLLER | HIGH SUCTION CONTROLLER | THERAPY EQUIPMENT | DIAMOND RANGE HIGH | 2020-03-16 | 72
ELECTRIC BED | SMART ACUTE CARE ELECTRIC BED | LINET UK | ELEGANZA 2 | 2020-03-05 | 1609.2 | 2023-10-25 | 2024-10-25
ELECTRIC BED | SMART ACUTE CARE ELECTRIC BED | LINET UK | ELEGANZA 2 | 2020-03-05 | 1609.2 | 2023-10-23 | 2024-10-23
ELECTRIC BED | SMART ACUTE CARE ELECTRIC BED | LINET UK | ELEGANZA 2 | 2020-03-05 | 1609.2
ELECTRIC BED | SMART ACUTE CARE ELECTRIC BED | LINET UK | ELEGANZA 2 | 2020-03-05 | 1609.2
ELECTRIC BED | SMART ACUTE CARE ELECTRIC BED | LINET UK | ELEGANZA 2 | 2020-03-05 | 1609.2 | 2023-11-06 | 2024-11-06
ELECTRIC BED | SMART ACUTE CARE ELECTRIC BED | LINET UK | ELEGANZA 2 | 2020-03-05 | 1609.2
ELECTRIC BED | SMART ACUTE CARE ELECTRIC BED | LINET UK | ELEGANZA 2 | 2020-03-05 | 1609.2
ELECTRIC BED | SMART ACUTE CARE ELECTRIC BED | LINET UK | ELEGANZA 2 | 2020-03-05 | 1609.2
ELECTRIC BED | SMART ACUTE CARE ELECTRIC BED | LINET UK | ELEGANZA 2 | 2020-03-05 | 1609.2 | 2023-07-19 | 2024-07-19
ELECTRIC BED | SMART ACUTE CARE ELECTRIC BED | LINET UK | ELEGANZA 2 | 2020-03-05 | 1609.2 | 2023-08-07 | 2024-08-07
ELECTRIC BED | SMART ACUTE CARE ELECTRIC BED | LINET UK | ELEGANZA 2 | 2020-03-05 | 1609.2 | 2023-08-29 | 2025-06-16
ELECTRIC BED | SMART ACUTE CARE ELECTRIC BED | LINET UK | ELEGANZA 2 | 2020-03-05 | 1609.2
ELECTRIC BED | SMART ACUTE CARE ELECTRIC BED | LINET UK | ELEGANZA 2 | 2020-03-05 | 1609.2 | 2023-08-31 | 2024-08-31
ELECTRIC BED | SMART ACUTE CARE ELECTRIC BED | LINET UK | ELEGANZA 2 | 2020-03-05 | 1609.2
ELECTRIC BED | SMART ACUTE CARE ELECTRIC BED | LINET UK | ELEGANZA 2 | 2020-03-05 | 1609.2
ELECTRIC BED | SMART ACUTE CARE ELECTRIC BED | LINET UK | ELEGANZA 2 | 2020-03-05 | 1609.2
ELECTRIC BED | SMART ACUTE CARE ELECTRIC BED | LINET UK | ELEGANZA 2 | 2020-03-05 | 1609.2 |  | 2024-05-21
ELECTRIC BED | SMART ACUTE CARE ELECTRIC BED | LINET UK | ELEGANZA 2 | 2020-03-05 | 1609.2 | 2023-10-31 | 2024-10-31
ELECTRIC BED | SMART ACUTE CARE ELECTRIC BED | LINET UK | ELEGANZA 2 | 2020-03-05 | 1609.2
ELECTRIC BED | SMART ACUTE CARE ELECTRIC BED | LINET UK | ELEGANZA 2 | 2020-03-05 | 1609.2
ELECTRIC BED | SMART ACUTE CARE ELECTRIC BED | LINET UK | ELEGANZA 2 | 2020-03-05 | 1609.2
SUCTION CONTROLLER | HIGH SUCTION CONTROLLER | THERAPY EQUIPMENT | DIAMOND RANGE HIGH | 2020-03-05 | 72
SUCTION CONTROLLER | HIGH SUCTION CONTROLLER | THERAPY EQUIPMENT | DIAMOND RANGE HIGH | 2020-03-05 | 72
SUCTION CONTROLLER | HIGH SUCTION CONTROLLER | THERAPY EQUIPMENT | DIAMOND RANGE HIGH | 2020-03-05 | 72
SUCTION CONTROLLER | HIGH SUCTION CONTROLLER | THERAPY EQUIPMENT | DIAMOND RANGE HIGH | 2020-03-05 | 72
SUCTION CONTROLLER | HIGH SUCTION CONTROLLER | THERAPY EQUIPMENT | DIAMOND RANGE HIGH | 2020-03-05 | 72
FLAT SCREEN DISPLAY | 27 INCH FLAT SCREEN MONITOR | ACER | T272HUL | 2020-03-09 | 1005.48
TELEMETRY/ECG | ECG TELEMETRY TRANSMITTER/PATIENT MONITOR | PHILIPS LTD | INTELLIVUE MX40 | 2020-03-03 | 1861.596 | 2023-08-11 | 2025-08-13
TELEMETRY/ECG | ECG TELEMETRY TRANSMITTER/PATIENT MONITOR | PHILIPS LTD | INTELLIVUE MX40 | 2020-03-03 | 1861.596 | 2024-06-24 | 2026-08-13
TYMPANIC THERMOMETER | TYMPANIC THERMOMETER | COVIDIEN UK | GENIUS 3 | 2020-03-04 | 72 | 2024-09-09 | 2025-03-09
TYMPANIC THERMOMETER | TYMPANIC THERMOMETER | COVIDIEN UK | GENIUS 3 | 2020-03-04 | 72 | 2024-07-03 | 2025-01-03
TYMPANIC THERMOMETER | TYMPANIC THERMOMETER | COVIDIEN UK | GENIUS 3 | 2020-03-04 | 72 | 2024-07-04 | 2025-01-04
TYMPANIC THERMOMETER | TYMPANIC THERMOMETER | COVIDIEN UK | GENIUS 3 | 2020-03-04 | 72 | 2024-07-26 | 2025-01-26
TYMPANIC THERMOMETER | TYMPANIC THERMOMETER | COVIDIEN UK | GENIUS 3 | 2020-03-04 | 72 | 2024-08-14 | 2025-02-14
TYMPANIC THERMOMETER | TYMPANIC THERMOMETER | COVIDIEN UK | GENIUS 3 | 2020-03-04 | 72 | 2024-08-23 | 2025-02-23
TYMPANIC THERMOMETER | TYMPANIC THERMOMETER | COVIDIEN UK | GENIUS 3 | 2020-03-04 | 72 | 2024-09-17 | 2025-03-17
INFUSION PUMP | VOLUMETRIC INFUSION PUMP | FRESENIUS KABI | AGILIA VP MC WIFI GB | 2020-03-03 | 660 |  | 2025-01-15
INFUSION PUMP | VOLUMETRIC INFUSION PUMP | FRESENIUS KABI | AGILIA VP MC WIFI GB | 2020-03-04 | 660 | 2022-11-14 12:25 | 2025-11-14
INFUSION PUMP | VOLUMETRIC INFUSION PUMP | FRESENIUS KABI | AGILIA VP MC WIFI GB | 2020-03-03 | 660 | 2023-01-26 12:01 | 2026-01-26
INFUSION PUMP | VOLUMETRIC INFUSION PUMP | FRESENIUS KABI | AGILIA VP MC WIFI GB | 2020-03-03 | 660 | 2023-03-15 09:55 | 2026-03-15
INFUSION PUMP | VOLUMETRIC INFUSION PUMP | FRESENIUS KABI | AGILIA VP MC WIFI GB | 2020-03-03 | 660 | 2023-02-15 15:02 | 2026-02-15
INFUSION PUMP | VOLUMETRIC INFUSION PUMP | FRESENIUS KABI | AGILIA VP MC WIFI GB | 2020-03-03 | 660 | 2023-01-11 08:48 | 2026-01-11
INFUSION PUMP | VOLUMETRIC INFUSION PUMP | FRESENIUS KABI | AGILIA VP MC WIFI GB | 2020-03-03 | 660 | 2023-02-02 08:39 | 2026-02-02
INFUSION PUMP | VOLUMETRIC INFUSION PUMP | FRESENIUS KABI | AGILIA VP MC WIFI GB | 2020-03-03 | 660 | 2023-02-06 10:17 | 2026-02-06
INFUSION PUMP | VOLUMETRIC INFUSION PUMP | FRESENIUS KABI | AGILIA VP MC WIFI GB | 2020-03-03 | 660 | 2023-01-12 08:38 | 2026-01-12
INFUSION PUMP | VOLUMETRIC INFUSION PUMP | FRESENIUS KABI | AGILIA VP MC WIFI GB | 2020-03-03 | 660 | 2022-12-01 11:31 | 2025-12-01
INFUSION PUMP | VOLUMETRIC INFUSION PUMP | FRESENIUS KABI | AGILIA VP MC WIFI GB | 2020-03-03 | 660 | 2023-01-12 11:10 | 2026-01-12
INFUSION PUMP | VOLUMETRIC INFUSION PUMP | FRESENIUS KABI | AGILIA VP MC WIFI GB | 2020-03-03 | 660 | 2023-01-05 14:09 | 2026-01-05
INFUSION PUMP | VOLUMETRIC INFUSION PUMP | FRESENIUS KABI | AGILIA VP MC WIFI GB | 2020-03-03 | 660 | 2023-02-21 10:13 | 2026-02-21
INFUSION PUMP | VOLUMETRIC INFUSION PUMP | FRESENIUS KABI | AGILIA VP MC WIFI GB | 2020-03-03 | 660 | 2022-11-17 15:29 | 2025-11-17
INFUSION PUMP | VOLUMETRIC INFUSION PUMP | FRESENIUS KABI | AGILIA VP MC WIFI GB | 2020-03-03 | 660 | 2022-11-14 15:01 | 2025-10-15
INFUSION PUMP | VOLUMETRIC INFUSION PUMP | FRESENIUS KABI | AGILIA VP MC WIFI GB | 2020-03-03 | 660 |  | 2025-07-15
INFUSION PUMP | VOLUMETRIC INFUSION PUMP | FRESENIUS KABI | AGILIA VP MC WIFI GB | 2020-03-03 | 660 |  | 2025-01-15
INFUSION PUMP | VOLUMETRIC INFUSION PUMP | FRESENIUS KABI | AGILIA VP MC WIFI GB | 2020-03-03 | 660 | 2022-11-10 09:06 | 2025-11-10
INFUSION PUMP | VOLUMETRIC INFUSION PUMP | FRESENIUS KABI | AGILIA VP MC WIFI GB | 2020-03-03 | 660 | 2023-01-05 15:00 | 2026-01-05
INFUSION PUMP | VOLUMETRIC INFUSION PUMP | FRESENIUS KABI | AGILIA VP MC WIFI GB | 2020-03-03 | 660 | 2023-02-06 09:29 | 2026-02-06
SYRINGE DRIVER | SYRINGE DRIVER | FRESENIUS KABI | AGILIA SP MC WIFI | 2020-03-02 | 360 | 2022-11-02 12:41 | 2025-11-02
SYRINGE DRIVER | SYRINGE DRIVER | FRESENIUS KABI | AGILIA SP MC WIFI | 2020-03-02 | 360 | 2022-11-02 14:02 | 2025-11-02
SYRINGE DRIVER | SYRINGE DRIVER | FRESENIUS KABI | AGILIA SP MC WIFI | 2020-03-02 | 360 | 2022-11-03 08:22 | 2025-11-03
SYRINGE DRIVER | SYRINGE DRIVER | FRESENIUS KABI | AGILIA SP MC WIFI | 2020-03-02 | 360 | 2023-02-13 12:46 | 2026-02-13
SYRINGE DRIVER | SYRINGE DRIVER | FRESENIUS KABI | AGILIA SP MC WIFI | 2020-03-02 | 360 | 2022-11-15 10:41 | 2025-11-15
SYRINGE DRIVER | SYRINGE DRIVER | FRESENIUS KABI | AGILIA SP MC WIFI | 2020-03-03 | 360 | 2023-07-31 | 2026-07-31
SYRINGE DRIVER | SYRINGE DRIVER | FRESENIUS KABI | AGILIA SP MC WIFI | 2020-03-02 | 360 | 2023-02-20 10:27 | 2026-02-20
SYRINGE DRIVER | SYRINGE DRIVER | FRESENIUS KABI | AGILIA SP MC WIFI | 2020-03-02 | 360 | 2023-03-15 11:26 | 2026-03-15
SYRINGE DRIVER | SYRINGE DRIVER | FRESENIUS KABI | AGILIA SP MC WIFI | 2020-03-02 | 360 | 2023-03-21 12:17 | 2026-03-21
SYRINGE DRIVER | SYRINGE DRIVER | FRESENIUS KABI | AGILIA SP MC WIFI | 2020-03-02 | 360 | 2023-02-28 12:22 | 2026-02-28
SYRINGE DRIVER | SYRINGE DRIVER | FRESENIUS KABI | AGILIA SP MC WIFI | 2020-03-02 | 360 | 2023-02-06 08:48 | 2026-02-06
SYRINGE DRIVER | SYRINGE DRIVER | FRESENIUS KABI | AGILIA SP MC WIFI | 2020-03-02 | 360 | 2023-02-06 08:09 | 2026-02-06
SYRINGE DRIVER | SYRINGE DRIVER | FRESENIUS KABI | AGILIA SP MC WIFI | 2020-03-02 | 360 | 2023-02-16 08:44 | 2026-02-16
SYRINGE DRIVER | SYRINGE DRIVER | FRESENIUS KABI | AGILIA SP MC WIFI | 2020-03-02 | 360 | 2023-02-02 13:34 | 2026-02-02
SYRINGE DRIVER | SYRINGE DRIVER | FRESENIUS KABI | AGILIA SP MC WIFI | 2020-03-02 | 360 | 2022-11-11 15:43 | 2025-11-11
SYRINGE DRIVER | SYRINGE DRIVER | FRESENIUS KABI | AGILIA SP MC WIFI | 2020-03-02 | 360 |  | 2025-01-15
SYRINGE DRIVER | SYRINGE DRIVER | FRESENIUS KABI | AGILIA SP MC WIFI | 2020-03-02 | 360 | 2023-02-13 12:21 | 2026-02-13
SYRINGE DRIVER | SYRINGE DRIVER | FRESENIUS KABI | AGILIA SP MC WIFI | 2020-03-02 | 360 | 2023-02-14 15:56 | 2026-02-14
SYRINGE DRIVER | SYRINGE DRIVER | FRESENIUS KABI | AGILIA SP MC WIFI | 2020-03-02 | 360 |  | 2025-01-15
SYRINGE DRIVER | SYRINGE DRIVER | FRESENIUS KABI | AGILIA SP MC WIFI | 2020-03-02 | 360 |  | 2024-12-15
BATTERY THERMOMETER | BATTERY THERMOMETER | WELCH ALLYN | SURETEMP PLUS 692 | 2020-04-16 | 283.2
NEUTRAL ARGON PLASMA SURGERY SYSTEM | NEUTRAL ARGON PLASMA SURGERY SYSTEM | Plasma Surgical | PLASMAJET (PS10-2130IS-EN) | 2020-04-17 | 29328 | 2024-10-22 | 2025-04-16
VENTILATOR | BABYLOG VN500 | DRAEGER | 8415000 | 2020-03-26 | 26642.4 | 2024-05-01 | 2024-05-01
VENTILATOR | BABYLOG VN500 | DRAEGER | 8415000 | 2020-03-26 | 26642.4 | 2024-05-29 | 2023-01-01
CARDIOGRAPH | CARDIOGRAPH | SECA | CT8000I | 2020-03-26 | 2158.8 |  | 2024-08-01
RESP GAS MONITOR | CARBON MONOXIDE MONITOR | BEDFONT SCIENTIFIC | PICO BABY SMOKERLYSER | 2020-03-25 | 185.76 |  | 2025-03-01
RESP GAS MONITOR | CARBON MONOXIDE MONITOR | BEDFONT SCIENTIFIC | PICO BABY SMOKERLYSER | 2020-03-25 | 185.76 |  | 2025-03-01
TRANSILLUMINATOR | ASTODIA DIAPHANOSCOPE | STIHLER ELECTRONIC | DIA120 | 2020-03-16 | 948
TRANSILLUMINATOR | ASTODIA DIAPHANOSCOPE | STIHLER ELECTRONIC | DIA120 | 2020-03-16 | 948
TRANSILLUMINATOR | ASTODIA DIAPHANOSCOPE | STIHLER ELECTRONIC | DIA120 | 2020-03-16 | 948
TRANSILLUMINATOR | ASTODIA DIAPHANOSCOPE | STIHLER ELECTRONIC | DIA120 | 2020-03-16 | 948
RESUSCITATION-INFANT | NEOPUFF INFANT RESUSCITATOR | F & P | RD900AEU | 2020-03-06 | 768.96 | 2024-08-21 | 2026-02-01
VIDEO TRANSMITTER/RECEIVER | ZEROWIRE G2 PAIR - TRANSMITTER | NDS SURGICAL IMAGING BV | WR-P42-13 | 2020-03-06 | 3600 | 2023-03-20 13:39 | 2024-03-20
TRANSILLUMINATOR | ASTODIA DIAPHANOSCOPE | STIHLER ELECTRONIC | DIA120 | 2020-02-28 | 948
TRANSILLUMINATOR | ASTODIA DIAPHANOSCOPE | STIHLER ELECTRONIC | DIA120 | 2020-02-28 | 948
TRANSILLUMINATOR | ASTODIA DIAPHANOSCOPE | STIHLER ELECTRONIC | DIA120 | 2020-02-28 | 948
SPEECH AID | SPEECH AID ELECTROLARYNX | ATOS MEDICAL UK | TRUTONE EMOTE | 2020-02-27 | 634.8
SPEECH AID | SPEECH AID ELECTROLARYNX | ATOS MEDICAL UK | TRUTONE EMOTE | 2020-02-27 | 634.8
VIS/ACUITY APPARATUS | ELECTRONIC VISUAL ACUITY | THOMPSON SOFTWARE SOLUTIONS | PC_BOX | 2020-04-01 | 2617.2 | 2024-01-18 | 2025-01-15
FLAT SCREEN DISPLAY | FLAT SCREEN DISPLAY - 27 INCH LCD MONITOR | AOC | 27E1H | 2020-04-01 | 2154 | 2024-01-18 | 2025-01-15
FLAT SCREEN DISPLAY | FLAT SCREEN DISPLAY - 27 INCH LCD MONITOR | AOC | 27E1H | 2020-04-01 | 2154 | 2023-12-06 | 2024-12-06
VIS/ACUITY APPARATUS | ELECTRONIC VISUAL ACUITY | THOMPSON SOFTWARE SOLUTIONS | PC_BOX | 2020-04-01 | 2617.2 | 2023-12-06 | 2024-12-06
FLAT SCREEN DISPLAY | FLAT SCREEN DISPLAY - 27 INCH LCD MONITOR | AOC | 27E1H | 2020-04-01 | 2154 | 2023-12-06 | 2024-12-06
FLAT SCREEN DISPLAY | FLAT SCREEN DISPLAY - 27 INCH LCD MONITOR | AOC | 27E1H | 2020-04-01 | 2154 | 2024-02-16 | 2025-01-23
SUCTION - DENTAL | DENTAL SUCTION UNIT | DURR DENTAL | VSA 300 S | 2020-03-19 | 2931.6 | 2024-05-16 | 2025-04-10
VITAL SIGNS MONITOR | VITAL SIGNS MONITOR | WELCH ALLYN | 75CX CONNEX | 2020-04-28 | 2398.8 | 2022-02-16 | 2026-05-01
VITAL SIGNS MONITOR | VITAL SIGNS MONITOR | WELCH ALLYN | 75CX CONNEX | 2020-04-28 | 2398.8 | 2023-01-16 11:17 | 2026-05-01
AMBULATORY ARRHYTHMIA MONITOR | AMBULATORY ECG RECORDER | SPACELABS | LIFECARD CF | 2020-04-24 | 2197.2 | 2024-09-04 | 2026-09-04
AMBULATORY ARRHYTHMIA MONITOR | AMBULATORY ECG RECORDER | SPACELABS | LIFECARD CF | 2020-04-24 | 2197.2 | 2022-01-06 | 2025-06-15
AMBULATORY ARRHYTHMIA MONITOR | AMBULATORY ECG RECORDER | SPACELABS | LIFECARD CF | 2020-04-24 | 2197.2 | 2024-10-16 | 2026-10-16
AMBULATORY ARRHYTHMIA MONITOR | AMBULATORY ECG RECORDER | NOVACOR UK | R.TEST 3 EVOLUTION | 2020-04-24 | 1200
AMBULATORY ARRHYTHMIA MONITOR | AMBULATORY ECG RECORDER | NOVACOR UK | R.TEST 3 EVOLUTION | 2020-04-24 | 1200 | 2023-04-12 11:16
AMBULATORY ARRHYTHMIA MONITOR | AMBULATORY ECG RECORDER | NOVACOR UK | R.TEST 3 EVOLUTION | 2020-04-24 | 1200
SCALES | SCALES - PATIENT SLIDE | MARSDEN | M-999 | 2020-04-23 | 6897.6 | 2022-11-29 11:47 | 2024-11-15
SCALES | SCALES - PATIENT SLIDE | MARSDEN | M-999 | 2020-04-23 | 6897.6 | 2023-11-14 | 2024-11-15
SUCTION CONTROLLER | HIGH SUCTION CONTROLLER | THERAPY EQUIPMENT | DIAMOND RANGE HIGH | 2020-04-22 | 72
SUCTION CONTROLLER | HIGH SUCTION CONTROLLER | THERAPY EQUIPMENT | DIAMOND RANGE HIGH | 2020-04-16 | 72
SUCTION CONTROLLER | HIGH SUCTION CONTROLLER | THERAPY EQUIPMENT | DIAMOND RANGE HIGH | 2020-04-16 | 72
TYMPANIC THERMOMETER | TYMPANIC THERMOMETER | COVIDIEN UK | GENIUS 3 | 2020-04-15 | 72 | 2024-06-17 | 2024-12-17
PMG TERMINALS | O2 SPLITTER - PLASTIC FITTINGS | THERAPY EQUIPMENT | 6111P | 2020-04-15 | 144
PMG TERMINALS | O2 SPLITTER - PLASTIC FITTINGS | THERAPY EQUIPMENT | 6111P | 2020-04-15 | 144
PMG TERMINALS | O2 SPLITTER - PLASTIC FITTINGS | THERAPY EQUIPMENT | 6111P | 2020-04-15 | 144
PMG TERMINALS | O2 SPLITTER - PLASTIC FITTINGS | THERAPY EQUIPMENT | 6111P | 2020-04-15 | 144
PMG TERMINALS | O2 SPLITTER - PLASTIC FITTINGS | THERAPY EQUIPMENT | 6111P | 2020-04-15 | 144
TYMPANIC THERMOMETER | TYMPANIC THERMOMETER | COVIDIEN UK | GENIUS 3 | 2020-04-14 | 72 | 2024-07-04 | 2025-01-04
PMG TERMINALS | MED AIR 4 BAR HOSE | MEMO-INTERNAL | MED AIR 4 BAR HOSE | 2020-04-09 | 180 |  | 2024-04-15
SUCTION CONTROLLER | HIGH SUCTION CONTROLLER | THERAPY EQUIPMENT | DIAMOND RANGE HIGH | 2020-04-09 | 166.8
SUCTION CONTROLLER | HIGH SUCTION CONTROLLER | THERAPY EQUIPMENT | DIAMOND RANGE HIGH | 2020-04-06 | 72
SUCTION CONTROLLER | HIGH SUCTION CONTROLLER | THERAPY EQUIPMENT | DIAMOND RANGE HIGH | 2020-04-01 | 72
SUCTION CONTROLLER | HIGH SUCTION CONTROLLER | THERAPY EQUIPMENT | DIAMOND RANGE HIGH | 2020-03-31 | 72
SUCTION CONTROLLER | HIGH SUCTION CONTROLLER | THERAPY EQUIPMENT | DIAMOND RANGE HIGH | 2020-03-26 | 166.8
SUCTION CONTROLLER | HIGH SUCTION CONTROLLER | THERAPY EQUIPMENT | DIAMOND RANGE HIGH | 2020-03-18 | 166.8
SUCTION CONTROLLER | HIGH SUCTION CONTROLLER | THERAPY EQUIPMENT | DIAMOND RANGE HIGH | 2020-03-18 | 166.8
WAX BATH | WAX BATH | WR MEDICAL ELECTRONICS CO. | THERABATH | 2020-03-31 | 210 | 2024-10-09 | 2025-11-30
SUCTION CONTROLLER | HIGH SUCTION CONTROLLER | THERAPY EQUIPMENT | DIAMOND RANGE HIGH | 2020-03-11 | 72
ELECTRIC BED | SMART ACUTE CARE ELECTRIC BED | LINET UK | ELEGANZA 2 | 2020-03-05 | 1609.2
ELECTRIC BED | SMART ACUTE CARE ELECTRIC BED | LINET UK | ELEGANZA 2 | 2020-03-05 | 1609.2
ELECTRIC BED | SMART ACUTE CARE ELECTRIC BED | LINET UK | ELEGANZA 2 | 2020-03-05 | 1609.2
ELECTRIC BED | SMART ACUTE CARE ELECTRIC BED | LINET UK | ELEGANZA 2 | 2020-03-05 | 1609.2
ELECTRIC BED | SMART ACUTE CARE ELECTRIC BED | LINET UK | ELEGANZA 2 | 2020-03-05 | 1609.2 |  | 2024-07-26
ELECTRIC BED | SMART ACUTE CARE ELECTRIC BED | LINET UK | ELEGANZA 2 | 2020-03-05 | 1609.2
ELECTRIC BED | SMART ACUTE CARE ELECTRIC BED | LINET UK | ELEGANZA 2 | 2020-03-05 | 1609.2 | 2024-06-21 | 2025-06-21
ELECTRIC BED | SMART ACUTE CARE ELECTRIC BED | LINET UK | ELEGANZA 2 | 2020-03-05 | 1609.2
ELECTRIC BED | SMART ACUTE CARE ELECTRIC BED | LINET UK | ELEGANZA 2 | 2020-03-05 | 1609.2
ELECTRIC BED | SMART ACUTE CARE ELECTRIC BED | LINET UK | ELEGANZA 2 | 2020-03-05 | 1609.2
ELECTRIC BED | SMART ACUTE CARE ELECTRIC BED | LINET UK | ELEGANZA 2 | 2020-03-05 | 1609.2
ELECTRIC BED | SMART ACUTE CARE ELECTRIC BED | LINET UK | ELEGANZA 2 | 2020-03-05 | 1609.2
ELECTRIC BED | SMART ACUTE CARE ELECTRIC BED | LINET UK | ELEGANZA 2 | 2020-03-05 | 1609.2
ELECTRIC BED | SMART ACUTE CARE ELECTRIC BED | LINET UK | ELEGANZA 2 | 2020-03-05 | 1609.2
UNINTERRUPTIBLE POWER SUPPLY | UNINTERRUPTIBLE POWER SUPPLY | AMERICAN POWER CONVERSION (APC) | SMART-UPS SC450 | 2020-03-09 | 0 | 2024-04-19 | 2026-04-15
UNINTERRUPTIBLE POWER SUPPLY | UNINTERRUPTIBLE POWER SUPPLY | AMERICAN POWER CONVERSION (APC) | SMART-UPS SC450 | 2020-03-09 | 0 | 2024-04-19 | 2026-04-15
THERMOMETER CALIBRATOR | SURETEMP/THERMOSCAN CALIBRATOR | WELCH ALLYN | 9600 PLUS CALIBRATION TESTER | 2020-04-06 | 0 | 2023-11-29 | 2024-11-29
CENTRAL STATION | CENTRAL STATION INTELLIVUE INFORMATION CENTRE IX | PHILIPS LTD | PIIC IX | 2020-03-09 | 6964.056 | 2024-07-25 | 2025-08-15
NETWORK HUB/SWITCH | NETWORK SWITCH WITH POE | CISCO SYSTEMS | WS-C2960+24PC-S V02 | 2020-03-09 | 2513.016
ELECTRIC BED | SMART ACUTE CARE ELECTRIC BED | LINET UK | ELEGANZA 2 | 2020-03-04 | 1609.2 | 2024-01-08 | 2025-01-08
ELECTRIC BED | SMART ACUTE CARE ELECTRIC BED | LINET UK | ELEGANZA 2 | 2020-03-04 | 1609.2
ELECTRIC BED | SMART ACUTE CARE ELECTRIC BED | LINET UK | ELEGANZA 2 | 2020-03-04 | 1609.2
ELECTRIC BED | SMART ACUTE CARE ELECTRIC BED | LINET UK | ELEGANZA 2 | 2020-03-04 | 1609.2 | 2023-10-13 | 2024-10-13
ELECTRIC BED | SMART ACUTE CARE ELECTRIC BED | LINET UK | ELEGANZA 2 | 2020-03-04 | 1609.2
ELECTRIC BED | SMART ACUTE CARE ELECTRIC BED | LINET UK | ELEGANZA 2 | 2020-03-04 | 1609.2
ELECTRIC BED | SMART ACUTE CARE ELECTRIC BED | LINET UK | ELEGANZA 2 | 2020-03-04 | 1609.2 | 2023-09-12 | 2024-09-12
ELECTRIC BED | SMART ACUTE CARE ELECTRIC BED | LINET UK | ELEGANZA 2 | 2020-03-04 | 1609.2
ELECTRIC BED | SMART ACUTE CARE ELECTRIC BED | LINET UK | ELEGANZA 2 | 2020-03-04 | 1609.2 | 2023-07-19 | 2025-05-21
ELECTRIC BED | SMART ACUTE CARE ELECTRIC BED | LINET UK | ELEGANZA 2 | 2020-03-04 | 1609.2
ELECTRIC BED | SMART ACUTE CARE ELECTRIC BED | LINET UK | ELEGANZA 2 | 2020-03-04 | 1609.2 | 2023-10-31 | 2024-10-31
ELECTRIC BED | SMART ACUTE CARE ELECTRIC BED | LINET UK | ELEGANZA 2 | 2020-03-04 | 1609.2
ELECTRIC BED | SMART ACUTE CARE ELECTRIC BED | LINET UK | ELEGANZA 2 | 2020-03-04 | 1609.2
ELECTRIC BED | SMART ACUTE CARE ELECTRIC BED | LINET UK | ELEGANZA 2 | 2020-03-04 | 1609.2 |  | 2024-07-31
VITAL SIGNS MONITOR | VITAL SIGNS MONITOR: NBP. | OMRON | M2 BASIC (HEM-7120-E) | 2020-02-27 | 0
NETWORK HUB/SWITCH | NETWORK HUB/SWITCH SYNC UNIT | PHILIPS LTD | 866212 ITS4844A | 2020-03-09 | 1321.056
NETWORK HUB/SWITCH | ACCESS POINT CONTROLLER | PHILIPS LTD | 865346 ITS3171A | 2020-03-09 | 1549.152
NETWORK HUB/SWITCH | NETWORK SWITCH | CISCO SYSTEMS | WS-C2960+24TC-S | 2020-03-09 | 1260.864
DIATHERMY MACHINE | ARGON PLASMA COAGULATION UNIT | ERBE | APC 2 | 2020-02-17 | 9920.628 | 2023-02-01 16:06 | 2025-01-15
DIATHERMY MACHINE | DIATHERMY MACHINE | ERBE | VIO 200D | 2020-02-17 | 13779.288 | 2023-01-27 16:22 | 2025-01-15
BLOOD GLUCOSE METER (GLUCOMETER) | BLOOD GLUCOSE METER (GLUCOMETER) | ABBOTT LABS | FREESTYLE PRECISION PRO | 2020-02-21 | 1200
BLOOD GLUCOSE METER (GLUCOMETER) | BLOOD GLUCOSE METER (GLUCOMETER) | ABBOTT LABS | FREESTYLE PRECISION PRO | 2020-02-21 | 1200
BLOOD GLUCOSE METER (GLUCOMETER) | BLOOD GLUCOSE METER (GLUCOMETER) | ABBOTT LABS | FREESTYLE PRECISION PRO | 2020-02-21 | 1200
BLOOD GLUCOSE METER (GLUCOMETER) | BLOOD GLUCOSE METER (GLUCOMETER) | ABBOTT LABS | FREESTYLE PRECISION PRO | 2020-02-21 | 1200
BLOOD GLUCOSE METER (GLUCOMETER) | BLOOD GLUCOSE METER (GLUCOMETER) | ABBOTT LABS | FREESTYLE PRECISION PRO | 2020-02-21 | 1200
BLOOD GLUCOSE METER (GLUCOMETER) | BLOOD GLUCOSE METER (GLUCOMETER) | ABBOTT LABS | FREESTYLE PRECISION PRO | 2020-02-21 | 1200
BLOOD GLUCOSE METER (GLUCOMETER) | BLOOD GLUCOSE METER (GLUCOMETER) | ABBOTT LABS | FREESTYLE PRECISION PRO | 2020-02-21 | 1200
BLOOD GLUCOSE METER (GLUCOMETER) | BLOOD GLUCOSE METER (GLUCOMETER) | ABBOTT LABS | FREESTYLE PRECISION PRO | 2020-02-21 | 1200
BLOOD GLUCOSE METER (GLUCOMETER) | BLOOD GLUCOSE METER (GLUCOMETER) | ABBOTT LABS | FREESTYLE PRECISION PRO | 2020-02-21 | 1200
BLOOD GLUCOSE METER (GLUCOMETER) | BLOOD GLUCOSE METER (GLUCOMETER) | ABBOTT LABS | FREESTYLE PRECISION PRO | 2020-02-21 | 1200
BLOOD GLUCOSE METER (GLUCOMETER) | BLOOD GLUCOSE METER (GLUCOMETER) | ABBOTT LABS | FREESTYLE PRECISION PRO | 2020-02-21 | 1200
BLOOD GLUCOSE METER (GLUCOMETER) | BLOOD GLUCOSE METER (GLUCOMETER) | ABBOTT LABS | FREESTYLE PRECISION PRO | 2020-02-21 | 1200
BLOOD GLUCOSE METER (GLUCOMETER) | BLOOD GLUCOSE METER (GLUCOMETER) | ABBOTT LABS | FREESTYLE PRECISION PRO | 2020-02-21 | 1200
BLOOD GLUCOSE METER (GLUCOMETER) | BLOOD GLUCOSE METER (GLUCOMETER) | ABBOTT LABS | FREESTYLE PRECISION PRO | 2020-02-21 | 1200
BLOOD GLUCOSE METER (GLUCOMETER) | BLOOD GLUCOSE METER (GLUCOMETER) | ABBOTT LABS | FREESTYLE PRECISION PRO | 2020-02-21 | 1200
BLOOD GLUCOSE METER (GLUCOMETER) | BLOOD GLUCOSE METER (GLUCOMETER) | ABBOTT LABS | FREESTYLE PRECISION PRO | 2020-02-21 | 1200
BLOOD GLUCOSE METER (GLUCOMETER) | BLOOD GLUCOSE METER (GLUCOMETER) | ABBOTT LABS | FREESTYLE PRECISION PRO | 2020-02-21 | 1200
BLOOD GLUCOSE METER (GLUCOMETER) | BLOOD GLUCOSE METER (GLUCOMETER) | ABBOTT LABS | FREESTYLE PRECISION PRO | 2020-02-21 | 1200
BLOOD GLUCOSE METER (GLUCOMETER) | BLOOD GLUCOSE METER (GLUCOMETER) | ABBOTT LABS | FREESTYLE PRECISION PRO | 2020-02-21 | 1200
BLOOD GLUCOSE METER (GLUCOMETER) | BLOOD GLUCOSE METER (GLUCOMETER) | ABBOTT LABS | FREESTYLE PRECISION PRO | 2020-02-21 | 1200
BLOOD GLUCOSE METER (GLUCOMETER) | BLOOD GLUCOSE METER (GLUCOMETER) | ABBOTT LABS | FREESTYLE PRECISION PRO | 2020-02-21 | 1200
BLOOD GLUCOSE METER (GLUCOMETER) | BLOOD GLUCOSE METER (GLUCOMETER) | ABBOTT LABS | FREESTYLE PRECISION PRO | 2020-02-21 | 1200
BLOOD GLUCOSE METER (GLUCOMETER) | BLOOD GLUCOSE METER (GLUCOMETER) | ABBOTT LABS | FREESTYLE PRECISION PRO | 2020-02-21 | 1200
BLOOD GLUCOSE METER (GLUCOMETER) | BLOOD GLUCOSE METER (GLUCOMETER) | ABBOTT LABS | FREESTYLE PRECISION PRO | 2020-02-21 | 1200
BLOOD GLUCOSE METER (GLUCOMETER) | BLOOD GLUCOSE METER (GLUCOMETER) | ABBOTT LABS | FREESTYLE PRECISION PRO | 2020-02-21 | 1200
BLOOD GLUCOSE METER (GLUCOMETER) | BLOOD GLUCOSE METER (GLUCOMETER) | ABBOTT LABS | FREESTYLE PRECISION PRO | 2020-02-21 | 1200
BLOOD GLUCOSE METER (GLUCOMETER) | BLOOD GLUCOSE METER (GLUCOMETER) | ABBOTT LABS | FREESTYLE PRECISION PRO | 2020-02-21 | 1200
BLOOD GLUCOSE METER (GLUCOMETER) | BLOOD GLUCOSE METER (GLUCOMETER) | ABBOTT LABS | FREESTYLE PRECISION PRO | 2020-02-21 | 1200
SPHYGMOMANOMETER | SPHYGMOMANOMETER - HANDHELD | WELCH ALLYN | DURASHOCK | 2020-02-13 | 36
SPHYGMOMANOMETER | SPHYGMOMANOMETER - HANDHELD | WELCH ALLYN | DURASHOCK | 2020-02-13 | 36
SPHYGMOMANOMETER | SPHYGMOMANOMETER - HANDHELD | WELCH ALLYN | DURASHOCK | 2020-02-13 | 36
SPHYGMOMANOMETER | SPHYGMOMANOMETER - HANDHELD | WELCH ALLYN | DURASHOCK | 2020-02-13 | 36
SPHYGMOMANOMETER | SPHYGMOMANOMETER - HANDHELD | WELCH ALLYN | DURASHOCK | 2020-02-13 | 36
SPHYGMOMANOMETER | SPHYGMOMANOMETER - HANDHELD | WELCH ALLYN | DURASHOCK | 2020-02-13 | 36
SYRINGE DRIVER | SYRINGE DRIVER | FRESENIUS KABI | AGILIA SP MC WIFI | 2020-03-02 | 360 | 2023-01-30 12:50 | 2026-01-30
SYRINGE DRIVER | SYRINGE DRIVER | FRESENIUS KABI | AGILIA SP MC WIFI | 2020-03-02 | 360 | 2023-05-22 | 2026-05-22
SYRINGE DRIVER | SYRINGE DRIVER | FRESENIUS KABI | AGILIA SP MC WIFI | 2020-03-02 | 360 |  | 2025-01-15
SYRINGE DRIVER | SYRINGE DRIVER | FRESENIUS KABI | AGILIA SP MC WIFI | 2020-03-02 | 360 | 2023-02-16 11:34 | 2026-02-16
SYRINGE DRIVER | SYRINGE DRIVER | FRESENIUS KABI | AGILIA SP MC WIFI | 2020-03-02 | 360 | 2023-02-13 09:51 | 2026-02-13
SYRINGE DRIVER | SYRINGE DRIVER | FRESENIUS KABI | AGILIA SP MC WIFI | 2020-03-02 | 360 |  | 2025-01-15
SYRINGE DRIVER | SYRINGE DRIVER | FRESENIUS KABI | AGILIA SP MC WIFI | 2020-03-02 | 360 | 2023-01-19 15:46 | 2026-01-19
SYRINGE DRIVER | SYRINGE DRIVER | FRESENIUS KABI | AGILIA SP MC WIFI | 2020-03-02 | 360 | 2022-11-14 14:40 | 2025-11-14
SYRINGE DRIVER | SYRINGE DRIVER | FRESENIUS KABI | AGILIA SP MC WIFI | 2020-03-02 | 360 | 2023-06-06 | 2026-06-06
SYRINGE DRIVER | SYRINGE DRIVER | FRESENIUS KABI | AGILIA SP MC WIFI | 2020-03-02 | 360 | 2024-10-10 | 2027-10-10
SYRINGE DRIVER | SYRINGE DRIVER | FRESENIUS KABI | AGILIA SP MC WIFI | 2020-03-02 | 360 | 2023-01-26 08:30 | 2026-01-26
SYRINGE DRIVER | SYRINGE DRIVER | FRESENIUS KABI | AGILIA SP MC WIFI | 2020-03-02 | 360 | 2023-01-30 11:58 | 2026-01-30
SYRINGE DRIVER | SYRINGE DRIVER | FRESENIUS KABI | AGILIA SP MC WIFI | 2020-03-02 | 360 | 2023-06-06 | 2026-06-06
SYRINGE DRIVER | SYRINGE DRIVER | FRESENIUS KABI | AGILIA SP MC WIFI | 2020-03-02 | 360 | 2023-02-16 12:22 | 2026-02-16
SYRINGE DRIVER | SYRINGE DRIVER | FRESENIUS KABI | AGILIA SP MC WIFI | 2020-03-02 | 360 |  | 2025-01-15
INFUSION PUMP | VOLUMETRIC INFUSION PUMP | FRESENIUS KABI | AGILIA VP MC WIFI GB | 2020-03-03 | 660 | 2023-02-14 14:51 | 2026-02-14
INFUSION PUMP | VOLUMETRIC INFUSION PUMP | FRESENIUS KABI | AGILIA VP MC WIFI GB | 2020-03-03 | 660 | 2023-11-21 | 2026-11-21
INFUSION PUMP | VOLUMETRIC INFUSION PUMP | FRESENIUS KABI | AGILIA VP MC WIFI GB | 2020-03-03 | 660 | 2022-12-01 12:35 | 2025-12-01
INFUSION PUMP | VOLUMETRIC INFUSION PUMP | FRESENIUS KABI | AGILIA VP MC WIFI GB | 2020-03-03 | 660 | 2022-11-08 12:10 | 2025-11-08
INFUSION PUMP | VOLUMETRIC INFUSION PUMP | FRESENIUS KABI | AGILIA VP MC WIFI GB | 2020-03-03 | 660 | 2023-03-31 11:48 | 2026-03-31
INFUSION PUMP | VOLUMETRIC INFUSION PUMP | FRESENIUS KABI | AGILIA VP MC WIFI GB | 2020-03-03 | 660 | 2023-02-22 16:06 | 2026-02-22
INFUSION PUMP | VOLUMETRIC INFUSION PUMP | FRESENIUS KABI | AGILIA VP MC WIFI GB | 2020-03-03 | 660 | 2022-11-14 13:51 | 2025-11-14
INFUSION PUMP | VOLUMETRIC INFUSION PUMP | FRESENIUS KABI | AGILIA VP MC WIFI GB | 2020-03-03 | 660 | 2023-01-23 07:46 | 2026-01-23
INFUSION PUMP | VOLUMETRIC INFUSION PUMP | FRESENIUS KABI | AGILIA VP MC WIFI GB | 2020-03-03 | 660 | 2023-01-10 12:15 | 2026-01-10
INFUSION PUMP | VOLUMETRIC INFUSION PUMP | FRESENIUS KABI | AGILIA VP MC WIFI GB | 2020-03-03 | 660 | 2023-03-01 11:09 | 2026-03-01
INFUSION PUMP | VOLUMETRIC INFUSION PUMP | FRESENIUS KABI | AGILIA VP MC WIFI GB | 2020-03-03 | 660 | 2023-01-12 09:33 | 2026-01-12
INFUSION PUMP | VOLUMETRIC INFUSION PUMP | FRESENIUS KABI | AGILIA VP MC WIFI GB | 2020-03-03 | 660 | 2023-01-11 10:01 | 2026-01-11
INFUSION PUMP | VOLUMETRIC INFUSION PUMP | FRESENIUS KABI | AGILIA VP MC WIFI GB | 2020-03-03 | 660 | 2022-11-08 13:43 | 2025-11-08
INFUSION PUMP | VOLUMETRIC INFUSION PUMP | FRESENIUS KABI | AGILIA VP MC WIFI GB | 2020-03-03 | 660 | 2023-02-01 15:19 | 2026-02-01
INFUSION PUMP | VOLUMETRIC INFUSION PUMP | FRESENIUS KABI | AGILIA VP MC WIFI GB | 2020-03-03 | 660 | 2023-02-01 07:51 | 2026-02-01
INFUSION PUMP | VOLUMETRIC INFUSION PUMP | FRESENIUS KABI | AGILIA VP MC WIFI GB | 2020-03-03 | 660 | 2023-02-01 13:10 | 2026-02-01
INFUSION PUMP | VOLUMETRIC INFUSION PUMP | FRESENIUS KABI | AGILIA VP MC WIFI GB | 2020-03-03 | 660 | 2023-02-01 12:11 | 2026-02-01
INFUSION PUMP | VOLUMETRIC INFUSION PUMP | FRESENIUS KABI | AGILIA VP MC WIFI GB | 2020-03-03 | 660 | 2023-02-01 14:35 | 2026-02-01
INFUSION PUMP | VOLUMETRIC INFUSION PUMP | FRESENIUS KABI | AGILIA VP MC WIFI GB | 2020-03-03 | 660 | 2023-02-01 16:04 | 2026-02-01
INFUSION PUMP | VOLUMETRIC INFUSION PUMP | FRESENIUS KABI | AGILIA VP MC WIFI GB | 2020-03-03 | 660 | 2022-11-14 11:25 | 2025-11-14
INFUSION PUMP | VOLUMETRIC INFUSION PUMP | FRESENIUS KABI | AGILIA VP MC WIFI GB | 2020-03-03 | 660 | 2023-02-28 15:47 | 2026-02-28
INFUSION PUMP | VOLUMETRIC INFUSION PUMP | FRESENIUS KABI | AGILIA VP MC WIFI GB | 2020-03-03 | 660 | 2023-02-28 14:43 | 2026-02-28
INFUSION PUMP | VOLUMETRIC INFUSION PUMP | FRESENIUS KABI | AGILIA VP MC WIFI GB | 2020-03-03 | 660 | 2023-02-28 11:17 | 2026-02-28
INFUSION PUMP | VOLUMETRIC INFUSION PUMP | FRESENIUS KABI | AGILIA VP MC WIFI GB | 2020-03-03 | 660 | 2022-11-14 15:58 | 2025-10-15
INFUSION PUMP | VOLUMETRIC INFUSION PUMP | FRESENIUS KABI | AGILIA VP MC WIFI GB | 2020-02-12 | 660 | 2023-02-02 11:26 | 2026-02-02
INFUSION PUMP | VOLUMETRIC INFUSION PUMP | FRESENIUS KABI | AGILIA VP MC WIFI GB | 2020-02-12 | 660 | 2023-02-02 12:25 | 2026-02-02
SYRINGE DRIVER | SYRINGE DRIVER | FRESENIUS KABI | AGILIA SP MC WIFI | 2020-02-12 | 360 | 2023-02-02 14:19 | 2026-02-02
SYRINGE DRIVER | SYRINGE DRIVER | FRESENIUS KABI | AGILIA SP MC WIFI | 2020-02-12 | 360 | 2023-02-02 13:58 | 2026-02-02
SYRINGE DRIVER | SYRINGE DRIVER | FRESENIUS KABI | AGILIA SP MC WIFI | 2020-02-11 | 360 | 2023-01-30 14:05 | 2026-01-30
SYRINGE DRIVER | SYRINGE DRIVER | FRESENIUS KABI | AGILIA SP MC WIFI | 2020-02-11 | 360 | 2023-01-19 09:36 | 2026-01-19
SYRINGE DRIVER | SYRINGE DRIVER | FRESENIUS KABI | AGILIA SP MC WIFI | 2020-02-11 | 360 | 2024-03-04 | 2027-03-04
SYRINGE DRIVER | SYRINGE DRIVER | FRESENIUS KABI | AGILIA SP MC WIFI | 2020-02-11 | 360 | 2023-01-26 14:53 | 2026-01-26
SYRINGE DRIVER | SYRINGE DRIVER | FRESENIUS KABI | AGILIA SP MC WIFI | 2020-02-11 | 360 | 2023-03-01 09:40 | 2026-03-01
SYRINGE DRIVER | SYRINGE DRIVER | FRESENIUS KABI | AGILIA SP MC WIFI | 2020-02-11 | 360 | 2023-01-26 14:25 | 2026-01-26
INFUSION PUMP | VOLUMETRIC INFUSION PUMP | FRESENIUS KABI | AGILIA VP MC WIFI GB | 2020-02-11 | 660 | 2023-01-17 14:20 | 2026-01-17
INFUSION PUMP | VOLUMETRIC INFUSION PUMP | FRESENIUS KABI | AGILIA VP MC WIFI GB | 2020-02-11 | 660 | 2023-03-20 11:28 | 2026-03-20
INFUSION PUMP | VOLUMETRIC INFUSION PUMP | FRESENIUS KABI | AGILIA VP MC WIFI GB | 2020-02-11 | 660 | 2023-02-28 08:22 | 2026-02-28
INFUSION PUMP | VOLUMETRIC INFUSION PUMP | FRESENIUS KABI | AGILIA VP MC WIFI GB | 2020-02-11 | 660 | 2023-01-31 14:32 | 2026-01-31
INFUSION PUMP | VOLUMETRIC INFUSION PUMP | FRESENIUS KABI | AGILIA VP MC WIFI GB | 2020-02-11 | 660 | 2023-01-03 15:20 | 2026-01-03
INFUSION PUMP | VOLUMETRIC INFUSION PUMP | FRESENIUS KABI | AGILIA VP MC WIFI GB | 2020-02-11 | 660 | 2023-02-28 09:42 | 2026-02-28
INFUSION PUMP | VOLUMETRIC INFUSION PUMP | FRESENIUS KABI | AGILIA VP MC WIFI GB | 2020-02-11 | 660 | 2023-01-10 15:34 | 2026-01-10
INFUSION PUMP | VOLUMETRIC INFUSION PUMP | FRESENIUS KABI | AGILIA VP MC WIFI GB | 2020-02-11 | 660 | 2023-03-15 12:08 | 2026-03-15
INFUSION PUMP | VOLUMETRIC INFUSION PUMP | FRESENIUS KABI | AGILIA VP MC WIFI GB | 2020-02-13 | 660 | 2023-02-14 12:39 | 2026-02-14
INFUSION PUMP | VOLUMETRIC INFUSION PUMP | FRESENIUS KABI | AGILIA VP MC WIFI GB | 2020-02-13 | 660 | 2022-12-21 11:34 | 2025-12-21
INFUSION PUMP | VOLUMETRIC INFUSION PUMP | FRESENIUS KABI | AGILIA VP MC WIFI GB | 2020-02-13 | 660 | 2023-02-13 15:34 | 2026-02-13
INFUSION PUMP | VOLUMETRIC INFUSION PUMP | FRESENIUS KABI | AGILIA VP MC WIFI GB | 2020-02-13 | 660 | 2022-09-12 | 2025-09-12
SYRINGE DRIVER | SYRINGE DRIVER | FRESENIUS KABI | AGILIA SP MC WIFI | 2020-02-13 | 360 | 2023-02-21 13:49 | 2026-02-21
SYRINGE DRIVER | SYRINGE DRIVER | FRESENIUS KABI | AGILIA SP MC WIFI | 2020-02-13 | 360 | 2023-02-21 14:45 | 2026-02-21
SYRINGE DRIVER | SYRINGE DRIVER | FRESENIUS KABI | AGILIA SP MC WIFI | 2020-02-13 | 360 | 2023-02-20 15:11 | 2026-02-20
SYRINGE DRIVER | SYRINGE DRIVER | FRESENIUS KABI | AGILIA SP MC WIFI | 2020-02-13 | 360 | 2023-02-20 15:40 | 2026-02-20
SYRINGE DRIVER | SYRINGE DRIVER | FRESENIUS KABI | AGILIA SP MC WIFI | 2020-02-13 | 360 | 2024-03-07 | 2027-03-07
SYRINGE DRIVER | SYRINGE DRIVER | FRESENIUS KABI | AGILIA SP MC WIFI | 2020-02-13 | 360 | 2023-02-24 15:39 | 2026-02-24
SYRINGE DRIVER | SYRINGE DRIVER | FRESENIUS KABI | AGILIA SP MC WIFI | 2020-02-13 | 360 | 2024-03-22 | 2027-03-22
SYRINGE DRIVER | SYRINGE DRIVER | FRESENIUS KABI | AGILIA SP MC WIFI | 2020-02-13 | 360 | 2023-01-30 15:00 | 2026-01-30
SYRINGE DRIVER | SYRINGE DRIVER | FRESENIUS KABI | AGILIA SP MC WIFI | 2020-02-13 | 360 | 2023-02-17 12:41 | 2026-02-17
SYRINGE DRIVER | SYRINGE DRIVER | FRESENIUS KABI | AGILIA SP MC WIFI | 2020-02-13 | 360 | 2023-03-21 11:33 | 2026-03-21
INFUSION PUMP | VOLUMETRIC INFUSION PUMP | FRESENIUS KABI | AGILIA VP MC WIFI GB | 2020-02-12 | 660 | 2023-02-24 08:41 | 2026-02-24
INFUSION PUMP | VOLUMETRIC INFUSION PUMP | FRESENIUS KABI | AGILIA VP MC WIFI GB | 2020-02-12 | 660 | 2022-12-20 12:24 | 2025-12-20
INFUSION PUMP | VOLUMETRIC INFUSION PUMP | FRESENIUS KABI | AGILIA VP MC WIFI GB | 2020-02-12 | 660 | 2023-02-06 11:57 | 2026-02-06
INFUSION PUMP | VOLUMETRIC INFUSION PUMP | FRESENIUS KABI | AGILIA VP MC WIFI GB | 2020-02-12 | 660 | 2023-02-22 13:04 | 2026-02-22
SYRINGE DRIVER | SYRINGE DRIVER | FRESENIUS KABI | AGILIA SP MC WIFI | 2020-02-12 | 360 | 2023-02-01 11:09 | 2026-02-01
SYRINGE DRIVER | SYRINGE DRIVER | FRESENIUS KABI | AGILIA SP MC WIFI | 2020-02-12 | 360 | 2024-08-19 | 2027-08-19
SYRINGE DRIVER | SYRINGE DRIVER | FRESENIUS KABI | AGILIA SP MC WIFI | 2020-02-12 | 360 |  | 2024-09-15
SYRINGE DRIVER | SYRINGE DRIVER | FRESENIUS KABI | AGILIA SP MC WIFI | 2020-02-12 | 360 |  | 2024-09-15
SYRINGE DRIVER | SYRINGE DRIVER | FRESENIUS KABI | AGILIA SP MC WIFI | 2020-02-12 | 360 | 2023-02-16 15:08 | 2026-02-16
SYRINGE DRIVER | SYRINGE DRIVER | FRESENIUS KABI | AGILIA SP MC WIFI | 2020-02-12 | 360 | 2024-09-30 | 2027-09-30
TORQUE WRENCH | TORQUE WRENCH 20-100NCM | WERA | CLICK-TORQUE B2 | 2021-01-15 | 192 | 2022-10-07 17:11 | 2024-10-07
VNG/ENG MACHINE | VNG/ENG MACHINE | ICS LTD | CHARTR 100 | 2021-04-20 | 35535 | 2023-11-02 | 2024-11-02
VNG/ENG MACHINE | VNG/ENG MACHINE | ICS LTD | CHARTR 100 | 2021-03-01 | 35535 | 2023-11-02 | 2024-11-02
COMPUTER - LAPTOP/NOTEBOOK | LAPTOP COMPUTER | DELL COMPUTERS | LATITUDE 5300 | 2021-07-21 | 0
3D PRINTER | LAREGE VOLUME FFF DUAL HEADED 3D PRINTER | RAISE 3D | PRO2 PLUS | 2021-09-01 | 10678.8
CABLE LOCATOR | CABLE AND DEFECT LOCATOR, METAL CONDUCTOR | SEFRAM | MW9520 | 2021-07-08 | 419.136 |  | 2024-07-08
TYMPANOGRAPH | DIAGNOSTIC TYMPANOMETER | GN OTOMETRIC | ZODIAC | 2021-05-19 | 8825.1 | 2024-04-16 | 2025-05-18
TYMPANOGRAPH | DIAGNOSTIC TYMPANOMETER | GN OTOMETRIC | ZODIAC | 2021-05-18 | 8825.1 | 2024-05-24 | 2025-05-18
GRINDING MACHINE | SLOW RUNNING GRINDER 8 INCH | AXMINSTER PO | AW85RG | 2021-05-05 | 97.176 |  | 2025-05-05
FLATNESS SCANNER | FLATNESS CHECKER | PTW-FREIBURG | QUICK CHECK | 2021-04-15 | 7971.432 | 2023-07-25 | 2024-07-25
AURISCOPE/OTOSCOPE | VIDEO OTOSCOPE | NATUS LTD | OTOCAM 300 | 2021-03-16 | 1632.636
AURISCOPE/OTOSCOPE | VIDEO OTOSCOPE | NATUS LTD | OTOCAM 300 | 2021-03-16 | 1632.636
STIMULATOR | WATER CALORIC STIMULATOR | ICS LTD | NCI-480E | 2021-02-11 | 5670 | 2024-06-03 | 2025-02-01
DIGITAL HAND HELD | INTELLIGENT DIGITAL MULTIMETER | CPC FARNELL | TENMA 72-7730 | 2021-01-08 | 124.8 | 2023-01-23 13:21 | 2025-01-23
SAFETY TESTERS | FIXED EQUIPMENT/WIRING SAFETY TESTER | METREL | MI3152XC EUROTEST | 2021-01-09 | 1440 | 2024-01-24 | 2025-01-24
TYMPANOGRAPH | DIAGNOSTIC TYMPANOMETER | GN OTOMETRIC | ZODIAC | 2020-12-27 | 8915.16 | 2024-10-17 | 2024-12-15
TYMPANOGRAPH | DIAGNOSTIC TYMPANOMETER | GN OTOMETRIC | ZODIAC | 2020-12-27 | 8915.16 | 2024-06-06 | 2024-12-15
TYMPANOGRAPH | DIAGNOSTIC TYMPANOMETER | GN OTOMETRIC | ZODIAC | 2020-12-27 | 8915.16 | 2024-03-11 | 2024-11-06
ABR SCREENER | ADULT ABR SCREENER | NATUS LTD | EP200 | 2020-11-20 | 15861.528 | 2024-02-22 | 2024-11-20
FLATNESS SCANNER | FLATNESS CHECKER | PTW-FREIBURG | QUICK CHECK | 2020-10-21 | 7971.432 | 2023-06-15 | 2024-06-06
COMPUTER - LAPTOP/NOTEBOOK | DISPLAY UNIT AND CONTROL | BARD LTD | SHERLOCK 3CGTCS | 2020-09-02 | 720
CONTRAST INJECTOR | CONTRAST INJECTOR | MEDRAD | STELLANT D | 2020-10-07 | 21600 | 2024-04-01 | 2025-04-01
VNG/ENG MACHINE | VNG/ENG MACHINE | ICS LTD | CHARTR 100 | 2020-07-20 | 10800 | 2023-11-02 | 2024-11-02
VNG/ENG MACHINE | VNG/ENG MACHINE | ICS LTD | CHARTR 100 | 2020-07-17 | 10800 | 2023-11-02 | 2024-11-02
PATIENT HOIST | PATIENT HOIST - MOBILE | JOERNS HEALTHCARE | OXFORD PRESENCE | 2020-05-18 | 1731.6 | 2024-07-09 | 2025-01-09
ELECTROMETER | ELECTROMETER | PTW-FREIBURG | UNIDOS | 2020-04-30 | 5904 | 2024-07-22 | 2025-07-22
FLATNESS SCANNER | FLATNESS CHECKER | PTW-FREIBURG | QUICK CHECK | 2020-02-21 | 7800 | 2023-07-25 | 2024-07-25
MISCELLANEOUS | MULTI-PURPOSE WORKSTATION STEPPER | CIVCO | 620-117 | 2020-02-17 | 6000
MISCELLANEOUS | MULTI-PURPOSE WORKSTATION STEPPER | CIVCO | 620-117 | 2020-02-17 | 6000
MISCELLANEOUS | MULTI-PURPOSE WORKSTATION STEPPER | CIVCO | 620-117 | 2020-02-17 | 6000
MISCELLANEOUS | MULTI-PURPOSE WORKSTATION STABILIZER | CIVCO | 610-974 | 2020-02-10 | 25122
SUCTION CONTROLLER | HIGH SUCTION MOBILE | THERAPY EQUIPMENT | DIAMOND RANGE HIGH (MOBILE) | 2020-01-28 | 153.6
SUCTION CONTROLLER | HIGH SUCTION CONTROLLER | THERAPY EQUIPMENT | DIAMOND RANGE HIGH | 2020-01-29 | 72
SUCTION CONTROLLER | HIGH SUCTION CONTROLLER | THERAPY EQUIPMENT | DIAMOND RANGE HIGH | 2020-01-29 | 72
NEBULIZER | NEBULIZER | PHILIPS LTD | INNOSPIRE DELUXE | 2020-01-29 | 126
NEBULIZER | NEBULIZER | PHILIPS LTD | INNOSPIRE DELUXE | 2020-01-29 | 126
NEBULIZER | NEBULIZER | PHILIPS LTD | INNOSPIRE DELUXE | 2020-01-29 | 126
NEBULIZER | NEBULIZER | PHILIPS LTD | INNOSPIRE DELUXE | 2020-01-29 | 126
NEBULIZER | NEBULIZER | PHILIPS LTD | INNOSPIRE DELUXE | 2020-01-29 | 126
NEBULIZER | NEBULIZER | PHILIPS LTD | INNOSPIRE DELUXE | 2020-01-29 | 126
HUMIDIFIER | HUMIDIFIER AND FLOW GENERATOR | F & P | AIRVO 2 | 2020-04-17 | 2970 | 2024-03-14 | 2025-04-15
HUMIDIFIER | HUMIDIFIER AND FLOW GENERATOR | F & P | AIRVO 2 | 2020-04-17 | 2970 | 2023-04-06 11:22 | 2025-04-12
HUMIDIFIER | HUMIDIFIER AND FLOW GENERATOR | F & P | AIRVO 2 | 2020-04-17 | 2970 | 2024-03-14 | 2025-04-15
HUMIDIFIER | HUMIDIFIER AND FLOW GENERATOR | F & P | AIRVO 2 | 2020-04-17 | 2970 | 2024-03-14 | 2025-04-14
HUMIDIFIER | HUMIDIFIER AND FLOW GENERATOR | F & P | AIRVO 2 | 2020-04-17 | 2970 | 2024-03-13 | 2025-04-15
SCALES | SCALES - STAND ON | SECA | 877 | 2020-04-17 | 210 | 2021-01-10 | 2024-11-15
SUCTION UNIT | SUCTION - LAERDAL - BATTERY | LAERDAL | LSU-2 | 2020-04-09 | 816 |  | 2023-04-15
SUCTION UNIT | SUCTION - LAERDAL - BATTERY | LAERDAL | LSU-2 | 2020-04-09 | 816 | 2023-03-14 13:01 | 2026-04-15
SUCTION CONTROLLER | HIGH SUCTION CONTROLLER | THERAPY EQUIPMENT | DIAMOND RANGE HIGH | 2020-04-07 | 148.2
VITAL SIGNS MONITOR | VITAL SIGNS MONITOR: NIBP, SPO2, TEMP | WELCH ALLYN | 75CE CONNEX | 2020-04-03 | 2152.8 | 2023-04-24 | 2026-04-24
VITAL SIGNS MONITOR | VITAL SIGNS MONITOR: NIBP, SPO2, TEMP | WELCH ALLYN | 75CE CONNEX | 2020-04-03 | 2152.8 | 2023-05-25 | 2026-05-25
VITAL SIGNS MONITOR | VITAL SIGNS MONITOR: NIBP, SPO2, TEMP | WELCH ALLYN | 75CE CONNEX | 2020-04-03 | 2152.8 | 2023-04-25 | 2026-04-25
VITAL SIGNS MONITOR | VITAL SIGNS MONITOR: NIBP, SPO2, TEMP | WELCH ALLYN | 75CE CONNEX | 2020-04-03 | 2152.8 | 2023-04-03 08:43 | 2026-04-03
VITAL SIGNS MONITOR | VITAL SIGNS MONITOR: NIBP, SPO2, TEMP | WELCH ALLYN | 75CE CONNEX | 2020-04-03 | 2152.8 | 2023-04-25 | 2026-04-25
VITAL SIGNS MONITOR | VITAL SIGNS MONITOR: NIBP, SPO2, TEMP | WELCH ALLYN | 75CE CONNEX | 2020-04-03 | 2152.8 | 2023-06-12 | 2026-06-12
VITAL SIGNS MONITOR | VITAL SIGNS MONITOR: NIBP, SPO2, TEMP | WELCH ALLYN | 75CE CONNEX | 2020-04-03 | 2152.8 | 2023-04-25 | 2026-04-25
VITAL SIGNS MONITOR | VITAL SIGNS MONITOR: NIBP, SPO2, TEMP | WELCH ALLYN | 75CE CONNEX | 2020-04-03 | 2152.8 | 2023-04-06 10:09 | 2026-04-06
VITAL SIGNS MONITOR | VITAL SIGNS MONITOR: NIBP, SPO2, TEMP | WELCH ALLYN | 75CE CONNEX | 2020-04-03 | 2152.8 | 2023-04-06 09:12 | 2026-04-06
VITAL SIGNS MONITOR | VITAL SIGNS MONITOR: NIBP, SPO2, TEMP | WELCH ALLYN | 75CE CONNEX | 2020-04-03 | 2152.8 | 2023-02-21 13:42 | 2026-04-15
SUCTION CONTROLLER | HIGH SUCTION CONTROLLER | THERAPY EQUIPMENT | DIAMOND RANGE HIGH | 2020-03-31 | 96
SUCTION CONTROLLER | HIGH SUCTION CONTROLLER | THERAPY EQUIPMENT | DIAMOND RANGE HIGH | 2020-03-31 | 96
SUCTION CONTROLLER | HIGH SUCTION CONTROLLER | THERAPY EQUIPMENT | DIAMOND RANGE HIGH | 2020-03-31 | 96
SUCTION CONTROLLER | HIGH SUCTION CONTROLLER | THERAPY EQUIPMENT | DIAMOND RANGE HIGH | 2020-03-31 | 96
CHEST COMPRESSION SYSTEM | AUTOMATIC CPR UNIT | STRYKER | LUCAS 3 | 2020-03-30 | 10464 | 2022-10-26 | 2023-09-15
CHEST COMPRESSION SYSTEM | AUTOMATIC CPR UNIT | STRYKER | LUCAS 3 | 2020-03-30 | 10464 | 2021-05-17 | 2023-09-15
ULTRASOUND PROBE | ULTRASOUND PROBE | FUJIFILM SONOSITE | L25X | 2020-03-27 | 4800 | 2023-12-06
ULTRASOUND SCANNER | ULTRASOUND SCANNER | FUJIFILM SONOSITE | SII | 2020-03-27 | 18387.6 | 2022-12-16 16:22 | 2024-06-17
NEBULIZER | NEBULIZER | RESPIRONICS | DELUXE 230V/50HZ | 2020-03-26 | 95.04
SUCTION CONTROLLER | HIGH SUCTION CONTROLLER | THERAPY EQUIPMENT | DIAMOND RANGE HIGH | 2020-03-26 | 96
SUCTION CONTROLLER | HIGH SUCTION CONTROLLER | THERAPY EQUIPMENT | DIAMOND RANGE HIGH | 2020-03-26 | 96
SUCTION CONTROLLER | HIGH SUCTION CONTROLLER | THERAPY EQUIPMENT | DIAMOND RANGE HIGH | 2020-03-26 | 96
VITAL SIGNS MONITOR | VITAL SIGNS MONITOR: NIBP, NONIN SPO2, TEMP | WELCH ALLYN | 71WE CONNEX | 2020-03-26 | 1297.44 | 2024-03-04 | 2027-03-04
VITAL SIGNS MONITOR | VITAL SIGNS MONITOR: NIBP, NONIN SPO2, TEMP | WELCH ALLYN | 71WE CONNEX | 2020-03-26 | 1297.44 | 2024-03-05 | 2027-03-05
VITAL SIGNS MONITOR | VITAL SIGNS MONITOR: NIBP, NONIN SPO2, TEMP | WELCH ALLYN | 71WE CONNEX | 2020-03-26 | 1297.44 |  | 2024-09-15
VITAL SIGNS MONITOR | VITAL SIGNS MONITOR: NIBP, NONIN SPO2, TEMP | WELCH ALLYN | 71WE CONNEX | 2020-03-26 | 1297.44 | 2024-03-04 | 2027-03-04
VITAL SIGNS MONITOR | VITAL SIGNS MONITOR: NIBP, NONIN SPO2, TEMP | WELCH ALLYN | 71WE CONNEX | 2020-03-26 | 1297.44 | 2024-03-18 | 2027-03-18
VITAL SIGNS MONITOR | VITAL SIGNS MONITOR: NIBP, NONIN SPO2, TEMP | WELCH ALLYN | 71WE CONNEX | 2020-03-26 | 1297.44 | 2023-06-14 | 2026-06-14
WARMING MATTRESS | WARMING MATTRESS | INDITHERM | OTM1 | 2020-03-25 | 1020
HUMIDIFIER | HUMIDIFIER AND FLOW GENERATOR | F & P | AIRVO 2 | 2020-03-24 | 2970 | 2024-03-14 | 2025-04-04
HUMIDIFIER | HUMIDIFIER AND FLOW GENERATOR | F & P | AIRVO 2 | 2020-03-24 | 2970 | 2024-06-26 | 2026-04-12
HUMIDIFIER | HUMIDIFIER AND FLOW GENERATOR | F & P | AIRVO 2 | 2020-03-24 | 2970 | 2024-03-13 | 2025-04-12
HUMIDIFIER | HUMIDIFIER AND FLOW GENERATOR | F & P | AIRVO 2 | 2020-03-24 | 2970 | 2024-03-13 | 2025-04-15
VENTILATOR | VENTILATOR | DRAEGER | EVITA V800 | 2020-03-26 | 25200 | 2024-10-15 | 2025-09-15
VENTILATOR | VENTILATOR | DRAEGER | EVITA V800 | 2020-03-26 | 25200 | 2023-10-11 | 2024-09-01
TCPCO2 MONITOR | TCPCO2 MONITOR - SENTEC DIGITAL MONITORING SYSTEM | SENTEC MEDICAL LTD | SDMS | 2020-03-25 | 6000
CARDIAC OUTPUT COMP | MODULE CARDIAC OUTPUT | PHILIPS LTD | M1012A | 2020-03-20 | 1223.88
CARDIAC OUTPUT COMP | MODULE CARDIAC OUTPUT | PHILIPS LTD | M1012A | 2020-03-20 | 1223.88
CARDIAC OUTPUT COMP | MODULE CARDIAC OUTPUT | PHILIPS LTD | M1012A | 2020-03-20 | 1223.88
HUMIDIFIER | HUMIDIFIER AND FLOW GENERATOR | F & P | AIRVO 2 | 2020-03-19 | 2970 | 2024-04-23 | 2025-04-15
HUMIDIFIER | HUMIDIFIER AND FLOW GENERATOR | F & P | AIRVO 2 | 2020-03-19 | 2970 | 2023-01-11 12:24 | 2025-04-15
HUMIDIFIER | HUMIDIFIER AND FLOW GENERATOR | F & P | AIRVO 2 | 2020-03-19 | 2970 | 2023-06-23 | 2025-04-23
HUMIDIFIER | HUMIDIFIER AND FLOW GENERATOR | F & P | AIRVO 2 | 2020-03-19 | 2970 | 2024-03-14 | 2025-04-15
HUMIDIFIER | HUMIDIFIER AND FLOW GENERATOR | F & P | AIRVO 2 | 2020-03-19 | 2970 | 2024-03-13 | 2025-04-15
HUMIDIFIER | HUMIDIFIER AND FLOW GENERATOR | F & P | AIRVO 2 | 2020-03-19 | 2970 | 2024-03-14 | 2025-04-15
HUMIDIFIER | HUMIDIFIER AND FLOW GENERATOR | F & P | AIRVO 2 | 2020-03-19 | 2970 | 2023-07-03 | 2024-07-03
HUMIDIFIER | HUMIDIFIER AND FLOW GENERATOR | F & P | AIRVO 2 | 2020-03-19 | 2970 | 2023-07-03 | 2024-07-03
SCALES | SCALES - COLUMN | SECA | 799 | 2020-03-18 | 300 | 2023-12-05 | 2024-11-15
DIATHERMY MACHINE | LIGASURE VESSEL SEALING GENERATOR | COVIDIEN UK | VALLEYLAB LS10 | 2020-03-20 | 9000 | 2023-02-01 09:34 | 2024-02-01
SUCTION CONTROLLER | HIGH SUCTION CONTROLLER | THERAPY EQUIPMENT | DIAMOND RANGE HIGH | 2020-03-18 | 148.2
PATIENT HOIST | PATIENT HOIST - STANDING AID | ARJO HUNTLEIGH | SARA STEDY | 2021-01-05 | 1800 | 2024-07-16 | 2025-07-16
INCUBATOR | PLATELET INCUBATOR | LABCOLD | RLPI01130MD | 2020-09-04 | 6000
PATIENT TROLLEY | PATIENT TROLLEY | STRYKER | ST1-X (6300-000-200) | 2020-03-17 | 2696.1
PATIENT TROLLEY | PATIENT TROLLEY | STRYKER | ST1-X (6300-000-200) | 2020-03-17 | 2696.1
PATIENT TROLLEY | PATIENT TROLLEY | STRYKER | ST1-X (6300-000-200) | 2020-03-17 | 2696.1
PATIENT TROLLEY | PATIENT TROLLEY | STRYKER | ST1-X (6300-000-200) | 2020-03-17 | 2696.1
PATIENT TROLLEY | PATIENT TROLLEY | STRYKER | ST1-X (6300-000-200) | 2020-03-17 | 2696.1
PATIENT TROLLEY | PATIENT TROLLEY | STRYKER | ST1-X (6300-000-200) | 2020-03-17 | 2696.1
PATIENT TROLLEY | PATIENT TROLLEY | STRYKER | ST1-X (6300-000-200) | 2020-03-17 | 2696.1
PATIENT TROLLEY | PATIENT TROLLEY | STRYKER | ST1-X (6300-000-200) | 2020-03-17 | 2696.1
PATIENT TROLLEY | PATIENT TROLLEY | STRYKER | ST1-X (6300-000-200) | 2020-03-17 | 2696.1
PATIENT TROLLEY | PATIENT TROLLEY | STRYKER | ST1-X (6300-000-200) | 2020-03-17 | 2696.1
LASER PARTICLE COUNTER | LASER PARTICLE COUNTER | TSI | AEROTRAK 9500 | 2020-03-19 | 12012
NEBULIZER | NEBULIZER | PHILIPS LTD | INNOSPIRE DELUXE | 2020-03-13 | 126
NEBULIZER | NEBULIZER | PHILIPS LTD | INNOSPIRE DELUXE | 2020-03-13 | 126
NEBULIZER | NEBULIZER | PHILIPS LTD | INNOSPIRE DELUXE | 2020-03-13 | 126
BIPAP VENTILATORY SUPPORT SYSTEM | TRILOGY EVO VENTILATOR - BIPAP VENTILATORY SUPPORT SYSTEM | RESPIRONICS | TRILOGY EVO | 2022-04-25 | 5265 | 2022-04-25 | 2025-01-15
BIPAP VENTILATORY SUPPORT SYSTEM | TRILOGY EVO VENTILATOR - BIPAP VENTILATORY SUPPORT SYSTEM | RESPIRONICS | TRILOGY EVO | 2022-04-25 | 5265 | 2023-06-22 | 2025-01-15
BIPAP VENTILATORY SUPPORT SYSTEM | TRILOGY EVO VENTILATOR - BIPAP VENTILATORY SUPPORT SYSTEM | RESPIRONICS | TRILOGY EVO | 2022-04-25 | 5265 | 2023-06-22 | 2025-01-15
BIPAP VENTILATORY SUPPORT SYSTEM | TRILOGY EVO VENTILATOR - BIPAP VENTILATORY SUPPORT SYSTEM | RESPIRONICS | TRILOGY EVO | 2022-04-25 | 5265 | 2023-06-22 | 2025-01-15
BIPAP VENTILATORY SUPPORT SYSTEM | TRILOGY EVO VENTILATOR - BIPAP VENTILATORY SUPPORT SYSTEM | RESPIRONICS | TRILOGY EVO | 2021-01-25 | 5265 | 2022-04-25 | 2025-01-15
BIPAP VENTILATORY SUPPORT SYSTEM | TRILOGY EVO VENTILATOR - BIPAP VENTILATORY SUPPORT SYSTEM | RESPIRONICS | TRILOGY EVO | 2022-04-21 | 5265 | 2022-04-21 | 2025-01-15
BIPAP VENTILATORY SUPPORT SYSTEM | TRILOGY EVO VENTILATOR - BIPAP VENTILATORY SUPPORT SYSTEM | RESPIRONICS | TRILOGY EVO | 2022-04-21 | 5265 | 2022-04-21 | 2025-01-15
BIPAP VENTILATORY SUPPORT SYSTEM | TRILOGY EVO VENTILATOR - BIPAP VENTILATORY SUPPORT SYSTEM | RESPIRONICS | TRILOGY EVO | 2022-04-21 | 5265 | 2022-04-21 | 2025-01-15
BIPAP VENTILATORY SUPPORT SYSTEM | TRILOGY EVO VENTILATOR - BIPAP VENTILATORY SUPPORT SYSTEM | RESPIRONICS | TRILOGY EVO | 2022-04-25 | 5265 | 2022-04-25 | 2025-01-15
BIPAP VENTILATORY SUPPORT SYSTEM | TRILOGY EVO VENTILATOR - BIPAP VENTILATORY SUPPORT SYSTEM | RESPIRONICS | TRILOGY EVO | 2022-04-25 | 5265 | 2022-04-25 | 2025-01-15
BIPAP VENTILATORY SUPPORT SYSTEM | TRILOGY EVO VENTILATOR - BIPAP VENTILATORY SUPPORT SYSTEM | RESPIRONICS | TRILOGY EVO | 2022-04-21 | 5265 | 2022-04-21 | 2025-01-15
BIPAP VENTILATORY SUPPORT SYSTEM | TRILOGY EVO VENTILATOR - BIPAP VENTILATORY SUPPORT SYSTEM | RESPIRONICS | TRILOGY EVO | 2022-04-25 | 5265 | 2023-06-22 | 2025-01-15
BIPAP VENTILATORY SUPPORT SYSTEM | TRILOGY EVO VENTILATOR - BIPAP VENTILATORY SUPPORT SYSTEM | RESPIRONICS | TRILOGY EVO | 2022-04-21 | 5265 | 2022-04-21 | 2025-01-15
BIPAP VENTILATORY SUPPORT SYSTEM | TRILOGY EVO VENTILATOR - BIPAP VENTILATORY SUPPORT SYSTEM | RESPIRONICS | TRILOGY EVO | 2022-04-25 | 5265 | 2024-10-17 | 2028-10-17
BIPAP VENTILATORY SUPPORT SYSTEM | TRILOGY EVO VENTILATOR - BIPAP VENTILATORY SUPPORT SYSTEM | RESPIRONICS | TRILOGY EVO | 2022-04-25 | 5265 | 2023-06-22 | 2025-01-15
BIPAP VENTILATORY SUPPORT SYSTEM | TRILOGY EVO VENTILATOR - BIPAP VENTILATORY SUPPORT SYSTEM | RESPIRONICS | TRILOGY EVO | 2022-04-25 | 5265 | 2024-10-22 | 2029-01-15
BIPAP VENTILATORY SUPPORT SYSTEM | TRILOGY EVO VENTILATOR - BIPAP VENTILATORY SUPPORT SYSTEM | RESPIRONICS | TRILOGY EVO | 2022-04-25 | 5265 | 2022-04-25 | 2025-01-15
BIPAP VENTILATORY SUPPORT SYSTEM | TRILOGY EVO VENTILATOR - BIPAP VENTILATORY SUPPORT SYSTEM | RESPIRONICS | TRILOGY EVO | 2022-04-25 | 5265 | 2022-04-25 | 2025-01-15
BIPAP VENTILATORY SUPPORT SYSTEM | TRILOGY EVO VENTILATOR - BIPAP VENTILATORY SUPPORT SYSTEM | RESPIRONICS | TRILOGY EVO | 2022-04-25 | 5265 | 2022-04-25 | 2025-01-15
BIPAP VENTILATORY SUPPORT SYSTEM | TRILOGY EVO VENTILATOR - BIPAP VENTILATORY SUPPORT SYSTEM | RESPIRONICS | TRILOGY EVO | 2022-04-21 | 5265 | 2022-04-21 | 2025-01-15
BIPAP VENTILATORY SUPPORT SYSTEM | TRILOGY EVO VENTILATOR - BIPAP VENTILATORY SUPPORT SYSTEM | RESPIRONICS | TRILOGY EVO | 2022-04-25 | 5265 | 2022-04-25 | 2025-01-15
NASAL CPAP | NASAL CPAP | PHILIPS LTD | DREAMSTATION | 2023-03-31 | 538.8
NASAL CPAP | NASAL CPAP | PHILIPS LTD | DREAMSTATION | 2020-03-18 | 538.8
NASAL CPAP | NASAL CPAP | PHILIPS LTD | DREAMSTATION | 2020-03-18 | 538.8
NASAL CPAP | NASAL CPAP | PHILIPS LTD | DREAMSTATION | 2020-03-18 | 538.8
NASAL CPAP | NASAL CPAP | PHILIPS LTD | DREAMSTATION | 2020-03-18 | 538.8
NASAL CPAP | NASAL CPAP | PHILIPS LTD | DREAMSTATION | 2020-03-18 | 538.8
NASAL CPAP | NASAL CPAP | PHILIPS LTD | DREAMSTATION | 2020-03-18 | 538.8
NASAL CPAP | NASAL CPAP | PHILIPS LTD | DREAMSTATION | 2020-03-18 | 538.8
NASAL CPAP | NASAL CPAP | PHILIPS LTD | DREAMSTATION | 2020-03-18 | 538.8
NASAL CPAP | NASAL CPAP | PHILIPS LTD | DREAMSTATION | 2020-03-18 | 538.8
NASAL CPAP | NASAL CPAP | PHILIPS LTD | DREAMSTATION | 2020-03-18 | 538.8
NASAL CPAP | NASAL CPAP | PHILIPS LTD | DREAMSTATION | 2020-03-18 | 538.8
NASAL CPAP | NASAL CPAP | PHILIPS LTD | DREAMSTATION | 2020-03-18 | 538.8
NASAL CPAP | NASAL CPAP | PHILIPS LTD | DREAMSTATION | 2020-03-18 | 538.8
NASAL CPAP | NASAL CPAP | PHILIPS LTD | DREAMSTATION | 2020-03-18 | 538.8
NASAL CPAP | NASAL CPAP | PHILIPS LTD | DREAMSTATION | 2020-03-18 | 538.8
NASAL CPAP | NASAL CPAP | PHILIPS LTD | DREAMSTATION | 2020-03-18 | 538.8
NASAL CPAP | NASAL CPAP | PHILIPS LTD | DREAMSTATION | 2020-03-18 | 538.8
NASAL CPAP | NASAL CPAP | PHILIPS LTD | DREAMSTATION | 2020-03-18 | 538.8
NASAL CPAP | NASAL CPAP | PHILIPS LTD | DREAMSTATION | 2020-03-18 | 538.8
NASAL CPAP | NASAL CPAP | PHILIPS LTD | DREAMSTATION | 2020-03-18 | 538.8
NASAL CPAP | NASAL CPAP | PHILIPS LTD | DREAMSTATION | 2020-03-18 | 538.8
NASAL CPAP | NASAL CPAP | PHILIPS LTD | DREAMSTATION | 2020-03-18 | 538.8
NASAL CPAP | NASAL CPAP | PHILIPS LTD | DREAMSTATION | 2020-03-18 | 538.8
NASAL CPAP | NASAL CPAP | PHILIPS LTD | DREAMSTATION | 2020-03-18 | 538.8
NASAL CPAP | NASAL CPAP | PHILIPS LTD | DREAMSTATION | 2020-03-18 | 538.8
NASAL CPAP | NASAL CPAP | PHILIPS LTD | DREAMSTATION | 2020-03-18 | 538.8
NASAL CPAP | NASAL CPAP | PHILIPS LTD | DREAMSTATION | 2020-03-18 | 538.8
NASAL CPAP | NASAL CPAP | PHILIPS LTD | DREAMSTATION | 2020-03-18 | 538.8
NASAL CPAP | NASAL CPAP | PHILIPS LTD | DREAMSTATION | 2020-03-18 | 538.8
NASAL CPAP | NASAL CPAP | PHILIPS LTD | DREAMSTATION | 2020-03-18 | 538.8
NASAL CPAP | NASAL CPAP | PHILIPS LTD | DREAMSTATION | 2020-03-18 | 538.8
NASAL CPAP | NASAL CPAP | PHILIPS LTD | DREAMSTATION | 2020-03-18 | 538.8
NASAL CPAP | NASAL CPAP | PHILIPS LTD | DREAMSTATION | 2020-03-18 | 538.8
NASAL CPAP | NASAL CPAP | PHILIPS LTD | DREAMSTATION | 2020-03-18 | 538.8
NASAL CPAP | NASAL CPAP | PHILIPS LTD | DREAMSTATION | 2020-03-18 | 538.8
NASAL CPAP | NASAL CPAP | PHILIPS LTD | DREAMSTATION | 2020-03-18 | 538.8
NASAL CPAP | NASAL CPAP | PHILIPS LTD | DREAMSTATION | 2020-03-18 | 538.8
NASAL CPAP | NASAL CPAP | PHILIPS LTD | DREAMSTATION | 2020-03-18 | 538.8
NASAL CPAP | NASAL CPAP | PHILIPS LTD | DREAMSTATION | 2020-03-18 | 538.8
NASAL CPAP | NASAL CPAP | PHILIPS LTD | DREAMSTATION | 2020-03-18 | 538.8
NASAL CPAP | NASAL CPAP | PHILIPS LTD | DREAMSTATION | 2020-03-18 | 538.8
NASAL CPAP | NASAL CPAP | PHILIPS LTD | DREAMSTATION | 2020-03-18 | 538.8
NASAL CPAP | NASAL CPAP | PHILIPS LTD | DREAMSTATION | 2020-03-18 | 538.8
NASAL CPAP | NASAL CPAP | PHILIPS LTD | DREAMSTATION | 2020-03-18 | 538.8
NASAL CPAP | NASAL CPAP | PHILIPS LTD | DREAMSTATION | 2020-03-18 | 538.8
NASAL CPAP | NASAL CPAP | PHILIPS LTD | DREAMSTATION | 2020-03-18 | 538.8
NASAL CPAP | NASAL CPAP | PHILIPS LTD | DREAMSTATION | 2020-03-18 | 538.8
NASAL CPAP | NASAL CPAP | PHILIPS LTD | DREAMSTATION | 2020-03-18 | 538.8
NASAL CPAP | NASAL CPAP | PHILIPS LTD | DREAMSTATION | 2020-03-18 | 538.8
NASAL CPAP | NASAL CPAP | PHILIPS LTD | DREAMSTATION | 2020-03-18 | 538.8
NASAL CPAP | NASAL CPAP | PHILIPS LTD | DREAMSTATION | 2020-03-18 | 538.8
NASAL CPAP | NASAL CPAP | PHILIPS LTD | DREAMSTATION | 2020-03-18 | 538.8
NASAL CPAP | NASAL CPAP | PHILIPS LTD | DREAMSTATION | 2020-03-18 | 538.8
NASAL CPAP | NASAL CPAP | PHILIPS LTD | DREAMSTATION | 2020-03-18 | 538.8
NASAL CPAP | NASAL CPAP | PHILIPS LTD | DREAMSTATION | 2020-03-18 | 538.8
NASAL CPAP | NASAL CPAP | PHILIPS LTD | DREAMSTATION | 2020-03-18 | 538.8
NASAL CPAP | NASAL CPAP | PHILIPS LTD | DREAMSTATION | 2020-03-18 | 538.8
NASAL CPAP | NASAL CPAP | PHILIPS LTD | DREAMSTATION | 2020-03-18 | 538.8
NASAL CPAP | NASAL CPAP | PHILIPS LTD | DREAMSTATION | 2020-03-18 | 538.8
NASAL CPAP | NASAL CPAP | PHILIPS LTD | DREAMSTATION | 2020-03-18 | 538.8
NASAL CPAP | NASAL CPAP | PHILIPS LTD | DREAMSTATION | 2020-03-18 | 538.8
NASAL CPAP | NASAL CPAP | PHILIPS LTD | DREAMSTATION | 2020-03-18 | 538.8
NASAL CPAP | NASAL CPAP | PHILIPS LTD | DREAMSTATION | 2020-03-18 | 538.8
NASAL CPAP | NASAL CPAP | PHILIPS LTD | DREAMSTATION | 2020-03-18 | 538.8
NASAL CPAP | NASAL CPAP | PHILIPS LTD | DREAMSTATION | 2020-03-18 | 538.8
NASAL CPAP | NASAL CPAP | PHILIPS LTD | DREAMSTATION | 2020-03-18 | 538.8
NASAL CPAP | NASAL CPAP | PHILIPS LTD | DREAMSTATION | 2020-03-18 | 538.8
NASAL CPAP | NASAL CPAP | PHILIPS LTD | DREAMSTATION | 2020-03-18 | 538.8
NASAL CPAP | NASAL CPAP | PHILIPS LTD | DREAMSTATION | 2020-03-18 | 538.8
NASAL CPAP | NASAL CPAP | PHILIPS LTD | DREAMSTATION | 2020-03-18 | 538.8
NASAL CPAP | NASAL CPAP | PHILIPS LTD | DREAMSTATION | 2020-03-18 | 538.8
NASAL CPAP | NASAL CPAP | PHILIPS LTD | DREAMSTATION | 2020-03-18 | 538.8
NASAL CPAP | NASAL CPAP | PHILIPS LTD | DREAMSTATION | 2020-03-18 | 538.8
NASAL CPAP | NASAL CPAP | PHILIPS LTD | DREAMSTATION | 2020-03-18 | 538.8
NASAL CPAP | NASAL CPAP | PHILIPS LTD | DREAMSTATION | 2020-03-18 | 538.8
NASAL CPAP | NASAL CPAP | PHILIPS LTD | DREAMSTATION | 2020-03-18 | 538.8
NASAL CPAP | NASAL CPAP | PHILIPS LTD | DREAMSTATION | 2020-03-18 | 538.8
NASAL CPAP | NASAL CPAP | PHILIPS LTD | DREAMSTATION | 2020-03-18 | 538.8
NASAL CPAP | NASAL CPAP | PHILIPS LTD | DREAMSTATION | 2020-03-18 | 538.8
NASAL CPAP | NASAL CPAP | PHILIPS LTD | DREAMSTATION | 2020-03-18 | 538.8
NASAL CPAP | NASAL CPAP | PHILIPS LTD | DREAMSTATION | 2020-03-18 | 538.8
NASAL CPAP | NASAL CPAP | PHILIPS LTD | DREAMSTATION | 2020-03-18 | 538.8
NASAL CPAP | NASAL CPAP | PHILIPS LTD | DREAMSTATION | 2020-03-18 | 538.8
NASAL CPAP | NASAL CPAP | PHILIPS LTD | DREAMSTATION | 2020-03-18 | 538.8
NASAL CPAP | NASAL CPAP | PHILIPS LTD | DREAMSTATION | 2020-03-18 | 538.8
NASAL CPAP | NASAL CPAP | PHILIPS LTD | DREAMSTATION | 2020-03-18 | 538.8
NASAL CPAP | NASAL CPAP | PHILIPS LTD | DREAMSTATION | 2020-03-18 | 538.8
NASAL CPAP | NASAL CPAP | PHILIPS LTD | DREAMSTATION | 2020-03-18 | 538.8
NASAL CPAP | NASAL CPAP | PHILIPS LTD | DREAMSTATION | 2020-03-18 | 538.8
NASAL CPAP | NASAL CPAP | PHILIPS LTD | DREAMSTATION | 2020-03-18 | 538.8
NASAL CPAP | NASAL CPAP | PHILIPS LTD | DREAMSTATION | 2020-03-18 | 538.8
NASAL CPAP | NASAL CPAP | PHILIPS LTD | DREAMSTATION | 2020-03-18 | 538.8
NASAL CPAP | NASAL CPAP | PHILIPS LTD | DREAMSTATION | 2020-03-18 | 538.8
NASAL CPAP | NASAL CPAP | PHILIPS LTD | DREAMSTATION | 2020-03-18 | 538.8
NASAL CPAP | NASAL CPAP | PHILIPS LTD | DREAMSTATION | 2020-03-18 | 538.8
NASAL CPAP | NASAL CPAP | PHILIPS LTD | DREAMSTATION | 2020-03-18 | 538.8
NASAL CPAP | NASAL CPAP | PHILIPS LTD | DREAMSTATION | 2020-03-18 | 538.8
NASAL CPAP | NASAL CPAP | PHILIPS LTD | DREAMSTATION | 2020-03-18 | 538.8
NASAL CPAP | NASAL CPAP | PHILIPS LTD | DREAMSTATION | 2020-03-18 | 538.8
NASAL CPAP | NASAL CPAP | PHILIPS LTD | DREAMSTATION | 2020-03-18 | 538.8
NASAL CPAP | NASAL CPAP | PHILIPS LTD | DREAMSTATION | 2020-03-31 | 538.8
NASAL CPAP | NASAL CPAP | PHILIPS LTD | DREAMSTATION | 2020-03-31 | 538.8
NASAL CPAP | NASAL CPAP | PHILIPS LTD | DREAMSTATION | 2020-03-31 | 538.8
NASAL CPAP | NASAL CPAP | PHILIPS LTD | DREAMSTATION | 2020-03-31 | 538.8
NASAL CPAP | NASAL CPAP | PHILIPS LTD | DREAMSTATION | 2020-03-31 | 538.8
NASAL CPAP | NASAL CPAP | PHILIPS LTD | DREAMSTATION | 2020-03-31 | 538.8
NASAL CPAP | NASAL CPAP | PHILIPS LTD | DREAMSTATION | 2020-03-31 | 538.8
NASAL CPAP | NASAL CPAP | PHILIPS LTD | DREAMSTATION | 2020-03-31 | 538.8
NASAL CPAP | NASAL CPAP | PHILIPS LTD | DREAMSTATION | 2020-03-31 | 538.8
NASAL CPAP | NASAL CPAP | PHILIPS LTD | DREAMSTATION | 2020-03-31 | 538.8
NASAL CPAP | NASAL CPAP | PHILIPS LTD | DREAMSTATION | 2020-03-31 | 538.8
NASAL CPAP | NASAL CPAP | PHILIPS LTD | DREAMSTATION | 2020-03-31 | 538.8
NASAL CPAP | NASAL CPAP | PHILIPS LTD | DREAMSTATION | 2020-03-31 | 538.8
NASAL CPAP | NASAL CPAP | PHILIPS LTD | DREAMSTATION | 2020-03-31 | 538.8
NASAL CPAP | NASAL CPAP | PHILIPS LTD | DREAMSTATION | 2020-03-31 | 538.8
NASAL CPAP | NASAL CPAP | PHILIPS LTD | DREAMSTATION | 2020-03-31 | 538.8
NASAL CPAP | NASAL CPAP | PHILIPS LTD | DREAMSTATION | 2020-03-31 | 538.8
NASAL CPAP | NASAL CPAP | PHILIPS LTD | DREAMSTATION | 2020-03-31 | 538.8
NASAL CPAP | NASAL CPAP | PHILIPS LTD | DREAMSTATION | 2020-03-31 | 538.8
NASAL CPAP | NASAL CPAP | PHILIPS LTD | DREAMSTATION | 2020-03-31 | 538.8
NASAL CPAP | NASAL CPAP | PHILIPS LTD | DREAMSTATION | 2020-03-31 | 538.8
NASAL CPAP | NASAL CPAP | PHILIPS LTD | DREAMSTATION | 2020-03-31 | 538.8
NASAL CPAP | NASAL CPAP | PHILIPS LTD | DREAMSTATION | 2020-03-31 | 538.8
NASAL CPAP | NASAL CPAP | PHILIPS LTD | DREAMSTATION | 2020-03-31 | 538.8
NASAL CPAP | NASAL CPAP | PHILIPS LTD | DREAMSTATION | 2020-03-31 | 538.8
NASAL CPAP | NASAL CPAP | PHILIPS LTD | DREAMSTATION | 2020-03-31 | 538.8
NASAL CPAP | NASAL CPAP | PHILIPS LTD | DREAMSTATION | 2020-03-31 | 538.8
NASAL CPAP | NASAL CPAP | PHILIPS LTD | DREAMSTATION | 2020-03-31 | 538.8
NASAL CPAP | NASAL CPAP | PHILIPS LTD | DREAMSTATION | 2020-03-31 | 538.8
NASAL CPAP | NASAL CPAP | PHILIPS LTD | DREAMSTATION | 2020-03-31 | 538.8
NASAL CPAP | NASAL CPAP | PHILIPS LTD | DREAMSTATION | 2020-03-31 | 538.8
NASAL CPAP | NASAL CPAP | PHILIPS LTD | DREAMSTATION | 2020-03-31 | 538.8
NASAL CPAP | NASAL CPAP | PHILIPS LTD | DREAMSTATION | 2020-03-31 | 538.8
NASAL CPAP | NASAL CPAP | PHILIPS LTD | DREAMSTATION | 2020-03-31 | 538.8
NASAL CPAP | NASAL CPAP | PHILIPS LTD | DREAMSTATION | 2020-03-31 | 538.8
NASAL CPAP | NASAL CPAP | PHILIPS LTD | DREAMSTATION | 2020-03-31 | 538.8
NASAL CPAP | NASAL CPAP | PHILIPS LTD | DREAMSTATION | 2020-03-30 | 538.8
NASAL CPAP | NASAL CPAP | PHILIPS LTD | DREAMSTATION | 2020-03-30 | 538.8
NASAL CPAP | NASAL CPAP | PHILIPS LTD | DREAMSTATION | 2020-03-30 | 538.8
NASAL CPAP | NASAL CPAP | PHILIPS LTD | DREAMSTATION | 2020-03-30 | 538.8
NASAL CPAP | NASAL CPAP | PHILIPS LTD | DREAMSTATION | 2020-03-30 | 538.8
NASAL CPAP | NASAL CPAP | PHILIPS LTD | DREAMSTATION | 2020-03-30 | 538.8
NASAL CPAP | NASAL CPAP | PHILIPS LTD | DREAMSTATION | 2020-03-30 | 538.8
NASAL CPAP | NASAL CPAP | PHILIPS LTD | DREAMSTATION | 2020-03-30 | 538.8
NASAL CPAP | NASAL CPAP | PHILIPS LTD | DREAMSTATION | 2020-03-30 | 538.8
NASAL CPAP | NASAL CPAP | PHILIPS LTD | DREAMSTATION | 2020-03-30 | 538.8
NASAL CPAP | NASAL CPAP | PHILIPS LTD | DREAMSTATION | 2020-03-30 | 538.8
NASAL CPAP | NASAL CPAP | PHILIPS LTD | DREAMSTATION | 2020-03-30 | 538.8
NASAL CPAP | NASAL CPAP | PHILIPS LTD | DREAMSTATION | 2020-03-30 | 538.8
NASAL CPAP | NASAL CPAP | PHILIPS LTD | DREAMSTATION | 2020-03-30 | 538.8
NASAL CPAP | NASAL CPAP | PHILIPS LTD | DREAMSTATION | 2020-03-30 | 538.8
NASAL CPAP | NASAL CPAP | PHILIPS LTD | DREAMSTATION | 2020-03-30 | 538.8
NASAL CPAP | NASAL CPAP | PHILIPS LTD | DREAMSTATION | 2020-03-30 | 538.8
NASAL CPAP | NASAL CPAP | PHILIPS LTD | DREAMSTATION | 2020-03-30 | 538.8
NASAL CPAP | NASAL CPAP | PHILIPS LTD | DREAMSTATION | 2020-03-30 | 538.8
NASAL CPAP | NASAL CPAP | PHILIPS LTD | DREAMSTATION | 2020-03-30 | 538.8
NASAL CPAP | NASAL CPAP | PHILIPS LTD | DREAMSTATION | 2020-03-30 | 538.8
NASAL CPAP | NASAL CPAP | PHILIPS LTD | DREAMSTATION | 2020-03-30 | 538.8
NASAL CPAP | NASAL CPAP | PHILIPS LTD | DREAMSTATION | 2020-03-30 | 538.8
NASAL CPAP | NASAL CPAP | PHILIPS LTD | DREAMSTATION | 2020-03-30 | 538.8
NASAL CPAP | NASAL CPAP | PHILIPS LTD | DREAMSTATION | 2020-03-30 | 538.8
NASAL CPAP | NASAL CPAP | PHILIPS LTD | DREAMSTATION | 2020-03-30 | 538.8
NASAL CPAP | NASAL CPAP | PHILIPS LTD | DREAMSTATION | 2020-03-30 | 538.8
NASAL CPAP | NASAL CPAP | PHILIPS LTD | DREAMSTATION | 2020-03-30 | 538.8
NASAL CPAP | NASAL CPAP | PHILIPS LTD | DREAMSTATION | 2020-03-30 | 538.8
NASAL CPAP | NASAL CPAP | PHILIPS LTD | DREAMSTATION | 2020-03-30 | 538.8
NASAL CPAP | NASAL CPAP | PHILIPS LTD | DREAMSTATION | 2020-03-30 | 538.8
NASAL CPAP | NASAL CPAP | PHILIPS LTD | DREAMSTATION | 2020-03-30 | 538.8
NASAL CPAP | NASAL CPAP | PHILIPS LTD | DREAMSTATION | 2020-03-30 | 538.8
NASAL CPAP | NASAL CPAP | PHILIPS LTD | DREAMSTATION | 2020-03-30 | 538.8
NASAL CPAP | NASAL CPAP | PHILIPS LTD | DREAMSTATION | 2020-03-30 | 538.8
NASAL CPAP | NASAL CPAP | PHILIPS LTD | DREAMSTATION | 2020-03-30 | 538.8
NASAL CPAP | NASAL CPAP | PHILIPS LTD | DREAMSTATION | 2020-03-30 | 538.8
NASAL CPAP | NASAL CPAP | PHILIPS LTD | DREAMSTATION | 2020-03-30 | 538.8
NASAL CPAP | NASAL CPAP | PHILIPS LTD | DREAMSTATION | 2020-03-30 | 538.8
NASAL CPAP | NASAL CPAP | PHILIPS LTD | DREAMSTATION | 2020-03-30 | 538.8
NASAL CPAP | NASAL CPAP | PHILIPS LTD | DREAMSTATION | 2020-03-30 | 538.8
NASAL CPAP | NASAL CPAP | PHILIPS LTD | DREAMSTATION | 2020-03-30 | 538.8
NASAL CPAP | NASAL CPAP | PHILIPS LTD | DREAMSTATION | 2020-03-30 | 538.8
NASAL CPAP | NASAL CPAP | PHILIPS LTD | DREAMSTATION | 2020-03-30 | 538.8
NASAL CPAP | NASAL CPAP | PHILIPS LTD | DREAMSTATION | 2020-03-30 | 538.8
NASAL CPAP | NASAL CPAP | PHILIPS LTD | DREAMSTATION | 2020-03-30 | 538.8
NASAL CPAP | NASAL CPAP | PHILIPS LTD | DREAMSTATION | 2020-03-30 | 538.8
NASAL CPAP | NASAL CPAP | PHILIPS LTD | DREAMSTATION | 2020-03-30 | 538.8
NASAL CPAP | NASAL CPAP | PHILIPS LTD | DREAMSTATION | 2020-03-30 | 538.8
NASAL CPAP | NASAL CPAP | PHILIPS LTD | DREAMSTATION | 2020-03-30 | 538.8
NASAL CPAP | NASAL CPAP | PHILIPS LTD | DREAMSTATION | 2020-03-30 | 538.8
NASAL CPAP | NASAL CPAP | PHILIPS LTD | DREAMSTATION | 2020-03-30 | 538.8
NASAL CPAP | NASAL CPAP | PHILIPS LTD | DREAMSTATION | 2020-03-30 | 538.8
NASAL CPAP | NASAL CPAP | PHILIPS LTD | DREAMSTATION | 2020-03-30 | 538.8
NASAL CPAP | NASAL CPAP | PHILIPS LTD | DREAMSTATION | 2020-03-30 | 538.8
NASAL CPAP | NASAL CPAP | PHILIPS LTD | DREAMSTATION | 2020-03-30 | 538.8
NASAL CPAP | NASAL CPAP | PHILIPS LTD | DREAMSTATION | 2020-03-30 | 538.8
NASAL CPAP | NASAL CPAP | PHILIPS LTD | DREAMSTATION | 2020-03-30 | 538.8
NASAL CPAP | NASAL CPAP | PHILIPS LTD | DREAMSTATION | 2020-03-30 | 538.8
NASAL CPAP | NASAL CPAP | PHILIPS LTD | DREAMSTATION | 2020-03-30 | 538.8
NASAL CPAP | NASAL CPAP | PHILIPS LTD | DREAMSTATION | 2020-03-30 | 538.8
NASAL CPAP | NASAL CPAP | PHILIPS LTD | DREAMSTATION | 2020-03-30 | 538.8
NASAL CPAP | NASAL CPAP | PHILIPS LTD | DREAMSTATION | 2020-03-30 | 538.8
DIGITAL HAND HELD | DIGITAL HAND HELD MULTIMETER | FLUKE | 115 | 2020-01-30 | 211.2 | 2024-02-02 | 2026-01-31
DIGITAL HAND HELD | DIGITAL HAND HELD MULTIMETER | FLUKE | 115 | 2020-01-30 | 211.2 | 2024-02-02 | 2026-02-02
DIGITAL HAND HELD | DIGITAL HAND HELD MULTIMETER | FLUKE | 115 | 2020-01-30 | 211.2 | 2024-02-22 | 2026-02-22
NASAL CPAP | NASAL CPAP | PHILIPS LTD | DREAMSTATION | 2020-02-18 | 538.8
NASAL CPAP | NASAL CPAP | PHILIPS LTD | DREAMSTATION | 2020-02-18 | 538.8
NASAL CPAP | NASAL CPAP | PHILIPS LTD | DREAMSTATION | 2020-02-18 | 538.8
NASAL CPAP | NASAL CPAP | PHILIPS LTD | DREAMSTATION | 2020-02-18 | 538.8
BIPAP VENTILATORY SUPPORT SYSTEM | TRILOGY 100 VENTILATOR | RESPIRONICS | TRILOGY 100 | 2020-02-18 | 4303.2
BIPAP VENTILATORY SUPPORT SYSTEM | TRILOGY 100 VENTILATOR | RESPIRONICS | TRILOGY 100 | 2020-02-18 | 4303.2
BIPAP VENTILATORY SUPPORT SYSTEM | BIPAP VENTILATORY SUPPORT SYSTEM | RESPIRONICS | A40 | 2020-02-18 | 2913
BIPAP VENTILATORY SUPPORT SYSTEM | BIPAP VENTILATORY SUPPORT SYSTEM | RESPIRONICS | A40 | 2020-02-18 | 2913
BIPAP VENTILATORY SUPPORT SYSTEM | BIPAP VENTILATORY SUPPORT SYSTEM | RESPIRONICS | A40 | 2020-02-18 | 2913
BIPAP VENTILATORY SUPPORT SYSTEM | BIPAP VENTILATORY SUPPORT SYSTEM | RESPIRONICS | A40 | 2020-02-18 | 2913
BIPAP VENTILATORY SUPPORT SYSTEM | BIPAP VENTILATORY SUPPORT SYSTEM | RESPIRONICS | A40 | 2020-02-18 | 2913
BIPAP VENTILATORY SUPPORT SYSTEM | BIPAP VENTILATORY SUPPORT SYSTEM | RESPIRONICS | A40 | 2020-02-18 | 2913
BIPAP VENTILATORY SUPPORT SYSTEM | BIPAP VENTILATORY SUPPORT SYSTEM | RESPIRONICS | A40 | 2020-02-18 | 2913
BIPAP VENTILATORY SUPPORT SYSTEM | BIPAP VENTILATORY SUPPORT SYSTEM | RESPIRONICS | A40 | 2020-02-18 | 2913
BIPAP VENTILATORY SUPPORT SYSTEM | BIPAP VENTILATORY SUPPORT SYSTEM | RESPIRONICS | A40 | 2020-02-18 | 2913
BIPAP VENTILATORY SUPPORT SYSTEM | BIPAP VENTILATORY SUPPORT SYSTEM | RESPIRONICS | A40 | 2020-02-18 | 2913
BIPAP VENTILATORY SUPPORT SYSTEM | BIPAP VENTILATORY SUPPORT SYSTEM | RESPIRONICS | A40 | 2020-02-18 | 2913
NASAL CPAP | NASAL CPAP | PHILIPS LTD | DREAMSTATION | 2020-02-18 | 538.8
NASAL CPAP | NASAL CPAP | PHILIPS LTD | DREAMSTATION | 2020-02-18 | 538.8
NASAL CPAP | NASAL CPAP | PHILIPS LTD | DREAMSTATION | 2020-02-18 | 538.8
NASAL CPAP | NASAL CPAP | PHILIPS LTD | DREAMSTATION | 2020-02-18 | 538.8
NASAL CPAP | NASAL CPAP | PHILIPS LTD | DREAMSTATION | 2020-02-18 | 538.8
NASAL CPAP | NASAL CPAP | PHILIPS LTD | DREAMSTATION | 2020-02-18 | 538.8
NASAL CPAP | NASAL CPAP | PHILIPS LTD | DREAMSTATION | 2020-02-18 | 538.8
NASAL CPAP | NASAL CPAP | PHILIPS LTD | DREAMSTATION | 2020-02-18 | 538.8
NASAL CPAP | NASAL CPAP | PHILIPS LTD | DREAMSTATION | 2020-02-18 | 538.8
NASAL CPAP | NASAL CPAP | PHILIPS LTD | DREAMSTATION | 2020-02-18 | 538.8
NASAL CPAP | NASAL CPAP | PHILIPS LTD | DREAMSTATION | 2020-02-18 | 538.8
NASAL CPAP | NASAL CPAP | PHILIPS LTD | DREAMSTATION | 2020-02-18 | 538.8
NASAL CPAP | NASAL CPAP | PHILIPS LTD | DREAMSTATION | 2020-02-18 | 538.8
NASAL CPAP | NASAL CPAP | PHILIPS LTD | DREAMSTATION | 2020-02-18 | 538.8
NASAL CPAP | NASAL CPAP | PHILIPS LTD | DREAMSTATION | 2020-02-18 | 538.8
NASAL CPAP | NASAL CPAP | PHILIPS LTD | DREAMSTATION | 2020-02-18 | 538.8
NASAL CPAP | NASAL CPAP | PHILIPS LTD | DREAMSTATION | 2020-02-18 | 538.8
NASAL CPAP | NASAL CPAP | PHILIPS LTD | DREAMSTATION | 2020-02-18 | 538.8
NASAL CPAP | NASAL CPAP | PHILIPS LTD | DREAMSTATION | 2020-02-18 | 538.8
NASAL CPAP | NASAL CPAP | PHILIPS LTD | DREAMSTATION | 2020-02-18 | 538.8
BIPAP VENTILATORY SUPPORT SYSTEM | BIPAP VENTILATORY SUPPORT SYSTEM | RESPIRONICS | A40 | 2020-02-18 | 2913
BIPAP VENTILATORY SUPPORT SYSTEM | BIPAP VENTILATORY SUPPORT SYSTEM | RESPIRONICS | A40 | 2020-02-18 | 2913
BIPAP VENTILATORY SUPPORT SYSTEM | BIPAP VENTILATORY SUPPORT SYSTEM | RESPIRONICS | A40 | 2020-02-18 | 2913
BIPAP VENTILATORY SUPPORT SYSTEM | BIPAP VENTILATORY SUPPORT SYSTEM | RESPIRONICS | A40 | 2020-02-18 | 2913
BIPAP VENTILATORY SUPPORT SYSTEM | BIPAP VENTILATORY SUPPORT SYSTEM | RESPIRONICS | A40 | 2020-02-18 | 2913
BIPAP VENTILATORY SUPPORT SYSTEM | BIPAP VENTILATORY SUPPORT SYSTEM | RESPIRONICS | A40 | 2020-02-18 | 2913
BIPAP VENTILATORY SUPPORT SYSTEM | BIPAP VENTILATORY SUPPORT SYSTEM | RESPIRONICS | A40 | 2020-02-18 | 2913
BIPAP VENTILATORY SUPPORT SYSTEM | BIPAP VENTILATORY SUPPORT SYSTEM | RESPIRONICS | A40 | 2020-02-18 | 2913
BIPAP VENTILATORY SUPPORT SYSTEM | BIPAP VENTILATORY SUPPORT SYSTEM | RESPIRONICS | A40 | 2020-02-18 | 2913
NASAL CPAP | NASAL CPAP | PHILIPS LTD | DREAMSTATION | 2020-02-18 | 538.8
NASAL CPAP | NASAL CPAP | PHILIPS LTD | DREAMSTATION | 2020-02-18 | 538.8
NASAL CPAP | NASAL CPAP | PHILIPS LTD | DREAMSTATION | 2020-02-18 | 538.8
NASAL CPAP | NASAL CPAP | PHILIPS LTD | DREAMSTATION | 2020-02-18 | 538.8
NASAL CPAP | NASAL CPAP | PHILIPS LTD | DREAMSTATION | 2020-02-18 | 538.8
NASAL CPAP | NASAL CPAP | PHILIPS LTD | DREAMSTATION | 2020-02-18 | 538.8
NASAL CPAP | NASAL CPAP | PHILIPS LTD | DREAMSTATION | 2020-02-18 | 538.8
NASAL CPAP | NASAL CPAP | PHILIPS LTD | DREAMSTATION | 2020-02-18 | 538.8
NASAL CPAP | NASAL CPAP | PHILIPS LTD | DREAMSTATION | 2020-02-18 | 538.8
NASAL CPAP | NASAL CPAP | PHILIPS LTD | DREAMSTATION | 2020-02-18 | 538.8
BIPAP VENTILATORY SUPPORT SYSTEM | TRILOGY 100 VENTILATOR | RESPIRONICS | TRILOGY 100 | 2020-02-18 | 4303.2
BIPAP VENTILATORY SUPPORT SYSTEM | TRILOGY 100 VENTILATOR | RESPIRONICS | TRILOGY 100 | 2020-02-18 | 4303.2
NASAL CPAP | NASAL CPAP | PHILIPS LTD | DREAMSTATION | 2020-02-18 | 538.8
NASAL CPAP | NASAL CPAP | PHILIPS LTD | DREAMSTATION | 2020-02-18 | 538.8
NASAL CPAP | NASAL CPAP | PHILIPS LTD | DREAMSTATION | 2020-02-18 | 538.8
NASAL CPAP | NASAL CPAP | PHILIPS LTD | DREAMSTATION | 2020-02-18 | 538.8
NASAL CPAP | NASAL CPAP | PHILIPS LTD | DREAMSTATION | 2020-02-18 | 538.8
NASAL CPAP | NASAL CPAP | PHILIPS LTD | DREAMSTATION | 2020-02-18 | 538.8
NASAL CPAP | NASAL CPAP | PHILIPS LTD | DREAMSTATION | 2020-02-18 | 538.8
NASAL CPAP | NASAL CPAP | PHILIPS LTD | DREAMSTATION | 2020-02-18 | 538.8
NASAL CPAP | NASAL CPAP | PHILIPS LTD | DREAMSTATION | 2020-02-18 | 538.8
NASAL CPAP | NASAL CPAP | PHILIPS LTD | DREAMSTATION | 2020-02-18 | 538.8
NASAL CPAP | NASAL CPAP | PHILIPS LTD | DREAMSTATION | 2020-02-18 | 538.8
NASAL CPAP | NASAL CPAP | PHILIPS LTD | DREAMSTATION | 2020-02-18 | 538.8
NASAL CPAP | NASAL CPAP | PHILIPS LTD | DREAMSTATION | 2020-02-18 | 538.8
NASAL CPAP | NASAL CPAP | PHILIPS LTD | DREAMSTATION | 2020-02-18 | 538.8
NASAL CPAP | NASAL CPAP | PHILIPS LTD | DREAMSTATION | 2020-02-18 | 538.8
NASAL CPAP | NASAL CPAP | PHILIPS LTD | DREAMSTATION | 2020-02-18 | 538.8
NASAL CPAP | NASAL CPAP | PHILIPS LTD | DREAMSTATION | 2020-02-18 | 538.8
NASAL CPAP | NASAL CPAP | PHILIPS LTD | DREAMSTATION | 2020-02-18 | 538.8
NASAL CPAP | NASAL CPAP | PHILIPS LTD | DREAMSTATION | 2020-02-18 | 538.8
NASAL CPAP | NASAL CPAP | PHILIPS LTD | DREAMSTATION | 2020-02-18 | 538.8
NASAL CPAP | NASAL CPAP | PHILIPS LTD | DREAMSTATION | 2020-02-18 | 538.8
NASAL CPAP | NASAL CPAP | PHILIPS LTD | DREAMSTATION | 2020-02-18 | 538.8
NASAL CPAP | NASAL CPAP | PHILIPS LTD | DREAMSTATION | 2020-02-18 | 538.8
NASAL CPAP | NASAL CPAP | PHILIPS LTD | DREAMSTATION | 2020-02-18 | 538.8
NASAL CPAP | NASAL CPAP | PHILIPS LTD | DREAMSTATION | 2020-02-18 | 538.8
NASAL CPAP | NASAL CPAP | PHILIPS LTD | DREAMSTATION | 2020-02-18 | 538.8
NASAL CPAP | NASAL CPAP | PHILIPS LTD | DREAMSTATION | 2020-02-18 | 538.8
NASAL CPAP | NASAL CPAP | PHILIPS LTD | DREAMSTATION | 2020-02-18 | 538.8
NASAL CPAP | NASAL CPAP | PHILIPS LTD | DREAMSTATION | 2020-02-18 | 538.8
NASAL CPAP | NASAL CPAP | PHILIPS LTD | DREAMSTATION | 2020-02-18 | 538.8
NASAL CPAP | NASAL CPAP | PHILIPS LTD | DREAMSTATION | 2020-02-18 | 538.8
NASAL CPAP | NASAL CPAP | PHILIPS LTD | DREAMSTATION | 2020-02-18 | 538.8
NASAL CPAP | NASAL CPAP | PHILIPS LTD | DREAMSTATION | 2020-02-18 | 538.8
NASAL CPAP | NASAL CPAP | PHILIPS LTD | DREAMSTATION | 2020-02-18 | 538.8
NASAL CPAP | NASAL CPAP | PHILIPS LTD | DREAMSTATION | 2020-02-18 | 538.8
NASAL CPAP | NASAL CPAP | PHILIPS LTD | DREAMSTATION | 2020-02-18 | 538.8
NASAL CPAP | NASAL CPAP | PHILIPS LTD | DREAMSTATION | 2020-02-18 | 538.8
NASAL CPAP | NASAL CPAP | PHILIPS LTD | DREAMSTATION | 2020-02-18 | 538.8
NASAL CPAP | NASAL CPAP | PHILIPS LTD | DREAMSTATION | 2020-02-18 | 538.8
NASAL CPAP | NASAL CPAP | PHILIPS LTD | DREAMSTATION | 2020-02-18 | 538.8
NASAL CPAP | NASAL CPAP | PHILIPS LTD | DREAMSTATION | 2020-02-18 | 538.8
NEBULIZER | NEBULIZER | PHILIPS LTD | INNOSPIRE DELUXE | 2020-01-13 | 126
NEBULIZER | NEBULIZER | PHILIPS LTD | INNOSPIRE DELUXE | 2020-01-13 | 126
NEBULIZER | NEBULIZER | PHILIPS LTD | INNOSPIRE DELUXE | 2020-01-13 | 126
NEBULIZER | NEBULIZER | PHILIPS LTD | INNOSPIRE DELUXE | 2020-01-13 | 126
NEBULIZER | NEBULIZER | PHILIPS LTD | INNOSPIRE DELUXE | 2020-01-13 | 126
NEBULIZER | NEBULIZER | PHILIPS LTD | INNOSPIRE DELUXE | 2020-01-13 | 126
NEBULIZER | NEBULIZER | PHILIPS LTD | INNOSPIRE DELUXE | 2020-01-13 | 126
NEBULIZER | NEBULIZER | PHILIPS LTD | INNOSPIRE DELUXE | 2020-01-13 | 126
NEBULIZER | NEBULIZER | PHILIPS LTD | INNOSPIRE DELUXE | 2020-01-22 | 150
COUCH | DAY SURGERY TROLLEY | ANETIC AID | QA3 | 2020-02-12 | 3594 | 2024-09-12 | 2027-09-12
COUCH | DAY SURGERY TROLLEY | ANETIC AID | QA3 | 2020-02-12 | 3594 |  | 2025-07-15
COUCH | DAY SURGERY TROLLEY | ANETIC AID | QA3 | 2020-02-12 | 3594 | 2024-09-12 | 2027-09-12
ULTRASOUND PROBE | ULTRASOUND PROBE | FUJIFILM SONOSITE | HFL50X | 2020-02-11 | 7686
ULTRASOUND PROBE | ULTRASOUND PROBE | FUJIFILM SONOSITE | HFL50X | 2020-02-11 | 7686
ULTRASOUND SCANNER | ULTRASOUND SCANNER | FUJIFILM SONOSITE | SII | 2020-02-11 | 29133 | 2024-01-02 | 2025-01-02
VAPORIZERS | VAPORIZER - ISOFLURANE | DATEX-OHMEDA | ISOTEC-5 | 2020-02-14 | 2400 |  | 2025-06-11
EXAMINATION LAMP | EXAMINATION LIGHT | BRANDON MEDICAL | MT6008M | 2020-01-24 | 534 | 2023-04-13 14:01 | 2025-02-15
EXAMINATION LAMP | EXAMINATION LIGHT | BRANDON MEDICAL | MT6008M | 2020-01-24 | 534 | 2023-04-04 11:13 | 2025-02-15
NEBULIZER | NEBULIZER | PHILIPS LTD | INNOSPIRE DELUXE | 2020-01-16 | 150
NEBULIZER | NEBULIZER | PHILIPS LTD | INNOSPIRE DELUXE | 2020-01-16 | 150
NEBULIZER | NEBULIZER | PHILIPS LTD | INNOSPIRE DELUXE | 2020-01-16 | 150
SUCTION UNIT | SUCTION - LAERDAL - BATTERY | LAERDAL | LSU-2 | 2020-01-16 | 816 | 2023-04-17 09:57 | 2026-04-17
NEBULIZER | NEBULIZER | PHILIPS LTD | INNOSPIRE DELUXE | 2020-01-16 | 150
NEBULIZER | NEBULIZER | PHILIPS LTD | INNOSPIRE DELUXE | 2020-01-16 | 150
MICROBLENDER | BIRD SENTRY BLENDER | BIRD | 15625 | 2020-02-14 | 1800 | 2023-11-15 | 2024-09-11
PMG TERMINALS | VACUUM SPLITTER | OXYLITRE | VAC SPLITTER | 2020-02-25 | 96.6
PLATELET AGITATOR | PLATELET AGITATOR | LABCOLD | AGIT1006MD | 2020-03-05 | 1440
GAS REGULATOR & FLOWMETER | GAS REGULATOR - HP1500 SERIES SINGLE STAGE RESEARCH GRADE HELIUM | B.O.C. | HP1502S.GG-BS3 | 2020-01-20 | 278.4 |  | 2025-01-15
COAGULATION TIMER | HANDHELD BASE UNIT FOR COAGULATION TIMER | ROCHE LTD | 4803710 | 2020-01-14 | 840
SPIROMETER | SPIROMETER - BREATHING TRAINER AND MONITOR | POWERBREATHE INTERNATIONAL LTD | KH2 | 2020-01-07 | 1800
SPIROMETER | SPIROMETER - BREATHING TRAINER AND MONITOR | POWERBREATHE INTERNATIONAL LTD | KH2 | 2020-01-07 | 1800
SPIROMETER | SPIROMETER - BREATHING TRAINER | POWERBREATHE INTERNATIONAL LTD | KHP2 | 2020-01-07 | 574.8
SPIROMETER | SPIROMETER - BREATHING TRAINER | POWERBREATHE INTERNATIONAL LTD | KHP2 | 2020-01-07 | 574.8
SPIROMETER | SPIROMETER - BREATHING TRAINER | POWERBREATHE INTERNATIONAL LTD | KHP2 | 2020-01-07 | 574.8
SPIROMETER | SPIROMETER - BREATHING TRAINER | POWERBREATHE INTERNATIONAL LTD | KHP2 | 2020-01-07 | 574.8
SPIROMETER | SPIROMETER - BREATHING TRAINER | POWERBREATHE INTERNATIONAL LTD | KHP2 | 2020-01-07 | 574.8
SPIROMETER | SPIROMETER - BREATHING TRAINER | POWERBREATHE INTERNATIONAL LTD | KHP2 | 2020-01-07 | 574.8
SPIROMETER | SPIROMETER - BREATHING TRAINER | POWERBREATHE INTERNATIONAL LTD | KHP2 | 2020-01-07 | 574.8
SPIROMETER | SPIROMETER - BREATHING TRAINER | POWERBREATHE INTERNATIONAL LTD | KHP2 | 2020-01-07 | 574.8
SPIROMETER | SPIROMETER - BREATHING TRAINER | POWERBREATHE INTERNATIONAL LTD | KHP2 | 2020-01-07 | 574.8
SPIROMETER | SPIROMETER - BREATHING TRAINER | POWERBREATHE INTERNATIONAL LTD | KHP2 | 2020-01-07 | 574.8
SPIROMETER | SPIROMETER - BREATHING TRAINER | POWERBREATHE INTERNATIONAL LTD | KHP2 | 2020-01-07 | 574.8
SPIROMETER | SPIROMETER - BREATHING TRAINER | POWERBREATHE INTERNATIONAL LTD | KHP2 | 2020-01-07 | 574.8
SPIROMETER | SPIROMETER - BREATHING TRAINER | POWERBREATHE INTERNATIONAL LTD | KHP2 | 2020-01-07 | 574.8
SPIROMETER | SPIROMETER - BREATHING TRAINER | POWERBREATHE INTERNATIONAL LTD | KHP2 | 2020-01-07 | 574.8
SPIROMETER | SPIROMETER - BREATHING TRAINER | POWERBREATHE INTERNATIONAL LTD | KHP2 | 2020-01-07 | 574.8
SPIROMETER | SPIROMETER - BREATHING TRAINER | POWERBREATHE INTERNATIONAL LTD | KHP2 | 2020-01-07 | 574.8
SPIROMETER | SPIROMETER - BREATHING TRAINER | POWERBREATHE INTERNATIONAL LTD | KHP2 | 2020-01-07 | 574.8
SPIROMETER | SPIROMETER - BREATHING TRAINER | POWERBREATHE INTERNATIONAL LTD | KHP2 | 2020-01-07 | 574.8
SPIROMETER | SPIROMETER - BREATHING TRAINER | POWERBREATHE INTERNATIONAL LTD | KHP2 | 2020-01-07 | 574.8
SPIROMETER | SPIROMETER - BREATHING TRAINER | POWERBREATHE INTERNATIONAL LTD | KHP2 | 2020-01-07 | 574.8
SPIROMETER | SPIROMETER - BREATHING TRAINER | POWERBREATHE INTERNATIONAL LTD | KHP2 | 2020-01-07 | 574.8
SPIROMETER | SPIROMETER - BREATHING TRAINER | POWERBREATHE INTERNATIONAL LTD | KHP2 | 2020-01-07 | 574.8
SPIROMETER | SPIROMETER - BREATHING TRAINER | POWERBREATHE INTERNATIONAL LTD | KHP2 | 2020-01-07 | 574.8
SPIROMETER | SPIROMETER - BREATHING TRAINER | POWERBREATHE INTERNATIONAL LTD | KHP2 | 2020-01-07 | 574.8
SPIROMETER | SPIROMETER - BREATHING TRAINER | POWERBREATHE INTERNATIONAL LTD | KHP2 | 2020-01-07 | 574.8
SPIROMETER | SPIROMETER - BREATHING TRAINER | POWERBREATHE INTERNATIONAL LTD | KHP2 | 2020-01-07 | 574.8
SPIROMETER | SPIROMETER - BREATHING TRAINER | POWERBREATHE INTERNATIONAL LTD | KHP2 | 2020-01-07 | 574.8
SPIROMETER | SPIROMETER - BREATHING TRAINER | POWERBREATHE INTERNATIONAL LTD | KHP2 | 2020-01-07 | 574.8
SPIROMETER | SPIROMETER - BREATHING TRAINER | POWERBREATHE INTERNATIONAL LTD | KHP2 | 2020-01-07 | 574.8
SPIROMETER | SPIROMETER - BREATHING TRAINER | POWERBREATHE INTERNATIONAL LTD | KHP2 | 2020-01-07 | 574.8
SPIROMETER | SPIROMETER - BREATHING TRAINER | POWERBREATHE INTERNATIONAL LTD | KHP2 | 2020-01-07 | 574.8
SPIROMETER | SPIROMETER - BREATHING TRAINER | POWERBREATHE INTERNATIONAL LTD | KHP2 | 2020-01-07 | 574.8
SPIROMETER | SPIROMETER - BREATHING TRAINER | POWERBREATHE INTERNATIONAL LTD | KHP2 | 2020-01-07 | 574.8
SPIROMETER | SPIROMETER - BREATHING TRAINER | POWERBREATHE INTERNATIONAL LTD | KHP2 | 2020-01-07 | 574.8
SPIROMETER | SPIROMETER - BREATHING TRAINER | POWERBREATHE INTERNATIONAL LTD | KHP2 | 2020-01-07 | 574.8
SPIROMETER | SPIROMETER - BREATHING TRAINER | POWERBREATHE INTERNATIONAL LTD | KHP2 | 2020-01-07 | 574.8
SPIROMETER | SPIROMETER - BREATHING TRAINER | POWERBREATHE INTERNATIONAL LTD | KHP2 | 2020-01-07 | 574.8
SPIROMETER | SPIROMETER - BREATHING TRAINER | POWERBREATHE INTERNATIONAL LTD | KHP2 | 2020-01-07 | 574.8
SPIROMETER | SPIROMETER - BREATHING TRAINER | POWERBREATHE INTERNATIONAL LTD | KHP2 | 2020-01-07 | 574.8
SPIROMETER | SPIROMETER - BREATHING TRAINER | POWERBREATHE INTERNATIONAL LTD | KHP2 | 2020-01-07 | 574.8
SPIROMETER | SPIROMETER - BREATHING TRAINER | POWERBREATHE INTERNATIONAL LTD | KHP2 | 2020-01-07 | 574.8
SPIROMETER | SPIROMETER - BREATHING TRAINER | POWERBREATHE INTERNATIONAL LTD | KHP2 | 2020-01-07 | 574.8
SPIROMETER | SPIROMETER - BREATHING TRAINER | POWERBREATHE INTERNATIONAL LTD | KHP2 | 2020-01-07 | 574.8
SPIROMETER | SPIROMETER - BREATHING TRAINER | POWERBREATHE INTERNATIONAL LTD | KHP2 | 2020-01-07 | 574.8
SPIROMETER | SPIROMETER - BREATHING TRAINER | POWERBREATHE INTERNATIONAL LTD | KHP2 | 2020-01-07 | 574.8
SPIROMETER | SPIROMETER - BREATHING TRAINER | POWERBREATHE INTERNATIONAL LTD | KHP2 | 2020-01-07 | 574.8
SPIROMETER | SPIROMETER - BREATHING TRAINER | POWERBREATHE INTERNATIONAL LTD | KHP2 | 2020-01-07 | 574.8
SPIROMETER | SPIROMETER - BREATHING TRAINER | POWERBREATHE INTERNATIONAL LTD | KHP2 | 2020-01-07 | 574.8
SPIROMETER | SPIROMETER - BREATHING TRAINER | POWERBREATHE INTERNATIONAL LTD | KHP2 | 2020-01-07 | 574.8
SPIROMETER | SPIROMETER - BREATHING TRAINER | POWERBREATHE INTERNATIONAL LTD | KHP2 | 2020-01-07 | 574.8
SPIROMETER | SPIROMETER - BREATHING TRAINER | POWERBREATHE INTERNATIONAL LTD | KHP2 | 2020-01-07 | 574.8
SPIROMETER | SPIROMETER - BREATHING TRAINER | POWERBREATHE INTERNATIONAL LTD | KHP2 | 2020-01-07 | 574.8
SPIROMETER | SPIROMETER - BREATHING TRAINER | POWERBREATHE INTERNATIONAL LTD | KHP2 | 2020-01-07 | 574.8
SPIROMETER | SPIROMETER - BREATHING TRAINER | POWERBREATHE INTERNATIONAL LTD | KHP2 | 2020-01-07 | 574.8
SPIROMETER | SPIROMETER - BREATHING TRAINER | POWERBREATHE INTERNATIONAL LTD | KHP2 | 2020-01-07 | 574.8
SPIROMETER | SPIROMETER - BREATHING TRAINER | POWERBREATHE INTERNATIONAL LTD | KHP2 | 2020-01-07 | 574.8
SPIROMETER | SPIROMETER - BREATHING TRAINER | POWERBREATHE INTERNATIONAL LTD | KHP2 | 2020-01-07 | 574.8
SPIROMETER | SPIROMETER - BREATHING TRAINER | POWERBREATHE INTERNATIONAL LTD | KHP2 | 2020-01-07 | 574.8
SPIROMETER | SPIROMETER - BREATHING TRAINER | POWERBREATHE INTERNATIONAL LTD | KHP2 | 2020-01-07 | 574.8
SPIROMETER | SPIROMETER - BREATHING TRAINER | POWERBREATHE INTERNATIONAL LTD | KHP2 | 2020-01-07 | 574.8
SPIROMETER | SPIROMETER - BREATHING TRAINER | POWERBREATHE INTERNATIONAL LTD | KHP2 | 2020-01-07 | 574.8
SPIROMETER | SPIROMETER - BREATHING TRAINER | POWERBREATHE INTERNATIONAL LTD | KHP2 | 2020-01-07 | 574.8
SPIROMETER | SPIROMETER - BREATHING TRAINER | POWERBREATHE INTERNATIONAL LTD | KHP2 | 2020-01-07 | 574.8
SPIROMETER | SPIROMETER - BREATHING TRAINER | POWERBREATHE INTERNATIONAL LTD | KHP2 | 2020-01-07 | 574.8
SPIROMETER | SPIROMETER - BREATHING TRAINER | POWERBREATHE INTERNATIONAL LTD | KHP2 | 2020-01-07 | 574.8
SPIROMETER | SPIROMETER - BREATHING TRAINER | POWERBREATHE INTERNATIONAL LTD | KHP2 | 2020-01-07 | 574.8
SPIROMETER | SPIROMETER - BREATHING TRAINER | POWERBREATHE INTERNATIONAL LTD | KHP2 | 2020-01-07 | 574.8
SPIROMETER | SPIROMETER - BREATHING TRAINER | POWERBREATHE INTERNATIONAL LTD | KHP2 | 2020-01-07 | 574.8
SPIROMETER | SPIROMETER - BREATHING TRAINER | POWERBREATHE INTERNATIONAL LTD | KHP2 | 2020-01-07 | 574.8
SPIROMETER | SPIROMETER - BREATHING TRAINER | POWERBREATHE INTERNATIONAL LTD | KHP2 | 2020-01-07 | 574.8
SPIROMETER | SPIROMETER - BREATHING TRAINER | POWERBREATHE INTERNATIONAL LTD | KHP2 | 2020-01-07 | 574.8
SPIROMETER | SPIROMETER - BREATHING TRAINER | POWERBREATHE INTERNATIONAL LTD | KHP2 | 2020-01-07 | 574.8
SPIROMETER | SPIROMETER - BREATHING TRAINER | POWERBREATHE INTERNATIONAL LTD | KHP2 | 2020-01-07 | 574.8
SPIROMETER | SPIROMETER - BREATHING TRAINER | POWERBREATHE INTERNATIONAL LTD | KHP2 | 2020-01-07 | 574.8
SPIROMETER | SPIROMETER - BREATHING TRAINER | POWERBREATHE INTERNATIONAL LTD | KHP2 | 2020-01-07 | 574.8
SPIROMETER | SPIROMETER - BREATHING TRAINER | POWERBREATHE INTERNATIONAL LTD | KHP2 | 2020-01-07 | 574.8
SPIROMETER | SPIROMETER - BREATHING TRAINER | POWERBREATHE INTERNATIONAL LTD | KHP2 | 2020-01-07 | 574.8
SPIROMETER | SPIROMETER - BREATHING TRAINER | POWERBREATHE INTERNATIONAL LTD | KHP2 | 2020-01-07 | 574.8
SPIROMETER | SPIROMETER - BREATHING TRAINER | POWERBREATHE INTERNATIONAL LTD | KHP2 | 2020-01-07 | 574.8
SPIROMETER | SPIROMETER - BREATHING TRAINER | POWERBREATHE INTERNATIONAL LTD | KHP2 | 2020-01-07 | 574.8
SPIROMETER | SPIROMETER - BREATHING TRAINER | POWERBREATHE INTERNATIONAL LTD | KHP2 | 2020-01-07 | 574.8
SPIROMETER | SPIROMETER - BREATHING TRAINER | POWERBREATHE INTERNATIONAL LTD | KHP2 | 2020-01-07 | 574.8
SPIROMETER | SPIROMETER - BREATHING TRAINER | POWERBREATHE INTERNATIONAL LTD | KHP2 | 2020-01-07 | 574.8
SPIROMETER | SPIROMETER - BREATHING TRAINER | POWERBREATHE INTERNATIONAL LTD | KHP2 | 2020-01-07 | 574.8
SPIROMETER | SPIROMETER - BREATHING TRAINER | POWERBREATHE INTERNATIONAL LTD | KHP2 | 2020-01-07 | 574.8
SPIROMETER | SPIROMETER - BREATHING TRAINER | POWERBREATHE INTERNATIONAL LTD | KHP2 | 2020-01-07 | 574.8
SPIROMETER | SPIROMETER - BREATHING TRAINER | POWERBREATHE INTERNATIONAL LTD | KHP2 | 2020-01-07 | 574.8
SPIROMETER | SPIROMETER - BREATHING TRAINER | POWERBREATHE INTERNATIONAL LTD | KHP2 | 2020-01-07 | 574.8
SPIROMETER | SPIROMETER - BREATHING TRAINER | POWERBREATHE INTERNATIONAL LTD | KHP2 | 2020-01-07 | 574.8
SPIROMETER | SPIROMETER - BREATHING TRAINER | POWERBREATHE INTERNATIONAL LTD | KHP2 | 2020-01-07 | 574.8
SPIROMETER | SPIROMETER - BREATHING TRAINER | POWERBREATHE INTERNATIONAL LTD | KHP2 | 2020-01-07 | 574.8
SPIROMETER | SPIROMETER - BREATHING TRAINER | POWERBREATHE INTERNATIONAL LTD | KHP2 | 2020-01-07 | 574.8
SPIROMETER | SPIROMETER - BREATHING TRAINER | POWERBREATHE INTERNATIONAL LTD | KHP2 | 2020-01-07 | 574.8
SPIROMETER | SPIROMETER - BREATHING TRAINER | POWERBREATHE INTERNATIONAL LTD | KHP2 | 2020-01-07 | 574.8
SPIROMETER | SPIROMETER - BREATHING TRAINER | POWERBREATHE INTERNATIONAL LTD | KHP2 | 2020-01-07 | 574.8
SPIROMETER | SPIROMETER - BREATHING TRAINER | POWERBREATHE INTERNATIONAL LTD | KHP2 | 2020-01-07 | 574.8
SPIROMETER | SPIROMETER - BREATHING TRAINER | POWERBREATHE INTERNATIONAL LTD | KHP2 | 2020-01-07 | 574.8
SPIROMETER | SPIROMETER - BREATHING TRAINER | POWERBREATHE INTERNATIONAL LTD | KHP2 | 2020-01-07 | 574.8
SPIROMETER | SPIROMETER - BREATHING TRAINER | POWERBREATHE INTERNATIONAL LTD | KHP2 | 2020-01-07 | 574.8
SPIROMETER | SPIROMETER - BREATHING TRAINER | POWERBREATHE INTERNATIONAL LTD | KHP2 | 2020-01-07 | 574.8
SPIROMETER | SPIROMETER - BREATHING TRAINER | POWERBREATHE INTERNATIONAL LTD | KHP2 | 2020-01-07 | 574.8
SPIROMETER | SPIROMETER - BREATHING TRAINER | POWERBREATHE INTERNATIONAL LTD | KHP2 | 2020-01-07 | 574.8
SPIROMETER | SPIROMETER - BREATHING TRAINER | POWERBREATHE INTERNATIONAL LTD | KHP2 | 2020-01-07 | 574.8
SPIROMETER | SPIROMETER - BREATHING TRAINER | POWERBREATHE INTERNATIONAL LTD | KHP2 | 2020-01-07 | 574.8
SPIROMETER | SPIROMETER - BREATHING TRAINER | POWERBREATHE INTERNATIONAL LTD | KHP2 | 2020-01-07 | 574.8
SPIROMETER | SPIROMETER - BREATHING TRAINER | POWERBREATHE INTERNATIONAL LTD | KHP2 | 2020-01-07 | 574.8
SPIROMETER | SPIROMETER - BREATHING TRAINER | POWERBREATHE INTERNATIONAL LTD | KHP2 | 2020-01-07 | 574.8
SPIROMETER | SPIROMETER - BREATHING TRAINER | POWERBREATHE INTERNATIONAL LTD | KHP2 | 2020-01-07 | 574.8
SPIROMETER | SPIROMETER - BREATHING TRAINER | POWERBREATHE INTERNATIONAL LTD | KHP2 | 2020-01-07 | 574.8
SPIROMETER | SPIROMETER - BREATHING TRAINER | POWERBREATHE INTERNATIONAL LTD | KHP2 | 2020-01-07 | 574.8
SPIROMETER | SPIROMETER - BREATHING TRAINER | POWERBREATHE INTERNATIONAL LTD | KHP2 | 2020-01-07 | 574.8
SPIROMETER | SPIROMETER - BREATHING TRAINER | POWERBREATHE INTERNATIONAL LTD | KHP2 | 2020-01-07 | 574.8
SPIROMETER | SPIROMETER - BREATHING TRAINER | POWERBREATHE INTERNATIONAL LTD | KHP2 | 2020-01-07 | 574.8
SPIROMETER | SPIROMETER - BREATHING TRAINER | POWERBREATHE INTERNATIONAL LTD | KHP2 | 2020-01-07 | 574.8
SPIROMETER | SPIROMETER - BREATHING TRAINER | POWERBREATHE INTERNATIONAL LTD | KHP2 | 2020-01-07 | 574.8
SPIROMETER | SPIROMETER - BREATHING TRAINER | POWERBREATHE INTERNATIONAL LTD | KHP2 | 2020-01-07 | 574.8
SPIROMETER | SPIROMETER - BREATHING TRAINER | POWERBREATHE INTERNATIONAL LTD | KHP2 | 2020-01-07 | 574.8
SPIROMETER | SPIROMETER - BREATHING TRAINER | POWERBREATHE INTERNATIONAL LTD | KHP2 | 2020-01-07 | 574.8
SPIROMETER | SPIROMETER - BREATHING TRAINER | POWERBREATHE INTERNATIONAL LTD | KHP2 | 2020-01-07 | 574.8
SPIROMETER | SPIROMETER - BREATHING TRAINER | POWERBREATHE INTERNATIONAL LTD | KHP2 | 2020-01-07 | 574.8
NASAL CPAP | NASAL CPAP | PHILIPS LTD | DREAMSTATION | 2020-01-30 | 538.8
NASAL CPAP | NASAL CPAP | PHILIPS LTD | DREAMSTATION | 2020-01-30 | 538.8
NASAL CPAP | NASAL CPAP | PHILIPS LTD | DREAMSTATION | 2020-01-30 | 538.8
NASAL CPAP | NASAL CPAP | PHILIPS LTD | DREAMSTATION | 2020-01-30 | 538.8
NASAL CPAP | NASAL CPAP | PHILIPS LTD | DREAMSTATION | 2020-01-30 | 538.8
NASAL CPAP | NASAL CPAP | PHILIPS LTD | DREAMSTATION | 2020-01-30 | 538.8
BIPAP VENTILATORY SUPPORT SYSTEM | BIPAP VENTILATORY SUPPORT SYSTEM | RESPIRONICS | A40 | 2020-01-30 | 2913
BIPAP VENTILATORY SUPPORT SYSTEM | BIPAP VENTILATORY SUPPORT SYSTEM | RESPIRONICS | A40 | 2020-01-30 | 2913
BIPAP VENTILATORY SUPPORT SYSTEM | BIPAP VENTILATORY SUPPORT SYSTEM | RESPIRONICS | A40 | 2020-01-30 | 2913
BIPAP VENTILATORY SUPPORT SYSTEM | BIPAP VENTILATORY SUPPORT SYSTEM | RESPIRONICS | A40 | 2020-01-30 | 2913
BIPAP VENTILATORY SUPPORT SYSTEM | BIPAP VENTILATORY SUPPORT SYSTEM | RESPIRONICS | A40 | 2020-01-30 | 2913
BIPAP VENTILATORY SUPPORT SYSTEM | BIPAP VENTILATORY SUPPORT SYSTEM | RESPIRONICS | A40 | 2020-01-30 | 2913
IN-EXSUFFLATOR (COUGH ASSIST SYSTEM) | MECHANICAL IN-EXSUFFLATOR | RESPIRONICS | COUGH ASSIST E70 | 2020-01-30 | 3960
BIPAP VENTILATORY SUPPORT SYSTEM | BIPAP VENTILATORY SUPPORT SYSTEM | RESPIRONICS | A40 | 2020-01-30 | 2913
BIPAP VENTILATORY SUPPORT SYSTEM | BIPAP VENTILATORY SUPPORT SYSTEM | RESPIRONICS | A40 | 2020-01-30 | 2913
IN-EXSUFFLATOR (COUGH ASSIST SYSTEM) | MECHANICAL IN-EXSUFFLATOR | RESPIRONICS | COUGH ASSIST E70 | 2020-01-30 | 3960
IN-EXSUFFLATOR (COUGH ASSIST SYSTEM) | MECHANICAL IN-EXSUFFLATOR | RESPIRONICS | COUGH ASSIST E70 | 2020-01-30 | 3960
NASAL CPAP | NASAL CPAP | PHILIPS LTD | DREAMSTATION | 2020-01-30 | 538.8
NASAL CPAP | NASAL CPAP | PHILIPS LTD | DREAMSTATION | 2020-01-30 | 538.8
NASAL CPAP | NASAL CPAP | PHILIPS LTD | DREAMSTATION | 2020-01-30 | 538.8
NASAL CPAP | NASAL CPAP | PHILIPS LTD | DREAMSTATION | 2020-01-30 | 538.8
NASAL CPAP | NASAL CPAP | PHILIPS LTD | DREAMSTATION | 2020-01-30 | 538.8
NASAL CPAP | NASAL CPAP | PHILIPS LTD | DREAMSTATION | 2020-01-30 | 538.8
NASAL CPAP | NASAL CPAP | PHILIPS LTD | DREAMSTATION | 2020-01-30 | 538.8
NASAL CPAP | NASAL CPAP | PHILIPS LTD | DREAMSTATION | 2020-01-30 | 538.8
NASAL CPAP | NASAL CPAP | PHILIPS LTD | DREAMSTATION | 2020-01-30 | 538.8
NASAL CPAP | NASAL CPAP | PHILIPS LTD | DREAMSTATION | 2020-01-30 | 538.8
NASAL CPAP | NASAL CPAP | PHILIPS LTD | DREAMSTATION | 2020-01-30 | 538.8
NASAL CPAP | NASAL CPAP | PHILIPS LTD | DREAMSTATION | 2020-01-30 | 538.8
NASAL CPAP | NASAL CPAP | PHILIPS LTD | DREAMSTATION | 2020-01-30 | 538.8
NASAL CPAP | NASAL CPAP | PHILIPS LTD | DREAMSTATION | 2020-01-30 | 538.8
NASAL CPAP | NASAL CPAP | PHILIPS LTD | DREAMSTATION | 2020-01-30 | 538.8
NASAL CPAP | NASAL CPAP | PHILIPS LTD | DREAMSTATION | 2020-01-30 | 538.8
NASAL CPAP | NASAL CPAP | PHILIPS LTD | DREAMSTATION | 2020-01-30 | 538.8
NASAL CPAP | NASAL CPAP | PHILIPS LTD | DREAMSTATION | 2020-01-30 | 538.8
NASAL CPAP | NASAL CPAP | PHILIPS LTD | DREAMSTATION | 2020-01-30 | 538.8
NASAL CPAP | NASAL CPAP | PHILIPS LTD | DREAMSTATION | 2020-01-30 | 538.8
NASAL CPAP | NASAL CPAP | PHILIPS LTD | DREAMSTATION | 2020-01-30 | 538.8
NASAL CPAP | NASAL CPAP | PHILIPS LTD | DREAMSTATION | 2020-01-30 | 538.8
NASAL CPAP | NASAL CPAP | PHILIPS LTD | DREAMSTATION | 2020-01-30 | 538.8
NASAL CPAP | NASAL CPAP | PHILIPS LTD | DREAMSTATION | 2020-01-30 | 538.8
NASAL CPAP | NASAL CPAP | PHILIPS LTD | DREAMSTATION | 2020-01-30 | 538.8
NASAL CPAP | NASAL CPAP | PHILIPS LTD | DREAMSTATION | 2020-01-30 | 538.8
NASAL CPAP | NASAL CPAP | PHILIPS LTD | DREAMSTATION | 2020-01-30 | 538.8
NASAL CPAP | NASAL CPAP | PHILIPS LTD | DREAMSTATION | 2020-01-30 | 538.8
NASAL CPAP | NASAL CPAP | PHILIPS LTD | DREAMSTATION | 2020-01-30 | 538.8
NASAL CPAP | NASAL CPAP | PHILIPS LTD | DREAMSTATION | 2020-01-30 | 538.8
NASAL CPAP | NASAL CPAP | PHILIPS LTD | DREAMSTATION | 2020-01-30 | 538.8
NASAL CPAP | NASAL CPAP | PHILIPS LTD | DREAMSTATION | 2020-01-30 | 538.8
NASAL CPAP | NASAL CPAP | PHILIPS LTD | DREAMSTATION | 2020-01-30 | 538.8
NASAL CPAP | NASAL CPAP | PHILIPS LTD | DREAMSTATION | 2020-01-30 | 538.8
NASAL CPAP | NASAL CPAP | PHILIPS LTD | DREAMSTATION | 2020-01-30 | 538.8
NASAL CPAP | NASAL CPAP | PHILIPS LTD | DREAMSTATION | 2020-01-30 | 538.8
NASAL CPAP | NASAL CPAP | PHILIPS LTD | DREAMSTATION | 2020-01-30 | 538.8
NASAL CPAP | NASAL CPAP | PHILIPS LTD | DREAMSTATION | 2020-01-30 | 538.8
NASAL CPAP | NASAL CPAP | PHILIPS LTD | DREAMSTATION | 2020-01-30 | 538.8
NASAL CPAP | NASAL CPAP | PHILIPS LTD | DREAMSTATION | 2020-01-30 | 538.8
NASAL CPAP | NASAL CPAP | PHILIPS LTD | DREAMSTATION | 2020-01-30 | 538.8
NASAL CPAP | NASAL CPAP | PHILIPS LTD | DREAMSTATION | 2020-01-30 | 538.8
NASAL CPAP | NASAL CPAP | PHILIPS LTD | DREAMSTATION | 2020-01-30 | 538.8
NASAL CPAP | NASAL CPAP | PHILIPS LTD | DREAMSTATION | 2020-01-30 | 538.8
NASAL CPAP | NASAL CPAP | PHILIPS LTD | DREAMSTATION | 2020-01-30 | 538.8
NASAL CPAP | NASAL CPAP | PHILIPS LTD | DREAMSTATION | 2020-01-30 | 538.8
NASAL CPAP | NASAL CPAP | PHILIPS LTD | DREAMSTATION | 2020-01-30 | 538.8
NASAL CPAP | NASAL CPAP | PHILIPS LTD | DREAMSTATION | 2020-01-30 | 538.8
NASAL CPAP | NASAL CPAP | PHILIPS LTD | DREAMSTATION | 2020-01-30 | 538.8
NASAL CPAP | NASAL CPAP | PHILIPS LTD | DREAMSTATION | 2020-01-30 | 538.8
NASAL CPAP | NASAL CPAP | PHILIPS LTD | DREAMSTATION | 2020-01-30 | 538.8
NASAL CPAP | NASAL CPAP | PHILIPS LTD | DREAMSTATION | 2020-01-30 | 538.8
NASAL CPAP | NASAL CPAP | PHILIPS LTD | DREAMSTATION | 2020-01-30 | 538.8
NASAL CPAP | NASAL CPAP | PHILIPS LTD | DREAMSTATION | 2020-01-30 | 538.8
NASAL CPAP | NASAL CPAP | PHILIPS LTD | DREAMSTATION | 2020-01-30 | 538.8
NASAL CPAP | NASAL CPAP | PHILIPS LTD | DREAMSTATION | 2020-01-30 | 538.8
NASAL CPAP | NASAL CPAP | PHILIPS LTD | DREAMSTATION | 2020-01-30 | 538.8
NASAL CPAP | NASAL CPAP | PHILIPS LTD | DREAMSTATION | 2020-01-30 | 538.8
NASAL CPAP | NASAL CPAP | PHILIPS LTD | DREAMSTATION | 2020-01-30 | 538.8
NASAL CPAP | NASAL CPAP | PHILIPS LTD | DREAMSTATION | 2020-01-30 | 538.8
NASAL CPAP | NASAL CPAP | PHILIPS LTD | DREAMSTATION | 2020-01-30 | 538.8
NASAL CPAP | NASAL CPAP | PHILIPS LTD | DREAMSTATION | 2020-01-30 | 538.8
NASAL CPAP | NASAL CPAP | PHILIPS LTD | DREAMSTATION | 2020-01-30 | 538.8
BIPAP VENTILATORY SUPPORT SYSTEM | BIPAP VENTILATORY SUPPORT SYSTEM | RESPIRONICS | A40 | 2020-01-30 | 2913
BIPAP VENTILATORY SUPPORT SYSTEM | BIPAP VENTILATORY SUPPORT SYSTEM | RESPIRONICS | A40 | 2020-01-30 | 2913
BIPAP VENTILATORY SUPPORT SYSTEM | TRILOGY 100 VENTILATOR | RESPIRONICS | TRILOGY 100 | 2020-01-30 | 4303.2
BIPAP VENTILATORY SUPPORT SYSTEM | TRILOGY 100 VENTILATOR | RESPIRONICS | TRILOGY 100 | 2020-01-30 | 4303.2
VENTILATOR | VENTILATOR | BREAS MEDICAL | NIPPY CLEARWAY | 2020-01-30 | 5400 | 2024-01-24 | 2025-02-01
HUMIDIFIER HEATED WIRE CONN. | HUMIDIFIER | INSPIRED MEDICAL | VHB10A | 2020-01-30 | 120
HUMIDIFIER HEATED WIRE CONN. | HUMIDIFIER | INSPIRED MEDICAL | VHB10A | 2020-01-30 | 120
HUMIDIFIER HEATED WIRE CONN. | HUMIDIFIER | INSPIRED MEDICAL | VHB10A | 2020-01-30 | 120
HUMIDIFIER HEATED WIRE CONN. | HUMIDIFIER | INSPIRED MEDICAL | VHB10A | 2020-01-30 | 120
IN-EXSUFFLATOR (COUGH ASSIST SYSTEM) | MECHANICAL IN-EXSUFFLATOR | RESPIRONICS | COUGH ASSIST E70 | 2020-01-30 | 3960
NASAL CPAP | NASAL CPAP | PHILIPS LTD | DREAMSTATION | 2020-01-30 | 538.8
NASAL CPAP | NASAL CPAP | PHILIPS LTD | DREAMSTATION | 2020-01-30 | 538.8
NASAL CPAP | NASAL CPAP | PHILIPS LTD | DREAMSTATION | 2020-01-30 | 538.8
NASAL CPAP | NASAL CPAP | PHILIPS LTD | DREAMSTATION | 2020-01-30 | 538.8
NASAL CPAP | NASAL CPAP | PHILIPS LTD | DREAMSTATION | 2020-01-30 | 538.8
NASAL CPAP | NASAL CPAP | PHILIPS LTD | DREAMSTATION | 2020-01-30 | 538.8
NASAL CPAP | NASAL CPAP | PHILIPS LTD | DREAMSTATION | 2020-01-30 | 538.8
NASAL CPAP | NASAL CPAP | PHILIPS LTD | DREAMSTATION | 2020-01-30 | 538.8
NASAL CPAP | NASAL CPAP | PHILIPS LTD | DREAMSTATION | 2020-01-30 | 538.8
EXAMINATION CHAIR | PHLEBOTOMY EXAMINATION CHAIR VARIABLE HEIGHT THREE SECTION HYDRAULIC BRISTOL BLUE | BRISTOL MAID (HOSP.M.CRAFT) | EC5305 | 2020-02-17 | 1370.4 | 2023-10-17 | 2026-10-17
EXAMINATION CHAIR | PHLEBOTOMY EXAMINATION CHAIR VARIABLE HEIGHT THREE SECTION HYDRAULIC BRISTOL BLUE | BRISTOL MAID (HOSP.M.CRAFT) | EC5305 | 2020-02-17 | 1370.4 | 2023-10-17 | 2026-10-17
EXAMINATION CHAIR | PHLEBOTOMY EXAMINATION CHAIR VARIABLE HEIGHT THREE SECTION HYDRAULIC BRISTOL BLUE | BRISTOL MAID (HOSP.M.CRAFT) | EC5305 | 2020-02-17 | 1370.4 |  | 2024-09-15
EXAMINATION CHAIR | PHLEBOTOMY EXAMINATION CHAIR VARIABLE HEIGHT THREE SECTION HYDRAULIC BRISTOL BLUE | BRISTOL MAID (HOSP.M.CRAFT) | EC5305 | 2020-02-17 | 1370.4 | 2023-10-17 | 2026-10-17
EXAMINATION CHAIR | PHLEBOTOMY EXAMINATION CHAIR VARIABLE HEIGHT THREE SECTION HYDRAULIC BRISTOL BLUE | BRISTOL MAID (HOSP.M.CRAFT) | EC5305 | 2020-02-17 | 1370.4 | 2023-10-17 | 2026-10-17
EXAMINATION CHAIR | PHLEBOTOMY EXAMINATION CHAIR VARIABLE HEIGHT THREE SECTION HYDRAULIC BRISTOL BLUE | BRISTOL MAID (HOSP.M.CRAFT) | EC5305 | 2020-02-17 | 1370.4 |  | 2024-09-15
NEBULIZER | NEBULIZER | PHILIPS LTD | INNOSPIRE DELUXE | 2020-02-21 | 126
VITAL SIGNS MONITOR | VITAL SIGNS MONITOR: NIBP, SPO2, TEMP | WELCH ALLYN | 74CE CONNEX | 2020-02-07 | 1800 | 2024-08-22 | 2027-08-22
VITAL SIGNS MONITOR | VITAL SIGNS MONITOR: NIBP, SPO2, TEMP | WELCH ALLYN | 74CE CONNEX | 2020-02-07 | 1800 | 2024-08-22 | 2027-08-22
NEBULIZER | NEBULIZER | PHILIPS LTD | INNOSPIRE DELUXE | 2020-02-07 | 126
NEBULIZER | NEBULIZER | PHILIPS LTD | INNOSPIRE DELUXE | 2020-02-07 | 126
CHARGER | AC/DC CHARGER - OXYLOG 3000 | DRAEGER | OXYLOG AC/DC | 2020-02-03 | 174.18
SUCTION CONTROLLER | HIGH SUCTION CONTROLLER | THERAPY EQUIPMENT | DIAMOND RANGE HIGH | 2020-01-31 | 96
SUCTION CONTROLLER | HIGH SUCTION CONTROLLER | THERAPY EQUIPMENT | DIAMOND RANGE HIGH | 2020-01-31 | 96
ELECTRIC BED | SMART ACUTE CARE ELECTRIC BED | LINET UK | ELEGANZA 2 | 2020-01-30 | 1557.6 |  | 2024-07-15
ELECTRIC BED | SMART ACUTE CARE ELECTRIC BED | LINET UK | ELEGANZA 2 | 2020-01-30 | 1557.6 | 2023-09-12 | 2024-09-12
ELECTRIC BED | SMART ACUTE CARE ELECTRIC BED | LINET UK | ELEGANZA 2 | 2020-01-30 | 1557.6 | 2023-11-29 | 2024-11-29
ELECTRIC BED | SMART ACUTE CARE ELECTRIC BED | LINET UK | ELEGANZA 2 | 2020-01-30 | 1557.6 | 2024-04-30 | 2025-04-30
ELECTRIC BED | SMART ACUTE CARE ELECTRIC BED | LINET UK | ELEGANZA 2 | 2020-01-30 | 1557.6 | 2023-06-14 | 2024-11-01
ELECTRIC BED | SMART ACUTE CARE ELECTRIC BED | LINET UK | ELEGANZA 2 | 2020-01-30 | 1557.6 | 2023-10-12 | 2024-10-12
ELECTRIC BED | SMART ACUTE CARE ELECTRIC BED | LINET UK | ELEGANZA 2 | 2020-01-30 | 1557.6 | 2023-10-29 | 2024-10-29
ELECTRIC BED | SMART ACUTE CARE ELECTRIC BED | LINET UK | ELEGANZA 2 | 2020-01-30 | 1557.6 | 2023-10-17 | 2024-10-17
ELECTRIC BED | SMART ACUTE CARE ELECTRIC BED | LINET UK | ELEGANZA 2 | 2020-01-30 | 1557.6
ELECTRIC BED | SMART ACUTE CARE ELECTRIC BED | LINET UK | ELEGANZA 2 | 2020-01-30 | 1557.6 | 2024-01-24 | 2025-01-24
ELECTRIC BED | SMART ACUTE CARE ELECTRIC BED | LINET UK | ELEGANZA 2 | 2020-01-30 | 1557.6 | 2024-01-24 | 2025-01-24
ELECTRIC BED | SMART ACUTE CARE ELECTRIC BED | LINET UK | ELEGANZA 2 | 2020-01-30 | 1557.6
ELECTRIC BED | SMART ACUTE CARE ELECTRIC BED | LINET UK | ELEGANZA 2 | 2020-01-30 | 1557.6 | 2024-07-28 | 2025-07-28
ELECTRIC BED | SMART ACUTE CARE ELECTRIC BED | LINET UK | ELEGANZA 2 | 2020-01-30 | 1557.6
ELECTRIC BED | SMART ACUTE CARE ELECTRIC BED | LINET UK | ELEGANZA 2 | 2020-01-30 | 1557.6 | 2023-06-01 | 2024-11-01
ELECTRIC BED | SMART ACUTE CARE ELECTRIC BED | LINET UK | ELEGANZA 2 | 2020-01-30 | 1557.6
ELECTRIC BED | SMART ACUTE CARE ELECTRIC BED | LINET UK | ELEGANZA 2 | 2020-01-30 | 1557.6 | 2023-06-13 | 2024-11-01
ELECTRIC BED | SMART ACUTE CARE ELECTRIC BED | LINET UK | ELEGANZA 2 | 2020-01-30 | 1557.6 | 2023-12-22 | 2024-12-22
ELECTRIC BED | SMART ACUTE CARE ELECTRIC BED | LINET UK | ELEGANZA 2 | 2020-01-30 | 1557.6 | 2024-01-22 | 2025-01-22
ELECTRIC BED | SMART ACUTE CARE ELECTRIC BED | LINET UK | ELEGANZA 2 | 2020-01-30 | 1557.6 | 2024-06-07 | 2025-06-07
ELECTRIC BED | SMART ACUTE CARE ELECTRIC BED | LINET UK | ELEGANZA 2 | 2020-01-30 | 1557.6
ELECTRIC BED | SMART ACUTE CARE ELECTRIC BED | LINET UK | ELEGANZA 2 | 2020-01-30 | 1557.6 | 2024-04-04 | 2025-04-04
ELECTRIC BED | SMART ACUTE CARE ELECTRIC BED | LINET UK | ELEGANZA 2 | 2020-01-30 | 1557.6 | 2023-07-31 | 2024-07-31
ELECTRIC BED | SMART ACUTE CARE ELECTRIC BED | LINET UK | ELEGANZA 2 | 2020-01-30 | 1557.6 | 2023-06-27 | 2024-11-01
ELECTRIC BED | SMART ACUTE CARE ELECTRIC BED | LINET UK | ELEGANZA 2 | 2020-01-30 | 1557.6 | 2024-02-06 | 2025-02-06
ELECTRIC BED | SMART ACUTE CARE ELECTRIC BED | LINET UK | ELEGANZA 2 | 2020-01-30 | 1557.6
ELECTRIC BED | SMART ACUTE CARE ELECTRIC BED | LINET UK | ELEGANZA 2 | 2020-01-30 | 1557.6 | 2024-06-07 | 2025-06-07
ELECTRIC BED | SMART ACUTE CARE ELECTRIC BED | LINET UK | ELEGANZA 2 | 2020-01-30 | 1557.6 | 2024-04-18 | 2025-04-18
ELECTRIC BED | SMART ACUTE CARE ELECTRIC BED | LINET UK | ELEGANZA 2 | 2020-01-30 | 1557.6 | 2023-12-06 | 2024-12-06
ELECTRIC BED | SMART ACUTE CARE ELECTRIC BED | LINET UK | ELEGANZA 2 | 2020-01-30 | 1557.6 | 2024-05-29 | 2025-05-29
ELECTRIC BED | SMART ACUTE CARE ELECTRIC BED | LINET UK | ELEGANZA 2 | 2020-01-30 | 1557.6
ELECTRIC BED | SMART ACUTE CARE ELECTRIC BED | LINET UK | ELEGANZA 2 | 2020-01-30 | 1557.6 | 2024-06-21 | 2025-06-21
ELECTRIC BED | SMART ACUTE CARE ELECTRIC BED | LINET UK | ELEGANZA 2 | 2020-01-30 | 1557.6 | 2024-01-10 | 2025-01-10
COUCH | DAY SURGERY TROLLEY | ANETIC AID | QA3 | 2020-01-29 | 3594 |  | 2025-06-15
COUCH | DAY SURGERY TROLLEY | ANETIC AID | QA3 | 2020-01-29 | 3594 | 2022-12-20 15:32 | 2025-12-23
COUCH | COUCH - OPERATING | ANETIC AID | QA3 EMERGENCY | 2020-01-29 | 3594 | 2024-08-19 | 2027-08-19
COUCH | COUCH - OPERATING | ANETIC AID | QA3 EMERGENCY | 2020-01-29 | 3594 | 2023-05-04 | 2026-05-04
COUCH | DAY SURGERY TROLLEY | ANETIC AID | QA3 | 2020-01-29 | 3594 | 2022-12-20 15:39 | 2025-11-20
COUCH | DAY SURGERY TROLLEY | ANETIC AID | QA3 | 2020-01-29 | 3594 |  | 2025-06-15
COUCH | COUCH - OPERATING | ANETIC AID | QA3 EMERGENCY | 2020-01-29 | 3594 | 2022-12-20 15:54 | 2025-11-20
COUCH | COUCH - OPERATING | ANETIC AID | QA3 EMERGENCY | 2020-01-29 | 3594 | 2022-12-29 14:47 | 2027-06-13
COUCH | COUCH - OPERATING | ANETIC AID | QA3 EMERGENCY | 2020-01-29 | 3594 | 2023-04-06 09:57 | 2026-04-06
VITAL SIGNS MONITOR | VITAL SIGNS MONITOR: NIBP/SPO2 | WELCH ALLYN | 74CX CONNEX | 2020-02-26 | 1800 | 2024-04-04 | 2027-04-04
COUCH | COUCH - VARIABLE H/L | MEDIPLINTH | MEDIPLINTH | 2020-01-24 | 966 | 2023-03-09 15:43 | 2026-02-15
COUCH | COUCH - VARIABLE H/L | MEDIPLINTH | MEDIPLINTH | 2020-01-24 | 966 | 2023-03-07 10:19 | 2026-02-15
COUCH | COUCH - VARIABLE H/L | MEDIPLINTH | MEDIPLINTH | 2020-01-24 | 966 | 2023-03-07 10:16 | 2026-02-15
COUCH | COUCH - VARIABLE H/L | MEDIPLINTH | MEDIPLINTH | 2020-01-24 | 966 | 2023-04-13 16:37 | 2026-04-13
COUCH | COUCH - VARIABLE H/L | MEDIPLINTH | MEDIPLINTH | 2020-01-24 | 966 | 2023-03-07 10:14 | 2026-02-15
COUCH | COUCH - VARIABLE H/L | MEDIPLINTH | MEDIPLINTH | 2020-01-24 | 966 | 2023-04-12 10:21 | 2026-04-12
NEBULIZER | NEBULIZER | PHILIPS LTD | INNOSPIRE DELUXE | 2020-01-06 | 126
NEBULIZER | NEBULIZER | PHILIPS LTD | INNOSPIRE DELUXE | 2020-01-06 | 126
NEBULIZER | NEBULIZER | PHILIPS LTD | INNOSPIRE DELUXE | 2020-01-06 | 126
NEBULIZER | NEBULIZER | PHILIPS LTD | INNOSPIRE DELUXE | 2020-01-06 | 126
NEBULIZER | NEBULIZER | PHILIPS LTD | INNOSPIRE DELUXE | 2020-01-06 | 126
NEBULIZER | NEBULIZER | PHILIPS LTD | INNOSPIRE DELUXE | 2020-01-06 | 126
NEBULIZER | NEBULIZER | PHILIPS LTD | INNOSPIRE DELUXE | 2020-01-06 | 126
NEBULIZER | NEBULIZER | PHILIPS LTD | INNOSPIRE DELUXE | 2020-01-06 | 126
NEBULIZER | NEBULIZER | PHILIPS LTD | INNOSPIRE DELUXE | 2020-01-06 | 126
NEBULIZER | NEBULIZER | PHILIPS LTD | INNOSPIRE DELUXE | 2020-01-06 | 126
NEBULIZER | NEBULIZER | PHILIPS LTD | INNOSPIRE DELUXE | 2020-01-06 | 126
NEBULIZER | NEBULIZER | PHILIPS LTD | INNOSPIRE DELUXE | 2020-01-06 | 126
NEBULIZER | NEBULIZER | PHILIPS LTD | INNOSPIRE DELUXE | 2020-01-06 | 126
NEBULIZER | NEBULIZER | PHILIPS LTD | INNOSPIRE DELUXE | 2020-01-06 | 126
NEBULIZER | NEBULIZER | PHILIPS LTD | INNOSPIRE DELUXE | 2020-01-06 | 126
NEBULIZER | NEBULIZER | PHILIPS LTD | INNOSPIRE DELUXE | 2020-01-06 | 126
NEBULIZER | NEBULIZER | PHILIPS LTD | INNOSPIRE DELUXE | 2020-01-06 | 126
VITAL SIGNS MONITOR | VITAL SIGNS MONITOR: NIBP, SPO2, TEMP | WELCH ALLYN | 74CE CONNEX | 2020-02-10 | 1800 | 2023-04-04 08:16 | 2026-04-04
COUCH | COUCH - 2 SECTION ELECTRIC | BRISTOL MAID (HOSP.M.CRAFT) | EC030 | 2020-03-09 | 1380 | 2022-01-20
ENDOSCOPY VIDEO CAPTURE UNIT | ENDOSCOPY CONTROL UNIT | KARL STORZ | TC301 | 2020-01-10 | 4435.2 | 2024-09-12 | 2025-09-12
CAMERA CONTROL UNIT | CAMERA CONTROL UNIT - IMAGE1 S CONNECT II | KARL STORZ | TC201 | 2020-01-10 | 6552 | 2024-09-12 | 2025-09-12
CARDIOGRAPH | CARDIOGRAPH | GE LIMITED | MAC2000 | 2020-01-09 | 4867.2 | 2024-08-29 | 2025-08-29
ULTRASONIC DISINTEGRATOR | ULTRASONIC ASPIRATION SYSTEM DISINTEGRATOR | MISONIX | SONASTAR | 2020-01-09 | 28431.24 | 2023-04-14 14:25 | 2024-04-14
MICROBLENDER | BIRD SENTRY BLENDER | BIRD | 15625 | 2020-02-26 | 1800 | 2023-09-21 | 2024-09-14
SUCTION UNIT | SUCTION - LAERDAL - BATTERY | LAERDAL | LSU-2 | 2020-01-08 | 816 | 2023-04-17 09:57 | 2026-04-17
DYNAMOMETER | JAMAR HYDRAULIC HAND DYNAMOMETER | SAMMONS PRESTON ROLYAN | 09-101-1725 | 2020-03-05 | 360
COMPUTER - LAPTOP/NOTEBOOK | LAPTOP COMPUTER | DELL COMPUTERS | INSPIRON 17" 3793 | 2020-03-05 | 11982 | 2022-05-05 | 2023-05-05
FURNACE | BURNOUT FURNACE | WHIPMIX | INFINITY M30 | 2020-02-28 | 1888.8 | 2024-03-06 | 2026-03-06
ELECTRIC SHAVER | SHAVER BASE | MEDLINE | DYND70802UK | 2020-02-18 | 120 | 2023-05-30 | 2024-06-01
ELECTRIC SHAVER | SHAVER BASE | MEDLINE | DYND70802UK | 2020-02-19 | 120 | 2023-05-30 | 2024-06-01
VITAL SIGNS MONITOR | VITAL SIGNS MONITOR: NIBP, SPO2, TEMP | WELCH ALLYN | 74CE CONNEX | 2020-02-03 | 1800 | 2023-09-27 | 2026-09-27
FLAT SCREEN DISPLAY | FLAT SCREEN DISPLAY MONITOR - LED MONITOR | SAMSUNG | UE49MU6400U | 2020-01-20 | 720 | 2023-06-26 | 2024-05-06
SPHYGMOMANOMETER | SPHYGMOMANOMETER - MANOMETER SINGLE TUBE | WELCH ALLYN | DS-5401-189 | 2019-12-20 | 36
SYRINGE DRIVER | SYRINGE DRIVER | FRESENIUS KABI | AGILIA SP MC WIFI | 2020-01-20 | 360 | 2022-11-10 10:15 | 2025-11-10
SYRINGE DRIVER | SYRINGE DRIVER | FRESENIUS KABI | AGILIA SP MC WIFI | 2020-01-20 | 360 | 2022-11-07 15:25 | 2025-11-07
SYRINGE DRIVER | SYRINGE DRIVER | FRESENIUS KABI | AGILIA SP MC WIFI | 2020-01-20 | 360 | 2022-11-03 12:40 | 2025-10-15
SYRINGE DRIVER | SYRINGE DRIVER | FRESENIUS KABI | AGILIA SP MC WIFI | 2020-01-20 | 360 | 2022-11-03 15:41 | 2025-10-15
SYRINGE DRIVER | SYRINGE DRIVER | FRESENIUS KABI | AGILIA SP MC WIFI | 2020-01-20 | 360 | 2022-11-15 08:41 | 2025-11-15
SYRINGE DRIVER | SYRINGE DRIVER | FRESENIUS KABI | AGILIA SP MC WIFI | 2020-01-20 | 360 | 2022-11-02 14:43 | 2025-11-02
SYRINGE DRIVER | SYRINGE DRIVER | FRESENIUS KABI | AGILIA SP MC WIFI | 2020-01-20 | 360 | 2022-11-07 09:47 | 2025-11-07
SYRINGE DRIVER | SYRINGE DRIVER | FRESENIUS KABI | AGILIA SP MC WIFI | 2020-01-20 | 360 | 2022-11-08 09:04 | 2025-10-15
SYRINGE DRIVER | SYRINGE DRIVER | FRESENIUS KABI | AGILIA SP MC WIFI | 2020-01-20 | 360 | 2022-11-03 10:17 | 2025-10-15
SYRINGE DRIVER | SYRINGE DRIVER | FRESENIUS KABI | AGILIA SP MC WIFI | 2020-01-20 | 360 | 2022-11-10 09:27 | 2025-11-10
SYRINGE DRIVER | SYRINGE DRIVER | FRESENIUS KABI | AGILIA SP MC WIFI | 2020-01-20 | 360 | 2022-11-03 08:25 | 2025-11-03
SYRINGE DRIVER | SYRINGE DRIVER | FRESENIUS KABI | AGILIA SP MC WIFI | 2020-01-20 | 360 | 2022-11-01 15:12 | 2025-11-01
SYRINGE DRIVER | SYRINGE DRIVER | FRESENIUS KABI | AGILIA SP MC WIFI | 2020-01-20 | 360 | 2022-11-02 11:55 | 2025-11-02
SYRINGE DRIVER | SYRINGE DRIVER | FRESENIUS KABI | AGILIA SP MC WIFI | 2020-01-20 | 360 | 2022-11-07 16:07 | 2025-11-07
SYRINGE DRIVER | SYRINGE DRIVER | FRESENIUS KABI | AGILIA SP MC WIFI | 2020-01-20 | 360 | 2022-11-02 14:23 | 2025-11-02
SYRINGE DRIVER | SYRINGE DRIVER | FRESENIUS KABI | AGILIA SP MC WIFI | 2020-01-20 | 360 | 2022-11-03 13:05 | 2025-10-03
SYRINGE DRIVER | SYRINGE DRIVER | FRESENIUS KABI | AGILIA SP MC WIFI | 2020-01-20 | 360 | 2022-11-02 09:01 | 2025-11-02
SYRINGE DRIVER | SYRINGE DRIVER | FRESENIUS KABI | AGILIA SP MC WIFI | 2020-03-02 | 360 | 2022-11-02 15:28 | 2025-11-02
SYRINGE DRIVER | SYRINGE DRIVER | FRESENIUS KABI | AGILIA SP MC WIFI | 2020-01-20 | 360 | 2022-11-01 14:43 | 2025-11-01
SYRINGE DRIVER | SYRINGE DRIVER | FRESENIUS KABI | AGILIA SP MC WIFI | 2020-01-20 | 360 | 2022-11-01 12:16 | 2025-11-01
SYRINGE DRIVER | SYRINGE DRIVER | FRESENIUS KABI | AGILIA SP MC WIFI | 2020-01-16 | 360 | 2023-03-21 11:38 | 2026-03-21
NASAL CPAP | NASAL CPAP | PHILIPS LTD | DREAMSTATION | 2020-03-30 | 538.8
NASAL CPAP | NASAL CPAP | PHILIPS LTD | DREAMSTATION | 2020-03-30 | 538.8
NASAL CPAP | NASAL CPAP | PHILIPS LTD | DREAMSTATION | 2020-03-30 | 538.8
NASAL CPAP | NASAL CPAP | PHILIPS LTD | DREAMSTATION | 2020-03-30 | 538.8
NASAL CPAP | NASAL CPAP | PHILIPS LTD | DREAMSTATION | 2020-03-30 | 538.8
NASAL CPAP | NASAL CPAP | PHILIPS LTD | DREAMSTATION | 2020-03-30 | 538.8
NASAL CPAP | NASAL CPAP | PHILIPS LTD | DREAMSTATION | 2020-03-30 | 538.8
NASAL CPAP | NASAL CPAP | PHILIPS LTD | DREAMSTATION | 2020-03-30 | 538.8
NASAL CPAP | NASAL CPAP | PHILIPS LTD | DREAMSTATION | 2020-03-30 | 538.8
NASAL CPAP | NASAL CPAP | PHILIPS LTD | DREAMSTATION | 2020-03-30 | 538.8
NASAL CPAP | NASAL CPAP | PHILIPS LTD | DREAMSTATION | 2020-03-30 | 538.8
NASAL CPAP | NASAL CPAP | PHILIPS LTD | DREAMSTATION | 2020-03-30 | 538.8
NASAL CPAP | NASAL CPAP | PHILIPS LTD | DREAMSTATION | 2020-03-30 | 538.8
NASAL CPAP | NASAL CPAP | PHILIPS LTD | DREAMSTATION | 2020-03-30 | 538.8
NASAL CPAP | NASAL CPAP | PHILIPS LTD | DREAMSTATION | 2020-03-30 | 538.8
NASAL CPAP | NASAL CPAP | PHILIPS LTD | DREAMSTATION | 2020-03-30 | 538.8
BIPAP VENTILATORY SUPPORT SYSTEM | BIPAP VENTILATORY SUPPORT SYSTEM | RESPIRONICS | A40 | 2020-03-30 | 2913
BIPAP VENTILATORY SUPPORT SYSTEM | BIPAP VENTILATORY SUPPORT SYSTEM | RESPIRONICS | A40 | 2020-03-30 | 2913
BIPAP VENTILATORY SUPPORT SYSTEM | BIPAP VENTILATORY SUPPORT SYSTEM | RESPIRONICS | A40 | 2020-03-30 | 2913
BIPAP VENTILATORY SUPPORT SYSTEM | BIPAP VENTILATORY SUPPORT SYSTEM | RESPIRONICS | A40 | 2020-03-30 | 2913
BIPAP VENTILATORY SUPPORT SYSTEM | BIPAP VENTILATORY SUPPORT SYSTEM | RESPIRONICS | A40 | 2020-03-30 | 2913
BIPAP VENTILATORY SUPPORT SYSTEM | BIPAP VENTILATORY SUPPORT SYSTEM | RESPIRONICS | A40 | 2020-03-30 | 2913
NASAL CPAP | NASAL CPAP | PHILIPS LTD | DREAMSTATION | 2020-03-30 | 538.8
NASAL CPAP | NASAL CPAP | PHILIPS LTD | DREAMSTATION | 2020-03-30 | 538.8
NASAL CPAP | NASAL CPAP | PHILIPS LTD | DREAMSTATION | 2020-03-30 | 538.8
NASAL CPAP | NASAL CPAP | PHILIPS LTD | DREAMSTATION | 2020-03-30 | 538.8
NASAL CPAP | NASAL CPAP | PHILIPS LTD | DREAMSTATION | 2020-03-30 | 538.8
NASAL CPAP | NASAL CPAP | PHILIPS LTD | DREAMSTATION | 2020-03-30 | 538.8
NASAL CPAP | NASAL CPAP | PHILIPS LTD | DREAMSTATION | 2020-03-30 | 538.8
NASAL CPAP | NASAL CPAP | PHILIPS LTD | DREAMSTATION | 2020-03-30 | 538.8
NASAL CPAP | NASAL CPAP | PHILIPS LTD | DREAMSTATION | 2020-03-30 | 538.8
NASAL CPAP | NASAL CPAP | PHILIPS LTD | DREAMSTATION | 2020-03-30 | 538.8
NASAL CPAP | NASAL CPAP | PHILIPS LTD | DREAMSTATION | 2020-03-30 | 538.8
NASAL CPAP | NASAL CPAP | PHILIPS LTD | DREAMSTATION | 2020-03-30 | 538.8
NASAL CPAP | NASAL CPAP | PHILIPS LTD | DREAMSTATION | 2020-03-30 | 538.8
NASAL CPAP | NASAL CPAP | PHILIPS LTD | DREAMSTATION | 2020-03-30 | 538.8
NASAL CPAP | NASAL CPAP | PHILIPS LTD | DREAMSTATION | 2020-03-30 | 538.8
NASAL CPAP | NASAL CPAP | PHILIPS LTD | DREAMSTATION | 2020-03-30 | 538.8
NASAL CPAP | NASAL CPAP | PHILIPS LTD | DREAMSTATION | 2020-03-30 | 538.8
NASAL CPAP | NASAL CPAP | PHILIPS LTD | DREAMSTATION | 2020-03-30 | 538.8
NASAL CPAP | NASAL CPAP | PHILIPS LTD | DREAMSTATION | 2020-03-30 | 538.8
NASAL CPAP | NASAL CPAP | PHILIPS LTD | DREAMSTATION | 2020-03-30 | 538.8
NASAL CPAP | NASAL CPAP | PHILIPS LTD | DREAMSTATION | 2020-03-30 | 538.8
NASAL CPAP | NASAL CPAP | PHILIPS LTD | DREAMSTATION | 2020-03-30 | 538.8
NASAL CPAP | NASAL CPAP | PHILIPS LTD | DREAMSTATION | 2020-03-30 | 538.8
NASAL CPAP | NASAL CPAP | PHILIPS LTD | DREAMSTATION | 2020-03-30 | 538.8
NASAL CPAP | NASAL CPAP | PHILIPS LTD | DREAMSTATION | 2020-03-30 | 538.8
NASAL CPAP | NASAL CPAP | PHILIPS LTD | DREAMSTATION | 2020-03-30 | 538.8
NASAL CPAP | NASAL CPAP | PHILIPS LTD | DREAMSTATION | 2020-03-30 | 538.8
NASAL CPAP | NASAL CPAP | PHILIPS LTD | DREAMSTATION | 2020-03-30 | 538.8
NASAL CPAP | NASAL CPAP | PHILIPS LTD | DREAMSTATION | 2020-03-30 | 538.8
NASAL CPAP | NASAL CPAP | PHILIPS LTD | DREAMSTATION | 2020-03-30 | 538.8
NASAL CPAP | NASAL CPAP | PHILIPS LTD | DREAMSTATION | 2020-03-30 | 538.8
NASAL CPAP | NASAL CPAP | PHILIPS LTD | DREAMSTATION | 2020-03-30 | 538.8
NASAL CPAP | NASAL CPAP | PHILIPS LTD | DREAMSTATION | 2020-03-30 | 538.8
NASAL CPAP | NASAL CPAP | PHILIPS LTD | DREAMSTATION | 2020-03-30 | 538.8
NASAL CPAP | NASAL CPAP | PHILIPS LTD | DREAMSTATION | 2020-03-30 | 538.8
NASAL CPAP | NASAL CPAP | PHILIPS LTD | DREAMSTATION | 2020-03-30 | 538.8
NASAL CPAP | NASAL CPAP | PHILIPS LTD | DREAMSTATION | 2020-03-30 | 538.8
NASAL CPAP | NASAL CPAP | PHILIPS LTD | DREAMSTATION | 2020-03-30 | 538.8
NASAL CPAP | NASAL CPAP | PHILIPS LTD | DREAMSTATION | 2020-03-30 | 538.8
NASAL CPAP | NASAL CPAP | PHILIPS LTD | DREAMSTATION | 2020-03-30 | 538.8
NASAL CPAP | NASAL CPAP | PHILIPS LTD | DREAMSTATION | 2020-03-30 | 538.8
NASAL CPAP | NASAL CPAP | PHILIPS LTD | DREAMSTATION | 2020-03-30 | 538.8
NASAL CPAP | NASAL CPAP | PHILIPS LTD | DREAMSTATION | 2020-03-30 | 538.8
NASAL CPAP | NASAL CPAP | PHILIPS LTD | DREAMSTATION | 2020-03-30 | 538.8
NASAL CPAP | NASAL CPAP | PHILIPS LTD | DREAMSTATION | 2020-03-30 | 538.8
NASAL CPAP | NASAL CPAP | PHILIPS LTD | DREAMSTATION | 2020-03-30 | 538.8
NASAL CPAP | NASAL CPAP | PHILIPS LTD | DREAMSTATION | 2020-03-30 | 538.8
NASAL CPAP | NASAL CPAP | PHILIPS LTD | DREAMSTATION | 2020-03-30 | 538.8
NASAL CPAP | NASAL CPAP | PHILIPS LTD | DREAMSTATION | 2020-03-30 | 538.8
NASAL CPAP | NASAL CPAP | PHILIPS LTD | DREAMSTATION | 2020-03-30 | 538.8
NASAL CPAP | NASAL CPAP | PHILIPS LTD | DREAMSTATION | 2020-03-30 | 538.8
NASAL CPAP | NASAL CPAP | PHILIPS LTD | DREAMSTATION | 2020-03-30 | 538.8
NASAL CPAP | NASAL CPAP | PHILIPS LTD | DREAMSTATION | 2020-03-30 | 538.8
NASAL CPAP | NASAL CPAP | PHILIPS LTD | DREAMSTATION | 2020-03-30 | 538.8
NASAL CPAP | NASAL CPAP | PHILIPS LTD | DREAMSTATION | 2020-03-30 | 538.8
NASAL CPAP | NASAL CPAP | PHILIPS LTD | DREAMSTATION | 2020-03-30 | 538.8
NASAL CPAP | NASAL CPAP | PHILIPS LTD | DREAMSTATION | 2020-03-30 | 538.8
NASAL CPAP | NASAL CPAP | PHILIPS LTD | DREAMSTATION | 2020-03-30 | 538.8
NASAL CPAP | NASAL CPAP | PHILIPS LTD | DREAMSTATION | 2020-03-30 | 538.8
NASAL CPAP | NASAL CPAP | PHILIPS LTD | DREAMSTATION | 2020-03-30 | 538.8
NASAL CPAP | NASAL CPAP | PHILIPS LTD | DREAMSTATION | 2020-03-30 | 538.8
NASAL CPAP | NASAL CPAP | PHILIPS LTD | DREAMSTATION | 2020-03-30 | 538.8
NASAL CPAP | NASAL CPAP | PHILIPS LTD | DREAMSTATION | 2020-03-30 | 538.8
NASAL CPAP | NASAL CPAP | PHILIPS LTD | DREAMSTATION | 2020-03-30 | 538.8
NASAL CPAP | NASAL CPAP | PHILIPS LTD | DREAMSTATION | 2020-03-30 | 538.8
NASAL CPAP | NASAL CPAP | PHILIPS LTD | DREAMSTATION | 2020-03-30 | 538.8
NASAL CPAP | NASAL CPAP | PHILIPS LTD | DREAMSTATION | 2020-03-30 | 538.8
NASAL CPAP | NASAL CPAP | PHILIPS LTD | DREAMSTATION | 2020-03-30 | 538.8
NASAL CPAP | NASAL CPAP | PHILIPS LTD | DREAMSTATION | 2020-03-30 | 538.8
NASAL CPAP | NASAL CPAP | PHILIPS LTD | DREAMSTATION | 2020-03-30 | 538.8
NASAL CPAP | NASAL CPAP | PHILIPS LTD | DREAMSTATION | 2020-03-30 | 538.8
NASAL CPAP | NASAL CPAP | PHILIPS LTD | DREAMSTATION | 2020-03-30 | 538.8
NASAL CPAP | NASAL CPAP | PHILIPS LTD | DREAMSTATION | 2020-03-30 | 538.8
NASAL CPAP | NASAL CPAP | PHILIPS LTD | DREAMSTATION | 2020-03-30 | 538.8
NASAL CPAP | NASAL CPAP | PHILIPS LTD | DREAMSTATION | 2020-03-30 | 538.8
NASAL CPAP | NASAL CPAP | PHILIPS LTD | DREAMSTATION | 2020-03-30 | 538.8
NASAL CPAP | NASAL CPAP | PHILIPS LTD | DREAMSTATION | 2020-03-30 | 538.8
NASAL CPAP | NASAL CPAP | PHILIPS LTD | DREAMSTATION | 2020-03-30 | 538.8
MULTI PARAM SIMULAT | MULTI PARAMETER SIMULATOR | FLUKE | PROSIM 8 | 2019-12-11 | 5643 | 2023-11-15 | 2024-11-15
MULTI PARAM SIMULAT | MULTI PARAMETER SIMULATOR | FLUKE | PROSIM 8 | 2019-12-11 | 5643 | 2024-10-09 | 2025-10-09
SAFETY TESTERS | ELECTRICAL SAFETY ANALYSER | FLUKE | ESA615 | 2019-12-11 | 4179.6 | 2023-10-20 | 2024-10-20
SAFETY TESTERS | ELECTRICAL SAFETY ANALYSER | FLUKE | ESA615 | 2019-12-11 | 4179.6 | 2024-06-18 | 2025-06-18
SAFETY TESTERS | ELECTRICAL SAFETY ANALYSER | FLUKE | ESA620 | 2019-12-11 | 4309.2 | 2024-01-09 | 2025-01-09
NEBULIZER | NEBULIZER | PHILIPS LTD | INNOSPIRE DELUXE | 2019-12-30 | 126
NEBULIZER | NEBULIZER | PHILIPS LTD | INNOSPIRE DELUXE | 2019-12-30 | 126
NEBULIZER | NEBULIZER | PHILIPS LTD | INNOSPIRE DELUXE | 2019-12-30 | 126
VITAL SIGNS MONITOR | VITAL SIGNS MONITOR: NIBP, SPO2, TEMP | WELCH ALLYN | 74CE CONNEX | 2019-12-30 | 1800 | 2023-02-03 08:23 | 2025-07-14
VITAL SIGNS MONITOR | VITAL SIGNS MONITOR: NIBP, SPO2, TEMP | WELCH ALLYN | 74CE CONNEX | 2019-12-30 | 1800 | 2024-02-19 | 2027-02-19
SOFTWARE | EST SOFTWARE | OLSA TEKNIK | BTVSQL | 2019-12-20 | 960
VITAL SIGNS MONITOR | VITAL SIGNS MONITOR: NIBP, SPO2, TEMP | WELCH ALLYN | 74CE CONNEX | 2019-12-18 | 1800 | 2024-03-11 | 2027-03-11
VITAL SIGNS MONITOR | VITAL SIGNS MONITOR: NIBP, SPO2, TEMP | WELCH ALLYN | 74CE CONNEX | 2019-12-18 | 1800 | 2023-05-02 | 2026-05-02
PATIENT TEMPERATURE MANAGEMENT SYSTEM | PATIENT TEMPERATURE MANAGEMENT SYSTEM | MEDIVANCE IN | ARCTIC SUN 5000 | 2019-12-18 | 24000 | 2024-10-23 | 2024-07-06
PATIENT TEMPERATURE MANAGEMENT SYSTEM | PATIENT TEMPERATURE MANAGEMENT SYSTEM | MEDIVANCE IN | ARCTIC SUN 5000 | 2019-12-18 | 24000 | 2024-10-23 | 2024-07-06
PATIENT TEMPERATURE MANAGEMENT SYSTEM | PATIENT TEMPERATURE MANAGEMENT SYSTEM | MEDIVANCE IN | ARCTIC SUN 5000 | 2019-12-18 | 24000 | 2024-04-12 | 2024-02-24
PATIENT TEMPERATURE MANAGEMENT SYSTEM | PATIENT TEMPERATURE MANAGEMENT SYSTEM | MEDIVANCE IN | ARCTIC SUN 5000 | 2019-12-18 | 24000 | 2024-10-23 | 2024-01-15
SUCTION UNIT | SUCTION - LAERDAL - BATTERY | LAERDAL | LSU-2 | 2019-12-16 | 816 | 2022-10-17 | 2025-10-17
VITAL SIGNS MONITOR | VITAL SIGNS MONITOR: NIBP, SPO2, TEMP | WELCH ALLYN | 74CE CONNEX | 2019-12-12 | 1800 | 2024-08-22 | 2027-08-22
VITAL SIGNS MONITOR | VITAL SIGNS MONITOR: NIBP, SPO2, TEMP | WELCH ALLYN | 74CE CONNEX | 2019-12-12 | 1800 | 2023-01-24 07:54 | 2025-07-14
INFUSION PUMP | VOLUMETRIC INFUSION PUMP | FRESENIUS KABI | AGILIA VP MC WIFI GB | 2020-02-12 | 660 | 2023-02-15 12:33 | 2026-02-15
INFUSION PUMP | VOLUMETRIC INFUSION PUMP | FRESENIUS KABI | AGILIA VP MC WIFI GB | 2020-02-12 | 660 | 2023-02-15 09:15 | 2026-02-15
INFUSION PUMP | VOLUMETRIC INFUSION PUMP | FRESENIUS KABI | AGILIA VP MC WIFI GB | 2020-02-12 | 660 | 2023-02-27 10:06 | 2026-02-27
INFUSION PUMP | VOLUMETRIC INFUSION PUMP | FRESENIUS KABI | AGILIA VP MC WIFI GB | 2020-02-12 | 660 | 2023-01-11 11:43 | 2026-01-11
INFUSION PUMP | VOLUMETRIC INFUSION PUMP | FRESENIUS KABI | AGILIA VP MC WIFI GB | 2020-02-12 | 660 | 2023-02-24 09:41 | 2026-02-24
INFUSION PUMP | VOLUMETRIC INFUSION PUMP | FRESENIUS KABI | AGILIA VP MC WIFI GB | 2020-02-12 | 660 | 2023-02-23 15:17 | 2026-02-23
INFUSION PUMP | VOLUMETRIC INFUSION PUMP | FRESENIUS KABI | AGILIA VP MC WIFI GB | 2020-02-12 | 660 | 2023-01-09 08:39 | 2026-01-09
INFUSION PUMP | VOLUMETRIC INFUSION PUMP | FRESENIUS KABI | AGILIA VP MC WIFI GB | 2020-02-12 | 660 | 2023-01-03 10:04 | 2026-01-03
INFUSION PUMP | VOLUMETRIC INFUSION PUMP | FRESENIUS KABI | AGILIA VP MC WIFI GB | 2020-02-12 | 660 | 2023-01-12 15:04 | 2026-01-12
INFUSION PUMP | VOLUMETRIC INFUSION PUMP | FRESENIUS KABI | AGILIA VP MC WIFI GB | 2020-02-12 | 660 | 2023-03-02 10:06 | 2026-03-02
INFUSION PUMP | VOLUMETRIC INFUSION PUMP | FRESENIUS KABI | AGILIA VP MC WIFI GB | 2020-02-12 | 660 | 2023-01-16 09:29 | 2026-01-16
INFUSION PUMP | VOLUMETRIC INFUSION PUMP | FRESENIUS KABI | AGILIA VP MC WIFI GB | 2020-02-12 | 660 | 2024-03-10 | 2027-03-10
INFUSION PUMP | VOLUMETRIC INFUSION PUMP | FRESENIUS KABI | AGILIA VP MC WIFI GB | 2020-02-12 | 660 | 2023-02-06 14:50 | 2026-02-06
INFUSION PUMP | VOLUMETRIC INFUSION PUMP | FRESENIUS KABI | AGILIA VP MC WIFI GB | 2020-02-12 | 660 | 2023-02-22 09:43 | 2026-02-22
INFUSION PUMP | VOLUMETRIC INFUSION PUMP | FRESENIUS KABI | AGILIA VP MC WIFI GB | 2020-02-12 | 660 | 2023-01-05 12:33 | 2026-01-05
INFUSION PUMP | VOLUMETRIC INFUSION PUMP | FRESENIUS KABI | AGILIA VP MC WIFI GB | 2020-02-12 | 660 | 2022-11-17 11:16 | 2025-11-17
INFUSION PUMP | VOLUMETRIC INFUSION PUMP | FRESENIUS KABI | AGILIA VP MC WIFI GB | 2019-12-23 | 660 | 2023-01-16 12:14 | 2026-01-16
INFUSION PUMP | VOLUMETRIC INFUSION PUMP | FRESENIUS KABI | AGILIA VP MC WIFI GB | 2019-12-23 | 660 | 2022-11-16 15:01 | 2025-10-15
INFUSION PUMP | VOLUMETRIC INFUSION PUMP | FRESENIUS KABI | AGILIA VP MC WIFI GB | 2019-12-23 | 660 | 2023-01-17 11:06 | 2026-01-17
INFUSION PUMP | VOLUMETRIC INFUSION PUMP | FRESENIUS KABI | AGILIA VP MC WIFI GB | 2019-12-23 | 660 | 2022-11-16 12:43 | 2025-10-15
INFUSION PUMP | VOLUMETRIC INFUSION PUMP | FRESENIUS KABI | AGILIA VP MC WIFI GB | 2019-12-23 | 660 | 2023-02-14 14:15 | 2026-02-14
INFUSION PUMP | VOLUMETRIC INFUSION PUMP | FRESENIUS KABI | AGILIA VP MC WIFI GB | 2019-12-23 | 660 | 2023-04-27 | 2026-04-27
INFUSION PUMP | VOLUMETRIC INFUSION PUMP | FRESENIUS KABI | AGILIA VP MC WIFI GB | 2019-12-23 | 660 | 2023-02-22 12:56 | 2026-02-22
INFUSION PUMP | VOLUMETRIC INFUSION PUMP | FRESENIUS KABI | AGILIA VP MC WIFI GB | 2019-12-23 | 660 | 2023-01-31 15:20 | 2026-01-31
INFUSION PUMP | VOLUMETRIC INFUSION PUMP | FRESENIUS KABI | AGILIA VP MC WIFI GB | 2019-12-23 | 660 | 2023-01-23 14:02 | 2026-01-23
INFUSION PUMP | VOLUMETRIC INFUSION PUMP | FRESENIUS KABI | AGILIA VP MC WIFI GB | 2019-12-23 | 660 | 2022-12-14 08:17 | 2025-12-14
INFUSION PUMP | VOLUMETRIC INFUSION PUMP | FRESENIUS KABI | AGILIA VP MC WIFI GB | 2019-12-23 | 660 | 2023-03-01 11:55 | 2026-03-01
INFUSION PUMP | VOLUMETRIC INFUSION PUMP | FRESENIUS KABI | AGILIA VP MC WIFI GB | 2019-12-23 | 660 | 2023-01-16 11:17 | 2026-01-16
INFUSION PUMP | VOLUMETRIC INFUSION PUMP | FRESENIUS KABI | AGILIA VP MC WIFI GB | 2019-12-23 | 660 | 2022-11-30 10:08 | 2025-11-30
INFUSION PUMP | VOLUMETRIC INFUSION PUMP | FRESENIUS KABI | AGILIA VP MC WIFI GB | 2019-12-23 | 660 | 2023-01-24 12:45 | 2026-01-24
INFUSION PUMP | VOLUMETRIC INFUSION PUMP | FRESENIUS KABI | AGILIA VP MC WIFI GB | 2019-12-23 | 660 | 2023-02-22 09:50 | 2026-02-22
INFUSION PUMP | VOLUMETRIC INFUSION PUMP | FRESENIUS KABI | AGILIA VP MC WIFI GB | 2019-12-23 | 660 | 2023-02-22 11:34 | 2026-02-22
INFUSION PUMP | VOLUMETRIC INFUSION PUMP | FRESENIUS KABI | AGILIA VP MC WIFI GB | 2019-12-23 | 660 | 2022-11-17 14:41 | 2025-10-15
INFUSION PUMP | VOLUMETRIC INFUSION PUMP | FRESENIUS KABI | AGILIA VP MC WIFI GB | 2019-12-23 | 660 | 2023-02-06 15:29 | 2026-02-06
INFUSION PUMP | VOLUMETRIC INFUSION PUMP | FRESENIUS KABI | AGILIA VP MC WIFI GB | 2019-12-23 | 660 | 2022-11-15 12:38 | 2025-10-15
INFUSION PUMP | VOLUMETRIC INFUSION PUMP | FRESENIUS KABI | AGILIA VP MC WIFI GB | 2019-12-23 | 660 | 2022-11-15 15:37 | 2025-11-15
INFUSION PUMP | VOLUMETRIC INFUSION PUMP | FRESENIUS KABI | AGILIA VP MC WIFI GB | 2019-12-23 | 660 | 2023-01-24 08:51 | 2026-01-24
INFUSION PUMP | VOLUMETRIC INFUSION PUMP | FRESENIUS KABI | AGILIA VP MC WIFI GB | 2019-12-23 | 660 | 2022-12-01 11:48 | 2025-12-01
INFUSION PUMP | VOLUMETRIC INFUSION PUMP | FRESENIUS KABI | AGILIA VP MC WIFI GB | 2019-12-23 | 660 | 2023-10-02 | 2026-10-02
INFUSION PUMP | VOLUMETRIC INFUSION PUMP | FRESENIUS KABI | AGILIA VP MC WIFI GB | 2019-12-23 | 660 | 2024-02-19 | 2027-02-19
INFUSION PUMP | VOLUMETRIC INFUSION PUMP | FRESENIUS KABI | AGILIA VP MC WIFI GB | 2019-12-23 | 660 | 2022-11-10 08:29 | 2025-11-10
INFUSION PUMP | VOLUMETRIC INFUSION PUMP | FRESENIUS KABI | AGILIA VP MC WIFI GB | 2019-12-23 | 660 | 2023-03-21 11:21 | 2026-03-21
INFUSION PUMP | VOLUMETRIC INFUSION PUMP | FRESENIUS KABI | AGILIA VP MC WIFI GB | 2019-12-23 | 660 | 2022-12-21 12:39 | 2025-12-21
INFUSION PUMP | VOLUMETRIC INFUSION PUMP | FRESENIUS KABI | AGILIA VP MC WIFI GB | 2019-12-23 | 660 | 2022-11-30 14:01 | 2025-11-30
INFUSION PUMP | VOLUMETRIC INFUSION PUMP | FRESENIUS KABI | AGILIA VP MC WIFI GB | 2019-12-23 | 660 | 2023-01-03 12:24 | 2026-01-03
INFUSION PUMP | VOLUMETRIC INFUSION PUMP | FRESENIUS KABI | AGILIA VP MC WIFI GB | 2019-12-23 | 660 | 2022-11-16 09:42 | 2025-10-15
INFUSION PUMP | VOLUMETRIC INFUSION PUMP | FRESENIUS KABI | AGILIA VP MC WIFI GB | 2019-12-23 | 660 | 2022-11-17 12:31 | 2025-11-17
INFUSION PUMP | VOLUMETRIC INFUSION PUMP | FRESENIUS KABI | AGILIA VP MC WIFI GB | 2019-12-23 | 660 | 2023-02-22 14:09 | 2026-02-22
INFUSION PUMP | VOLUMETRIC INFUSION PUMP | FRESENIUS KABI | AGILIA VP MC WIFI GB | 2019-12-23 | 660 | 2023-01-03 15:15 | 2026-01-03
INFUSION PUMP | VOLUMETRIC INFUSION PUMP | FRESENIUS KABI | AGILIA VP MC WIFI GB | 2019-12-23 | 660 | 2023-01-17 15:25 | 2026-01-17
SYRINGE DRIVER | SYRINGE DRIVER | FRESENIUS KABI | AGILIA SP MC WIFI | 2019-12-23 | 360 | 2022-11-11 15:06 | 2025-11-11
SYRINGE DRIVER | SYRINGE DRIVER | FRESENIUS KABI | AGILIA SP MC WIFI | 2019-12-23 | 360 | 2023-01-09 14:55 | 2026-01-09
SYRINGE DRIVER | SYRINGE DRIVER | FRESENIUS KABI | AGILIA SP MC WIFI | 2019-12-23 | 360 | 2023-01-10 16:57 | 2026-01-10
SYRINGE DRIVER | SYRINGE DRIVER | FRESENIUS KABI | AGILIA SP MC WIFI | 2019-12-23 | 360 | 2022-11-11 14:06 | 2025-11-11
SYRINGE DRIVER | SYRINGE DRIVER | FRESENIUS KABI | AGILIA SP MC WIFI | 2019-12-23 | 360 | 2023-02-01 16:43 | 2026-02-01
SYRINGE DRIVER | SYRINGE DRIVER | FRESENIUS KABI | AGILIA SP MC WIFI | 2019-12-23 | 360 | 2023-01-12 11:25 | 2026-01-12
SYRINGE DRIVER | SYRINGE DRIVER | FRESENIUS KABI | AGILIA SP MC WIFI | 2019-12-23 | 360 | 2023-01-06 17:01 | 2026-01-06
SYRINGE DRIVER | SYRINGE DRIVER | FRESENIUS KABI | AGILIA SP MC WIFI | 2019-12-23 | 360 | 2023-01-06 15:46 | 2026-01-06
SYRINGE DRIVER | SYRINGE DRIVER | FRESENIUS KABI | AGILIA SP MC WIFI | 2019-12-23 | 360 | 2023-01-03 16:05 | 2026-01-03
SYRINGE DRIVER | SYRINGE DRIVER | FRESENIUS KABI | AGILIA SP MC WIFI | 2019-12-23 | 360 | 2023-01-17 15:55 | 2026-01-17
SYRINGE DRIVER | SYRINGE DRIVER | FRESENIUS KABI | AGILIA SP MC WIFI | 2019-12-23 | 360 | 2022-11-15 09:07 | 2025-10-15
SYRINGE DRIVER | SYRINGE DRIVER | FRESENIUS KABI | AGILIA SP MC WIFI | 2019-12-23 | 360 | 2022-11-15 09:03 | 2025-10-15
SYRINGE DRIVER | SYRINGE DRIVER | FRESENIUS KABI | AGILIA SP MC WIFI | 2019-12-23 | 360 |  | 2025-01-15
SYRINGE DRIVER | SYRINGE DRIVER | FRESENIUS KABI | AGILIA SP MC WIFI | 2019-12-23 | 360 | 2022-11-10 14:46 | 2025-11-10
SYRINGE DRIVER | SYRINGE DRIVER | FRESENIUS KABI | AGILIA SP MC WIFI | 2019-12-23 | 360 | 2022-11-10 15:17 | 2025-11-10
SYRINGE DRIVER | SYRINGE DRIVER | FRESENIUS KABI | AGILIA SP MC WIFI | 2019-12-23 | 360 | 2022-11-29 08:28 | 2025-11-29
SYRINGE DRIVER | SYRINGE DRIVER | FRESENIUS KABI | AGILIA SP MC WIFI | 2019-12-23 | 360 | 2022-11-29 10:12 | 2025-11-29
SYRINGE DRIVER | SYRINGE DRIVER | FRESENIUS KABI | AGILIA SP MC WIFI | 2019-12-23 | 360 | 2022-11-29 08:55 | 2025-11-29
SYRINGE DRIVER | SYRINGE DRIVER | FRESENIUS KABI | AGILIA SP MC WIFI | 2019-12-23 | 360 | 2023-01-12 10:19 | 2026-01-12
SYRINGE DRIVER | SYRINGE DRIVER | FRESENIUS KABI | AGILIA SP MC WIFI | 2019-12-23 | 360 | 2022-11-23 09:06 | 2025-11-23
SYRINGE DRIVER | SYRINGE DRIVER | FRESENIUS KABI | AGILIA SP MC WIFI | 2019-12-23 | 360 | 2023-01-11 14:36 | 2026-01-11
SYRINGE DRIVER | SYRINGE DRIVER | FRESENIUS KABI | AGILIA SP MC WIFI | 2019-12-23 | 360 | 2022-11-14 09:09 | 2025-11-14
SYRINGE DRIVER | SYRINGE DRIVER | FRESENIUS KABI | AGILIA SP MC WIFI | 2019-12-23 | 360 |  | 2024-12-15
SYRINGE DRIVER | SYRINGE DRIVER | FRESENIUS KABI | AGILIA SP MC WIFI | 2019-12-23 | 360 | 2023-01-06 16:27 | 2026-01-06
SYRINGE DRIVER | SYRINGE DRIVER | FRESENIUS KABI | AGILIA SP MC WIFI | 2019-12-23 | 360 | 2022-11-17 10:03 | 2025-10-15
SYRINGE DRIVER | SYRINGE DRIVER | FRESENIUS KABI | AGILIA SP MC WIFI | 2019-12-23 | 360 | 2022-11-17 15:59 | 2025-11-17
SYRINGE DRIVER | SYRINGE DRIVER | FRESENIUS KABI | AGILIA SP MC WIFI | 2019-12-23 | 360 | 2022-11-09 08:53 | 2025-09-15
SYRINGE DRIVER | SYRINGE DRIVER | FRESENIUS KABI | AGILIA SP MC WIFI | 2019-12-23 | 360 | 2022-11-09 08:31 | 2025-09-15
SYRINGE DRIVER | SYRINGE DRIVER | FRESENIUS KABI | AGILIA SP MC WIFI | 2019-12-23 | 360 | 2022-11-09 09:34 | 2025-09-15
SYRINGE DRIVER | SYRINGE DRIVER | FRESENIUS KABI | AGILIA SP MC WIFI | 2019-12-23 | 360 | 2022-11-09 08:05 | 2025-11-09
SYRINGE DRIVER | SYRINGE DRIVER | FRESENIUS KABI | AGILIA SP MC WIFI | 2019-12-19 | 360 | 2022-11-29 13:52 | 2025-11-29
SYRINGE DRIVER | SYRINGE DRIVER | FRESENIUS KABI | AGILIA SP MC WIFI | 2019-12-19 | 360 | 2022-11-07 08:56 | 2025-11-07
SYRINGE DRIVER | SYRINGE DRIVER | FRESENIUS KABI | AGILIA SP MC WIFI | 2019-12-19 | 360 | 2022-11-01 15:36 | 2025-11-01
SYRINGE DRIVER | SYRINGE DRIVER | FRESENIUS KABI | AGILIA SP MC WIFI | 2019-12-19 | 360 | 2023-02-13 11:36 | 2026-02-13
SYRINGE DRIVER | SYRINGE DRIVER | FRESENIUS KABI | AGILIA SP MC WIFI | 2019-12-19 | 360 | 2022-11-03 15:12 | 2025-10-15
SYRINGE DRIVER | SYRINGE DRIVER | FRESENIUS KABI | AGILIA SP MC WIFI | 2019-12-19 | 360 | 2022-11-07 09:21 | 2025-11-07
SYRINGE DRIVER | SYRINGE DRIVER | FRESENIUS KABI | AGILIA SP MC WIFI | 2019-12-19 | 360 | 2022-10-27 08:14 | 2025-10-27
SYRINGE DRIVER | SYRINGE DRIVER | FRESENIUS KABI | AGILIA SP MC WIFI | 2019-12-19 | 360 | 2022-11-10 09:53 | 2025-11-10
SYRINGE DRIVER | SYRINGE DRIVER | FRESENIUS KABI | AGILIA SP MC WIFI | 2019-12-19 | 360 | 2022-11-01 11:48 | 2025-11-01
SYRINGE DRIVER | SYRINGE DRIVER | FRESENIUS KABI | AGILIA SP MC WIFI | 2019-12-19 | 360 | 2022-11-15 13:01 | 2025-11-15
SYRINGE DRIVER | SYRINGE DRIVER | FRESENIUS KABI | AGILIA SP MC WIFI | 2019-12-19 | 360 | 2022-11-29 12:44 | 2025-11-29
SYRINGE DRIVER | SYRINGE DRIVER | FRESENIUS KABI | AGILIA SP MC WIFI | 2019-12-19 | 360 | 2022-11-10 15:50 | 2025-11-10
SYRINGE DRIVER | SYRINGE DRIVER | FRESENIUS KABI | AGILIA SP MC WIFI | 2019-12-19 | 360 | 2022-11-07 08:29 | 2025-11-07
SYRINGE DRIVER | SYRINGE DRIVER | FRESENIUS KABI | AGILIA SP MC WIFI | 2019-12-19 | 360 | 2022-11-01 12:44 | 2025-11-01
SYRINGE DRIVER | SYRINGE DRIVER | FRESENIUS KABI | AGILIA SP MC WIFI | 2019-12-19 | 360 | 2023-01-23 12:32 | 2026-01-23
SYRINGE DRIVER | SYRINGE DRIVER | FRESENIUS KABI | AGILIA SP MC WIFI | 2019-12-19 | 360 | 2022-11-03 14:39 | 2025-10-15
SYRINGE DRIVER | SYRINGE DRIVER | FRESENIUS KABI | AGILIA SP MC WIFI | 2019-12-19 | 360 | 2022-11-01 14:20 | 2025-11-01
SYRINGE DRIVER | SYRINGE DRIVER | FRESENIUS KABI | AGILIA SP MC WIFI | 2019-12-19 | 360 | 2022-11-01 13:41 | 2025-11-01
SYRINGE DRIVER | SYRINGE DRIVER | FRESENIUS KABI | AGILIA SP MC WIFI | 2019-12-19 | 360 | 2022-11-03 09:06 | 2025-11-03
SYRINGE DRIVER | SYRINGE DRIVER | FRESENIUS KABI | AGILIA SP MC WIFI | 2019-12-19 | 360 | 2023-05-16 | 2026-05-16
NASAL CPAP | NASAL CPAP | PHILIPS LTD | DREAMSTATION | 2020-01-08 | 538.8
NASAL CPAP | NASAL CPAP | PHILIPS LTD | DREAMSTATION | 2020-01-08 | 538.8
NASAL CPAP | NASAL CPAP | PHILIPS LTD | DREAMSTATION | 2020-01-08 | 538.8
NASAL CPAP | NASAL CPAP | PHILIPS LTD | DREAMSTATION | 2020-01-08 | 538.8
NASAL CPAP | NASAL CPAP | PHILIPS LTD | DREAMSTATION | 2020-01-08 | 538.8
NASAL CPAP | NASAL CPAP | PHILIPS LTD | DREAMSTATION | 2020-01-08 | 538.8
NASAL CPAP | NASAL CPAP | PHILIPS LTD | DREAMSTATION | 2020-01-08 | 538.8
NASAL CPAP | NASAL CPAP | PHILIPS LTD | DREAMSTATION | 2020-01-08 | 538.8
NASAL CPAP | NASAL CPAP | PHILIPS LTD | DREAMSTATION | 2020-01-08 | 538.8
NASAL CPAP | NASAL CPAP | PHILIPS LTD | DREAMSTATION | 2020-01-08 | 538.8
NASAL CPAP | NASAL CPAP | PHILIPS LTD | DREAMSTATION | 2020-01-08 | 538.8
NASAL CPAP | NASAL CPAP | PHILIPS LTD | DREAMSTATION | 2020-01-08 | 538.8
NASAL CPAP | NASAL CPAP | PHILIPS LTD | DREAMSTATION | 2020-01-08 | 538.8
NASAL CPAP | NASAL CPAP | PHILIPS LTD | DREAMSTATION | 2020-01-08 | 538.8
NASAL CPAP | NASAL CPAP | PHILIPS LTD | DREAMSTATION | 2020-01-08 | 538.8
NASAL CPAP | NASAL CPAP | PHILIPS LTD | DREAMSTATION | 2020-01-08 | 538.8
NASAL CPAP | NASAL CPAP | PHILIPS LTD | DREAMSTATION | 2020-01-08 | 538.8
NASAL CPAP | NASAL CPAP | PHILIPS LTD | DREAMSTATION | 2020-01-08 | 538.8
NASAL CPAP | NASAL CPAP | PHILIPS LTD | DREAMSTATION | 2020-01-08 | 538.8
NASAL CPAP | NASAL CPAP | PHILIPS LTD | DREAMSTATION | 2020-01-08 | 538.8
NASAL CPAP | NASAL CPAP | PHILIPS LTD | DREAMSTATION | 2020-01-08 | 538.8
NASAL CPAP | NASAL CPAP | PHILIPS LTD | DREAMSTATION | 2020-01-08 | 538.8
NASAL CPAP | NASAL CPAP | PHILIPS LTD | DREAMSTATION | 2020-01-08 | 538.8
NASAL CPAP | NASAL CPAP | PHILIPS LTD | DREAMSTATION | 2020-01-08 | 538.8
NASAL CPAP | NASAL CPAP | PHILIPS LTD | DREAMSTATION | 2020-01-08 | 538.8
NASAL CPAP | NASAL CPAP | PHILIPS LTD | DREAMSTATION | 2020-01-08 | 538.8
NASAL CPAP | NASAL CPAP | PHILIPS LTD | DREAMSTATION | 2020-01-08 | 538.8
NASAL CPAP | NASAL CPAP | PHILIPS LTD | DREAMSTATION | 2020-01-08 | 538.8
NASAL CPAP | NASAL CPAP | PHILIPS LTD | DREAMSTATION | 2020-01-08 | 538.8
NASAL CPAP | NASAL CPAP | PHILIPS LTD | DREAMSTATION | 2020-01-08 | 538.8
NASAL CPAP | NASAL CPAP | PHILIPS LTD | DREAMSTATION | 2020-01-08 | 538.8
NASAL CPAP | NASAL CPAP | PHILIPS LTD | DREAMSTATION | 2020-01-08 | 538.8
NASAL CPAP | NASAL CPAP | PHILIPS LTD | DREAMSTATION | 2020-01-08 | 538.8
NASAL CPAP | NASAL CPAP | PHILIPS LTD | DREAMSTATION | 2020-01-08 | 538.8
NASAL CPAP | NASAL CPAP | PHILIPS LTD | DREAMSTATION | 2020-01-08 | 538.8
NASAL CPAP | NASAL CPAP | PHILIPS LTD | DREAMSTATION | 2020-01-08 | 538.8
NASAL CPAP | NASAL CPAP | PHILIPS LTD | DREAMSTATION | 2020-01-08 | 538.8
NASAL CPAP | NASAL CPAP | PHILIPS LTD | DREAMSTATION | 2020-01-08 | 538.8
NASAL CPAP | NASAL CPAP | PHILIPS LTD | DREAMSTATION | 2020-01-08 | 538.8
NASAL CPAP | NASAL CPAP | PHILIPS LTD | DREAMSTATION | 2020-01-08 | 538.8
NASAL CPAP | NASAL CPAP | PHILIPS LTD | DREAMSTATION | 2020-01-08 | 538.8
NASAL CPAP | NASAL CPAP | PHILIPS LTD | DREAMSTATION | 2020-01-08 | 538.8
NASAL CPAP | NASAL CPAP | PHILIPS LTD | DREAMSTATION | 2020-01-08 | 538.8
NASAL CPAP | NASAL CPAP | PHILIPS LTD | DREAMSTATION | 2020-01-08 | 538.8
NASAL CPAP | NASAL CPAP | PHILIPS LTD | DREAMSTATION | 2020-01-08 | 538.8
NASAL CPAP | NASAL CPAP | PHILIPS LTD | DREAMSTATION | 2020-01-08 | 538.8
NASAL CPAP | NASAL CPAP | PHILIPS LTD | DREAMSTATION | 2020-01-08 | 538.8
NASAL CPAP | NASAL CPAP | PHILIPS LTD | DREAMSTATION | 2020-01-08 | 538.8
NASAL CPAP | NASAL CPAP | PHILIPS LTD | DREAMSTATION | 2020-01-08 | 538.8
NASAL CPAP | NASAL CPAP | PHILIPS LTD | DREAMSTATION | 2020-01-08 | 538.8
NASAL CPAP | NASAL CPAP | PHILIPS LTD | DREAMSTATION | 2020-01-08 | 538.8
NASAL CPAP | NASAL CPAP | PHILIPS LTD | DREAMSTATION | 2020-01-08 | 538.8
NASAL CPAP | NASAL CPAP | PHILIPS LTD | DREAMSTATION | 2020-01-08 | 538.8
NASAL CPAP | NASAL CPAP | PHILIPS LTD | DREAMSTATION | 2020-01-08 | 538.8
NASAL CPAP | NASAL CPAP | PHILIPS LTD | DREAMSTATION | 2020-01-08 | 538.8
NASAL CPAP | NASAL CPAP | PHILIPS LTD | DREAMSTATION | 2020-01-08 | 538.8
IN-EXSUFFLATOR (COUGH ASSIST SYSTEM) | MECHANICAL IN-EXSUFFLATOR | RESPIRONICS | COUGH ASSIST E70 | 2020-01-08 | 3960
NASAL CPAP | NASAL CPAP | PHILIPS LTD | DREAMSTATION | 2020-01-08 | 538.8
NASAL CPAP | NASAL CPAP | PHILIPS LTD | DREAMSTATION | 2020-01-08 | 538.8
NASAL CPAP | NASAL CPAP | PHILIPS LTD | DREAMSTATION | 2020-01-08 | 538.8
NASAL CPAP | NASAL CPAP | PHILIPS LTD | DREAMSTATION | 2020-01-08 | 538.8
NASAL CPAP | NASAL CPAP | PHILIPS LTD | DREAMSTATION | 2020-01-08 | 538.8
NASAL CPAP | NASAL CPAP | PHILIPS LTD | DREAMSTATION | 2020-01-08 | 538.8
NASAL CPAP | NASAL CPAP | PHILIPS LTD | DREAMSTATION | 2020-01-08 | 538.8
NASAL CPAP | NASAL CPAP | PHILIPS LTD | DREAMSTATION | 2020-01-08 | 538.8
NASAL CPAP | NASAL CPAP | PHILIPS LTD | DREAMSTATION | 2020-01-08 | 538.8
NASAL CPAP | NASAL CPAP | PHILIPS LTD | DREAMSTATION | 2020-01-08 | 538.8
NASAL CPAP | NASAL CPAP | PHILIPS LTD | DREAMSTATION | 2020-01-08 | 538.8
NASAL CPAP | NASAL CPAP | PHILIPS LTD | DREAMSTATION | 2020-01-08 | 538.8
NASAL CPAP | NASAL CPAP | PHILIPS LTD | DREAMSTATION | 2020-01-08 | 538.8
NASAL CPAP | NASAL CPAP | PHILIPS LTD | DREAMSTATION | 2020-01-08 | 538.8
NASAL CPAP | NASAL CPAP | PHILIPS LTD | DREAMSTATION | 2020-01-08 | 538.8
NASAL CPAP | NASAL CPAP | PHILIPS LTD | DREAMSTATION | 2020-01-08 | 538.8
NASAL CPAP | NASAL CPAP | PHILIPS LTD | DREAMSTATION | 2020-01-08 | 538.8
NASAL CPAP | NASAL CPAP | PHILIPS LTD | DREAMSTATION | 2020-01-08 | 538.8
NASAL CPAP | NASAL CPAP | PHILIPS LTD | DREAMSTATION | 2020-01-08 | 538.8
NASAL CPAP | NASAL CPAP | PHILIPS LTD | DREAMSTATION | 2020-01-08 | 538.8
NASAL CPAP | NASAL CPAP | PHILIPS LTD | DREAMSTATION | 2020-01-08 | 538.8
NASAL CPAP | NASAL CPAP | PHILIPS LTD | DREAMSTATION | 2020-01-08 | 538.8
NASAL CPAP | NASAL CPAP | PHILIPS LTD | DREAMSTATION | 2020-01-08 | 538.8
NASAL CPAP | NASAL CPAP | PHILIPS LTD | DREAMSTATION | 2020-01-08 | 538.8
NASAL CPAP | NASAL CPAP | PHILIPS LTD | DREAMSTATION | 2020-01-08 | 538.8
NASAL CPAP | NASAL CPAP | PHILIPS LTD | DREAMSTATION | 2020-01-08 | 538.8
NASAL CPAP | NASAL CPAP | PHILIPS LTD | DREAMSTATION | 2020-01-08 | 538.8
NASAL CPAP | NASAL CPAP | PHILIPS LTD | DREAMSTATION | 2020-01-08 | 538.8
NASAL CPAP | NASAL CPAP | PHILIPS LTD | DREAMSTATION | 2020-01-08 | 538.8
NASAL CPAP | NASAL CPAP | PHILIPS LTD | DREAMSTATION | 2020-01-08 | 538.8
NASAL CPAP | NASAL CPAP | PHILIPS LTD | DREAMSTATION | 2020-01-08 | 538.8
NASAL CPAP | NASAL CPAP | PHILIPS LTD | DREAMSTATION | 2020-01-08 | 538.8
NASAL CPAP | NASAL CPAP | PHILIPS LTD | DREAMSTATION | 2020-01-08 | 538.8
NASAL CPAP | NASAL CPAP | PHILIPS LTD | DREAMSTATION | 2020-01-08 | 538.8
NASAL CPAP | NASAL CPAP | PHILIPS LTD | DREAMSTATION | 2020-01-08 | 538.8
NASAL CPAP | NASAL CPAP | PHILIPS LTD | DREAMSTATION | 2020-01-08 | 538.8
NASAL CPAP | NASAL CPAP | PHILIPS LTD | DREAMSTATION | 2020-01-08 | 538.8
NASAL CPAP | NASAL CPAP | PHILIPS LTD | DREAMSTATION | 2020-01-08 | 538.8
NASAL CPAP | NASAL CPAP | PHILIPS LTD | DREAMSTATION | 2020-01-08 | 538.8
NASAL CPAP | NASAL CPAP | PHILIPS LTD | DREAMSTATION | 2020-01-08 | 538.8
NASAL CPAP | NASAL CPAP | PHILIPS LTD | DREAMSTATION | 2020-01-08 | 538.8
NASAL CPAP | NASAL CPAP | PHILIPS LTD | DREAMSTATION | 2020-01-08 | 538.8
NASAL CPAP | NASAL CPAP | PHILIPS LTD | DREAMSTATION | 2020-01-08 | 538.8
SUCTION CONTROLLER | HIGH SUCTION CONTROLLER | THERAPY EQUIPMENT | DIAMOND RANGE HIGH | 2020-01-21 | 72
RETINAL CAMERA | 3D OPTICAL COHERENCE TOMOGRAPHY | TOPCON | 3D OCT-1 MAESTRO | 2020-01-22 | 65397.6 | 2024-04-17
SCALES | SCALES - CHAIR | SECA | 955 | 2020-01-21 | 834 | 2023-11-14 | 2024-11-15
TELEMETRY/ECG | ECG TELEMETRY TRANSMITTER/PATIENT MONITOR | PHILIPS LTD | INTELLIVUE MX40 | 2020-01-20 | 2090.4 | 2024-10-15 | 2025-10-15
SUCTION CONTROLLER | HIGH SUCTION CONTROLLER | THERAPY EQUIPMENT | DIAMOND RANGE HIGH | 2020-01-20 | 120
MICROMOTOR UNIT | BA PORTABLE MICROMOTOR UNIT | BA INTERNATIONAL | BASE050 | 2020-04-23 | 357.6 | 2023-04-24 | 2024-04-14
SUCTION CONTROLLER | HIGH SUCTION CONTROLLER | THERAPY EQUIPMENT | DIAMOND RANGE HIGH | 2020-01-06 | 72
SUCTION CONTROLLER | HIGH SUCTION CONTROLLER | THERAPY EQUIPMENT | DIAMOND RANGE HIGH | 2019-12-24 | 72
SPHYGMOMANOMETER | SPHYGMOMANOMETER | ACCOSON LTD | ANEROID | 2019-12-23 | 118.8
ULTRASOUND PHANTOM | GREY SCALE PRECISION PHANTOM | Gammex | 403GS LE-0.7 | 2019-12-20 | 4262.52 | 2024-02-26 | 2024-11-15
VENTILATOR | VENTILATOR EXPIRATORY CASSETTE - SERVO I | MAQUET | 6696947 | 2019-12-13 | 1164
SUCTION CONTROLLER | HIGH SUCTION CONTROLLER | THERAPY EQUIPMENT | DIAMOND RANGE HIGH | 2019-12-13 | 96
HANDPIECE | CONTRA-ANGLE HANDPIECE | W&H UK LTD | SYNEA FUSION WG-56LT | 2019-12-02 | 349.2
HANDPIECE | CONTRA-ANGLE HANDPIECE | W&H UK LTD | SYNEA FUSION WG-56LT | 2019-12-02 | 349.2
HANDPIECE | CONTRA-ANGLE HANDPIECE | W&H UK LTD | SYNEA FUSION WG-56LT | 2019-12-02 | 349.2
HANDPIECE | CONTRA-ANGLE HANDPIECE | W&H UK LTD | SYNEA FUSION WG-56LT | 2019-12-02 | 349.2
HANDPIECE | CONTRA-ANGLE HANDPIECE | W&H UK LTD | SYNEA FUSION WG-56LT | 2019-12-02 | 349.2
HANDPIECE | CONTRA-ANGLE HANDPIECE | W&H UK LTD | SYNEA FUSION WG-56LT | 2019-12-02 | 349.2
HANDPIECE | CONTRA-ANGLE HANDPIECE | W&H UK LTD | SYNEA FUSION WG-56LT | 2019-12-02 | 349.2
HANDPIECE | CONTRA-ANGLE HANDPIECE | W&H UK LTD | SYNEA FUSION WG-56LT | 2019-12-02 | 349.2
HANDPIECE | CONTRA-ANGLE HANDPIECE | W&H UK LTD | SYNEA FUSION WG-56LT | 2019-12-02 | 349.2
HANDPIECE | CONTRA-ANGLE HANDPIECE | W&H UK LTD | SYNEA FUSION WG-56LT | 2019-12-02 | 349.2
HANDPIECE | CONTRA-ANGLE HANDPIECE | W&H UK LTD | SYNEA FUSION WG-56LT | 2019-12-02 | 349.2
HANDPIECE | CONTRA-ANGLE HANDPIECE | W&H UK LTD | SYNEA FUSION WG-56LT | 2019-12-02 | 349.2
HANDPIECE | CONTRA-ANGLE HANDPIECE | W&H UK LTD | SYNEA FUSION WG-56LT | 2019-12-02 | 349.2
HANDPIECE | CONTRA-ANGLE HANDPIECE | W&H UK LTD | SYNEA FUSION WG-56LT | 2019-12-02 | 349.2
HANDPIECE | CONTRA-ANGLE HANDPIECE | W&H UK LTD | SYNEA FUSION WG-56LT | 2019-12-02 | 349.2
HANDPIECE | CONTRA-ANGLE HANDPIECE | W&H UK LTD | SYNEA FUSION WG-56LT | 2019-12-02 | 349.2
HANDPIECE | CONTRA-ANGLE HANDPIECE | W&H UK LTD | SYNEA FUSION WG-56LT | 2019-12-02 | 349.2
HANDPIECE | CONTRA-ANGLE HANDPIECE | W&H UK LTD | SYNEA FUSION WG-56LT | 2019-12-02 | 349.2
HANDPIECE | CONTRA-ANGLE HANDPIECE | W&H UK LTD | SYNEA FUSION WG-56LT | 2019-12-02 | 349.2
HANDPIECE | CONTRA-ANGLE HANDPIECE | W&H UK LTD | SYNEA FUSION WG-56LT | 2019-12-02 | 349.2
HANDPIECE | CONTRA-ANGLE HANDPIECE | W&H UK LTD | SYNEA FUSION WG-56LT | 2019-12-02 | 349.2
HANDPIECE | CONTRA-ANGLE HANDPIECE | W&H UK LTD | SYNEA FUSION WG-56LT | 2019-12-02 | 349.2
HANDPIECE | CONTRA-ANGLE HANDPIECE | W&H UK LTD | SYNEA FUSION WG-56LT | 2019-12-02 | 349.2
HANDPIECE | CONTRA-ANGLE HANDPIECE | W&H UK LTD | SYNEA FUSION WG-56LT | 2019-12-02 | 349.2
HANDPIECE | CONTRA-ANGLE HANDPIECE | W&H UK LTD | SYNEA FUSION WG-56LT | 2019-12-02 | 349.2
HANDPIECE | CONTRA-ANGLE HANDPIECE | W&H UK LTD | SYNEA FUSION WG-56LT | 2019-12-02 | 349.2
HANDPIECE | CONTRA-ANGLE HANDPIECE | W&H UK LTD | SYNEA FUSION WG-56LT | 2019-12-02 | 349.2
HANDPIECE | CONTRA-ANGLE HANDPIECE | W&H UK LTD | SYNEA FUSION WG-56LT | 2019-12-02 | 349.2
HANDPIECE | CONTRA-ANGLE HANDPIECE | W&H UK LTD | SYNEA FUSION WG-56LT | 2019-12-02 | 349.2
HANDPIECE | CONTRA-ANGLE HANDPIECE | W&H UK LTD | SYNEA FUSION WG-56LT | 2019-12-02 | 349.2
HANDPIECE | CONTRA-ANGLE HANDPIECE | W&H UK LTD | SYNEA FUSION WG-56LT | 2019-12-02 | 349.2
HANDPIECE | CONTRA-ANGLE HANDPIECE | W&H UK LTD | SYNEA FUSION WG-56LT | 2019-12-02 | 349.2
HANDPIECE | CONTRA-ANGLE HANDPIECE | W&H UK LTD | SYNEA FUSION WG-56LT | 2019-12-02 | 349.2
HANDPIECE | CONTRA-ANGLE HANDPIECE | W&H UK LTD | SYNEA FUSION WG-56LT | 2019-12-02 | 349.2
HANDPIECE | CONTRA-ANGLE HANDPIECE | W&H UK LTD | SYNEA FUSION WG-56LT | 2019-12-02 | 349.2
HANDPIECE | CONTRA-ANGLE HANDPIECE | W&H UK LTD | SYNEA FUSION WG-56LT | 2019-12-02 | 349.2
HANDPIECE | CONTRA-ANGLE HANDPIECE | W&H UK LTD | SYNEA FUSION WG-56LT | 2019-12-02 | 349.2
HANDPIECE | CONTRA-ANGLE HANDPIECE | W&H UK LTD | SYNEA FUSION WG-56LT | 2019-12-02 | 349.2
HANDPIECE | CONTRA-ANGLE HANDPIECE | W&H UK LTD | SYNEA FUSION WG-56LT | 2019-12-02 | 349.2
HANDPIECE | CONTRA-ANGLE HANDPIECE | W&H UK LTD | SYNEA FUSION WG-56LT | 2019-12-02 | 349.2
HANDPIECE | CONTRA-ANGLE HANDPIECE | W&H UK LTD | SYNEA FUSION WG-56LT | 2019-12-02 | 349.2
HANDPIECE | CONTRA-ANGLE HANDPIECE | W&H UK LTD | SYNEA FUSION WG-56LT | 2019-12-02 | 349.2
HANDPIECE | CONTRA-ANGLE HANDPIECE | W&H UK LTD | SYNEA FUSION WG-56LT | 2019-12-02 | 349.2
SUCTION CONTROLLER | HIGH SUCTION CONTROLLER | THERAPY EQUIPMENT | DIAMOND RANGE HIGH | 2020-01-23 | 148.2
ELECTRIC SHAVER | SURGICAL CLIPPERS INCLUDING BASE | MEDLINE | DYND7080*UK | 2020-03-02 | 60
SUCTION CONTROLLER | HIGH SUCTION CONTROLLER | THERAPY EQUIPMENT | DIAMOND RANGE HIGH | 2020-03-16 | 72
SUCTION CONTROLLER | HIGH SUCTION CONTROLLER | THERAPY EQUIPMENT | DIAMOND RANGE HIGH | 2020-03-18 | 96
VITAL SIGNS MONITOR | VITAL SIGNS MONITOR: NIBP, SPO2, TEMP | WELCH ALLYN | 74CE CONNEX | 2020-03-09 | 1954.8 | 2023-05-03 | 2026-05-03
VITAL SIGNS MONITOR | VITAL SIGNS MONITOR: NIBP, SPO2, TEMP | WELCH ALLYN | 74CE CONNEX | 2020-03-09 | 1954.8 | 2023-07-05 | 2026-07-05
VITAL SIGNS MONITOR | VITAL SIGNS MONITOR: NIBP, SPO2, TEMP | WELCH ALLYN | 74CE CONNEX | 2020-03-09 | 1954.8 | 2023-05-04 | 2026-05-04
VITAL SIGNS MONITOR | VITAL SIGNS MONITOR: NIBP, SPO2, TEMP | WELCH ALLYN | 74CE CONNEX | 2020-02-21 | 1954.8 | 2024-01-31 | 2027-01-31
VITAL SIGNS MONITOR | VITAL SIGNS MONITOR: NIBP, SPO2, TEMP | WELCH ALLYN | 74CE CONNEX | 2020-02-21 | 1954.8 | 2023-06-20 | 2026-06-20
SUCTION CONTROLLER | HIGH SUCTION CONTROLLER | THERAPY EQUIPMENT | DIAMOND RANGE HIGH | 2020-01-20 | 96
VITAL SIGNS MONITOR | VITAL SIGNS MONITOR: NIBP, SPO2, TEMP | WELCH ALLYN | 74CE CONNEX | 2020-02-26 | 1954.8 | 2023-05-04 | 2026-05-04
VITAL SIGNS MONITOR | VITAL SIGNS MONITOR: NIBP, SPO2, TEMP | WELCH ALLYN | 74CE CONNEX | 2020-02-26 | 1954.8 | 2024-04-12 | 2027-04-12
VITAL SIGNS MONITOR | VITAL SIGNS MONITOR: NIBP, SPO2, TEMP | WELCH ALLYN | 74CE CONNEX | 2020-02-27 | 1800 | 2023-04-27 | 2026-04-27
AMBULATORY ARRHYTHMIA MONITOR | AMBULATORY ECG RECORDER | SPACELABS | LIFECARD CF | 2020-01-14 | 2152.8
SUCTION CONTROLLER | HIGH SUCTION CONTROLLER | THERAPY EQUIPMENT | DIAMOND RANGE HIGH | 2020-02-11 | 148.2
SUCTION CONTROLLER | HIGH SUCTION CONTROLLER | THERAPY EQUIPMENT | DIAMOND RANGE HIGH | 2019-12-16 | 72
SUCTION CONTROLLER | HIGH SUCTION CONTROLLER | THERAPY EQUIPMENT | DIAMOND RANGE HIGH | 2019-12-11 | 148.2
SUCTION CONTROLLER | HIGH SUCTION CONTROLLER | THERAPY EQUIPMENT | DIAMOND RANGE HIGH | 2019-12-02 | 148.2
SUCTION CONTROLLER | HIGH SUCTION CONTROLLER | THERAPY EQUIPMENT | DIAMOND RANGE HIGH | 2019-12-02 | 148.2
SUCTION CONTROLLER | HIGH SUCTION CONTROLLER | THERAPY EQUIPMENT | DIAMOND RANGE HIGH | 2019-12-02 | 148.2
SUCTION CONTROLLER | HIGH SUCTION CONTROLLER | THERAPY EQUIPMENT | DIAMOND RANGE HIGH | 2019-12-02 | 148.2
SUCTION CONTROLLER | HIGH SUCTION CONTROLLER | THERAPY EQUIPMENT | DIAMOND RANGE HIGH | 2019-12-02 | 148.2
SUCTION CONTROLLER | HIGH SUCTION CONTROLLER | THERAPY EQUIPMENT | DIAMOND RANGE HIGH | 2019-11-29 | 148.2
SUCTION CONTROLLER | HIGH SUCTION CONTROLLER | THERAPY EQUIPMENT | DIAMOND RANGE HIGH | 2019-11-29 | 148.2
SUCTION CONTROLLER | HIGH SUCTION CONTROLLER | THERAPY EQUIPMENT | DIAMOND RANGE HIGH | 2019-11-29 | 148.2
AREA ALARM SYSTEM | MEDICAL GAS ALARM | SHIRE | SAX-6 | 2019-11-27 | 540 | 2024-08-20 | 2024-11-20
WHEELCHAIR | INVACARE ACTION 3 NG TRANSIT | INVACARE LTD | 17H05007136 | 2019-12-09 | 1200
WHEELCHAIR | WHEELCHAIR | INVACARE LTD | ACTION 3 | 2019-12-05 | 120
NASAL CPAP | NASAL CPAP | PHILIPS LTD | DREAMSTATION | 2019-12-27 | 538.8
NASAL CPAP | NASAL CPAP | PHILIPS LTD | DREAMSTATION | 2019-12-27 | 538.8
NASAL CPAP | NASAL CPAP | PHILIPS LTD | DREAMSTATION | 2019-12-27 | 538.8
NASAL CPAP | NASAL CPAP | PHILIPS LTD | DREAMSTATION | 2019-12-27 | 538.8
NASAL CPAP | NASAL CPAP | PHILIPS LTD | DREAMSTATION | 2019-12-27 | 538.8
NASAL CPAP | NASAL CPAP | PHILIPS LTD | DREAMSTATION | 2019-12-27 | 538.8
NASAL CPAP | NASAL CPAP | PHILIPS LTD | DREAMSTATION | 2019-12-27 | 538.8
NASAL CPAP | NASAL CPAP | PHILIPS LTD | DREAMSTATION | 2019-12-27 | 538.8
NASAL CPAP | NASAL CPAP | PHILIPS LTD | DREAMSTATION | 2019-12-27 | 538.8
NASAL CPAP | NASAL CPAP | PHILIPS LTD | DREAMSTATION | 2019-12-27 | 538.8
NASAL CPAP | NASAL CPAP | PHILIPS LTD | DREAMSTATION | 2019-12-27 | 538.8
NASAL CPAP | NASAL CPAP | PHILIPS LTD | DREAMSTATION | 2019-12-27 | 538.8
NASAL CPAP | NASAL CPAP | PHILIPS LTD | DREAMSTATION | 2019-12-27 | 538.8
NASAL CPAP | NASAL CPAP | PHILIPS LTD | DREAMSTATION | 2019-12-27 | 538.8
NASAL CPAP | NASAL CPAP | PHILIPS LTD | DREAMSTATION | 2019-12-27 | 538.8
NASAL CPAP | NASAL CPAP | PHILIPS LTD | DREAMSTATION | 2019-12-27 | 538.8
NASAL CPAP | NASAL CPAP | PHILIPS LTD | DREAMSTATION | 2019-12-27 | 538.8
NASAL CPAP | NASAL CPAP | PHILIPS LTD | DREAMSTATION | 2019-12-27 | 538.8
NASAL CPAP | NASAL CPAP | PHILIPS LTD | DREAMSTATION | 2019-12-27 | 538.8
NASAL CPAP | NASAL CPAP | PHILIPS LTD | DREAMSTATION | 2019-12-27 | 538.8
NASAL CPAP | NASAL CPAP | PHILIPS LTD | DREAMSTATION | 2019-12-27 | 538.8
NASAL CPAP | NASAL CPAP | PHILIPS LTD | DREAMSTATION | 2019-12-27 | 538.8
NASAL CPAP | NASAL CPAP | PHILIPS LTD | DREAMSTATION | 2019-12-27 | 538.8
NASAL CPAP | NASAL CPAP | PHILIPS LTD | DREAMSTATION | 2019-12-27 | 538.8
NASAL CPAP | NASAL CPAP | PHILIPS LTD | DREAMSTATION | 2019-12-27 | 538.8
NASAL CPAP | NASAL CPAP | PHILIPS LTD | DREAMSTATION | 2019-12-27 | 538.8
NASAL CPAP | NASAL CPAP | PHILIPS LTD | DREAMSTATION | 2019-12-27 | 538.8
NASAL CPAP | NASAL CPAP | PHILIPS LTD | DREAMSTATION | 2019-12-27 | 538.8
NASAL CPAP | NASAL CPAP | PHILIPS LTD | DREAMSTATION | 2019-12-27 | 538.8
NASAL CPAP | NASAL CPAP | PHILIPS LTD | DREAMSTATION | 2019-12-27 | 538.8
NASAL CPAP | NASAL CPAP | PHILIPS LTD | DREAMSTATION | 2019-12-27 | 538.8
NASAL CPAP | NASAL CPAP | PHILIPS LTD | DREAMSTATION | 2019-12-27 | 538.8
NASAL CPAP | NASAL CPAP | PHILIPS LTD | DREAMSTATION | 2019-12-27 | 538.8
NASAL CPAP | NASAL CPAP | PHILIPS LTD | DREAMSTATION | 2019-12-27 | 538.8
NASAL CPAP | NASAL CPAP | PHILIPS LTD | DREAMSTATION | 2019-12-27 | 538.8
NASAL CPAP | NASAL CPAP | PHILIPS LTD | DREAMSTATION | 2019-12-27 | 538.8
NASAL CPAP | NASAL CPAP | PHILIPS LTD | DREAMSTATION | 2019-12-27 | 538.8
NASAL CPAP | NASAL CPAP | PHILIPS LTD | DREAMSTATION | 2019-12-27 | 538.8
NASAL CPAP | NASAL CPAP | PHILIPS LTD | DREAMSTATION | 2019-12-27 | 538.8
NASAL CPAP | NASAL CPAP | PHILIPS LTD | DREAMSTATION | 2019-12-27 | 538.8
NASAL CPAP | NASAL CPAP | PHILIPS LTD | DREAMSTATION | 2019-12-27 | 538.8
NASAL CPAP | NASAL CPAP | PHILIPS LTD | DREAMSTATION | 2019-12-27 | 538.8
NASAL CPAP | NASAL CPAP | PHILIPS LTD | DREAMSTATION | 2019-12-27 | 538.8
NASAL CPAP | NASAL CPAP | PHILIPS LTD | DREAMSTATION | 2019-12-27 | 538.8
NASAL CPAP | NASAL CPAP | PHILIPS LTD | DREAMSTATION | 2019-12-27 | 538.8
NASAL CPAP | NASAL CPAP | PHILIPS LTD | DREAMSTATION | 2019-12-27 | 538.8
NASAL CPAP | NASAL CPAP | PHILIPS LTD | DREAMSTATION | 2019-12-27 | 538.8
NASAL CPAP | NASAL CPAP | PHILIPS LTD | DREAMSTATION | 2019-12-27 | 538.8
BIPAP VENTILATORY SUPPORT SYSTEM | BIPAP VENTILATORY SUPPORT SYSTEM | RESPIRONICS | A40 | 2019-12-27 | 2913
NASAL CPAP | NASAL CPAP | PHILIPS LTD | DREAMSTATION | 2019-12-27 | 538.8
NASAL CPAP | NASAL CPAP | PHILIPS LTD | DREAMSTATION | 2019-12-27 | 538.8
NASAL CPAP | NASAL CPAP | PHILIPS LTD | DREAMSTATION | 2019-12-27 | 538.8
NASAL CPAP | NASAL CPAP | PHILIPS LTD | DREAMSTATION | 2019-12-27 | 538.8
NASAL CPAP | NASAL CPAP | PHILIPS LTD | DREAMSTATION | 2019-12-27 | 538.8
NASAL CPAP | NASAL CPAP | PHILIPS LTD | DREAMSTATION | 2019-12-27 | 538.8
NASAL CPAP | NASAL CPAP | PHILIPS LTD | DREAMSTATION | 2019-12-27 | 538.8
NASAL CPAP | NASAL CPAP | PHILIPS LTD | DREAMSTATION | 2019-12-27 | 538.8
NASAL CPAP | NASAL CPAP | PHILIPS LTD | DREAMSTATION | 2019-12-27 | 538.8
NASAL CPAP | NASAL CPAP | PHILIPS LTD | DREAMSTATION | 2019-12-27 | 538.8
NASAL CPAP | NASAL CPAP | PHILIPS LTD | DREAMSTATION | 2019-12-27 | 538.8
NASAL CPAP | NASAL CPAP | PHILIPS LTD | DREAMSTATION | 2019-12-27 | 538.8
NASAL CPAP | NASAL CPAP | PHILIPS LTD | DREAMSTATION | 2019-12-27 | 538.8
NASAL CPAP | NASAL CPAP | PHILIPS LTD | DREAMSTATION | 2019-12-27 | 538.8
NASAL CPAP | NASAL CPAP | PHILIPS LTD | DREAMSTATION | 2019-12-27 | 538.8
NASAL CPAP | NASAL CPAP | PHILIPS LTD | DREAMSTATION | 2019-12-27 | 538.8
NASAL CPAP | NASAL CPAP | PHILIPS LTD | DREAMSTATION | 2019-12-27 | 538.8
NASAL CPAP | NASAL CPAP | PHILIPS LTD | DREAMSTATION | 2019-12-27 | 538.8
NASAL CPAP | NASAL CPAP | PHILIPS LTD | DREAMSTATION | 2019-12-27 | 538.8
NASAL CPAP | NASAL CPAP | PHILIPS LTD | DREAMSTATION | 2019-12-27 | 538.8
NASAL CPAP | NASAL CPAP | PHILIPS LTD | DREAMSTATION | 2019-12-27 | 538.8
NASAL CPAP | NASAL CPAP | PHILIPS LTD | DREAMSTATION | 2019-12-27 | 538.8
NASAL CPAP | NASAL CPAP | PHILIPS LTD | DREAMSTATION | 2019-12-27 | 538.8
NASAL CPAP | NASAL CPAP | PHILIPS LTD | DREAMSTATION | 2019-12-27 | 538.8
NASAL CPAP | NASAL CPAP | PHILIPS LTD | DREAMSTATION | 2019-12-27 | 538.8
NASAL CPAP | NASAL CPAP | PHILIPS LTD | DREAMSTATION | 2019-12-27 | 538.8
NASAL CPAP | NASAL CPAP | PHILIPS LTD | DREAMSTATION | 2019-12-27 | 538.8
NASAL CPAP | NASAL CPAP | PHILIPS LTD | DREAMSTATION | 2019-12-27 | 538.8
NASAL CPAP | NASAL CPAP | PHILIPS LTD | DREAMSTATION | 2019-12-27 | 538.8
NASAL CPAP | NASAL CPAP | PHILIPS LTD | DREAMSTATION | 2019-12-27 | 538.8
NASAL CPAP | NASAL CPAP | PHILIPS LTD | DREAMSTATION | 2019-12-27 | 538.8
NASAL CPAP | NASAL CPAP | PHILIPS LTD | DREAMSTATION | 2019-12-27 | 538.8
NASAL CPAP | NASAL CPAP | PHILIPS LTD | DREAMSTATION | 2019-12-27 | 538.8
NASAL CPAP | NASAL CPAP | PHILIPS LTD | DREAMSTATION | 2019-12-27 | 538.8
NASAL CPAP | NASAL CPAP | PHILIPS LTD | DREAMSTATION | 2019-12-27 | 538.8
NASAL CPAP | NASAL CPAP | PHILIPS LTD | DREAMSTATION | 2019-12-27 | 538.8
NASAL CPAP | NASAL CPAP | PHILIPS LTD | DREAMSTATION | 2019-12-27 | 538.8
NASAL CPAP | NASAL CPAP | PHILIPS LTD | DREAMSTATION | 2019-12-27 | 538.8
NASAL CPAP | NASAL CPAP | PHILIPS LTD | DREAMSTATION | 2019-12-27 | 538.8
NASAL CPAP | NASAL CPAP | PHILIPS LTD | DREAMSTATION | 2019-12-27 | 538.8
NASAL CPAP | NASAL CPAP | PHILIPS LTD | DREAMSTATION | 2019-12-27 | 538.8
NASAL CPAP | NASAL CPAP | PHILIPS LTD | DREAMSTATION | 2019-12-27 | 538.8
NASAL CPAP | NASAL CPAP | PHILIPS LTD | DREAMSTATION | 2019-12-27 | 538.8
NASAL CPAP | NASAL CPAP | PHILIPS LTD | DREAMSTATION | 2019-12-27 | 538.8
NASAL CPAP | NASAL CPAP | PHILIPS LTD | DREAMSTATION | 2019-12-27 | 538.8
NASAL CPAP | NASAL CPAP | PHILIPS LTD | DREAMSTATION | 2019-12-27 | 538.8
NASAL CPAP | NASAL CPAP | PHILIPS LTD | DREAMSTATION | 2019-12-27 | 538.8
NASAL CPAP | NASAL CPAP | PHILIPS LTD | DREAMSTATION | 2019-12-27 | 538.8
NASAL CPAP | NASAL CPAP | PHILIPS LTD | DREAMSTATION | 2019-12-27 | 538.8
NASAL CPAP | NASAL CPAP | PHILIPS LTD | DREAMSTATION | 2019-12-27 | 538.8
NASAL CPAP | NASAL CPAP | PHILIPS LTD | DREAMSTATION | 2019-12-27 | 538.8
INFUSION PUMP | SINGLE TOOTH ANAESTHESIA SYSTEM | MILESTONE | STA-5220 | 2019-12-18 | 2855.004 | 2022-09-20 | 2024-08-15
SPHYGMOMANOMETER | SPHYGMOMANOMETER - MANOMETER SINGLE TUBE | WELCH ALLYN | DS-5401-189 | 2019-12-20 | 36
VITAL SIGNS MONITOR | VITAL SIGNS MONITOR: NIBP, SPO2, TEMP | WELCH ALLYN | 74CE CONNEX | 2019-12-09 | 1800 | 2023-09-28 | 2026-09-28
VITAL SIGNS MONITOR | VITAL SIGNS MONITOR: NIBP, SPO2, TEMP | WELCH ALLYN | 74CE CONNEX | 2019-12-09 | 1800 | 2023-09-27 | 2026-09-27
COMPUTER - LAPTOP/NOTEBOOK | LAPTOP - ERT MASTERSCOPE LAPTOP/NOTEBOOK COMPUTER | FUJITSU | LIFEBOOK E756 | 2019-12-03 | 5181.6
NASAL CPAP | NASAL CPAP | PHILIPS LTD | DREAMSTATION | 2019-12-02 | 538.8
NASAL CPAP | NASAL CPAP | PHILIPS LTD | DREAMSTATION | 2019-12-02 | 538.8
NASAL CPAP | NASAL CPAP | PHILIPS LTD | DREAMSTATION | 2019-12-02 | 538.8
NASAL CPAP | NASAL CPAP | PHILIPS LTD | DREAMSTATION | 2019-12-02 | 538.8
NASAL CPAP | NASAL CPAP | PHILIPS LTD | DREAMSTATION | 2019-12-02 | 538.8
NASAL CPAP | NASAL CPAP | PHILIPS LTD | DREAMSTATION | 2019-12-02 | 538.8
NASAL CPAP | NASAL CPAP | PHILIPS LTD | DREAMSTATION | 2019-12-02 | 538.8
NASAL CPAP | NASAL CPAP | PHILIPS LTD | DREAMSTATION | 2019-12-02 | 538.8
NASAL CPAP | NASAL CPAP | PHILIPS LTD | DREAMSTATION | 2019-12-02 | 538.8
NASAL CPAP | NASAL CPAP | PHILIPS LTD | DREAMSTATION | 2019-12-02 | 538.8
NASAL CPAP | NASAL CPAP | PHILIPS LTD | DREAMSTATION | 2019-12-02 | 538.8
NASAL CPAP | NASAL CPAP | PHILIPS LTD | DREAMSTATION | 2019-12-02 | 538.8
NASAL CPAP | NASAL CPAP | PHILIPS LTD | DREAMSTATION | 2019-12-02 | 538.8
NASAL CPAP | NASAL CPAP | PHILIPS LTD | DREAMSTATION | 2019-12-02 | 538.8
NASAL CPAP | NASAL CPAP | PHILIPS LTD | DREAMSTATION | 2019-12-02 | 538.8
NASAL CPAP | NASAL CPAP | PHILIPS LTD | DREAMSTATION | 2019-12-02 | 538.8
NASAL CPAP | NASAL CPAP | PHILIPS LTD | DREAMSTATION | 2019-12-02 | 538.8
NASAL CPAP | NASAL CPAP | PHILIPS LTD | DREAMSTATION | 2019-12-02 | 538.8
NASAL CPAP | NASAL CPAP | PHILIPS LTD | DREAMSTATION | 2019-12-02 | 538.8
NASAL CPAP | NASAL CPAP | PHILIPS LTD | DREAMSTATION | 2019-12-02 | 538.8
NASAL CPAP | NASAL CPAP | PHILIPS LTD | DREAMSTATION | 2019-12-02 | 538.8
NASAL CPAP | NASAL CPAP | PHILIPS LTD | DREAMSTATION | 2019-12-02 | 538.8
NASAL CPAP | NASAL CPAP | PHILIPS LTD | DREAMSTATION | 2019-12-02 | 538.8
NASAL CPAP | NASAL CPAP | PHILIPS LTD | DREAMSTATION | 2019-12-02 | 538.8
NASAL CPAP | NASAL CPAP | PHILIPS LTD | DREAMSTATION | 2019-12-02 | 538.8
NASAL CPAP | NASAL CPAP | PHILIPS LTD | DREAMSTATION | 2019-12-02 | 538.8
NASAL CPAP | NASAL CPAP | PHILIPS LTD | DREAMSTATION | 2019-12-02 | 538.8
NASAL CPAP | NASAL CPAP | PHILIPS LTD | DREAMSTATION | 2019-12-02 | 538.8
NASAL CPAP | NASAL CPAP | PHILIPS LTD | DREAMSTATION | 2019-12-02 | 538.8
NASAL CPAP | NASAL CPAP | PHILIPS LTD | DREAMSTATION | 2019-12-02 | 538.8
NASAL CPAP | NASAL CPAP | PHILIPS LTD | DREAMSTATION | 2019-12-02 | 538.8
NASAL CPAP | NASAL CPAP | PHILIPS LTD | DREAMSTATION | 2019-12-02 | 538.8
NASAL CPAP | NASAL CPAP | PHILIPS LTD | DREAMSTATION | 2019-12-02 | 538.8
NASAL CPAP | NASAL CPAP | PHILIPS LTD | DREAMSTATION | 2019-12-02 | 538.8
NASAL CPAP | NASAL CPAP | PHILIPS LTD | DREAMSTATION | 2019-12-02 | 538.8
NASAL CPAP | NASAL CPAP | PHILIPS LTD | DREAMSTATION | 2019-12-02 | 538.8
NASAL CPAP | NASAL CPAP | PHILIPS LTD | DREAMSTATION | 2019-12-02 | 538.8
NASAL CPAP | NASAL CPAP | PHILIPS LTD | DREAMSTATION | 2019-12-02 | 538.8
NASAL CPAP | NASAL CPAP | PHILIPS LTD | DREAMSTATION | 2019-12-02 | 538.8
NASAL CPAP | NASAL CPAP | PHILIPS LTD | DREAMSTATION | 2019-12-02 | 538.8
NASAL CPAP | NASAL CPAP | PHILIPS LTD | DREAMSTATION | 2019-12-02 | 538.8
NASAL CPAP | NASAL CPAP | PHILIPS LTD | DREAMSTATION | 2019-12-02 | 538.8
NASAL CPAP | NASAL CPAP | PHILIPS LTD | DREAMSTATION | 2019-12-02 | 538.8
BIPAP VENTILATORY SUPPORT SYSTEM | BIPAP VENTILATORY SUPPORT SYSTEM | RESPIRONICS | A40 | 2019-12-02 | 2913
HUMIDIFIER HEATED WIRE CONN. | HUMIDIFIER | INSPIRED MEDICAL | VHB10A | 2019-12-02 | 120
NASAL CPAP | NASAL CPAP | PHILIPS LTD | DREAMSTATION | 2019-12-02 | 538.8
NASAL CPAP | NASAL CPAP | PHILIPS LTD | DREAMSTATION | 2019-12-02 | 538.8
NASAL CPAP | NASAL CPAP | PHILIPS LTD | DREAMSTATION | 2019-12-02 | 538.8
NASAL CPAP | NASAL CPAP | PHILIPS LTD | DREAMSTATION | 2019-12-02 | 538.8
NASAL CPAP | NASAL CPAP | PHILIPS LTD | DREAMSTATION | 2019-12-02 | 538.8
NASAL CPAP | NASAL CPAP | PHILIPS LTD | DREAMSTATION | 2019-12-02 | 538.8
NASAL CPAP | NASAL CPAP | PHILIPS LTD | DREAMSTATION | 2019-12-02 | 538.8
NASAL CPAP | NASAL CPAP | PHILIPS LTD | DREAMSTATION | 2019-12-02 | 538.8
NASAL CPAP | NASAL CPAP | PHILIPS LTD | DREAMSTATION | 2019-12-02 | 538.8
NASAL CPAP | NASAL CPAP | PHILIPS LTD | DREAMSTATION | 2019-12-02 | 538.8
NASAL CPAP | NASAL CPAP | PHILIPS LTD | DREAMSTATION | 2019-12-02 | 538.8
NASAL CPAP | NASAL CPAP | PHILIPS LTD | DREAMSTATION | 2019-12-02 | 538.8
NASAL CPAP | NASAL CPAP | PHILIPS LTD | DREAMSTATION | 2019-12-02 | 538.8
NASAL CPAP | NASAL CPAP | PHILIPS LTD | DREAMSTATION | 2019-12-02 | 538.8
NASAL CPAP | NASAL CPAP | PHILIPS LTD | DREAMSTATION | 2019-12-02 | 538.8
NASAL CPAP | NASAL CPAP | PHILIPS LTD | DREAMSTATION | 2019-12-02 | 538.8
NASAL CPAP | NASAL CPAP | PHILIPS LTD | DREAMSTATION | 2019-12-02 | 538.8
NASAL CPAP | NASAL CPAP | PHILIPS LTD | DREAMSTATION | 2019-12-02 | 538.8
NASAL CPAP | NASAL CPAP | PHILIPS LTD | DREAMSTATION | 2019-12-02 | 538.8
NASAL CPAP | NASAL CPAP | PHILIPS LTD | DREAMSTATION | 2019-12-02 | 538.8
NASAL CPAP | NASAL CPAP | PHILIPS LTD | DREAMSTATION | 2019-12-02 | 538.8
NASAL CPAP | NASAL CPAP | PHILIPS LTD | DREAMSTATION | 2019-12-02 | 538.8
NASAL CPAP | NASAL CPAP | PHILIPS LTD | DREAMSTATION | 2019-12-02 | 538.8
NASAL CPAP | NASAL CPAP | PHILIPS LTD | DREAMSTATION | 2019-12-02 | 538.8
NASAL CPAP | NASAL CPAP | PHILIPS LTD | DREAMSTATION | 2019-12-02 | 538.8
NASAL CPAP | NASAL CPAP | PHILIPS LTD | DREAMSTATION | 2019-12-02 | 538.8
NASAL CPAP | NASAL CPAP | PHILIPS LTD | DREAMSTATION | 2019-12-02 | 538.8
NASAL CPAP | NASAL CPAP | PHILIPS LTD | DREAMSTATION | 2019-12-02 | 538.8
NASAL CPAP | NASAL CPAP | PHILIPS LTD | DREAMSTATION | 2019-12-02 | 538.8
NASAL CPAP | NASAL CPAP | PHILIPS LTD | DREAMSTATION | 2019-12-02 | 538.8
NASAL CPAP | NASAL CPAP | PHILIPS LTD | DREAMSTATION | 2019-12-02 | 538.8
NASAL CPAP | NASAL CPAP | PHILIPS LTD | DREAMSTATION | 2019-12-02 | 538.8
NASAL CPAP | NASAL CPAP | PHILIPS LTD | DREAMSTATION | 2019-12-02 | 538.8
HUMIDIFIER HEATED WIRE CONN. | HUMIDIFIER | INSPIRED MEDICAL | VHB10A | 2019-12-02 | 120
HUMIDIFIER HEATED WIRE CONN. | HUMIDIFIER | INSPIRED MEDICAL | VHB10A | 2019-12-02 | 120
BIPAP VENTILATORY SUPPORT SYSTEM | BIPAP VENTILATORY SUPPORT SYSTEM | RESPIRONICS | A40 | 2019-12-02 | 2913
BIPAP VENTILATORY SUPPORT SYSTEM | BIPAP VENTILATORY SUPPORT SYSTEM | RESPIRONICS | A40 | 2019-12-02 | 2913
BIPAP VENTILATORY SUPPORT SYSTEM | BIPAP VENTILATORY SUPPORT SYSTEM | RESPIRONICS | A40 | 2019-12-02 | 2913
BIPAP VENTILATORY SUPPORT SYSTEM | BIPAP VENTILATORY SUPPORT SYSTEM | RESPIRONICS | A40 | 2019-12-02 | 2913
BIPAP VENTILATORY SUPPORT SYSTEM | BIPAP VENTILATORY SUPPORT SYSTEM | RESPIRONICS | A40 | 2019-12-02 | 2913
BIPAP VENTILATORY SUPPORT SYSTEM | BIPAP VENTILATORY SUPPORT SYSTEM | RESPIRONICS | A40 | 2019-12-02 | 2913
SPHYGMOMANOMETER | SPHYGMOMANOMETER - HANDHELD | WELCH ALLYN | DURASHOCK | 2020-01-30 | 36
NEBULIZER TEST RIG | FLOW PRESSURE TEST KIT | CLEMENT CLARKE | 3605840 FLOW PRESSURE TEST KIT | 2021-10-01 | 942 | 2024-03-06 | 2025-03-06
SUCTION CONTROLLER | HIGH SUCTION CONTROLLER | THERAPY EQUIPMENT | DIAMOND RANGE HIGH | 2019-12-02 | 72
SUCTION CONTROLLER | HIGH SUCTION CONTROLLER | THERAPY EQUIPMENT | DIAMOND RANGE HIGH | 2019-12-02 | 72
SUCTION CONTROLLER | HIGH SUCTION CONTROLLER | THERAPY EQUIPMENT | DIAMOND RANGE HIGH | 2019-11-29 | 72
SCALES | SCALES - STAND ON | SECA | 877 | 2019-11-28 | 264 | 2021-12-17 | 2024-11-15
SUCTION CONTROLLER | HIGH SUCTION CONTROLLER | THERAPY EQUIPMENT | DIAMOND RANGE HIGH | 2019-11-28 | 72
SCALES | SCALES - STAND ON | SECA | 645 | 2019-11-25 | 1020 | 2023-11-17 | 2024-11-15
ULTRASOUND PHANTOM | BIOCON 700 PHANTOM | MCUBE TECHNO | BIOCON 700 CALIBRATOR | 2019-11-21 | 770.4
SPHYGMOMANOMETER | DESKTOP SPHYGMOMANOMETER | WELCH ALLYN | 767-01S | 2019-11-25 | 144 | 2022-11-29 12:57
SPHYGMOMANOMETER | DESKTOP SPHYGMOMANOMETER | WELCH ALLYN | 767-01S | 2019-11-25 | 144 | 2022-11-30 15:09
SCALES | SCALES - STAND ON | MARSDEN | M-420 | 2019-11-21 | 300 | 2023-12-07 | 2024-11-15
ULTRASOUND SCALPEL GENERATOR | ULTRASOUND SCALPEL GENERATOR | ETHICON ENDO | ULTRADRIVE 3 | 2019-11-21 | 60000 | 2024-04-18 | 2025-05-16
SUCTION CONTROLLER | HIGH SUCTION CONTROLLER | THERAPY EQUIPMENT | DIAMOND RANGE HIGH | 2019-11-13 | 72
EXAMINATION LAMP | EXAMINATION LAMP - LED OPERATING LIGHT | DRAEGER | POLARIS 600 | 2020-03-11 | 6741.6 | 2024-02-06 | 2024-11-16
NEBULIZER | NEBULIZER | PARI MEDICAL | ETRACK CONTROLLER | 2019-11-14 | 510
NEBULIZER | NEBULIZER | PARI MEDICAL | ETRACK CONTROLLER | 2019-11-14 | 510
NEBULIZER | NEBULIZER | PARI MEDICAL | ETRACK CONTROLLER | 2019-11-14 | 510
NEBULIZER | NEBULIZER | PARI MEDICAL | ETRACK CONTROLLER | 2019-11-14 | 510
NEBULIZER | NEBULIZER | PARI MEDICAL | ETRACK CONTROLLER | 2019-11-14 | 510
NEBULIZER | NEBULIZER | PARI MEDICAL | ETRACK CONTROLLER | 2019-11-14 | 510
NEBULIZER | NEBULIZER | PARI MEDICAL | ETRACK CONTROLLER | 2019-11-14 | 510
NEBULIZER | NEBULIZER | PARI MEDICAL | ETRACK CONTROLLER | 2019-11-14 | 510
NEBULIZER | NEBULIZER | PARI MEDICAL | ETRACK CONTROLLER | 2019-11-14 | 510
NEBULIZER | NEBULIZER | PARI MEDICAL | ETRACK CONTROLLER | 2019-11-14 | 510
NEBULIZER | NEBULIZER | PARI MEDICAL | ETRACK CONTROLLER | 2019-11-14 | 510
NEBULIZER | NEBULIZER | PARI MEDICAL | ETRACK CONTROLLER | 2019-11-14 | 510
NEBULIZER | NEBULIZER | PARI MEDICAL | ETRACK CONTROLLER | 2019-11-14 | 510
NEBULIZER | NEBULIZER | PARI MEDICAL | ETRACK CONTROLLER | 2019-11-14 | 510
NEBULIZER | NEBULIZER | PARI MEDICAL | ETRACK CONTROLLER | 2019-11-14 | 510
NEBULIZER | NEBULIZER | PARI MEDICAL | ETRACK CONTROLLER | 2019-11-14 | 510
NEBULIZER | NEBULIZER | PARI MEDICAL | ETRACK CONTROLLER | 2019-11-14 | 510
NEBULIZER | NEBULIZER | PARI MEDICAL | ETRACK CONTROLLER | 2019-11-14 | 510
NEBULIZER | NEBULIZER | PARI MEDICAL | ETRACK CONTROLLER | 2019-11-14 | 510
NEBULIZER | NEBULIZER | PARI MEDICAL | ETRACK CONTROLLER | 2019-11-14 | 510
NEBULIZER | NEBULIZER | PARI MEDICAL | ETRACK CONTROLLER | 2019-11-14 | 510
NEBULIZER | NEBULIZER | PARI MEDICAL | ETRACK CONTROLLER | 2019-11-14 | 510
NEBULIZER | NEBULIZER | PARI MEDICAL | ETRACK CONTROLLER | 2019-11-14 | 510
NEBULIZER | NEBULIZER | PARI MEDICAL | ETRACK CONTROLLER | 2019-11-14 | 510
NEBULIZER | NEBULIZER | PARI MEDICAL | ETRACK CONTROLLER | 2019-11-14 | 510
NEBULIZER | NEBULIZER | PARI MEDICAL | ETRACK CONTROLLER | 2019-11-14 | 510
NEBULIZER | NEBULIZER | PARI MEDICAL | ETRACK CONTROLLER | 2019-11-14 | 510
NEBULIZER | NEBULIZER | PARI MEDICAL | ETRACK CONTROLLER | 2019-11-14 | 510
NEBULIZER | NEBULIZER | PARI MEDICAL | ETRACK CONTROLLER | 2019-11-14 | 510
NEBULIZER | NEBULIZER | PARI MEDICAL | ETRACK CONTROLLER | 2019-11-14 | 510
NEBULIZER | NEBULIZER | PARI MEDICAL | ETRACK CONTROLLER | 2019-11-14 | 510
NEBULIZER | NEBULIZER | PARI MEDICAL | ETRACK CONTROLLER | 2019-11-14 | 510
NEBULIZER | NEBULIZER | PARI MEDICAL | ETRACK CONTROLLER | 2019-11-14 | 510
NEBULIZER | NEBULIZER | PARI MEDICAL | ETRACK CONTROLLER | 2019-11-14 | 510
NEBULIZER | NEBULIZER | PARI MEDICAL | ETRACK CONTROLLER | 2019-11-14 | 510
NEBULIZER | NEBULIZER | PARI MEDICAL | ETRACK CONTROLLER | 2019-11-14 | 510
NEBULIZER | NEBULIZER | PARI MEDICAL | ETRACK CONTROLLER | 2019-11-14 | 510
NEBULIZER | NEBULIZER | PARI MEDICAL | ETRACK CONTROLLER | 2019-11-14 | 510
NEBULIZER | NEBULIZER | PARI MEDICAL | ETRACK CONTROLLER | 2019-11-14 | 510
NEBULIZER | NEBULIZER | PARI MEDICAL | ETRACK CONTROLLER | 2019-11-14 | 510
NEBULIZER | NEBULIZER | PARI MEDICAL | ETRACK CONTROLLER | 2019-11-14 | 510
NEBULIZER | NEBULIZER | PARI MEDICAL | ETRACK CONTROLLER | 2019-11-14 | 510
NEBULIZER | NEBULIZER | PARI MEDICAL | ETRACK CONTROLLER | 2019-11-14 | 510
NEBULIZER | NEBULIZER | PARI MEDICAL | ETRACK CONTROLLER | 2019-11-14 | 510
NEBULIZER | NEBULIZER | PARI MEDICAL | ETRACK CONTROLLER | 2019-11-14 | 510
NEBULIZER | NEBULIZER | PARI MEDICAL | ETRACK CONTROLLER | 2019-11-14 | 510
NEBULIZER | NEBULIZER | PARI MEDICAL | ETRACK CONTROLLER | 2019-11-14 | 510
NEBULIZER | NEBULIZER | PARI MEDICAL | ETRACK CONTROLLER | 2019-11-14 | 510
NEBULIZER | NEBULIZER | PARI MEDICAL | ETRACK CONTROLLER | 2019-11-14 | 510
NEBULIZER | NEBULIZER | PARI MEDICAL | ETRACK CONTROLLER | 2019-11-14 | 510
NEBULIZER | NEBULIZER | PARI MEDICAL | ETRACK CONTROLLER | 2019-11-14 | 510
NEBULIZER | NEBULIZER | PARI MEDICAL | ETRACK CONTROLLER | 2019-11-14 | 510
NEBULIZER | NEBULIZER | PARI MEDICAL | ETRACK CONTROLLER | 2019-11-14 | 510
NEBULIZER | NEBULIZER | PARI MEDICAL | ETRACK CONTROLLER | 2019-11-14 | 510
NEBULIZER | NEBULIZER | PARI MEDICAL | ETRACK CONTROLLER | 2019-11-14 | 510
NEBULIZER | NEBULIZER | PARI MEDICAL | ETRACK CONTROLLER | 2019-11-14 | 510
NEBULIZER | NEBULIZER | PARI MEDICAL | ETRACK CONTROLLER | 2019-11-14 | 510
NEBULIZER | NEBULIZER | PARI MEDICAL | ETRACK CONTROLLER | 2019-11-14 | 510
NEBULIZER | NEBULIZER | PARI MEDICAL | ETRACK CONTROLLER | 2019-11-14 | 510
NEBULIZER | NEBULIZER | PARI MEDICAL | ETRACK CONTROLLER | 2019-11-14 | 510
NEBULIZER | NEBULIZER | PARI MEDICAL | ETRACK CONTROLLER | 2019-11-14 | 510
NEBULIZER | NEBULIZER | PARI MEDICAL | ETRACK CONTROLLER | 2019-11-14 | 510
NEBULIZER | NEBULIZER | PARI MEDICAL | ETRACK CONTROLLER | 2019-11-14 | 510
NEBULIZER | NEBULIZER | PARI MEDICAL | ETRACK CONTROLLER | 2019-11-14 | 510
NEBULIZER | NEBULIZER | PARI MEDICAL | ETRACK CONTROLLER | 2019-11-14 | 510
NEBULIZER | NEBULIZER | PARI MEDICAL | ETRACK CONTROLLER | 2019-11-14 | 510
NEBULIZER | NEBULIZER | PARI MEDICAL | ETRACK CONTROLLER | 2019-11-14 | 510
NEBULIZER | NEBULIZER | PARI MEDICAL | ETRACK CONTROLLER | 2019-11-14 | 510
NEBULIZER | NEBULIZER | PARI MEDICAL | ETRACK CONTROLLER | 2019-11-14 | 510
NEBULIZER | NEBULIZER | PARI MEDICAL | ETRACK CONTROLLER | 2019-11-14 | 510
NEBULIZER | NEBULIZER | PARI MEDICAL | ETRACK CONTROLLER | 2019-11-14 | 510
NEBULIZER | NEBULIZER | PARI MEDICAL | ETRACK CONTROLLER | 2019-11-14 | 510
NEBULIZER | NEBULIZER | PARI MEDICAL | ETRACK CONTROLLER | 2019-11-14 | 510
NEBULIZER | NEBULIZER | PARI MEDICAL | ETRACK CONTROLLER | 2019-11-14 | 510
NEBULIZER | NEBULIZER | PARI MEDICAL | ETRACK CONTROLLER | 2019-11-14 | 510
NEBULIZER | NEBULIZER | PARI MEDICAL | ETRACK CONTROLLER | 2019-11-14 | 510
NEBULIZER | NEBULIZER | PARI MEDICAL | ETRACK CONTROLLER | 2019-11-14 | 510
NEBULIZER | NEBULIZER | PARI MEDICAL | ETRACK CONTROLLER | 2019-11-14 | 510
NEBULIZER | NEBULIZER | PARI MEDICAL | ETRACK CONTROLLER | 2019-11-14 | 510
NEBULIZER | NEBULIZER | PARI MEDICAL | ETRACK CONTROLLER | 2019-11-12 | 510
NASAL CPAP | NASAL CPAP | PHILIPS LTD | DREAMSTATION | 2019-11-27 | 538.8
NASAL CPAP | NASAL CPAP | PHILIPS LTD | DREAMSTATION | 2019-11-27 | 538.8
NASAL CPAP | NASAL CPAP | PHILIPS LTD | DREAMSTATION | 2019-11-27 | 538.8
NASAL CPAP | NASAL CPAP | PHILIPS LTD | DREAMSTATION | 2019-11-27 | 538.8
NASAL CPAP | NASAL CPAP | PHILIPS LTD | DREAMSTATION | 2019-11-27 | 538.8
NASAL CPAP | NASAL CPAP | PHILIPS LTD | DREAMSTATION | 2019-11-27 | 538.8
NASAL CPAP | NASAL CPAP | PHILIPS LTD | DREAMSTATION | 2019-11-27 | 538.8
NASAL CPAP | NASAL CPAP | PHILIPS LTD | DREAMSTATION | 2019-11-27 | 538.8
NASAL CPAP | NASAL CPAP | PHILIPS LTD | DREAMSTATION | 2019-11-27 | 538.8
NASAL CPAP | NASAL CPAP | PHILIPS LTD | DREAMSTATION | 2019-11-27 | 538.8
NASAL CPAP | NASAL CPAP | PHILIPS LTD | DREAMSTATION | 2019-11-27 | 538.8
NASAL CPAP | NASAL CPAP | PHILIPS LTD | DREAMSTATION | 2019-11-27 | 538.8
NASAL CPAP | NASAL CPAP | PHILIPS LTD | DREAMSTATION | 2019-11-27 | 538.8
NASAL CPAP | NASAL CPAP | PHILIPS LTD | DREAMSTATION | 2019-11-27 | 538.8
NASAL CPAP | NASAL CPAP | PHILIPS LTD | DREAMSTATION | 2019-11-27 | 538.8
NASAL CPAP | NASAL CPAP | PHILIPS LTD | DREAMSTATION | 2019-11-27 | 538.8
NASAL CPAP | NASAL CPAP | PHILIPS LTD | DREAMSTATION | 2019-11-27 | 538.8
NASAL CPAP | NASAL CPAP | PHILIPS LTD | DREAMSTATION | 2019-11-27 | 538.8
NASAL CPAP | NASAL CPAP | PHILIPS LTD | DREAMSTATION | 2019-11-27 | 538.8
NASAL CPAP | NASAL CPAP | PHILIPS LTD | DREAMSTATION | 2019-11-27 | 538.8
NASAL CPAP | NASAL CPAP | PHILIPS LTD | DREAMSTATION | 2019-11-27 | 538.8
NASAL CPAP | NASAL CPAP | PHILIPS LTD | DREAMSTATION | 2019-11-27 | 538.8
NASAL CPAP | NASAL CPAP | PHILIPS LTD | DREAMSTATION | 2019-11-27 | 538.8
NASAL CPAP | NASAL CPAP | PHILIPS LTD | DREAMSTATION | 2019-11-27 | 538.8
NASAL CPAP | NASAL CPAP | PHILIPS LTD | DREAMSTATION | 2019-11-27 | 538.8
NASAL CPAP | NASAL CPAP | PHILIPS LTD | DREAMSTATION | 2019-11-27 | 538.8
NASAL CPAP | NASAL CPAP | PHILIPS LTD | DREAMSTATION | 2019-11-27 | 538.8
NASAL CPAP | NASAL CPAP | PHILIPS LTD | DREAMSTATION | 2019-11-27 | 538.8
NASAL CPAP | NASAL CPAP | PHILIPS LTD | DREAMSTATION | 2019-11-27 | 538.8
NASAL CPAP | NASAL CPAP | PHILIPS LTD | DREAMSTATION | 2019-11-27 | 538.8
NASAL CPAP | NASAL CPAP | PHILIPS LTD | DREAMSTATION | 2019-11-27 | 538.8
NASAL CPAP | NASAL CPAP | PHILIPS LTD | DREAMSTATION | 2019-11-27 | 538.8
NASAL CPAP | NASAL CPAP | PHILIPS LTD | DREAMSTATION | 2019-11-27 | 538.8
NASAL CPAP | NASAL CPAP | PHILIPS LTD | DREAMSTATION | 2019-11-27 | 538.8
NASAL CPAP | NASAL CPAP | PHILIPS LTD | DREAMSTATION | 2019-11-27 | 538.8
NASAL CPAP | NASAL CPAP | PHILIPS LTD | DREAMSTATION | 2019-11-27 | 538.8
NASAL CPAP | NASAL CPAP | PHILIPS LTD | DREAMSTATION | 2019-11-27 | 538.8
NASAL CPAP | NASAL CPAP | PHILIPS LTD | DREAMSTATION | 2019-11-27 | 538.8
NASAL CPAP | NASAL CPAP | PHILIPS LTD | DREAMSTATION | 2019-11-27 | 538.8
NASAL CPAP | NASAL CPAP | PHILIPS LTD | DREAMSTATION | 2019-11-27 | 538.8
NASAL CPAP | NASAL CPAP | PHILIPS LTD | DREAMSTATION | 2019-11-27 | 538.8
NASAL CPAP | NASAL CPAP | PHILIPS LTD | DREAMSTATION | 2019-11-27 | 538.8
NASAL CPAP | NASAL CPAP | PHILIPS LTD | DREAMSTATION | 2019-11-27 | 538.8
NASAL CPAP | NASAL CPAP | PHILIPS LTD | DREAMSTATION | 2019-11-27 | 538.8
NASAL CPAP | NASAL CPAP | PHILIPS LTD | DREAMSTATION | 2019-11-27 | 538.8
NASAL CPAP | NASAL CPAP | PHILIPS LTD | DREAMSTATION | 2019-11-27 | 538.8
NASAL CPAP | NASAL CPAP | PHILIPS LTD | DREAMSTATION | 2019-11-27 | 538.8
NASAL CPAP | NASAL CPAP | PHILIPS LTD | DREAMSTATION | 2019-11-27 | 538.8
NASAL CPAP | NASAL CPAP | PHILIPS LTD | DREAMSTATION | 2019-11-27 | 538.8
NASAL CPAP | NASAL CPAP | PHILIPS LTD | DREAMSTATION | 2019-11-27 | 538.8
NASAL CPAP | NASAL CPAP | PHILIPS LTD | DREAMSTATION | 2019-11-27 | 538.8
NASAL CPAP | NASAL CPAP | PHILIPS LTD | DREAMSTATION | 2019-11-27 | 538.8
NASAL CPAP | NASAL CPAP | PHILIPS LTD | DREAMSTATION | 2019-11-27 | 538.8
NASAL CPAP | NASAL CPAP | PHILIPS LTD | DREAMSTATION | 2019-11-27 | 538.8
NASAL CPAP | NASAL CPAP | PHILIPS LTD | DREAMSTATION | 2019-11-27 | 538.8
NASAL CPAP | NASAL CPAP | PHILIPS LTD | DREAMSTATION | 2019-11-27 | 538.8
NASAL CPAP | NASAL CPAP | PHILIPS LTD | DREAMSTATION | 2019-11-27 | 538.8
NASAL CPAP | NASAL CPAP | PHILIPS LTD | DREAMSTATION | 2019-11-27 | 538.8
NASAL CPAP | NASAL CPAP | PHILIPS LTD | DREAMSTATION | 2019-11-27 | 538.8
NASAL CPAP | NASAL CPAP | PHILIPS LTD | DREAMSTATION | 2019-11-27 | 538.8
NASAL CPAP | NASAL CPAP | PHILIPS LTD | DREAMSTATION | 2019-11-27 | 538.8
NASAL CPAP | NASAL CPAP | PHILIPS LTD | DREAMSTATION | 2019-11-27 | 538.8
NASAL CPAP | NASAL CPAP | PHILIPS LTD | DREAMSTATION | 2019-11-27 | 538.8
NASAL CPAP | NASAL CPAP | PHILIPS LTD | DREAMSTATION | 2019-11-27 | 538.8
NASAL CPAP | NASAL CPAP | PHILIPS LTD | DREAMSTATION | 2019-11-27 | 538.8
NASAL CPAP | NASAL CPAP | PHILIPS LTD | DREAMSTATION | 2019-11-27 | 538.8
NASAL CPAP | NASAL CPAP | PHILIPS LTD | DREAMSTATION | 2019-11-27 | 538.8
NASAL CPAP | NASAL CPAP | PHILIPS LTD | DREAMSTATION | 2019-11-27 | 538.8
NASAL CPAP | NASAL CPAP | PHILIPS LTD | DREAMSTATION | 2019-11-27 | 538.8
NASAL CPAP | NASAL CPAP | PHILIPS LTD | DREAMSTATION | 2019-11-27 | 538.8
NASAL CPAP | NASAL CPAP | PHILIPS LTD | DREAMSTATION | 2019-11-27 | 538.8
NASAL CPAP | NASAL CPAP | PHILIPS LTD | DREAMSTATION | 2019-11-27 | 538.8
NASAL CPAP | NASAL CPAP | PHILIPS LTD | DREAMSTATION | 2019-11-27 | 538.8
NASAL CPAP | NASAL CPAP | PHILIPS LTD | DREAMSTATION | 2019-11-27 | 538.8
NASAL CPAP | NASAL CPAP | PHILIPS LTD | DREAMSTATION | 2019-11-27 | 538.8
NASAL CPAP | NASAL CPAP | PHILIPS LTD | DREAMSTATION | 2019-11-27 | 538.8
NASAL CPAP | NASAL CPAP | PHILIPS LTD | DREAMSTATION | 2019-11-27 | 538.8
NASAL CPAP | NASAL CPAP | PHILIPS LTD | DREAMSTATION | 2019-11-27 | 538.8
NASAL CPAP | NASAL CPAP | PHILIPS LTD | DREAMSTATION | 2019-11-27 | 538.8
NASAL CPAP | NASAL CPAP | PHILIPS LTD | DREAMSTATION | 2019-11-27 | 538.8
NASAL CPAP | NASAL CPAP | PHILIPS LTD | DREAMSTATION | 2019-11-27 | 538.8
NASAL CPAP | NASAL CPAP | PHILIPS LTD | DREAMSTATION | 2019-11-27 | 538.8
NASAL CPAP | NASAL CPAP | PHILIPS LTD | DREAMSTATION | 2019-11-27 | 538.8
NASAL CPAP | NASAL CPAP | PHILIPS LTD | DREAMSTATION | 2019-11-29 | 538.8
NASAL CPAP | NASAL CPAP | PHILIPS LTD | DREAMSTATION | 2019-11-27 | 538.8
NASAL CPAP | NASAL CPAP | PHILIPS LTD | DREAMSTATION | 2019-11-27 | 538.8
NASAL CPAP | NASAL CPAP | PHILIPS LTD | DREAMSTATION | 2019-11-27 | 538.8
NASAL CPAP | NASAL CPAP | PHILIPS LTD | DREAMSTATION | 2019-11-27 | 538.8
NASAL CPAP | NASAL CPAP | PHILIPS LTD | DREAMSTATION | 2019-11-27 | 538.8
NASAL CPAP | NASAL CPAP | PHILIPS LTD | DREAMSTATION | 2019-11-27 | 538.8
NASAL CPAP | NASAL CPAP | PHILIPS LTD | DREAMSTATION | 2019-11-27 | 538.8
NASAL CPAP | NASAL CPAP | PHILIPS LTD | DREAMSTATION | 2019-11-27 | 538.8
NASAL CPAP | NASAL CPAP | PHILIPS LTD | DREAMSTATION | 2019-11-27 | 538.8
NASAL CPAP | NASAL CPAP | PHILIPS LTD | DREAMSTATION | 2019-11-27 | 538.8
NASAL CPAP | NASAL CPAP | PHILIPS LTD | DREAMSTATION | 2019-11-27 | 538.8
NASAL CPAP | NASAL CPAP | PHILIPS LTD | DREAMSTATION | 2019-11-27 | 538.8
NASAL CPAP | NASAL CPAP | PHILIPS LTD | DREAMSTATION | 2019-11-27 | 538.8
NASAL CPAP | NASAL CPAP | PHILIPS LTD | DREAMSTATION | 2019-11-27 | 538.8
NASAL CPAP | NASAL CPAP | PHILIPS LTD | DREAMSTATION | 2019-11-27 | 538.8
NASAL CPAP | NASAL CPAP | PHILIPS LTD | DREAMSTATION | 2019-11-27 | 538.8
NEBULIZER | NEBULIZER | PHILIPS LTD | INNOSPIRE DELUXE | 2020-02-17 | 150
NEBULIZER | NEBULIZER | PHILIPS LTD | INNOSPIRE DELUXE | 2020-02-17 | 150
NEBULIZER | NEBULIZER | PHILIPS LTD | INNOSPIRE DELUXE | 2020-02-17 | 150
DIETARY FEED PUMP | ENTERAL FEEDING PUMP | NUTRICIA | FLOCARE INFINITY | 2019-11-04 | 960
DIETARY FEED PUMP | ENTERAL FEEDING PUMP | NUTRICIA | FLOCARE INFINITY | 2019-11-04 | 960
DIETARY FEED PUMP | ENTERAL FEEDING PUMP | NUTRICIA | FLOCARE INFINITY | 2019-11-04 | 960
DIETARY FEED PUMP | ENTERAL FEEDING PUMP | NUTRICIA | FLOCARE INFINITY | 2019-11-04 | 960
DIETARY FEED PUMP | ENTERAL FEEDING PUMP | NUTRICIA | FLOCARE INFINITY | 2019-11-04 | 960
DIETARY FEED PUMP | ENTERAL FEEDING PUMP | NUTRICIA | FLOCARE INFINITY | 2019-11-04 | 960
DIETARY FEED PUMP | ENTERAL FEEDING PUMP | NUTRICIA | FLOCARE INFINITY | 2019-11-04 | 960
DIETARY FEED PUMP | ENTERAL FEEDING PUMP | NUTRICIA | FLOCARE INFINITY | 2019-11-04 | 960
DIETARY FEED PUMP | ENTERAL FEEDING PUMP | NUTRICIA | FLOCARE INFINITY | 2019-11-04 | 960
DIETARY FEED PUMP | ENTERAL FEEDING PUMP | NUTRICIA | FLOCARE INFINITY | 2019-11-04 | 960
DIETARY FEED PUMP | ENTERAL FEEDING PUMP | NUTRICIA | FLOCARE INFINITY | 2019-11-04 | 960
VITAL SIGNS MONITOR | VITAL SIGNS MONITOR: NIBP, SPO2, TEMP | WELCH ALLYN | 74CE CONNEX | 2019-12-09 | 2398.8 | 2023-09-28 | 2026-09-28
TONOMETER | TONOMETER | ICARE | TA031 | 2019-11-29 | 4800
OPHTHALMIC CHAIR | PATIENT CHAIR | TAKAGI | UN-21 | 2019-11-27 | 4560 | 2023-07-05 | 2024-07-05
ULTRASOUND SYSTEM | SCOPE GUIDE | OLYMPUS | UPD-3 | 2019-11-27 | 54428.22 | 2023-04-11 15:47 | 2024-05-01
STANDING AID | STANDING AID | ETAC AB | TURNER PRO | 2019-11-11 | 348 |  | 2025-07-16
VIS/ACUITY APPARATUS | ELECTRONIC VISUAL ACUITY (EVA) | ASUS | 14 WIN EVA | 2019-11-05 | 2181.6 | 2023-12-04 | 2024-12-04
FLAT SCREEN DISPLAY | LCD MONITOR | ASUS | VE247 | 2019-11-05 | 0 | 2023-12-04 | 2024-12-04
EXTRACTION UNIT | DUST EXTRACTION UNIT | REINFERT | VORTEX COMPACT 3L | 2019-10-31 | 720 | 2024-03-15 | 2026-06-17
SAND-BLAST-MACHINE | SANDBLASTER - SAND BLASTING UNIT | RENFERT GMBH | BASIC QUATTRO | 2019-11-04 | 1524 | 2024-03-15 | 2026-06-17
MIXERS | TWISTER - POWDER MIXER | RENFERT GMBH | VENTURI | 2019-11-01 | 960 | 2024-03-05 | 2026-06-17
MIXERS | TWISTER - POWDER MIXER | RENFERT GMBH | VENTURI | 2019-11-01 | 960 | 2024-03-11 | 2026-06-17
POLISHING UNIT | ELECTRO POLISHER | OBODENT GMBH | DENTALUX2 | 2019-10-31 | 960 | 2024-03-26 | 2026-06-17
POLISHING UNIT | ELECTRO POLISHER | OBODENT GMBH | DENTALUX2 | 2019-10-31 | 960 | 2024-03-26 | 2026-06-17
NASAL CPAP | NASAL CPAP | PHILIPS LTD | DREAMSTATION | 2019-11-07 | 538.8
NASAL CPAP | NASAL CPAP | PHILIPS LTD | DREAMSTATION | 2019-11-07 | 538.8
NASAL CPAP | NASAL CPAP | PHILIPS LTD | DREAMSTATION | 2019-11-07 | 538.8
NASAL CPAP | NASAL CPAP | PHILIPS LTD | DREAMSTATION | 2019-11-07 | 538.8
NASAL CPAP | NASAL CPAP | PHILIPS LTD | DREAMSTATION | 2019-11-07 | 538.8
NASAL CPAP | NASAL CPAP | PHILIPS LTD | DREAMSTATION | 2019-11-07 | 538.8
NASAL CPAP | NASAL CPAP | PHILIPS LTD | DREAMSTATION | 2019-11-07 | 538.8
NASAL CPAP | NASAL CPAP | PHILIPS LTD | DREAMSTATION | 2019-11-07 | 538.8
NASAL CPAP | NASAL CPAP | PHILIPS LTD | DREAMSTATION | 2019-11-07 | 538.8
NASAL CPAP | NASAL CPAP | PHILIPS LTD | DREAMSTATION | 2019-11-07 | 538.8
NASAL CPAP | NASAL CPAP | PHILIPS LTD | DREAMSTATION | 2019-11-07 | 538.8
NASAL CPAP | NASAL CPAP | PHILIPS LTD | DREAMSTATION | 2019-11-07 | 538.8
BIPAP VENTILATORY SUPPORT SYSTEM | BIPAP VENTILATORY SUPPORT SYSTEM | RESPIRONICS | A40 | 2019-11-07 | 2913
HUMIDIFIER | HUMIDIFIER | F & P | MR850 | 2019-11-07 | 1200 | 2024-04-29 | 2025-05-12
NASAL CPAP | NASAL CPAP | PHILIPS LTD | DREAMSTATION | 2019-11-07 | 538.8
NASAL CPAP | NASAL CPAP | PHILIPS LTD | DREAMSTATION | 2019-11-07 | 538.8
NASAL CPAP | NASAL CPAP | PHILIPS LTD | DREAMSTATION | 2019-11-07 | 538.8
NASAL CPAP | NASAL CPAP | PHILIPS LTD | DREAMSTATION | 2019-11-07 | 538.8
NASAL CPAP | NASAL CPAP | PHILIPS LTD | DREAMSTATION | 2019-11-07 | 538.8
NASAL CPAP | NASAL CPAP | PHILIPS LTD | DREAMSTATION | 2019-11-07 | 538.8
NASAL CPAP | NASAL CPAP | PHILIPS LTD | DREAMSTATION | 2019-11-07 | 538.8
NASAL CPAP | NASAL CPAP | PHILIPS LTD | DREAMSTATION | 2019-11-07 | 538.8
NASAL CPAP | NASAL CPAP | PHILIPS LTD | DREAMSTATION | 2019-11-07 | 538.8
NASAL CPAP | NASAL CPAP | PHILIPS LTD | DREAMSTATION | 2019-11-07 | 538.8
NASAL CPAP | NASAL CPAP | PHILIPS LTD | DREAMSTATION | 2019-11-07 | 538.8
NASAL CPAP | NASAL CPAP | PHILIPS LTD | DREAMSTATION | 2019-11-07 | 538.8
NASAL CPAP | NASAL CPAP | PHILIPS LTD | DREAMSTATION | 2019-11-07 | 538.8
NASAL CPAP | NASAL CPAP | PHILIPS LTD | DREAMSTATION | 2019-11-07 | 538.8
NASAL CPAP | NASAL CPAP | PHILIPS LTD | DREAMSTATION | 2019-11-07 | 538.8
NASAL CPAP | NASAL CPAP | PHILIPS LTD | DREAMSTATION | 2019-11-07 | 538.8
NASAL CPAP | NASAL CPAP | PHILIPS LTD | DREAMSTATION | 2019-11-07 | 538.8
NASAL CPAP | NASAL CPAP | PHILIPS LTD | DREAMSTATION | 2019-11-07 | 538.8
NASAL CPAP | NASAL CPAP | PHILIPS LTD | DREAMSTATION | 2019-11-07 | 538.8
NASAL CPAP | NASAL CPAP | PHILIPS LTD | DREAMSTATION | 2019-11-07 | 538.8
NASAL CPAP | NASAL CPAP | PHILIPS LTD | DREAMSTATION | 2019-11-07 | 538.8
NASAL CPAP | NASAL CPAP | PHILIPS LTD | DREAMSTATION | 2019-11-07 | 538.8
NASAL CPAP | NASAL CPAP | PHILIPS LTD | DREAMSTATION | 2019-11-07 | 538.8
NASAL CPAP | NASAL CPAP | PHILIPS LTD | DREAMSTATION | 2019-11-07 | 538.8
NASAL CPAP | NASAL CPAP | PHILIPS LTD | DREAMSTATION | 2019-11-07 | 538.8
NASAL CPAP | NASAL CPAP | PHILIPS LTD | DREAMSTATION | 2019-11-07 | 538.8
NASAL CPAP | NASAL CPAP | PHILIPS LTD | DREAMSTATION | 2019-11-07 | 538.8
NASAL CPAP | NASAL CPAP | PHILIPS LTD | DREAMSTATION | 2019-11-07 | 538.8
NASAL CPAP | NASAL CPAP | PHILIPS LTD | DREAMSTATION | 2019-11-07 | 538.8
NASAL CPAP | NASAL CPAP | PHILIPS LTD | DREAMSTATION | 2019-11-07 | 538.8
NASAL CPAP | NASAL CPAP | PHILIPS LTD | DREAMSTATION | 2019-11-07 | 538.8
NASAL CPAP | NASAL CPAP | PHILIPS LTD | DREAMSTATION | 2019-11-07 | 538.8
NASAL CPAP | NASAL CPAP | PHILIPS LTD | DREAMSTATION | 2019-11-07 | 538.8
NASAL CPAP | NASAL CPAP | PHILIPS LTD | DREAMSTATION | 2019-11-07 | 538.8
NASAL CPAP | NASAL CPAP | PHILIPS LTD | DREAMSTATION | 2019-11-07 | 538.8
NASAL CPAP | NASAL CPAP | PHILIPS LTD | DREAMSTATION | 2019-11-07 | 538.8
NASAL CPAP | NASAL CPAP | PHILIPS LTD | DREAMSTATION | 2019-11-07 | 538.8
NASAL CPAP | NASAL CPAP | PHILIPS LTD | DREAMSTATION | 2019-11-07 | 538.8
NASAL CPAP | NASAL CPAP | PHILIPS LTD | DREAMSTATION | 2019-11-07 | 538.8
NASAL CPAP | NASAL CPAP | PHILIPS LTD | DREAMSTATION | 2019-11-07 | 538.8
NASAL CPAP | NASAL CPAP | PHILIPS LTD | DREAMSTATION | 2019-11-07 | 538.8
NASAL CPAP | NASAL CPAP | PHILIPS LTD | DREAMSTATION | 2019-11-07 | 538.8
NASAL CPAP | NASAL CPAP | PHILIPS LTD | DREAMSTATION | 2019-11-07 | 538.8
NASAL CPAP | NASAL CPAP | PHILIPS LTD | DREAMSTATION | 2019-11-07 | 538.8
NASAL CPAP | NASAL CPAP | PHILIPS LTD | DREAMSTATION | 2019-11-07 | 538.8
NASAL CPAP | NASAL CPAP | PHILIPS LTD | DREAMSTATION | 2019-11-07 | 538.8
NASAL CPAP | NASAL CPAP | PHILIPS LTD | DREAMSTATION | 2019-11-07 | 538.8
NASAL CPAP | NASAL CPAP | PHILIPS LTD | DREAMSTATION | 2019-11-07 | 538.8
NASAL CPAP | NASAL CPAP | PHILIPS LTD | DREAMSTATION | 2019-11-07 | 538.8
NASAL CPAP | NASAL CPAP | PHILIPS LTD | DREAMSTATION | 2019-11-07 | 538.8
NASAL CPAP | NASAL CPAP | PHILIPS LTD | DREAMSTATION | 2019-11-07 | 538.8
NASAL CPAP | NASAL CPAP | PHILIPS LTD | DREAMSTATION | 2019-11-07 | 538.8
NASAL CPAP | NASAL CPAP | PHILIPS LTD | DREAMSTATION | 2019-11-07 | 538.8
NASAL CPAP | NASAL CPAP | PHILIPS LTD | DREAMSTATION | 2019-11-07 | 538.8
NASAL CPAP | NASAL CPAP | PHILIPS LTD | DREAMSTATION | 2019-11-07 | 538.8
NASAL CPAP | NASAL CPAP | PHILIPS LTD | DREAMSTATION | 2019-11-07 | 538.8
NASAL CPAP | NASAL CPAP | PHILIPS LTD | DREAMSTATION | 2019-11-07 | 538.8
NASAL CPAP | NASAL CPAP | PHILIPS LTD | DREAMSTATION | 2019-11-07 | 538.8
NASAL CPAP | NASAL CPAP | PHILIPS LTD | DREAMSTATION | 2019-11-07 | 538.8
NASAL CPAP | NASAL CPAP | PHILIPS LTD | DREAMSTATION | 2019-11-07 | 538.8
NASAL CPAP | NASAL CPAP | PHILIPS LTD | DREAMSTATION | 2019-11-07 | 538.8
NASAL CPAP | NASAL CPAP | PHILIPS LTD | DREAMSTATION | 2019-11-07 | 538.8
NASAL CPAP | NASAL CPAP | PHILIPS LTD | DREAMSTATION | 2019-11-07 | 538.8
NASAL CPAP | NASAL CPAP | PHILIPS LTD | DREAMSTATION | 2019-11-07 | 538.8
NASAL CPAP | NASAL CPAP | PHILIPS LTD | DREAMSTATION | 2019-11-07 | 538.8
NASAL CPAP | NASAL CPAP | PHILIPS LTD | DREAMSTATION | 2019-11-07 | 538.8
NASAL CPAP | NASAL CPAP | PHILIPS LTD | DREAMSTATION | 2019-11-07 | 538.8
NASAL CPAP | NASAL CPAP | PHILIPS LTD | DREAMSTATION | 2019-11-07 | 538.8
NASAL CPAP | NASAL CPAP | PHILIPS LTD | DREAMSTATION | 2019-11-07 | 538.8
NASAL CPAP | NASAL CPAP | PHILIPS LTD | DREAMSTATION | 2019-11-07 | 538.8
NASAL CPAP | NASAL CPAP | PHILIPS LTD | DREAMSTATION | 2019-11-07 | 538.8
NASAL CPAP | NASAL CPAP | PHILIPS LTD | DREAMSTATION | 2019-11-07 | 538.8
NASAL CPAP | NASAL CPAP | PHILIPS LTD | DREAMSTATION | 2019-11-07 | 538.8
NASAL CPAP | NASAL CPAP | PHILIPS LTD | DREAMSTATION | 2019-11-07 | 538.8
NASAL CPAP | NASAL CPAP | PHILIPS LTD | DREAMSTATION | 2019-11-07 | 538.8
NASAL CPAP | NASAL CPAP | PHILIPS LTD | DREAMSTATION | 2019-11-07 | 538.8
NASAL CPAP | NASAL CPAP | PHILIPS LTD | DREAMSTATION | 2019-11-07 | 538.8
NASAL CPAP | NASAL CPAP | PHILIPS LTD | DREAMSTATION | 2019-11-07 | 538.8
NASAL CPAP | NASAL CPAP | PHILIPS LTD | DREAMSTATION | 2019-11-07 | 538.8
NASAL CPAP | NASAL CPAP | PHILIPS LTD | DREAMSTATION | 2019-11-07 | 538.8
NASAL CPAP | NASAL CPAP | PHILIPS LTD | DREAMSTATION | 2019-11-07 | 538.8
NASAL CPAP | NASAL CPAP | PHILIPS LTD | DREAMSTATION | 2019-11-07 | 538.8
NASAL CPAP | NASAL CPAP | PHILIPS LTD | DREAMSTATION | 2019-11-07 | 538.8
NASAL CPAP | NASAL CPAP | PHILIPS LTD | DREAMSTATION | 2019-11-07 | 538.8
COUCH | DAY SURGERY TROLLEY | ANETIC AID | QA3 | 2019-10-28 | 0 | 2023-03-22 13:58 | 2026-03-15
SUCTION CONTROLLER | HIGH SUCTION CONTROLLER | THERAPY EQUIPMENT | DIAMOND RANGE HIGH | 2019-10-29 | 96
INJECTOR SUCTION | INJECTOR SUCTION | THERAPY EQUIPMENT | 4550 | 2019-10-31 | 300
SUCTION CONTROLLER | HIGH SUCTION CONTROLLER | THERAPY EQUIPMENT | DIAMOND RANGE HIGH | 2019-11-04 | 108
SUCTION CONTROLLER | HIGH SUCTION CONTROLLER | THERAPY EQUIPMENT | DIAMOND RANGE HIGH | 2019-11-07 | 108
OXIMETER | PULSE OXIMETER FINGERTIP | BEIJING CHOICE ELECTRONIC TECHNOLOGY CO., LTD. | MD300C2 | 2019-11-08 | 36
OXIMETER | PULSE OXIMETER FINGERTIP | BEIJING CHOICE ELECTRONIC TECHNOLOGY CO., LTD. | MD300C2 | 2019-11-08 | 36
OXIMETER | PULSE OXIMETER FINGERTIP | BEIJING CHOICE ELECTRONIC TECHNOLOGY CO., LTD. | MD300C2 | 2019-11-08 | 36
OXIMETER | PULSE OXIMETER FINGERTIP | BEIJING CHOICE ELECTRONIC TECHNOLOGY CO., LTD. | MD300C2 | 2019-11-11 | 36
OXIMETER | PULSE OXIMETER FINGERTIP | BEIJING CHOICE ELECTRONIC TECHNOLOGY CO., LTD. | MD300C2 | 2019-11-08 | 36
AMBULATORY 24 HR NIBP MONITOR | AMBULATORY NIBP MONITOR ON TRAK | SPACELABS | 90227 | 2019-10-31 | 1800 | 2022-01-06 | 2025-01-15
NEBULIZER | NEBULIZER | PHILIPS LTD | INNOSPIRE DELUXE | 2019-10-18 | 126
NEBULIZER | NEBULIZER | PHILIPS LTD | INNOSPIRE DELUXE | 2019-10-18 | 126
NEBULIZER | NEBULIZER | PHILIPS LTD | INNOSPIRE DELUXE | 2019-10-18 | 126
NEBULIZER | NEBULIZER | PHILIPS LTD | INNOSPIRE DELUXE | 2019-10-18 | 126
NEBULIZER | NEBULIZER | PHILIPS LTD | INNOSPIRE DELUXE | 2019-10-18 | 126
OPHTHALMIC CHAIR | PATIENT CHAIR | TAKAGI | UN-21 | 2020-03-19 | 4560 | 2022-12-02 08:48 | 2025-06-15
INFUSION PUMP | VOLUMETRIC INFUSION PUMP | FRESENIUS KABI | AGILIA VP MC WIFI GB | 2019-12-10 | 660 | 2022-11-07 11:49 | 2025-11-07
INFUSION PUMP | VOLUMETRIC INFUSION PUMP | FRESENIUS KABI | AGILIA VP MC WIFI GB | 2019-12-10 | 660 | 2022-11-14 07:48 | 2025-11-14
INFUSION PUMP | VOLUMETRIC INFUSION PUMP | FRESENIUS KABI | AGILIA VP MC WIFI GB | 2019-12-10 | 660 | 2022-12-01 08:33 | 2025-12-01
INFUSION PUMP | VOLUMETRIC INFUSION PUMP | FRESENIUS KABI | AGILIA VP MC WIFI GB | 2019-12-10 | 660 | 2023-02-07 09:59 | 2026-02-07
INFUSION PUMP | VOLUMETRIC INFUSION PUMP | FRESENIUS KABI | AGILIA VP MC WIFI GB | 2019-12-10 | 660 | 2022-11-30 15:07 | 2025-11-30
INFUSION PUMP | VOLUMETRIC INFUSION PUMP | FRESENIUS KABI | AGILIA VP MC WIFI GB | 2019-12-10 | 660 | 2023-03-01 14:48 | 2026-03-01
INFUSION PUMP | VOLUMETRIC INFUSION PUMP | FRESENIUS KABI | AGILIA VP MC WIFI GB | 2019-12-10 | 660 | 2022-12-01 14:23 | 2025-12-01
INFUSION PUMP | VOLUMETRIC INFUSION PUMP | FRESENIUS KABI | AGILIA VP MC WIFI GB | 2019-12-10 | 660 | 2022-12-16 12:51 | 2025-12-16
INFUSION PUMP | VOLUMETRIC INFUSION PUMP | FRESENIUS KABI | AGILIA VP MC WIFI GB | 2019-12-10 | 660 | 2023-03-01 14:30 | 2026-03-01
INFUSION PUMP | VOLUMETRIC INFUSION PUMP | FRESENIUS KABI | AGILIA VP MC WIFI GB | 2019-12-10 | 660 | 2022-11-16 15:39 | 2025-11-16
INFUSION PUMP | VOLUMETRIC INFUSION PUMP | FRESENIUS KABI | AGILIA VP MC WIFI GB | 2019-12-10 | 660 | 2022-12-21 07:57 | 2025-12-21
INFUSION PUMP | VOLUMETRIC INFUSION PUMP | FRESENIUS KABI | AGILIA VP MC WIFI GB | 2019-12-10 | 660 | 2022-11-09 10:16 | 2025-11-09
INFUSION PUMP | VOLUMETRIC INFUSION PUMP | FRESENIUS KABI | AGILIA VP MC WIFI GB | 2019-12-10 | 660 | 2022-11-08 10:01 | 2025-11-08
INFUSION PUMP | VOLUMETRIC INFUSION PUMP | FRESENIUS KABI | AGILIA VP MC WIFI GB | 2019-12-10 | 660 | 2022-11-08 11:08 | 2025-10-15
INFUSION PUMP | VOLUMETRIC INFUSION PUMP | FRESENIUS KABI | AGILIA VP MC WIFI GB | 2019-12-10 | 660 | 2023-02-06 13:45 | 2026-02-06
INFUSION PUMP | VOLUMETRIC INFUSION PUMP | FRESENIUS KABI | AGILIA VP MC WIFI GB | 2019-12-10 | 660 | 2022-11-14 08:56 | 2025-11-14
INFUSION PUMP | VOLUMETRIC INFUSION PUMP | FRESENIUS KABI | AGILIA VP MC WIFI GB | 2019-12-10 | 660 | 2022-11-15 10:03 | 2025-11-15
INFUSION PUMP | VOLUMETRIC INFUSION PUMP | FRESENIUS KABI | AGILIA VP MC WIFI GB | 2019-12-10 | 660 | 2022-11-07 12:51 | 2025-11-07
INFUSION PUMP | VOLUMETRIC INFUSION PUMP | FRESENIUS KABI | AGILIA VP MC WIFI GB | 2019-12-10 | 660 | 2022-11-30 12:25 | 2025-11-30
INFUSION PUMP | VOLUMETRIC INFUSION PUMP | FRESENIUS KABI | AGILIA VP MC WIFI GB | 2019-12-10 | 660 | 2022-11-30 10:07 | 2025-11-30
INFUSION PUMP | VOLUMETRIC INFUSION PUMP | FRESENIUS KABI | AGILIA VP MC WIFI GB | 2019-12-10 | 660 | 2023-01-17 12:44 | 2026-01-17
INFUSION PUMP | VOLUMETRIC INFUSION PUMP | FRESENIUS KABI | AGILIA VP MC WIFI GB | 2019-12-10 | 660 | 2023-03-08 16:35 | 2026-03-08
INFUSION PUMP | VOLUMETRIC INFUSION PUMP | FRESENIUS KABI | AGILIA VP MC WIFI GB | 2019-12-10 | 660 | 2022-11-07 11:09 | 2025-11-07
INFUSION PUMP | VOLUMETRIC INFUSION PUMP | FRESENIUS KABI | AGILIA VP MC WIFI GB | 2019-12-10 | 660 | 2023-02-16 15:55 | 2026-02-16
INFUSION PUMP | VOLUMETRIC INFUSION PUMP | FRESENIUS KABI | AGILIA VP MC WIFI GB | 2019-12-10 | 660 | 2022-12-01 15:39 | 2025-12-01
INFUSION PUMP | VOLUMETRIC INFUSION PUMP | FRESENIUS KABI | AGILIA VP MC WIFI GB | 2019-12-10 | 660 | 2023-01-25 12:47 | 2026-01-25
INFUSION PUMP | VOLUMETRIC INFUSION PUMP | FRESENIUS KABI | AGILIA VP MC WIFI GB | 2019-12-10 | 660 | 2023-03-08 10:29 | 2026-03-08
INFUSION PUMP | VOLUMETRIC INFUSION PUMP | FRESENIUS KABI | AGILIA VP MC WIFI GB | 2019-12-10 | 660 | 2023-02-15 11:33 | 2026-02-15
INFUSION PUMP | VOLUMETRIC INFUSION PUMP | FRESENIUS KABI | AGILIA VP MC WIFI GB | 2019-12-10 | 660 | 2023-01-26 07:44 | 2026-01-26
INFUSION PUMP | VOLUMETRIC INFUSION PUMP | FRESENIUS KABI | AGILIA VP MC WIFI GB | 2019-12-10 | 660 | 2023-01-03 14:33 | 2026-01-03
INFUSION PUMP | VOLUMETRIC INFUSION PUMP | FRESENIUS KABI | AGILIA VP MC WIFI GB | 2019-12-10 | 660 | 2022-11-08 14:23 | 2025-11-08
INFUSION PUMP | VOLUMETRIC INFUSION PUMP | FRESENIUS KABI | AGILIA VP MC WIFI GB | 2019-12-10 | 660 | 2022-11-16 14:11 | 2025-11-16
INFUSION PUMP | VOLUMETRIC INFUSION PUMP | FRESENIUS KABI | AGILIA VP MC WIFI GB | 2019-12-10 | 660 | 2022-11-30 11:17 | 2025-11-30
INFUSION PUMP | VOLUMETRIC INFUSION PUMP | FRESENIUS KABI | AGILIA VP MC WIFI GB | 2019-12-10 | 660 |  | 2024-12-15
INFUSION PUMP | VOLUMETRIC INFUSION PUMP | FRESENIUS KABI | AGILIA VP MC WIFI GB | 2019-12-10 | 660 | 2022-12-21 10:06 | 2025-12-21
INFUSION PUMP | VOLUMETRIC INFUSION PUMP | FRESENIUS KABI | AGILIA VP MC WIFI GB | 2019-12-10 | 660 | 2023-02-13 14:36 | 2026-02-13
INFUSION PUMP | VOLUMETRIC INFUSION PUMP | FRESENIUS KABI | AGILIA VP MC WIFI GB | 2019-12-10 | 660 | 2023-01-23 15:18 | 2026-01-23
LABEL PRINTER | PRINTER - LABEL | LABELSTATION | ME240 (PRO240) | 2019-10-22 | 600 | 2024-07-25 | 2025-05-24
SUCTION CONTROLLER | HIGH SUCTION REMOTE | THERAPY EQUIPMENT | DIAMOND RANGE HIGH (REMOTE) | 2020-01-28 | 102.6
CHART REC.MODULE | MODULE CHART RECORDER | PHILIPS LTD | M1116B | 2020-02-25 | 472.8 | 2024-10-15 | 2025-10-15
HAEMOGLOBINOMETER | HEMOCUE | HEMOCUE | HB201+ | 2019-10-28 | 600
NEBULIZER | NEBULIZER | PHILIPS LTD | INNOSPIRE DELUXE | 2019-10-24 | 126
SCALES | SCALES - STAND ON | SECA | 875 | 2019-10-17 | 477.6 | 2023-11-14 | 2024-11-15
NEBULIZER | NEBULIZER | PHILIPS LTD | INNOSPIRE DELUXE | 2019-10-15 | 126 | 2022-01-13
SPHYGMOMANOMETER | SPHYGMOMANOMETER - HANDHELD | WELCH ALLYN | DS-5401-300 | 2019-10-07 | 90
NASAL CPAP | NASAL CPAP | PHILIPS LTD | DREAMSTATION | 2019-12-04 | 538.8
NASAL CPAP | NASAL CPAP | PHILIPS LTD | DREAMSTATION | 2019-12-04 | 538.8
NASAL CPAP | NASAL CPAP | PHILIPS LTD | DREAMSTATION | 2019-12-04 | 538.8
NASAL CPAP | NASAL CPAP | PHILIPS LTD | DREAMSTATION | 2019-12-04 | 538.8
NASAL CPAP | NASAL CPAP | PHILIPS LTD | DREAMSTATION | 2019-12-04 | 538.8
NASAL CPAP | NASAL CPAP | PHILIPS LTD | DREAMSTATION | 2019-12-04 | 538.8
NASAL CPAP | NASAL CPAP | PHILIPS LTD | DREAMSTATION | 2019-12-04 | 538.8
NASAL CPAP | NASAL CPAP | PHILIPS LTD | DREAMSTATION | 2019-12-04 | 538.8
NASAL CPAP | NASAL CPAP | PHILIPS LTD | DREAMSTATION | 2019-12-04 | 538.8
NASAL CPAP | NASAL CPAP | PHILIPS LTD | DREAMSTATION | 2019-12-04 | 538.8
NASAL CPAP | NASAL CPAP | PHILIPS LTD | DREAMSTATION | 2019-12-04 | 538.8
NASAL CPAP | NASAL CPAP | PHILIPS LTD | DREAMSTATION | 2019-12-04 | 538.8
BIPAP VENTILATORY SUPPORT SYSTEM | BIPAP VENTILATORY SUPPORT SYSTEM | RESPIRONICS | A40 | 2019-12-04 | 2913
BIPAP VENTILATORY SUPPORT SYSTEM | BIPAP VENTILATORY SUPPORT SYSTEM | RESPIRONICS | A40 | 2019-12-04 | 2913
BIPAP VENTILATORY SUPPORT SYSTEM | BIPAP VENTILATORY SUPPORT SYSTEM | RESPIRONICS | A40 | 2019-12-04 | 2913
BIPAP VENTILATORY SUPPORT SYSTEM | BIPAP VENTILATORY SUPPORT SYSTEM | RESPIRONICS | A40 | 2019-12-04 | 2913
BIPAP VENTILATORY SUPPORT SYSTEM | BIPAP VENTILATORY SUPPORT SYSTEM | RESPIRONICS | A40 | 2019-12-04 | 2913
BIPAP VENTILATORY SUPPORT SYSTEM | BIPAP VENTILATORY SUPPORT SYSTEM | RESPIRONICS | A40 | 2019-12-04 | 2913
BIPAP VENTILATORY SUPPORT SYSTEM | BIPAP VENTILATORY SUPPORT SYSTEM | RESPIRONICS | A40 | 2019-12-04 | 2913
BIPAP VENTILATORY SUPPORT SYSTEM | BIPAP VENTILATORY SUPPORT SYSTEM | RESPIRONICS | A40 | 2019-12-04 | 2913
BIPAP VENTILATORY SUPPORT SYSTEM | BIPAP VENTILATORY SUPPORT SYSTEM | RESPIRONICS | A40 | 2019-12-04 | 2913
NASAL CPAP | NASAL CPAP | PHILIPS LTD | DREAMSTATION | 2019-12-04 | 538.8
NASAL CPAP | NASAL CPAP | PHILIPS LTD | DREAMSTATION | 2019-12-04 | 538.8
NASAL CPAP | NASAL CPAP | PHILIPS LTD | DREAMSTATION | 2019-12-04 | 538.8
NASAL CPAP | NASAL CPAP | PHILIPS LTD | DREAMSTATION | 2019-12-04 | 538.8
NASAL CPAP | NASAL CPAP | PHILIPS LTD | DREAMSTATION | 2019-12-04 | 538.8
NASAL CPAP | NASAL CPAP | PHILIPS LTD | DREAMSTATION | 2019-12-04 | 538.8
NASAL CPAP | NASAL CPAP | PHILIPS LTD | DREAMSTATION | 2019-12-04 | 538.8
NASAL CPAP | NASAL CPAP | PHILIPS LTD | DREAMSTATION | 2019-12-04 | 538.8
NASAL CPAP | NASAL CPAP | PHILIPS LTD | DREAMSTATION | 2019-12-04 | 538.8
NASAL CPAP | NASAL CPAP | PHILIPS LTD | DREAMSTATION | 2019-12-04 | 538.8
NASAL CPAP | NASAL CPAP | PHILIPS LTD | DREAMSTATION | 2019-12-04 | 538.8
NASAL CPAP | NASAL CPAP | PHILIPS LTD | DREAMSTATION | 2019-12-04 | 538.8
NASAL CPAP | NASAL CPAP | PHILIPS LTD | DREAMSTATION | 2019-12-04 | 538.8
NASAL CPAP | NASAL CPAP | PHILIPS LTD | DREAMSTATION | 2019-12-04 | 538.8
NASAL CPAP | NASAL CPAP | PHILIPS LTD | DREAMSTATION | 2019-12-04 | 538.8
NASAL CPAP | NASAL CPAP | PHILIPS LTD | DREAMSTATION | 2019-12-04 | 538.8
NASAL CPAP | NASAL CPAP | PHILIPS LTD | DREAMSTATION | 2019-12-04 | 538.8
NASAL CPAP | NASAL CPAP | PHILIPS LTD | DREAMSTATION | 2019-12-04 | 538.8
NASAL CPAP | NASAL CPAP | PHILIPS LTD | DREAMSTATION | 2019-12-04 | 538.8
NASAL CPAP | NASAL CPAP | PHILIPS LTD | DREAMSTATION | 2019-12-04 | 538.8
NASAL CPAP | NASAL CPAP | PHILIPS LTD | DREAMSTATION | 2019-12-04 | 538.8
NASAL CPAP | NASAL CPAP | PHILIPS LTD | DREAMSTATION | 2019-12-04 | 538.8
NASAL CPAP | NASAL CPAP | PHILIPS LTD | DREAMSTATION | 2019-12-04 | 538.8
NASAL CPAP | NASAL CPAP | PHILIPS LTD | DREAMSTATION | 2019-12-04 | 538.8
NASAL CPAP | NASAL CPAP | PHILIPS LTD | DREAMSTATION | 2019-12-04 | 538.8
NASAL CPAP | NASAL CPAP | PHILIPS LTD | DREAMSTATION | 2019-12-04 | 538.8
NASAL CPAP | NASAL CPAP | PHILIPS LTD | DREAMSTATION | 2019-12-04 | 538.8
NASAL CPAP | NASAL CPAP | PHILIPS LTD | DREAMSTATION | 2019-12-04 | 538.8
NASAL CPAP | NASAL CPAP | PHILIPS LTD | DREAMSTATION | 2019-12-04 | 538.8
NASAL CPAP | NASAL CPAP | PHILIPS LTD | DREAMSTATION | 2019-12-04 | 538.8
NASAL CPAP | NASAL CPAP | PHILIPS LTD | DREAMSTATION | 2019-12-04 | 538.8
NASAL CPAP | NASAL CPAP | PHILIPS LTD | DREAMSTATION | 2019-12-04 | 538.8
NASAL CPAP | NASAL CPAP | PHILIPS LTD | DREAMSTATION | 2019-12-04 | 538.8
NASAL CPAP | NASAL CPAP | PHILIPS LTD | DREAMSTATION | 2019-12-04 | 538.8
NASAL CPAP | NASAL CPAP | PHILIPS LTD | DREAMSTATION | 2019-12-04 | 538.8
NASAL CPAP | NASAL CPAP | PHILIPS LTD | DREAMSTATION | 2019-12-04 | 538.8
NASAL CPAP | NASAL CPAP | PHILIPS LTD | DREAMSTATION | 2019-12-04 | 538.8
NASAL CPAP | NASAL CPAP | PHILIPS LTD | DREAMSTATION | 2019-12-04 | 538.8
NASAL CPAP | NASAL CPAP | PHILIPS LTD | DREAMSTATION | 2019-12-04 | 538.8
NASAL CPAP | NASAL CPAP | PHILIPS LTD | DREAMSTATION | 2019-12-04 | 538.8
NASAL CPAP | NASAL CPAP | PHILIPS LTD | DREAMSTATION | 2019-12-04 | 538.8
NASAL CPAP | NASAL CPAP | PHILIPS LTD | DREAMSTATION | 2019-12-04 | 538.8
NASAL CPAP | NASAL CPAP | PHILIPS LTD | DREAMSTATION | 2019-12-04 | 538.8
NASAL CPAP | NASAL CPAP | PHILIPS LTD | DREAMSTATION | 2019-12-04 | 538.8
NASAL CPAP | NASAL CPAP | PHILIPS LTD | DREAMSTATION | 2019-12-04 | 538.8
NASAL CPAP | NASAL CPAP | PHILIPS LTD | DREAMSTATION | 2019-12-04 | 538.8
NASAL CPAP | NASAL CPAP | PHILIPS LTD | DREAMSTATION | 2019-12-04 | 538.8
NASAL CPAP | NASAL CPAP | PHILIPS LTD | DREAMSTATION | 2019-12-04 | 538.8
NASAL CPAP | NASAL CPAP | PHILIPS LTD | DREAMSTATION | 2019-12-04 | 538.8
NASAL CPAP | NASAL CPAP | PHILIPS LTD | DREAMSTATION | 2019-12-04 | 538.8
NASAL CPAP | NASAL CPAP | PHILIPS LTD | DREAMSTATION | 2019-12-04 | 538.8
NASAL CPAP | NASAL CPAP | PHILIPS LTD | DREAMSTATION | 2019-12-04 | 538.8
NASAL CPAP | NASAL CPAP | PHILIPS LTD | DREAMSTATION | 2019-12-04 | 538.8
NASAL CPAP | NASAL CPAP | PHILIPS LTD | DREAMSTATION | 2019-12-04 | 538.8
NASAL CPAP | NASAL CPAP | PHILIPS LTD | DREAMSTATION | 2019-12-04 | 538.8
NASAL CPAP | NASAL CPAP | PHILIPS LTD | DREAMSTATION | 2019-12-04 | 538.8
NASAL CPAP | NASAL CPAP | PHILIPS LTD | DREAMSTATION | 2019-12-04 | 538.8
NASAL CPAP | NASAL CPAP | PHILIPS LTD | DREAMSTATION | 2019-12-04 | 538.8
NASAL CPAP | NASAL CPAP | PHILIPS LTD | DREAMSTATION | 2019-12-04 | 538.8
NASAL CPAP | NASAL CPAP | PHILIPS LTD | DREAMSTATION | 2019-12-04 | 538.8
NASAL CPAP | NASAL CPAP | PHILIPS LTD | DREAMSTATION | 2019-12-04 | 538.8
NASAL CPAP | NASAL CPAP | PHILIPS LTD | DREAMSTATION | 2019-12-04 | 538.8
NASAL CPAP | NASAL CPAP | PHILIPS LTD | DREAMSTATION | 2019-12-04 | 538.8
NASAL CPAP | NASAL CPAP | PHILIPS LTD | DREAMSTATION | 2019-12-04 | 538.8
NASAL CPAP | NASAL CPAP | PHILIPS LTD | DREAMSTATION | 2019-12-04 | 538.8
NASAL CPAP | NASAL CPAP | PHILIPS LTD | DREAMSTATION | 2019-12-04 | 538.8
NASAL CPAP | NASAL CPAP | PHILIPS LTD | DREAMSTATION | 2019-12-04 | 538.8
NASAL CPAP | NASAL CPAP | PHILIPS LTD | DREAMSTATION | 2019-12-04 | 538.8
NASAL CPAP | NASAL CPAP | PHILIPS LTD | DREAMSTATION | 2019-12-04 | 538.8
NASAL CPAP | NASAL CPAP | PHILIPS LTD | DREAMSTATION | 2019-12-04 | 538.8
NASAL CPAP | NASAL CPAP | PHILIPS LTD | DREAMSTATION | 2019-12-04 | 538.8
NASAL CPAP | NASAL CPAP | PHILIPS LTD | DREAMSTATION | 2019-12-04 | 538.8
NASAL CPAP | NASAL CPAP | PHILIPS LTD | DREAMSTATION | 2019-12-04 | 538.8
NASAL CPAP | NASAL CPAP | PHILIPS LTD | DREAMSTATION | 2019-12-04 | 538.8
NASAL CPAP | NASAL CPAP | PHILIPS LTD | DREAMSTATION | 2019-12-04 | 538.8
SUCTION CONTROLLER | HIGH SUCTION CONTROLLER | THERAPY EQUIPMENT | DIAMOND RANGE HIGH | 2019-09-30 | 108
SUCTION CONTROLLER | HIGH SUCTION CONTROLLER | THERAPY EQUIPMENT | DIAMOND RANGE HIGH | 2019-09-30 | 108
ELECTRIC BED | SMART ACUTE CARE ELECTRIC BED | LINET UK | ELEGANZA 2 | 2019-10-01 | 1609.2 | 2023-07-19 | 2024-07-19
ELECTRIC BED | SMART ACUTE CARE ELECTRIC BED | LINET UK | ELEGANZA 2 | 2019-10-01 | 1609.2 | 2023-10-31 | 2024-10-31
ELECTRIC BED | SMART ACUTE CARE ELECTRIC BED | LINET UK | ELEGANZA 2 | 2019-10-01 | 1609.2
ELECTRIC BED | SMART ACUTE CARE ELECTRIC BED | LINET UK | ELEGANZA 2 | 2019-10-01 | 1609.2
ELECTRIC BED | SMART ACUTE CARE ELECTRIC BED | LINET UK | ELEGANZA 2 | 2019-10-01 | 1609.2 | 2022-12-07 10:27 | 2024-11-01
ELECTRIC BED | SMART ACUTE CARE ELECTRIC BED | LINET UK | ELEGANZA 2 | 2019-10-01 | 1609.2
ELECTRIC BED | SMART ACUTE CARE ELECTRIC BED | LINET UK | ELEGANZA 2 | 2019-10-01 | 1609.2
ELECTRIC BED | SMART ACUTE CARE ELECTRIC BED | LINET UK | ELEGANZA 2 | 2019-10-01 | 1609.2 | 2023-08-31 | 2024-08-31
ELECTRIC BED | SMART ACUTE CARE ELECTRIC BED | LINET UK | ELEGANZA 2 | 2019-10-01 | 1609.2 | 2023-07-19 | 2024-07-19
ELECTRIC BED | SMART ACUTE CARE ELECTRIC BED | LINET UK | ELEGANZA 2 | 2019-10-01 | 1609.2 | 2024-06-04 | 2025-06-04
ELECTRIC BED | SMART ACUTE CARE ELECTRIC BED | LINET UK | ELEGANZA 2 | 2019-10-01 | 1609.2
ELECTRIC BED | SMART ACUTE CARE ELECTRIC BED | LINET UK | ELEGANZA 2 | 2019-10-01 | 1609.2 | 2023-10-16 | 2024-10-16
ELECTRIC BED | SMART ACUTE CARE ELECTRIC BED | LINET UK | ELEGANZA 2 | 2019-10-01 | 1609.2 | 2022-12-07 10:39 | 2024-11-01
ELECTRIC BED | SMART ACUTE CARE ELECTRIC BED | LINET UK | ELEGANZA 2 | 2019-10-01 | 1609.2 | 2023-10-25 | 2024-10-25
ELECTRIC BED | SMART ACUTE CARE ELECTRIC BED | LINET UK | ELEGANZA 2 | 2019-10-01 | 1609.2 | 2023-02-10 11:02 | 2024-11-01
ELECTRIC BED | SMART ACUTE CARE ELECTRIC BED | LINET UK | ELEGANZA 2 | 2019-10-01 | 1609.2 | 2023-01-06 10:08 | 2024-11-01
ELECTRIC BED | SMART ACUTE CARE ELECTRIC BED | LINET UK | ELEGANZA 2 | 2019-10-01 | 1609.2 | 2023-10-16 | 2024-10-16
ELECTRIC BED | SMART ACUTE CARE ELECTRIC BED | LINET UK | ELEGANZA 2 | 2019-10-01 | 1609.2
ELECTRIC BED | SMART ACUTE CARE ELECTRIC BED | LINET UK | ELEGANZA 2 | 2019-10-01 | 1609.2
ELECTRIC BED | SMART ACUTE CARE ELECTRIC BED | LINET UK | ELEGANZA 2 | 2019-10-01 | 1609.2 | 2022-12-07 09:54 | 2024-11-01
ELECTRIC BED | SMART ACUTE CARE ELECTRIC BED | LINET UK | ELEGANZA 2 | 2019-10-01 | 1609.2 | 2024-05-24 | 2025-05-24
ELECTRIC BED | SMART ACUTE CARE ELECTRIC BED | LINET UK | ELEGANZA 2 | 2019-10-01 | 1609.2 | 2023-11-06 | 2024-11-06
ELECTRIC BED | SMART ACUTE CARE ELECTRIC BED | LINET UK | ELEGANZA 2 | 2019-10-01 | 1609.2
ELECTRIC BED | SMART ACUTE CARE ELECTRIC BED | LINET UK | ELEGANZA 2 | 2019-10-01 | 1609.2 | 2023-12-05 | 2024-12-05
ELECTRIC BED | SMART ACUTE CARE ELECTRIC BED | LINET UK | ELEGANZA 2 | 2019-10-01 | 1609.2 | 2024-04-24 | 2025-04-24
ELECTRIC BED | SMART ACUTE CARE ELECTRIC BED | LINET UK | ELEGANZA 2 | 2019-10-01 | 1609.2 |  | 2024-07-26
ELECTRIC BED | SMART ACUTE CARE ELECTRIC BED | LINET UK | ELEGANZA 2 | 2019-10-01 | 1609.2 | 2023-10-23 | 2024-10-23
ELECTRIC BED | SMART ACUTE CARE ELECTRIC BED | LINET UK | ELEGANZA 2 | 2019-10-01 | 1609.2 | 2023-07-19 | 2024-07-19
ELECTRIC BED | SMART ACUTE CARE ELECTRIC BED | LINET UK | ELEGANZA 2 | 2019-10-01 | 1609.2 | 2024-07-26 | 2025-07-26
ELECTRIC BED | SMART ACUTE CARE ELECTRIC BED | LINET UK | ELEGANZA 2 | 2019-09-26 | 1609.2 | 2023-01-04 12:06 | 2024-11-01
SUCTION CONTROLLER | HIGH SUCTION CONTROLLER | THERAPY EQUIPMENT | DIAMOND RANGE HIGH | 2019-11-05 | 148.2
AUDIO DOPPLER | AUDIO DOPPLER | HUNTLEIGH | D900 | 2019-11-20 | 336
MODULE | ELECTRONICS MODULE | KARL STORZ | 8402 X | 2019-12-20 | 1150.2
CHARGER | AMBULATORY INFUSION PUMP CHARGER | CME MEDICAL | BODYGUARD 323 CHARGER | 2019-11-22 | 600
INFUSION PUMP | AMBULATORY INFUSION PUMP | CME MEDICAL | BODYGUARD 323 COLORVISION | 2019-11-22 | 1762.8 | 2024-03-20 | 2025-03-20
SOFTWARE | ASSET MANAGEMENT SYSTEM | SOFTPRO MEDICAL | MEDUSA | 2019-11-29 | 33950.4
AIRWAY PRESSURE MONITOR | AIRWAY PRESSURE MONITOR | MICROMEDICAL | MICRORPM | 2019-12-12 | 1200
STANDING AID | STANDING AID | HANDICARE | ReTurn 7500 | 2019-12-11 | 480
PHOTOTHERAPY UNIT | PHOTOTHERAPY UNIT | MEDLIGHT GMBH | KN-4003 | 2019-12-06 | 720 |  | 2025-02-15
SUCTION CONTROLLER | 3M DIAMOND HIGH SUCTION RAIL MOUNT | THERAPY EQUIPMENT | 7705/3M | 2019-11-15 | 148.2
SUCTION CONTROLLER | HIGH FLOW SUCTION CONTROLLER - MEDI RAIL 1.5M HOSE | THERAPY EQUIPMENT | 7705/1.5M | 2019-11-15 | 148.2
HAEMOGLOBINOMETER | HEMOCUE | HEMOCUE | HB201+ | 2019-10-30 | 600
SUCTION CONTROLLER | HIGH SUCTION CONTROLLER | THERAPY EQUIPMENT | DIAMOND RANGE HIGH | 2019-10-10 | 148.2
EXERCISE BICYCLE | EXERCISE BICYCLE | YORK FITNESS | ACTIVE 110 | 2019-10-10 | 192
EXERCISE BICYCLE | EXERCISE BICYCLE | YORK FITNESS | ACTIVE 110 | 2019-10-10 | 192
EXERCISE BICYCLE | EXERCISE BICYCLE | YORK FITNESS | ACTIVE 110 | 2019-10-10 | 192
EXERCISE BICYCLE | EXERCISE BICYCLE | YORK FITNESS | ACTIVE 110 | 2019-10-10 | 192
SUCTION CONTROLLER | HIGH SUCTION CONTROLLER | THERAPY EQUIPMENT | DIAMOND RANGE HIGH | 2019-09-26 | 148.2
SUCTION CONTROLLER | HIGH SUCTION CONTROLLER | THERAPY EQUIPMENT | DIAMOND RANGE HIGH | 2019-09-26 | 148.2
SUCTION CONTROLLER | HIGH SUCTION CONTROLLER | THERAPY EQUIPMENT | DIAMOND RANGE HIGH | 2019-09-26 | 148.2
ULTRASOUND PROBE | ULTRASOUND PROBE | ECHOSENS | XL | 2019-11-26 | 16575 | 2024-03-08
ULTRASOUND PROBE | ULTRASOUND PROBE | ECHOSENS | M | 2019-11-26 | 13812.492
ULTRASOUND SCANNER | LIVER SCANNER | ECHOSENS | FIBROSCAN COMPACT 530 | 2019-11-26 | 42039.996 | 2024-03-08 | 2025-03-08
TILT CHAIR | TILT CHAIR - PRESSURE MANAGEMENT | CAREFLEX | HYDROFLEX | 2019-11-22 | 3973.2 | 2023-01-05 09:29 | 2025-11-15
LARYNGOSCOPE | C-MAC LARYNGOSCOPE BLADE | KARL STORZ | 8403BXC | 2019-11-20 | 6187.2
LARYNGOSCOPE | C-MAC LARYNGOSCOPE BLADE | KARL STORZ | 8403HX | 2019-11-20 | 6187.2
ENDOSCOPY VIDEO SYSTEM | DIGITAL VIDEO LARYNGOSCOPE | KARL STORZ | 8403ZX | 2019-11-20 | 13844.4 | 2023-11-20 | 2025-11-15
ULTRASONIC DISINTEGRATOR | 23KHZ HANDPIECE - CUSA ULTRASOUND DISINTEGRATOR | INTEGRA NEUROSCIENCES LIMITED | STR HANDPIECE 23KHZ | 2019-11-11 | 6000 | 2023-06-01 | 2024-06-01
ULTRASONIC DISINTEGRATOR | 23KHZ HANDPIECE - CUSA ULTRASOUND DISINTEGRATOR | INTEGRA NEUROSCIENCES LIMITED | STR HANDPIECE 23KHZ | 2019-11-11 | 6000 | 2022-06-01 | 2024-05-15
ULTRASONIC DISINTEGRATOR | ULTRASONIC DISINTEGRATOR - CUSA 36KHZ HANDPIECE | INTEGRA NEUROSCIENCES LIMITED | STR HANDPIECE 36KHZ | 2019-11-11 | 6000 |  | 2024-05-15
ULTRASONIC DISINTEGRATOR | ULTRASONIC DISINTEGRATOR - CUSA 36KHZ HANDPIECE | INTEGRA NEUROSCIENCES LIMITED | STR HANDPIECE 36KHZ | 2019-11-11 | 6000 | 2023-05-25 | 2024-05-25
ULTRASONIC DISINTEGRATOR | ULTRASONIC DISINTEGRATOR - CUSA 36KHZ HANDPIECE | INTEGRA NEUROSCIENCES LIMITED | STR HANDPIECE 36KHZ | 2019-11-11 | 6000 | 2021-03-19 | 2024-05-15
ULTRASONIC DISINTEGRATOR | 23KHZ HANDPIECE - CUSA ULTRASOUND DISINTEGRATOR | INTEGRA NEUROSCIENCES LIMITED | STR HANDPIECE 23KHZ | 2019-11-11 | 6000 | 2021-03-19 | 2024-05-15
ULTRASONIC DISINTEGRATOR | ULTRASONIC DISINTEGRATOR - CUSA 36KHZ HANDPIECE | INTEGRA NEUROSCIENCES LIMITED | STR HANDPIECE 36KHZ | 2019-11-11 | 6000 | 2023-06-01 | 2024-06-01
ULTRASONIC DISINTEGRATOR | ULTRASONIC DISINTEGRATOR - CUSA 36KHZ HANDPIECE | INTEGRA NEUROSCIENCES LIMITED | STR HANDPIECE 36KHZ | 2019-11-11 | 6000 | 2023-05-25 | 2024-05-25
VITAL SIGNS MONITOR | VITAL SIGNS MONITOR: NIBP, SPO2, TEMP | WELCH ALLYN | 74CE CONNEX | 2019-11-06 | 1800 | 2023-07-04 | 2026-07-04
VITAL SIGNS MONITOR | VITAL SIGNS MONITOR: NIBP, SPO2, TEMP | WELCH ALLYN | 74CE CONNEX | 2019-11-15 | 1800 | 2023-02-24 14:41 | 2025-07-14
NEBULIZER | NEBULIZER | PHILIPS LTD | INNOSPIRE DELUXE | 2019-10-29 | 150
NEBULIZER | NEBULIZER | PHILIPS LTD | INNOSPIRE DELUXE | 2019-10-29 | 150
NEBULIZER | NEBULIZER | PHILIPS LTD | INNOSPIRE DELUXE | 2019-10-29 | 150
NEBULIZER | NEBULIZER | PHILIPS LTD | INNOSPIRE DELUXE | 2019-10-29 | 150
NEBULIZER | NEBULIZER | PHILIPS LTD | INNOSPIRE DELUXE | 2019-10-29 | 150
NEBULIZER | NEBULIZER | PHILIPS LTD | INNOSPIRE DELUXE | 2019-10-29 | 150
NEBULIZER | NEBULIZER | PHILIPS LTD | INNOSPIRE DELUXE | 2019-10-29 | 150
NEBULIZER | NEBULIZER | PHILIPS LTD | INNOSPIRE DELUXE | 2019-10-29 | 150
NEBULIZER | NEBULIZER | PHILIPS LTD | INNOSPIRE DELUXE | 2019-10-29 | 150
ULTRASOUND SYSTEM | SCOPE GUIDE - RECEIVER DISH | OLYMPUS | MAJ-1868 | 2019-11-01 | 2400
SCALES | SCALES - CHAIR BARIATRIC | MARSDEN | M-200 | 2019-10-29 | 600 | 2023-12-05 | 2024-11-15
ABLATION MACHINE | RF ABLATION GENERATOR | STOCKERT | SMARTABLATE | 2019-10-28 | 36000 |  | 2024-07-15
ABLATION MACHINE | RF ABLATION GENERATOR | STOCKERT | SMARTABLATE | 2019-10-28 | 36000 |  | 2024-07-15
ABLATION MACHINE | SYSTEM CONTROL | STOCKERT | SMARTABLATE (SYSTEM CONTROL) | 2019-10-28 | 36000 |  | 2025-07-15
ABLATION MACHINE | SYSTEM CONTROL | STOCKERT | SMARTABLATE (SYSTEM CONTROL) | 2019-10-28 | 36000 |  | 2025-07-15
ABLATION MACHINE | IRRIGATION PUMP | STOCKERT | SMARTABLATE (IRRIGATION PUMP) | 2019-10-28 | 6000 |  | 2025-07-15
ABLATION MACHINE | IRRIGATION PUMP | STOCKERT | SMARTABLATE (IRRIGATION PUMP) | 2019-10-28 | 6000 | 2024-02-16 | 2025-02-16
BATTERY PACK | BATTERY PACK | ARJO HUNTLEIGH | SPL3021 | 2019-10-25 | 474
SUCTION CONTROLLER | HIGH SUCTION CONTROLLER | THERAPY EQUIPMENT | DIAMOND RANGE HIGH | 2019-10-25 | 148.2
SUCTION CONTROLLER | HIGH SUCTION CONTROLLER | THERAPY EQUIPMENT | DIAMOND RANGE HIGH | 2019-10-25 | 148.2
SUCTION CONTROLLER | HIGH SUCTION CONTROLLER | THERAPY EQUIPMENT | DIAMOND RANGE HIGH | 2019-10-25 | 148.2
LARYNGOSCOPE | C-MAC LARYNGOSCOPE BLADE | KARL STORZ | 8401BXC | 2019-10-07 | 3147.12
CHARGER | OXYLOG CHARGER | DRAEGER | 8412856 | 2019-10-11 | 0
TEST EQUIP/SPEC | INJECTOMAT TEST KIT | FRESENIUS KABI | INJECTOMAT MAINTENANCE KIT | 2019-10-04 | 2133.168 | 2023-12-18 | 2024-12-18
SUCTION CONTROLLER | HIGH SUCTION CONTROLLER | THERAPY EQUIPMENT | DIAMOND RANGE HIGH | 2019-10-01 | 148.2
SUCTION CONTROLLER | HIGH SUCTION CONTROLLER | THERAPY EQUIPMENT | DIAMOND RANGE HIGH | 2019-10-01 | 148.2
SUCTION CONTROLLER | HIGH SUCTION CONTROLLER | THERAPY EQUIPMENT | DIAMOND RANGE HIGH | 2019-10-01 | 148.2
SUCTION CONTROLLER | HIGH SUCTION CONTROLLER | THERAPY EQUIPMENT | DIAMOND RANGE HIGH | 2019-10-01 | 148.2
SUCTION CONTROLLER | HIGH SUCTION CONTROLLER | THERAPY EQUIPMENT | DIAMOND RANGE HIGH | 2019-10-01 | 148.2
SUCTION CONTROLLER | HIGH SUCTION CONTROLLER | THERAPY EQUIPMENT | DIAMOND RANGE HIGH | 2019-10-01 | 148.2
SUCTION CONTROLLER | HIGH SUCTION CONTROLLER | THERAPY EQUIPMENT | DIAMOND RANGE HIGH | 2019-10-01 | 148.2
SUCTION CONTROLLER | HIGH SUCTION CONTROLLER | THERAPY EQUIPMENT | DIAMOND RANGE HIGH | 2019-10-01 | 148.2
SUCTION CONTROLLER | HIGH SUCTION CONTROLLER | THERAPY EQUIPMENT | DIAMOND RANGE HIGH | 2019-10-01 | 148.2
SUCTION CONTROLLER | HIGH SUCTION CONTROLLER | THERAPY EQUIPMENT | DIAMOND RANGE HIGH | 2019-10-01 | 148.2
SUCTION CONTROLLER | HIGH SUCTION CONTROLLER | THERAPY EQUIPMENT | DIAMOND RANGE HIGH | 2019-10-01 | 148.2
SUCTION CONTROLLER | HIGH SUCTION CONTROLLER | THERAPY EQUIPMENT | DIAMOND RANGE HIGH | 2019-10-01 | 148.2
SUCTION CONTROLLER | HIGH SUCTION CONTROLLER | THERAPY EQUIPMENT | DIAMOND RANGE HIGH | 2019-10-01 | 148.2
SUCTION CONTROLLER | HIGH SUCTION CONTROLLER | THERAPY EQUIPMENT | DIAMOND RANGE HIGH | 2019-10-01 | 148.2
SUCTION CONTROLLER | HIGH SUCTION CONTROLLER | THERAPY EQUIPMENT | DIAMOND RANGE HIGH | 2019-10-01 | 148.2
DIATHERMY MACHINE | DIATHERMY MACHINE | ERBE | VIO 200D | 2019-10-01 | 13200 | 2023-01-16 14:40 | 2023-10-11
DIATHERMY MACHINE | DIATHERMY MACHINE | ERBE | VIO 200D | 2019-10-01 | 13200 | 2023-01-13 10:18 | 2025-05-13
TROLLEY | TROLLEY - ARGON DIATHERMY | ERBE | VIO CART | 2019-10-01 | 600 | 2023-04-11 16:00 | 2024-12-15
DIATHERMY MACHINE | ARGON PLASMA COAGULATION UNIT | ERBE | APC 2 | 2019-09-26 | 47792.928 | 2023-02-07 15:11 | 2024-02-07
DIATHERMY MACHINE | DIATHERMY MACHINE | ERBE | VIO 200D | 2019-09-26 | 47792.928 | 2023-02-07 15:04 | 2024-04-15
SPIROMETER | SPIROMETER - USB | GERATHERM RESPIRATORY GMBH | SPIROSTIK | 2019-10-04 | 1560
SPIROMETER | SPIROMETER - USB | GERATHERM RESPIRATORY GMBH | SPIROSTIK | 2019-10-04 | 1560
SPIROMETER | SPIROMETER - USB | GERATHERM RESPIRATORY GMBH | SPIROSTIK | 2019-10-04 | 1560
SPIROMETER | SPIROMETER - USB | GERATHERM RESPIRATORY GMBH | SPIROSTIK | 2019-10-04 | 1560
SPIROMETER | SPIROMETER - USB | GERATHERM RESPIRATORY GMBH | SPIROSTIK | 2019-10-04 | 1560
SPIROMETER | SPIROMETER - USB | GERATHERM RESPIRATORY GMBH | SPIROSTIK | 2019-10-04 | 1560
SPIROMETER | SPIROMETER - BREATHING TRAINER AND MONITOR | POWERBREATHE INTERNATIONAL LTD | KH2 | 2019-10-03 | 1800
SPIROMETER | SPIROMETER - BREATHING TRAINER AND MONITOR | POWERBREATHE INTERNATIONAL LTD | KH2 | 2019-10-03 | 1800
SPIROMETER | SPIROMETER - BREATHING TRAINER AND MONITOR | POWERBREATHE INTERNATIONAL LTD | KH2 | 2019-10-03 | 1800
SPIROMETER | SPIROMETER - BREATHING TRAINER AND MONITOR | POWERBREATHE INTERNATIONAL LTD | KH2 | 2019-10-03 | 1800
SPIROMETER | SPIROMETER - BREATHING TRAINER | POWERBREATHE INTERNATIONAL LTD | KHP2 | 2019-10-03 | 574.8
SPIROMETER | SPIROMETER - BREATHING TRAINER | POWERBREATHE INTERNATIONAL LTD | KHP2 | 2019-10-03 | 574.8
SPIROMETER | SPIROMETER - BREATHING TRAINER | POWERBREATHE INTERNATIONAL LTD | KHP2 | 2019-10-03 | 574.8
SPIROMETER | SPIROMETER - BREATHING TRAINER | POWERBREATHE INTERNATIONAL LTD | KHP2 | 2019-10-03 | 574.8
SPIROMETER | SPIROMETER - BREATHING TRAINER | POWERBREATHE INTERNATIONAL LTD | KHP2 | 2019-10-03 | 574.8
SPIROMETER | SPIROMETER - BREATHING TRAINER | POWERBREATHE INTERNATIONAL LTD | KHP2 | 2019-10-03 | 574.8
SPIROMETER | SPIROMETER - BREATHING TRAINER | POWERBREATHE INTERNATIONAL LTD | KHP2 | 2019-10-03 | 574.8
SPIROMETER | SPIROMETER - BREATHING TRAINER | POWERBREATHE INTERNATIONAL LTD | KHP2 | 2019-10-03 | 574.8
SPIROMETER | SPIROMETER - BREATHING TRAINER | POWERBREATHE INTERNATIONAL LTD | KHP2 | 2019-10-03 | 574.8
SPIROMETER | SPIROMETER - BREATHING TRAINER | POWERBREATHE INTERNATIONAL LTD | KHP2 | 2019-10-03 | 574.8
SPIROMETER | SPIROMETER - BREATHING TRAINER | POWERBREATHE INTERNATIONAL LTD | KHP2 | 2019-10-03 | 574.8
SPIROMETER | SPIROMETER - BREATHING TRAINER | POWERBREATHE INTERNATIONAL LTD | KHP2 | 2019-10-03 | 574.8
SPIROMETER | SPIROMETER - BREATHING TRAINER | POWERBREATHE INTERNATIONAL LTD | KHP2 | 2019-10-03 | 574.8
SPIROMETER | SPIROMETER - BREATHING TRAINER | POWERBREATHE INTERNATIONAL LTD | KHP2 | 2019-10-03 | 574.8
SPIROMETER | SPIROMETER - BREATHING TRAINER | POWERBREATHE INTERNATIONAL LTD | KHP2 | 2019-10-03 | 574.8
SPIROMETER | SPIROMETER - BREATHING TRAINER | POWERBREATHE INTERNATIONAL LTD | KHP2 | 2019-10-03 | 574.8
SPIROMETER | SPIROMETER - BREATHING TRAINER | POWERBREATHE INTERNATIONAL LTD | KHP2 | 2019-10-03 | 574.8
SPIROMETER | SPIROMETER - BREATHING TRAINER | POWERBREATHE INTERNATIONAL LTD | KHP2 | 2019-10-03 | 574.8
SPIROMETER | SPIROMETER - BREATHING TRAINER | POWERBREATHE INTERNATIONAL LTD | KHP2 | 2019-10-03 | 574.8
SPIROMETER | SPIROMETER - BREATHING TRAINER | POWERBREATHE INTERNATIONAL LTD | KHP2 | 2019-10-03 | 574.8
SPIROMETER | SPIROMETER - BREATHING TRAINER | POWERBREATHE INTERNATIONAL LTD | KHP2 | 2019-10-03 | 574.8
SPIROMETER | SPIROMETER - BREATHING TRAINER | POWERBREATHE INTERNATIONAL LTD | KHP2 | 2019-10-03 | 574.8
SPIROMETER | SPIROMETER - BREATHING TRAINER | POWERBREATHE INTERNATIONAL LTD | KHP2 | 2019-10-03 | 574.8
SPIROMETER | SPIROMETER - BREATHING TRAINER | POWERBREATHE INTERNATIONAL LTD | KHP2 | 2019-10-03 | 574.8
SPIROMETER | SPIROMETER - BREATHING TRAINER | POWERBREATHE INTERNATIONAL LTD | KHP2 | 2019-10-03 | 574.8
SPIROMETER | SPIROMETER - BREATHING TRAINER | POWERBREATHE INTERNATIONAL LTD | KHP2 | 2019-10-03 | 574.8
SPIROMETER | SPIROMETER - BREATHING TRAINER | POWERBREATHE INTERNATIONAL LTD | KHP2 | 2019-10-03 | 574.8
SPIROMETER | SPIROMETER - BREATHING TRAINER | POWERBREATHE INTERNATIONAL LTD | KHP2 | 2019-10-03 | 574.8
SPIROMETER | SPIROMETER - BREATHING TRAINER | POWERBREATHE INTERNATIONAL LTD | KHP2 | 2019-10-03 | 574.8
SPIROMETER | SPIROMETER - BREATHING TRAINER | POWERBREATHE INTERNATIONAL LTD | KHP2 | 2019-10-03 | 574.8
SPIROMETER | SPIROMETER - BREATHING TRAINER | POWERBREATHE INTERNATIONAL LTD | KHP2 | 2019-10-03 | 574.8
SPIROMETER | SPIROMETER - BREATHING TRAINER | POWERBREATHE INTERNATIONAL LTD | KHP2 | 2019-10-03 | 574.8
SPIROMETER | SPIROMETER - BREATHING TRAINER | POWERBREATHE INTERNATIONAL LTD | KHP2 | 2019-10-03 | 574.8
SPIROMETER | SPIROMETER - BREATHING TRAINER | POWERBREATHE INTERNATIONAL LTD | KHP2 | 2019-10-03 | 574.8
SPIROMETER | SPIROMETER - BREATHING TRAINER | POWERBREATHE INTERNATIONAL LTD | KHP2 | 2019-10-03 | 574.8
SPIROMETER | SPIROMETER - BREATHING TRAINER | POWERBREATHE INTERNATIONAL LTD | KHP2 | 2019-10-03 | 574.8
SPIROMETER | SPIROMETER - BREATHING TRAINER | POWERBREATHE INTERNATIONAL LTD | KHP2 | 2019-10-03 | 574.8
SPIROMETER | SPIROMETER - BREATHING TRAINER | POWERBREATHE INTERNATIONAL LTD | KHP2 | 2019-10-03 | 574.8
SPIROMETER | SPIROMETER - BREATHING TRAINER | POWERBREATHE INTERNATIONAL LTD | KHP2 | 2019-10-03 | 574.8
SPIROMETER | SPIROMETER - BREATHING TRAINER | POWERBREATHE INTERNATIONAL LTD | KHP2 | 2019-10-03 | 574.8
SPIROMETER | SPIROMETER - BREATHING TRAINER | POWERBREATHE INTERNATIONAL LTD | KHP2 | 2019-10-03 | 574.8
SPIROMETER | SPIROMETER - BREATHING TRAINER | POWERBREATHE INTERNATIONAL LTD | KHP2 | 2019-10-03 | 574.8
SPIROMETER | SPIROMETER - BREATHING TRAINER | POWERBREATHE INTERNATIONAL LTD | KHP2 | 2019-10-03 | 574.8
SPIROMETER | SPIROMETER - BREATHING TRAINER | POWERBREATHE INTERNATIONAL LTD | KHP2 | 2019-10-03 | 574.8
SPIROMETER | SPIROMETER - BREATHING TRAINER | POWERBREATHE INTERNATIONAL LTD | KHP2 | 2019-10-03 | 574.8
SPIROMETER | SPIROMETER - BREATHING TRAINER | POWERBREATHE INTERNATIONAL LTD | KHP2 | 2019-10-03 | 574.8
SPIROMETER | SPIROMETER - BREATHING TRAINER | POWERBREATHE INTERNATIONAL LTD | KHP2 | 2019-10-03 | 574.8
SPIROMETER | SPIROMETER - BREATHING TRAINER | POWERBREATHE INTERNATIONAL LTD | KHP2 | 2019-10-03 | 574.8
SPIROMETER | SPIROMETER - BREATHING TRAINER | POWERBREATHE INTERNATIONAL LTD | KHP2 | 2019-10-03 | 574.8
SPIROMETER | SPIROMETER - BREATHING TRAINER | POWERBREATHE INTERNATIONAL LTD | KHP2 | 2019-10-03 | 574.8
SPIROMETER | SPIROMETER - BREATHING TRAINER | POWERBREATHE INTERNATIONAL LTD | KHP2 | 2019-10-03 | 574.8
SPIROMETER | SPIROMETER - BREATHING TRAINER | POWERBREATHE INTERNATIONAL LTD | KHP2 | 2019-10-03 | 574.8
SPIROMETER | SPIROMETER - BREATHING TRAINER | POWERBREATHE INTERNATIONAL LTD | KHP2 | 2019-10-03 | 574.8
SPIROMETER | SPIROMETER - BREATHING TRAINER | POWERBREATHE INTERNATIONAL LTD | KHP2 | 2019-10-03 | 574.8
SPIROMETER | SPIROMETER - BREATHING TRAINER | POWERBREATHE INTERNATIONAL LTD | KHP2 | 2019-10-03 | 574.8
SPIROMETER | SPIROMETER - BREATHING TRAINER | POWERBREATHE INTERNATIONAL LTD | KHP2 | 2019-10-03 | 574.8
SPIROMETER | SPIROMETER - BREATHING TRAINER | POWERBREATHE INTERNATIONAL LTD | KHP2 | 2019-10-03 | 574.8
SPIROMETER | SPIROMETER - BREATHING TRAINER | POWERBREATHE INTERNATIONAL LTD | KHP2 | 2019-10-03 | 574.8
SPIROMETER | SPIROMETER - BREATHING TRAINER | POWERBREATHE INTERNATIONAL LTD | KHP2 | 2019-10-03 | 574.8
SPIROMETER | SPIROMETER - BREATHING TRAINER | POWERBREATHE INTERNATIONAL LTD | KHP2 | 2019-10-03 | 574.8
SPIROMETER | SPIROMETER - BREATHING TRAINER | POWERBREATHE INTERNATIONAL LTD | KHP2 | 2019-10-03 | 574.8
SPIROMETER | SPIROMETER - BREATHING TRAINER | POWERBREATHE INTERNATIONAL LTD | KHP2 | 2019-10-03 | 574.8
SPIROMETER | SPIROMETER - BREATHING TRAINER | POWERBREATHE INTERNATIONAL LTD | KHP2 | 2019-10-03 | 574.8
SPIROMETER | SPIROMETER - BREATHING TRAINER | POWERBREATHE INTERNATIONAL LTD | KHP2 | 2019-10-03 | 574.8
SPIROMETER | SPIROMETER - BREATHING TRAINER | POWERBREATHE INTERNATIONAL LTD | KHP2 | 2019-10-03 | 574.8
SPIROMETER | SPIROMETER - BREATHING TRAINER | POWERBREATHE INTERNATIONAL LTD | KHP2 | 2019-10-03 | 574.8
SPIROMETER | SPIROMETER - BREATHING TRAINER | POWERBREATHE INTERNATIONAL LTD | KHP2 | 2019-10-03 | 574.8
SPIROMETER | SPIROMETER - BREATHING TRAINER | POWERBREATHE INTERNATIONAL LTD | KHP2 | 2019-10-03 | 574.8
SPIROMETER | SPIROMETER - BREATHING TRAINER | POWERBREATHE INTERNATIONAL LTD | KHP2 | 2019-10-03 | 574.8
SPIROMETER | SPIROMETER - BREATHING TRAINER | POWERBREATHE INTERNATIONAL LTD | KHP2 | 2019-10-03 | 574.8
SPIROMETER | SPIROMETER - BREATHING TRAINER | POWERBREATHE INTERNATIONAL LTD | KHP2 | 2019-10-03 | 574.8
SPIROMETER | SPIROMETER - BREATHING TRAINER | POWERBREATHE INTERNATIONAL LTD | KHP2 | 2019-10-03 | 574.8
SPIROMETER | SPIROMETER - BREATHING TRAINER | POWERBREATHE INTERNATIONAL LTD | KHP2 | 2019-10-03 | 574.8
SPIROMETER | SPIROMETER - BREATHING TRAINER | POWERBREATHE INTERNATIONAL LTD | KHP2 | 2019-10-03 | 574.8
SPIROMETER | SPIROMETER - BREATHING TRAINER | POWERBREATHE INTERNATIONAL LTD | KHP2 | 2019-10-03 | 574.8
SPIROMETER | SPIROMETER - BREATHING TRAINER | POWERBREATHE INTERNATIONAL LTD | KHP2 | 2019-10-03 | 574.8
SPIROMETER | SPIROMETER - BREATHING TRAINER | POWERBREATHE INTERNATIONAL LTD | KHP2 | 2019-10-03 | 574.8
SPIROMETER | SPIROMETER - BREATHING TRAINER | POWERBREATHE INTERNATIONAL LTD | KHP2 | 2019-10-03 | 574.8
SPIROMETER | SPIROMETER - BREATHING TRAINER | POWERBREATHE INTERNATIONAL LTD | KHP2 | 2019-10-03 | 574.8
SPIROMETER | SPIROMETER - BREATHING TRAINER | POWERBREATHE INTERNATIONAL LTD | KHP2 | 2019-10-03 | 574.8
SPIROMETER | SPIROMETER - BREATHING TRAINER | POWERBREATHE INTERNATIONAL LTD | KHP2 | 2019-10-03 | 574.8
SPIROMETER | SPIROMETER - BREATHING TRAINER | POWERBREATHE INTERNATIONAL LTD | KHP2 | 2019-10-03 | 574.8
SPIROMETER | SPIROMETER - BREATHING TRAINER | POWERBREATHE INTERNATIONAL LTD | KHP2 | 2019-10-03 | 574.8
SPIROMETER | SPIROMETER - BREATHING TRAINER | POWERBREATHE INTERNATIONAL LTD | KHP2 | 2019-10-03 | 574.8
SPIROMETER | SPIROMETER - BREATHING TRAINER | POWERBREATHE INTERNATIONAL LTD | KHP2 | 2019-10-03 | 574.8
SPIROMETER | SPIROMETER - BREATHING TRAINER | POWERBREATHE INTERNATIONAL LTD | KHP2 | 2019-10-03 | 574.8
SPIROMETER | SPIROMETER - BREATHING TRAINER | POWERBREATHE INTERNATIONAL LTD | KHP2 | 2019-10-03 | 574.8
SPIROMETER | SPIROMETER - BREATHING TRAINER | POWERBREATHE INTERNATIONAL LTD | KHP2 | 2019-10-03 | 574.8
SPIROMETER | SPIROMETER - BREATHING TRAINER | POWERBREATHE INTERNATIONAL LTD | KHP2 | 2019-10-03 | 574.8
SPIROMETER | SPIROMETER - BREATHING TRAINER | POWERBREATHE INTERNATIONAL LTD | KHP2 | 2019-10-03 | 574.8
SPIROMETER | SPIROMETER - BREATHING TRAINER | POWERBREATHE INTERNATIONAL LTD | KHP2 | 2019-10-03 | 574.8
SPIROMETER | SPIROMETER - BREATHING TRAINER | POWERBREATHE INTERNATIONAL LTD | KHP2 | 2019-10-03 | 574.8
SPIROMETER | SPIROMETER - BREATHING TRAINER | POWERBREATHE INTERNATIONAL LTD | KHP2 | 2019-10-03 | 574.8
SPIROMETER | SPIROMETER - BREATHING TRAINER | POWERBREATHE INTERNATIONAL LTD | KHP2 | 2019-10-03 | 574.8
SPIROMETER | SPIROMETER - BREATHING TRAINER | POWERBREATHE INTERNATIONAL LTD | KHP2 | 2019-10-03 | 574.8
SPIROMETER | SPIROMETER - BREATHING TRAINER | POWERBREATHE INTERNATIONAL LTD | KHP2 | 2019-10-03 | 574.8
SPIROMETER | SPIROMETER - BREATHING TRAINER | POWERBREATHE INTERNATIONAL LTD | KHP2 | 2019-10-03 | 574.8
SPIROMETER | SPIROMETER - BREATHING TRAINER | POWERBREATHE INTERNATIONAL LTD | KHP2 | 2019-10-03 | 574.8
SPIROMETER | SPIROMETER - BREATHING TRAINER | POWERBREATHE INTERNATIONAL LTD | KHP2 | 2019-10-03 | 574.8
SPIROMETER | SPIROMETER - BREATHING TRAINER | POWERBREATHE INTERNATIONAL LTD | KHP2 | 2019-10-03 | 574.8
SPIROMETER | SPIROMETER - BREATHING TRAINER | POWERBREATHE INTERNATIONAL LTD | KHP2 | 2019-10-03 | 574.8
SPIROMETER | SPIROMETER - BREATHING TRAINER | POWERBREATHE INTERNATIONAL LTD | KHP2 | 2019-10-03 | 574.8
SPIROMETER | SPIROMETER - BREATHING TRAINER | POWERBREATHE INTERNATIONAL LTD | KHP2 | 2019-10-03 | 574.8
SPIROMETER | SPIROMETER - BREATHING TRAINER | POWERBREATHE INTERNATIONAL LTD | KHP2 | 2019-10-03 | 574.8
SPIROMETER | SPIROMETER - BREATHING TRAINER | POWERBREATHE INTERNATIONAL LTD | KHP2 | 2019-10-03 | 574.8
SPIROMETER | SPIROMETER - BREATHING TRAINER | POWERBREATHE INTERNATIONAL LTD | KHP2 | 2019-10-03 | 574.8
SPIROMETER | SPIROMETER - BREATHING TRAINER | POWERBREATHE INTERNATIONAL LTD | KHP2 | 2019-10-03 | 574.8
SPIROMETER | SPIROMETER - BREATHING TRAINER | POWERBREATHE INTERNATIONAL LTD | KHP2 | 2019-10-03 | 574.8
SPIROMETER | SPIROMETER - BREATHING TRAINER | POWERBREATHE INTERNATIONAL LTD | KHP2 | 2019-10-03 | 574.8
SPIROMETER | SPIROMETER - BREATHING TRAINER | POWERBREATHE INTERNATIONAL LTD | KHP2 | 2019-10-03 | 574.8
SPIROMETER | SPIROMETER - BREATHING TRAINER | POWERBREATHE INTERNATIONAL LTD | KHP2 | 2019-10-03 | 574.8
SPIROMETER | SPIROMETER - BREATHING TRAINER | POWERBREATHE INTERNATIONAL LTD | KHP2 | 2019-10-03 | 574.8
SPIROMETER | SPIROMETER - BREATHING TRAINER | POWERBREATHE INTERNATIONAL LTD | KHP2 | 2019-10-03 | 574.8
SPIROMETER | SPIROMETER - BREATHING TRAINER | POWERBREATHE INTERNATIONAL LTD | KHP2 | 2019-10-03 | 574.8
SPIROMETER | SPIROMETER - BREATHING TRAINER | POWERBREATHE INTERNATIONAL LTD | KHP2 | 2019-10-03 | 574.8
SPIROMETER | SPIROMETER - BREATHING TRAINER | POWERBREATHE INTERNATIONAL LTD | KHP2 | 2019-10-03 | 574.8
SPIROMETER | SPIROMETER - BREATHING TRAINER | POWERBREATHE INTERNATIONAL LTD | KHP2 | 2019-10-03 | 574.8
SPIROMETER | SPIROMETER - BREATHING TRAINER | POWERBREATHE INTERNATIONAL LTD | KHP2 | 2019-10-03 | 574.8
SPIROMETER | SPIROMETER - BREATHING TRAINER | POWERBREATHE INTERNATIONAL LTD | KHP2 | 2019-10-03 | 574.8
SPIROMETER | SPIROMETER - BREATHING TRAINER | POWERBREATHE INTERNATIONAL LTD | KHP2 | 2019-10-03 | 574.8
SPIROMETER | SPIROMETER - BREATHING TRAINER | POWERBREATHE INTERNATIONAL LTD | KHP2 | 2019-10-03 | 574.8
SPIROMETER | SPIROMETER - BREATHING TRAINER | POWERBREATHE INTERNATIONAL LTD | KHP2 | 2019-10-03 | 574.8
SPIROMETER | SPIROMETER - BREATHING TRAINER | POWERBREATHE INTERNATIONAL LTD | KHP2 | 2019-10-03 | 574.8
SPIROMETER | SPIROMETER - BREATHING TRAINER | POWERBREATHE INTERNATIONAL LTD | KHP2 | 2019-10-03 | 574.8
SPIROMETER | SPIROMETER - BREATHING TRAINER | POWERBREATHE INTERNATIONAL LTD | KHP2 | 2019-10-03 | 574.8
SPIROMETER | SPIROMETER - BREATHING TRAINER | POWERBREATHE INTERNATIONAL LTD | KHP2 | 2019-10-03 | 574.8
SPIROMETER | SPIROMETER - BREATHING TRAINER | POWERBREATHE INTERNATIONAL LTD | KHP2 | 2019-10-03 | 574.8
SPIROMETER | SPIROMETER - BREATHING TRAINER | POWERBREATHE INTERNATIONAL LTD | KHP2 | 2019-10-03 | 574.8
SPIROMETER | SPIROMETER - BREATHING TRAINER | POWERBREATHE INTERNATIONAL LTD | KHP2 | 2019-10-03 | 574.8
SPIROMETER | SPIROMETER - BREATHING TRAINER | POWERBREATHE INTERNATIONAL LTD | KHP2 | 2019-10-03 | 574.8
SPIROMETER | SPIROMETER - BREATHING TRAINER | POWERBREATHE INTERNATIONAL LTD | KHP2 | 2019-10-03 | 574.8
SPIROMETER | SPIROMETER - BREATHING TRAINER | POWERBREATHE INTERNATIONAL LTD | KHP2 | 2019-10-03 | 574.8
SPIROMETER | SPIROMETER - BREATHING TRAINER | POWERBREATHE INTERNATIONAL LTD | KHP2 | 2019-10-03 | 574.8
SPIROMETER | SPIROMETER - BREATHING TRAINER | POWERBREATHE INTERNATIONAL LTD | KHP2 | 2019-10-03 | 574.8
SPIROMETER | SPIROMETER - BREATHING TRAINER | POWERBREATHE INTERNATIONAL LTD | KHP2 | 2019-10-03 | 574.8
SPIROMETER | SPIROMETER - BREATHING TRAINER | POWERBREATHE INTERNATIONAL LTD | KHP2 | 2019-10-03 | 574.8
SPIROMETER | SPIROMETER - BREATHING TRAINER | POWERBREATHE INTERNATIONAL LTD | KHP2 | 2019-10-03 | 574.8
SPIROMETER | SPIROMETER - BREATHING TRAINER | POWERBREATHE INTERNATIONAL LTD | KHP2 | 2019-10-03 | 574.8
SPIROMETER | SPIROMETER - BREATHING TRAINER | POWERBREATHE INTERNATIONAL LTD | KHP2 | 2019-10-03 | 574.8
SPIROMETER | SPIROMETER - BREATHING TRAINER | POWERBREATHE INTERNATIONAL LTD | KHP2 | 2019-10-03 | 574.8
SPIROMETER | SPIROMETER - BREATHING TRAINER | POWERBREATHE INTERNATIONAL LTD | KHP2 | 2019-10-03 | 574.8
SPIROMETER | SPIROMETER - BREATHING TRAINER | POWERBREATHE INTERNATIONAL LTD | KHP2 | 2019-10-03 | 574.8
SPIROMETER | SPIROMETER - BREATHING TRAINER | POWERBREATHE INTERNATIONAL LTD | KHP2 | 2019-10-03 | 574.8
SPIROMETER | SPIROMETER - BREATHING TRAINER | POWERBREATHE INTERNATIONAL LTD | KHP2 | 2019-10-03 | 574.8
SPIROMETER | SPIROMETER - BREATHING TRAINER | POWERBREATHE INTERNATIONAL LTD | KHP2 | 2019-10-03 | 574.8
SPIROMETER | SPIROMETER - BREATHING TRAINER | POWERBREATHE INTERNATIONAL LTD | KHP2 | 2019-10-03 | 574.8
SPIROMETER | SPIROMETER - BREATHING TRAINER | POWERBREATHE INTERNATIONAL LTD | KHP2 | 2019-10-03 | 574.8
SPIROMETER | SPIROMETER - BREATHING TRAINER | POWERBREATHE INTERNATIONAL LTD | KHP2 | 2019-10-03 | 574.8
SPIROMETER | SPIROMETER - BREATHING TRAINER | POWERBREATHE INTERNATIONAL LTD | KHP2 | 2019-10-03 | 574.8
SPIROMETER | SPIROMETER - BREATHING TRAINER | POWERBREATHE INTERNATIONAL LTD | KHP2 | 2019-10-03 | 574.8
SPIROMETER | SPIROMETER - BREATHING TRAINER | POWERBREATHE INTERNATIONAL LTD | KHP2 | 2019-10-03 | 574.8
SPIROMETER | SPIROMETER - BREATHING TRAINER | POWERBREATHE INTERNATIONAL LTD | KHP2 | 2019-10-03 | 574.8
SPIROMETER | SPIROMETER - BREATHING TRAINER | POWERBREATHE INTERNATIONAL LTD | KHP2 | 2019-10-03 | 574.8
SPIROMETER | SPIROMETER - BREATHING TRAINER | POWERBREATHE INTERNATIONAL LTD | KHP2 | 2019-10-03 | 574.8
SPIROMETER | SPIROMETER - BREATHING TRAINER | POWERBREATHE INTERNATIONAL LTD | KHP2 | 2019-10-03 | 574.8
SPIROMETER | SPIROMETER - BREATHING TRAINER | POWERBREATHE INTERNATIONAL LTD | KHP2 | 2019-10-03 | 574.8
SPIROMETER | SPIROMETER - BREATHING TRAINER | POWERBREATHE INTERNATIONAL LTD | KHP2 | 2019-10-03 | 574.8
SPIROMETER | SPIROMETER - BREATHING TRAINER | POWERBREATHE INTERNATIONAL LTD | KHP2 | 2019-10-03 | 574.8
SPIROMETER | SPIROMETER - BREATHING TRAINER | POWERBREATHE INTERNATIONAL LTD | KHP2 | 2019-10-03 | 574.8
SPIROMETER | SPIROMETER - BREATHING TRAINER | POWERBREATHE INTERNATIONAL LTD | KHP2 | 2019-10-03 | 574.8
SPIROMETER | SPIROMETER - BREATHING TRAINER | POWERBREATHE INTERNATIONAL LTD | KHP2 | 2019-10-03 | 574.8
SPIROMETER | SPIROMETER - BREATHING TRAINER | POWERBREATHE INTERNATIONAL LTD | KHP2 | 2019-10-03 | 574.8
SPIROMETER | SPIROMETER - BREATHING TRAINER | POWERBREATHE INTERNATIONAL LTD | KHP2 | 2019-10-03 | 574.8
SPIROMETER | SPIROMETER - BREATHING TRAINER | POWERBREATHE INTERNATIONAL LTD | KHP2 | 2019-10-03 | 574.8
SPIROMETER | SPIROMETER - BREATHING TRAINER | POWERBREATHE INTERNATIONAL LTD | KHP2 | 2019-10-03 | 574.8
SPIROMETER | SPIROMETER - BREATHING TRAINER | POWERBREATHE INTERNATIONAL LTD | KHP2 | 2019-10-03 | 574.8
SPIROMETER | SPIROMETER - BREATHING TRAINER | POWERBREATHE INTERNATIONAL LTD | KHP2 | 2019-10-03 | 574.8
SPIROMETER | SPIROMETER - BREATHING TRAINER | POWERBREATHE INTERNATIONAL LTD | KHP2 | 2019-10-03 | 574.8
SPIROMETER | SPIROMETER - BREATHING TRAINER | POWERBREATHE INTERNATIONAL LTD | KHP2 | 2019-10-03 | 574.8
SPIROMETER | SPIROMETER - BREATHING TRAINER | POWERBREATHE INTERNATIONAL LTD | KHP2 | 2019-10-03 | 574.8
SPIROMETER | SPIROMETER - BREATHING TRAINER | POWERBREATHE INTERNATIONAL LTD | KHP2 | 2019-10-03 | 574.8
SPIROMETER | SPIROMETER - BREATHING TRAINER | POWERBREATHE INTERNATIONAL LTD | KHP2 | 2019-10-03 | 574.8
SPIROMETER | SPIROMETER - BREATHING TRAINER | POWERBREATHE INTERNATIONAL LTD | KHP2 | 2019-10-03 | 574.8
SPIROMETER | SPIROMETER - BREATHING TRAINER | POWERBREATHE INTERNATIONAL LTD | KHP2 | 2019-10-03 | 574.8
SPIROMETER | SPIROMETER - BREATHING TRAINER | POWERBREATHE INTERNATIONAL LTD | KHP2 | 2019-10-03 | 574.8
SPIROMETER | SPIROMETER - BREATHING TRAINER | POWERBREATHE INTERNATIONAL LTD | KHP2 | 2019-10-03 | 574.8
SPIROMETER | SPIROMETER - BREATHING TRAINER | POWERBREATHE INTERNATIONAL LTD | KHP2 | 2019-10-03 | 574.8
SPIROMETER | SPIROMETER - BREATHING TRAINER | POWERBREATHE INTERNATIONAL LTD | KHP2 | 2019-10-03 | 574.8
SPIROMETER | SPIROMETER - BREATHING TRAINER | POWERBREATHE INTERNATIONAL LTD | KHP2 | 2019-10-03 | 574.8
SPIROMETER | SPIROMETER - BREATHING TRAINER | POWERBREATHE INTERNATIONAL LTD | KHP2 | 2019-10-03 | 574.8
SPIROMETER | SPIROMETER - BREATHING TRAINER | POWERBREATHE INTERNATIONAL LTD | KHP2 | 2019-10-03 | 574.8
SPIROMETER | SPIROMETER - BREATHING TRAINER | POWERBREATHE INTERNATIONAL LTD | KHP2 | 2019-10-03 | 574.8
SPIROMETER | SPIROMETER - BREATHING TRAINER | POWERBREATHE INTERNATIONAL LTD | KHP2 | 2019-10-03 | 574.8
SPIROMETER | SPIROMETER - BREATHING TRAINER | POWERBREATHE INTERNATIONAL LTD | KHP2 | 2019-10-03 | 574.8
SPIROMETER | SPIROMETER - BREATHING TRAINER | POWERBREATHE INTERNATIONAL LTD | KHP2 | 2019-10-03 | 574.8
SPIROMETER | SPIROMETER - BREATHING TRAINER | POWERBREATHE INTERNATIONAL LTD | KHP2 | 2019-10-03 | 574.8
SPIROMETER | SPIROMETER - BREATHING TRAINER | POWERBREATHE INTERNATIONAL LTD | KHP2 | 2019-10-03 | 574.8
SPIROMETER | SPIROMETER - BREATHING TRAINER | POWERBREATHE INTERNATIONAL LTD | KHP2 | 2019-10-03 | 574.8
SPIROMETER | SPIROMETER - BREATHING TRAINER | POWERBREATHE INTERNATIONAL LTD | KHP2 | 2019-10-03 | 574.8
SPIROMETER | SPIROMETER - BREATHING TRAINER | POWERBREATHE INTERNATIONAL LTD | KHP2 | 2019-10-03 | 574.8
SPIROMETER | SPIROMETER - BREATHING TRAINER | POWERBREATHE INTERNATIONAL LTD | KHP2 | 2019-10-03 | 574.8
SPIROMETER | SPIROMETER - BREATHING TRAINER | POWERBREATHE INTERNATIONAL LTD | KHP2 | 2019-10-03 | 574.8
SPIROMETER | SPIROMETER - BREATHING TRAINER | POWERBREATHE INTERNATIONAL LTD | KHP2 | 2019-10-03 | 574.8
SPIROMETER | SPIROMETER - BREATHING TRAINER | POWERBREATHE INTERNATIONAL LTD | KHP2 | 2019-10-03 | 574.8
SPIROMETER | SPIROMETER - BREATHING TRAINER | POWERBREATHE INTERNATIONAL LTD | KHP2 | 2019-10-03 | 574.8
SPIROMETER | SPIROMETER - BREATHING TRAINER | POWERBREATHE INTERNATIONAL LTD | KHP2 | 2019-10-03 | 574.8
SPIROMETER | SPIROMETER - BREATHING TRAINER | POWERBREATHE INTERNATIONAL LTD | KHP2 | 2019-10-03 | 574.8
SPIROMETER | SPIROMETER - BREATHING TRAINER | POWERBREATHE INTERNATIONAL LTD | KHP2 | 2019-10-03 | 574.8
SPIROMETER | SPIROMETER - BREATHING TRAINER | POWERBREATHE INTERNATIONAL LTD | KHP2 | 2019-10-03 | 574.8
SPIROMETER | SPIROMETER - BREATHING TRAINER | POWERBREATHE INTERNATIONAL LTD | KHP2 | 2019-10-03 | 574.8
SPIROMETER | SPIROMETER - BREATHING TRAINER | POWERBREATHE INTERNATIONAL LTD | KHP2 | 2019-10-03 | 574.8
SPIROMETER | SPIROMETER - BREATHING TRAINER | POWERBREATHE INTERNATIONAL LTD | KHP2 | 2019-10-03 | 574.8
SPIROMETER | SPIROMETER - BREATHING TRAINER | POWERBREATHE INTERNATIONAL LTD | KHP2 | 2019-10-03 | 574.8
SPIROMETER | SPIROMETER - BREATHING TRAINER | POWERBREATHE INTERNATIONAL LTD | KHP2 | 2019-10-03 | 574.8
SPIROMETER | SPIROMETER - BREATHING TRAINER | POWERBREATHE INTERNATIONAL LTD | KHP2 | 2019-10-03 | 574.8
SPIROMETER | SPIROMETER - BREATHING TRAINER | POWERBREATHE INTERNATIONAL LTD | KHP2 | 2019-10-03 | 574.8
SPIROMETER | SPIROMETER - BREATHING TRAINER | POWERBREATHE INTERNATIONAL LTD | KHP2 | 2019-10-03 | 574.8
SPIROMETER | SPIROMETER - BREATHING TRAINER | POWERBREATHE INTERNATIONAL LTD | KHP2 | 2019-10-03 | 574.8
SPIROMETER | SPIROMETER - BREATHING TRAINER | POWERBREATHE INTERNATIONAL LTD | KHP2 | 2019-10-03 | 574.8
SPIROMETER | SPIROMETER - BREATHING TRAINER | POWERBREATHE INTERNATIONAL LTD | KHP2 | 2019-10-03 | 574.8
SPIROMETER | SPIROMETER - BREATHING TRAINER | POWERBREATHE INTERNATIONAL LTD | KHP2 | 2019-10-03 | 574.8
SPIROMETER | SPIROMETER - BREATHING TRAINER | POWERBREATHE INTERNATIONAL LTD | KHP2 | 2019-10-03 | 574.8
SPIROMETER | SPIROMETER - BREATHING TRAINER | POWERBREATHE INTERNATIONAL LTD | KHP2 | 2019-10-03 | 574.8
SPIROMETER | SPIROMETER - BREATHING TRAINER | POWERBREATHE INTERNATIONAL LTD | KHP2 | 2019-10-03 | 574.8
SPIROMETER | SPIROMETER - BREATHING TRAINER | POWERBREATHE INTERNATIONAL LTD | KHP2 | 2019-10-03 | 574.8
SPIROMETER | SPIROMETER - BREATHING TRAINER | POWERBREATHE INTERNATIONAL LTD | KHP2 | 2019-10-03 | 574.8
SPIROMETER | SPIROMETER - BREATHING TRAINER | POWERBREATHE INTERNATIONAL LTD | KHP2 | 2019-10-03 | 574.8
SPIROMETER | SPIROMETER - BREATHING TRAINER | POWERBREATHE INTERNATIONAL LTD | KHP2 | 2019-10-03 | 574.8
SPIROMETER | SPIROMETER - BREATHING TRAINER | POWERBREATHE INTERNATIONAL LTD | KHP2 | 2019-10-03 | 574.8
SPIROMETER | SPIROMETER - BREATHING TRAINER | POWERBREATHE INTERNATIONAL LTD | KHP2 | 2019-10-03 | 574.8
SPIROMETER | SPIROMETER - BREATHING TRAINER | POWERBREATHE INTERNATIONAL LTD | KHP2 | 2019-10-03 | 574.8
SPIROMETER | SPIROMETER - BREATHING TRAINER | POWERBREATHE INTERNATIONAL LTD | KHP2 | 2019-10-03 | 574.8
SPIROMETER | SPIROMETER - BREATHING TRAINER | POWERBREATHE INTERNATIONAL LTD | KHP2 | 2019-10-03 | 574.8
SPIROMETER | SPIROMETER - BREATHING TRAINER | POWERBREATHE INTERNATIONAL LTD | KHP2 | 2019-10-03 | 574.8
SPIROMETER | SPIROMETER - BREATHING TRAINER | POWERBREATHE INTERNATIONAL LTD | KHP2 | 2019-10-03 | 574.8
SPIROMETER | SPIROMETER - BREATHING TRAINER | POWERBREATHE INTERNATIONAL LTD | KHP2 | 2019-10-03 | 574.8
SPIROMETER | SPIROMETER - BREATHING TRAINER | POWERBREATHE INTERNATIONAL LTD | KHP2 | 2019-10-03 | 574.8
SPIROMETER | SPIROMETER - BREATHING TRAINER | POWERBREATHE INTERNATIONAL LTD | KHP2 | 2019-10-03 | 574.8
SPIROMETER | SPIROMETER - BREATHING TRAINER | POWERBREATHE INTERNATIONAL LTD | KHP2 | 2019-10-03 | 574.8
SPIROMETER | SPIROMETER - BREATHING TRAINER | POWERBREATHE INTERNATIONAL LTD | KHP2 | 2019-10-03 | 574.8
SPIROMETER | SPIROMETER - BREATHING TRAINER | POWERBREATHE INTERNATIONAL LTD | KHP2 | 2019-10-03 | 574.8
SPIROMETER | SPIROMETER - BREATHING TRAINER | POWERBREATHE INTERNATIONAL LTD | KHP2 | 2019-10-03 | 574.8
SPIROMETER | SPIROMETER - BREATHING TRAINER | POWERBREATHE INTERNATIONAL LTD | KHP2 | 2019-10-03 | 574.8
SPIROMETER | SPIROMETER - BREATHING TRAINER | POWERBREATHE INTERNATIONAL LTD | KHP2 | 2019-10-03 | 574.8
SPIROMETER | SPIROMETER - BREATHING TRAINER | POWERBREATHE INTERNATIONAL LTD | KHP2 | 2019-10-03 | 574.8
SPIROMETER | SPIROMETER - BREATHING TRAINER | POWERBREATHE INTERNATIONAL LTD | KHP2 | 2019-10-03 | 574.8
SPIROMETER | SPIROMETER - BREATHING TRAINER | POWERBREATHE INTERNATIONAL LTD | KHP2 | 2019-10-03 | 574.8
SPIROMETER | SPIROMETER - BREATHING TRAINER | POWERBREATHE INTERNATIONAL LTD | KHP2 | 2019-10-03 | 574.8
SPIROMETER | SPIROMETER - BREATHING TRAINER | POWERBREATHE INTERNATIONAL LTD | KHP2 | 2019-10-03 | 574.8
SPIROMETER | SPIROMETER - BREATHING TRAINER | POWERBREATHE INTERNATIONAL LTD | KHP2 | 2019-10-03 | 574.8
ELECTRIC BED | SMART ACUTE CARE ELECTRIC BED | LINET UK | ELEGANZA 2 | 2019-10-01 | 1609.2 | 2023-01-13 10:15 | 2024-11-01
ELECTRIC BED | SMART ACUTE CARE ELECTRIC BED | LINET UK | ELEGANZA 2 | 2019-10-01 | 1609.2 | 2022-08-17 | 2024-11-01
ELECTRIC BED | SMART ACUTE CARE ELECTRIC BED | LINET UK | ELEGANZA 2 | 2019-10-01 | 1609.2 | 2022-12-07 20:58 | 2024-11-01
ELECTRIC BED | SMART ACUTE CARE ELECTRIC BED | LINET UK | ELEGANZA 2 | 2019-10-01 | 1609.2 | 2023-01-04 11:30 | 2024-11-01
ELECTRIC BED | SMART ACUTE CARE ELECTRIC BED | LINET UK | ELEGANZA 2 | 2019-10-01 | 1609.2 | 2022-12-07 09:52 | 2024-11-01
ELECTRIC BED | SMART ACUTE CARE ELECTRIC BED | LINET UK | ELEGANZA 2 | 2019-10-01 | 1609.2
ELECTRIC BED | SMART ACUTE CARE ELECTRIC BED | LINET UK | ELEGANZA 2 | 2019-10-01 | 1609.2 | 2023-01-18 10:45 | 2024-11-01
ELECTRIC BED | SMART ACUTE CARE ELECTRIC BED | LINET UK | ELEGANZA 2 | 2019-10-01 | 1609.2 | 2023-01-30 10:26 | 2024-11-01
ELECTRIC BED | SMART ACUTE CARE ELECTRIC BED | LINET UK | ELEGANZA 2 | 2019-10-01 | 1609.2 | 2023-02-10 11:05 | 2024-11-01
ELECTRIC BED | SMART ACUTE CARE ELECTRIC BED | LINET UK | ELEGANZA 2 | 2019-10-01 | 1609.2 | 2022-12-07 10:34 | 2024-11-01
ELECTRIC BED | SMART ACUTE CARE ELECTRIC BED | LINET UK | ELEGANZA 2 | 2019-10-01 | 1609.2 | 2023-09-14 | 2024-09-14
ELECTRIC BED | SMART ACUTE CARE ELECTRIC BED | LINET UK | ELEGANZA 2 | 2019-10-01 | 1609.2 | 2023-01-18 10:24 | 2024-11-01
ELECTRIC BED | SMART ACUTE CARE ELECTRIC BED | LINET UK | ELEGANZA 2 | 2019-10-01 | 1609.2 | 2022-12-07 20:55 | 2024-11-01
ELECTRIC BED | SMART ACUTE CARE ELECTRIC BED | LINET UK | ELEGANZA 2 | 2019-10-01 | 1609.2 | 2023-01-30 10:17 | 2024-11-01
ULTRASOUND PLINTH | ULTRASOUND PLINTH | MEDI-PLINTH | US03TE | 2019-11-21 | 1524.468 | 2021-02-19 | 2025-11-01
ULTRASOUND PLINTH | ULTRASOUND PLINTH | MEDI-PLINTH | US03TE | 2019-11-21 | 1524.468 | 2022-04-26 | 2025-04-26
COUCH | COUCH 3-SECTION ELECTRIC | MEDI-PLINTH | BA03E | 2019-11-21 | 893.664 | 2024-04-04 | 2025-04-04
COUCH | COUCH 3-SECTION ELECTRIC | MEDI-PLINTH | BA03E | 2019-11-21 | 893.664 | 2024-04-24 | 2025-04-24
MRI SCANNER | MRI SCANNER (3T) | SIEMENS LTD | MAGNETOM LUMINA | 2020-03-04 | 1224865.92 | 2024-02-23 | 2024-07-30
LABEL PRINTER | PRINTER - LABEL | LABELSTATION | ME240 (PRO240) | 2019-10-12 | 600 | 2024-01-25 | 2025-01-25
ULTRASOUND PROBE | ULTRASOUND PROBE | GE LIMITED | 4Vc-D | 2021-01-28 | 21600
ULTRASOUND PROBE | ULTRASOUND PROBE | GE LIMITED | 12S-D | 2019-10-22 | 6000
ULTRASOUND PROBE | ULTRASOUND PROBE | GE LIMITED | P2D | 2019-10-15 | 6000
ULTRASOUND PROBE | ULTRASOUND PROBE | GE LIMITED | M5SC-D | 2019-10-15 | 6000
ULTRASOUND-CARDIO | ULTRASOUND SCANNER | GE LIMITED | VIVID E95 | 2019-10-15 | 84000 | 2023-05-04 | 2024-11-02
X-RAY | HAND HELD X-RAY SYSTEM | ARIBEX (USA) | NOMAD PRO 2 | 2019-09-12 | 6403.824 | 2024-02-16 | 2025-02-16
NASAL CPAP | NASAL CPAP | PHILIPS LTD | DREAMSTATION | 2019-11-18 | 538.8
NASAL CPAP | NASAL CPAP | PHILIPS LTD | DREAMSTATION | 2019-11-18 | 538.8
NASAL CPAP | NASAL CPAP | PHILIPS LTD | DREAMSTATION | 2019-11-18 | 538.8
NASAL CPAP | NASAL CPAP | PHILIPS LTD | DREAMSTATION | 2019-11-18 | 538.8
NASAL CPAP | NASAL CPAP | PHILIPS LTD | DREAMSTATION | 2019-11-18 | 538.8
NASAL CPAP | NASAL CPAP | PHILIPS LTD | DREAMSTATION | 2019-11-18 | 538.8
NASAL CPAP | NASAL CPAP | PHILIPS LTD | DREAMSTATION | 2019-11-18 | 538.8
NASAL CPAP | NASAL CPAP | PHILIPS LTD | DREAMSTATION | 2019-11-18 | 538.8
NASAL CPAP | NASAL CPAP | PHILIPS LTD | DREAMSTATION | 2019-11-18 | 538.8
NASAL CPAP | NASAL CPAP | PHILIPS LTD | DREAMSTATION | 2019-11-18 | 538.8
NASAL CPAP | NASAL CPAP | PHILIPS LTD | DREAMSTATION | 2019-11-18 | 538.8
NASAL CPAP | NASAL CPAP | PHILIPS LTD | DREAMSTATION | 2019-11-18 | 538.8
NASAL CPAP | NASAL CPAP | PHILIPS LTD | DREAMSTATION | 2019-11-18 | 538.8
NASAL CPAP | NASAL CPAP | PHILIPS LTD | DREAMSTATION | 2019-11-18 | 538.8
NASAL CPAP | NASAL CPAP | PHILIPS LTD | DREAMSTATION | 2019-11-18 | 538.8
NASAL CPAP | NASAL CPAP | PHILIPS LTD | DREAMSTATION | 2019-11-18 | 538.8
NASAL CPAP | NASAL CPAP | PHILIPS LTD | DREAMSTATION | 2019-11-18 | 538.8
NASAL CPAP | NASAL CPAP | PHILIPS LTD | DREAMSTATION | 2019-11-18 | 538.8
NASAL CPAP | NASAL CPAP | PHILIPS LTD | DREAMSTATION | 2019-11-18 | 538.8
NASAL CPAP | NASAL CPAP | PHILIPS LTD | DREAMSTATION | 2019-11-18 | 538.8
NASAL CPAP | NASAL CPAP | PHILIPS LTD | DREAMSTATION | 2019-11-18 | 538.8
NASAL CPAP | NASAL CPAP | PHILIPS LTD | DREAMSTATION | 2019-11-18 | 538.8
NASAL CPAP | NASAL CPAP | PHILIPS LTD | DREAMSTATION | 2019-11-18 | 538.8
NASAL CPAP | NASAL CPAP | PHILIPS LTD | DREAMSTATION | 2019-11-18 | 538.8
NASAL CPAP | NASAL CPAP | PHILIPS LTD | DREAMSTATION | 2019-11-18 | 538.8
NASAL CPAP | NASAL CPAP | PHILIPS LTD | DREAMSTATION | 2019-11-18 | 538.8
NASAL CPAP | NASAL CPAP | PHILIPS LTD | DREAMSTATION | 2019-11-18 | 538.8
NASAL CPAP | NASAL CPAP | PHILIPS LTD | DREAMSTATION | 2019-11-18 | 538.8
NASAL CPAP | NASAL CPAP | PHILIPS LTD | DREAMSTATION | 2019-11-18 | 538.8
NASAL CPAP | NASAL CPAP | PHILIPS LTD | DREAMSTATION | 2019-11-18 | 538.8
NASAL CPAP | NASAL CPAP | PHILIPS LTD | DREAMSTATION | 2019-11-18 | 538.8
NASAL CPAP | NASAL CPAP | PHILIPS LTD | DREAMSTATION | 2019-11-18 | 538.8
NASAL CPAP | NASAL CPAP | PHILIPS LTD | DREAMSTATION | 2019-11-18 | 538.8
NASAL CPAP | NASAL CPAP | PHILIPS LTD | DREAMSTATION | 2019-11-18 | 538.8
NASAL CPAP | NASAL CPAP | PHILIPS LTD | DREAMSTATION | 2019-11-18 | 538.8
NASAL CPAP | NASAL CPAP | PHILIPS LTD | DREAMSTATION | 2019-11-18 | 538.8
NASAL CPAP | NASAL CPAP | PHILIPS LTD | DREAMSTATION | 2019-11-18 | 538.8
NASAL CPAP | NASAL CPAP | PHILIPS LTD | DREAMSTATION | 2019-11-18 | 538.8
NASAL CPAP | NASAL CPAP | PHILIPS LTD | DREAMSTATION | 2019-11-18 | 538.8
NASAL CPAP | NASAL CPAP | PHILIPS LTD | DREAMSTATION | 2019-11-18 | 538.8
NASAL CPAP | NASAL CPAP | PHILIPS LTD | DREAMSTATION | 2019-11-18 | 538.8
NASAL CPAP | NASAL CPAP | PHILIPS LTD | DREAMSTATION | 2019-11-18 | 538.8
NASAL CPAP | NASAL CPAP | PHILIPS LTD | DREAMSTATION | 2019-11-18 | 538.8
NASAL CPAP | NASAL CPAP | PHILIPS LTD | DREAMSTATION | 2019-11-18 | 538.8
NASAL CPAP | NASAL CPAP | PHILIPS LTD | DREAMSTATION | 2019-11-18 | 538.8
NASAL CPAP | NASAL CPAP | PHILIPS LTD | DREAMSTATION | 2019-11-18 | 538.8
NASAL CPAP | NASAL CPAP | PHILIPS LTD | DREAMSTATION | 2019-11-18 | 538.8
NASAL CPAP | NASAL CPAP | PHILIPS LTD | DREAMSTATION | 2019-11-18 | 538.8
NASAL CPAP | NASAL CPAP | PHILIPS LTD | DREAMSTATION | 2019-11-18 | 538.8
NASAL CPAP | NASAL CPAP | PHILIPS LTD | DREAMSTATION | 2019-11-18 | 538.8
NASAL CPAP | NASAL CPAP | PHILIPS LTD | DREAMSTATION | 2019-11-18 | 538.8
NASAL CPAP | NASAL CPAP | PHILIPS LTD | DREAMSTATION | 2019-11-18 | 538.8
NASAL CPAP | NASAL CPAP | PHILIPS LTD | DREAMSTATION | 2019-11-18 | 538.8
NASAL CPAP | NASAL CPAP | PHILIPS LTD | DREAMSTATION | 2019-11-18 | 538.8
NASAL CPAP | NASAL CPAP | PHILIPS LTD | DREAMSTATION | 2019-11-18 | 538.8
NASAL CPAP | NASAL CPAP | PHILIPS LTD | DREAMSTATION | 2019-11-18 | 538.8
NASAL CPAP | NASAL CPAP | PHILIPS LTD | DREAMSTATION | 2019-11-18 | 538.8
NASAL CPAP | NASAL CPAP | PHILIPS LTD | DREAMSTATION | 2019-11-18 | 538.8
NASAL CPAP | NASAL CPAP | PHILIPS LTD | DREAMSTATION | 2019-11-18 | 538.8
NASAL CPAP | NASAL CPAP | PHILIPS LTD | DREAMSTATION | 2019-11-18 | 538.8
NASAL CPAP | NASAL CPAP | PHILIPS LTD | DREAMSTATION | 2019-11-18 | 538.8
NASAL CPAP | NASAL CPAP | PHILIPS LTD | DREAMSTATION | 2019-11-18 | 538.8
NASAL CPAP | NASAL CPAP | PHILIPS LTD | DREAMSTATION | 2019-11-18 | 538.8
NASAL CPAP | NASAL CPAP | PHILIPS LTD | DREAMSTATION | 2019-11-18 | 538.8
NASAL CPAP | NASAL CPAP | PHILIPS LTD | DREAMSTATION | 2019-11-18 | 538.8
NASAL CPAP | NASAL CPAP | PHILIPS LTD | DREAMSTATION | 2019-11-18 | 538.8
NASAL CPAP | NASAL CPAP | PHILIPS LTD | DREAMSTATION | 2019-11-18 | 538.8
NASAL CPAP | NASAL CPAP | PHILIPS LTD | DREAMSTATION | 2019-11-18 | 538.8
NASAL CPAP | NASAL CPAP | PHILIPS LTD | DREAMSTATION | 2019-11-18 | 538.8
NASAL CPAP | NASAL CPAP | PHILIPS LTD | DREAMSTATION | 2019-11-18 | 538.8
NASAL CPAP | NASAL CPAP | PHILIPS LTD | DREAMSTATION | 2019-11-18 | 538.8
NASAL CPAP | NASAL CPAP | PHILIPS LTD | DREAMSTATION | 2019-11-18 | 538.8
NASAL CPAP | NASAL CPAP | PHILIPS LTD | DREAMSTATION | 2019-11-18 | 538.8
NASAL CPAP | NASAL CPAP | PHILIPS LTD | DREAMSTATION | 2019-11-18 | 538.8
NASAL CPAP | NASAL CPAP | PHILIPS LTD | DREAMSTATION | 2019-11-18 | 538.8
NASAL CPAP | NASAL CPAP | PHILIPS LTD | DREAMSTATION | 2019-11-18 | 538.8
NASAL CPAP | NASAL CPAP | PHILIPS LTD | DREAMSTATION | 2019-11-18 | 538.8
NASAL CPAP | NASAL CPAP | PHILIPS LTD | DREAMSTATION | 2019-11-18 | 538.8
NASAL CPAP | NASAL CPAP | PHILIPS LTD | DREAMSTATION | 2019-11-18 | 538.8
NASAL CPAP | NASAL CPAP | PHILIPS LTD | DREAMSTATION | 2019-11-18 | 538.8
NASAL CPAP | NASAL CPAP | PHILIPS LTD | DREAMSTATION | 2019-11-18 | 538.8
NASAL CPAP | NASAL CPAP | PHILIPS LTD | DREAMSTATION | 2019-11-18 | 538.8
NASAL CPAP | NASAL CPAP | PHILIPS LTD | DREAMSTATION | 2019-11-18 | 538.8
NASAL CPAP | NASAL CPAP | PHILIPS LTD | DREAMSTATION | 2019-11-18 | 538.8
NASAL CPAP | NASAL CPAP | PHILIPS LTD | DREAMSTATION | 2019-11-18 | 538.8
NASAL CPAP | NASAL CPAP | PHILIPS LTD | DREAMSTATION | 2019-11-18 | 538.8
NASAL CPAP | NASAL CPAP | PHILIPS LTD | DREAMSTATION | 2019-11-18 | 538.8
NASAL CPAP | NASAL CPAP | PHILIPS LTD | DREAMSTATION | 2019-11-18 | 538.8
NASAL CPAP | NASAL CPAP | PHILIPS LTD | DREAMSTATION | 2019-11-18 | 538.8
NASAL CPAP | NASAL CPAP | PHILIPS LTD | DREAMSTATION | 2019-11-18 | 538.8
NASAL CPAP | NASAL CPAP | PHILIPS LTD | DREAMSTATION | 2019-11-18 | 538.8
NASAL CPAP | NASAL CPAP | PHILIPS LTD | DREAMSTATION | 2019-11-18 | 538.8
NASAL CPAP | NASAL CPAP | PHILIPS LTD | DREAMSTATION | 2019-11-18 | 538.8
NASAL CPAP | NASAL CPAP | PHILIPS LTD | DREAMSTATION | 2019-11-18 | 538.8
NASAL CPAP | NASAL CPAP | PHILIPS LTD | DREAMSTATION | 2019-11-18 | 538.8
NASAL CPAP | NASAL CPAP | PHILIPS LTD | DREAMSTATION | 2019-11-18 | 538.8
HUMIDIFIER | M SERIES HUMIDIFIER | RESPIRONICS | M SERIES HUMIDIFIER | 2019-11-18 | 180
ECG MODULE | PORTABLE ECG MODULE | SPAULDING MEDICAL | 2100iQ | 2019-10-25 | 1308
CAMERA | VIDEO CAMERA - CAMCORDER | CANON | LEGRIA HFR806 | 2019-10-23 | 144
BOILING OUT MC | BOILING OUT MACHINE | DREVE | LABORMAT-SD | 2019-10-16 | 3951.6 | 2024-03-05 | 2026-06-17
BOILING OUT MC | BOILING OUT MACHINE | DREVE | LABORMAT-SD | 2019-10-16 | 3951.6 | 2024-03-05 | 2026-06-17
PINDEX | DENTAL MODEL DRILLING MACHINE | AMANN | GIRO FORM | 2019-10-18 | 1614.6 | 2024-03-15 | 2026-06-17
TRIMMERS | MODEL GRINDER | RENFERT | MT PLUS | 2019-10-18 | 1810.032 | 2024-03-11 | 2026-06-17
VIBRATOR PLASTER | VIBRATOR PLASTER | RENFERT | VIBRAX | 2019-10-18 | 444 | 2024-03-11 | 2026-06-17
VIBRATOR PLASTER | VIBRATOR PLASTER | RENFERT | VIBRAX | 2019-10-18 | 444 | 2024-03-11 | 2026-06-17
COMPUTER - LAPTOP/NOTEBOOK | LAPTOP - ERT MASTERSCOPE LAPTOP/NOTEBOOK COMPUTER | FUJITSU | LIFEBOOK E756 | 2019-10-10 | 5181.6
LIGHT CURE UNIT | LIGHT CURE UNIT | OPTIMA LTD | BA OPTIMA 10 | 2019-10-10 | 254.4 | 2024-05-01 | 2025-04-15
LIGHT CURE UNIT | LIGHT CURE UNIT | OPTIMA LTD | BA OPTIMA 10 | 2019-10-10 | 254.4 | 2024-05-01 | 2025-04-15
APPLANATION TONOM | TONOMETER | HAAG STREIT | AT900 | 2019-09-26 | 6000
AUTO REFRACT UNIT | AUTO REFRACT UNIT KERATOMETER | SHANGHAI HUVITZ CO LTD | CHAROPS CRK-9000P | 2019-09-23 | 7494 | 2023-12-04 | 2024-12-04
SCALES | SCALES - BABY | SECA | 384 | 2019-09-13 | 210 | 2023-12-13 | 2024-11-15
LIGHT CURE UNIT | LIGHT CURE UNIT | OPTIMA LTD | BA OPTIMA 10 | 2019-09-04 | 250.8 | 2022-06-22 | 2025-03-18
LIGHT CURE UNIT | LIGHT CURE UNIT | OPTIMA LTD | BA OPTIMA 10 | 2019-09-04 | 250.8 | 2024-04-05 | 2025-04-05
LIGHT CURE UNIT | LIGHT CURE UNIT | OPTIMA LTD | BA OPTIMA 10 | 2019-09-04 | 250.8 | 2022-06-22 | 2025-03-18
LIGHT CURE UNIT | LIGHT CURE UNIT | OPTIMA LTD | BA OPTIMA 10 | 2019-09-04 | 250.8 | 2022-06-22 | 2025-03-18
LIGHT CURE UNIT | LIGHT CURE UNIT | OPTIMA LTD | BA OPTIMA 10 | 2019-09-04 | 250.8 | 2022-07-21 | 2025-03-18
LIGHT CURE UNIT | LIGHT CURE UNIT | OPTIMA LTD | BA OPTIMA 10 | 2019-09-04 | 250.8 | 2023-08-23 | 2024-08-23
LIGHT CURE UNIT | LIGHT CURE UNIT | OPTIMA LTD | BA OPTIMA 10 | 2019-09-04 | 250.8 | 2023-07-27 | 2024-07-27
LIGHT CURE UNIT | LIGHT CURE UNIT | OPTIMA LTD | BA OPTIMA 10 | 2019-09-04 | 250.8 | 2023-08-23 | 2024-08-23
LIGHT CURE UNIT | LIGHT CURE UNIT | OPTIMA LTD | BA OPTIMA 10 | 2019-09-04 | 250.8 | 2023-08-23 | 2024-08-23
LIGHT CURE UNIT | LIGHT CURE UNIT | OPTIMA LTD | BA OPTIMA 10 | 2019-09-04 | 250.8 |  | 2025-03-18
LIGHT CURE UNIT | LIGHT CURE UNIT | OPTIMA LTD | BA OPTIMA 10 | 2019-09-04 | 250.8 | 2023-08-23 | 2024-08-23
LIGHT CURE UNIT | LIGHT CURE UNIT | OPTIMA LTD | BA OPTIMA 10 | 2019-09-04 | 250.8 | 2023-02-15 12:56 | 2025-03-18
LIGHT CURE UNIT | LIGHT CURE UNIT | OPTIMA LTD | BA OPTIMA 10 | 2019-09-04 | 250.8 | 2021-08-18 | 2025-03-18
LIGHT CURE UNIT | LIGHT CURE UNIT | OPTIMA LTD | BA OPTIMA 10 | 2019-09-04 | 250.8 | 2022-07-21 | 2025-03-18
LIGHT CURE UNIT | LIGHT CURE UNIT | OPTIMA LTD | BA OPTIMA 10 | 2019-09-04 | 250.8 | 2023-08-21 | 2024-08-21
NASAL CPAP | NASAL CPAP | PHILIPS LTD | DREAMSTATION | 2019-11-27 | 538.8
NASAL CPAP | NASAL CPAP | PHILIPS LTD | DREAMSTATION | 2019-11-27 | 538.8
NASAL CPAP | NASAL CPAP | PHILIPS LTD | DREAMSTATION | 2019-11-27 | 538.8
NASAL CPAP | NASAL CPAP | PHILIPS LTD | DREAMSTATION | 2019-11-27 | 538.8
NASAL CPAP | NASAL CPAP | PHILIPS LTD | DREAMSTATION | 2019-11-27 | 538.8
NASAL CPAP | NASAL CPAP | PHILIPS LTD | DREAMSTATION | 2019-11-27 | 538.8
NASAL CPAP | NASAL CPAP | PHILIPS LTD | DREAMSTATION | 2019-11-27 | 538.8
NASAL CPAP | NASAL CPAP | PHILIPS LTD | DREAMSTATION | 2019-11-27 | 538.8
NASAL CPAP | NASAL CPAP | PHILIPS LTD | DREAMSTATION | 2019-11-27 | 538.8
NASAL CPAP | NASAL CPAP | PHILIPS LTD | DREAMSTATION | 2019-11-27 | 538.8
NASAL CPAP | NASAL CPAP | PHILIPS LTD | DREAMSTATION | 2019-11-27 | 538.8
NASAL CPAP | NASAL CPAP | PHILIPS LTD | DREAMSTATION | 2019-11-27 | 538.8
NASAL CPAP | NASAL CPAP | PHILIPS LTD | DREAMSTATION | 2019-11-27 | 538.8
NASAL CPAP | NASAL CPAP | PHILIPS LTD | DREAMSTATION | 2019-11-27 | 538.8
NASAL CPAP | NASAL CPAP | PHILIPS LTD | DREAMSTATION | 2019-11-27 | 538.8
NASAL CPAP | NASAL CPAP | PHILIPS LTD | DREAMSTATION | 2019-11-27 | 538.8
NASAL CPAP | NASAL CPAP | PHILIPS LTD | DREAMSTATION | 2019-11-27 | 538.8
NASAL CPAP | NASAL CPAP | PHILIPS LTD | DREAMSTATION | 2019-11-27 | 538.8
NASAL CPAP | NASAL CPAP | PHILIPS LTD | DREAMSTATION | 2019-11-27 | 538.8
NASAL CPAP | NASAL CPAP | PHILIPS LTD | DREAMSTATION | 2019-11-27 | 538.8
NASAL CPAP | NASAL CPAP | PHILIPS LTD | DREAMSTATION | 2019-11-27 | 538.8
NASAL CPAP | NASAL CPAP | PHILIPS LTD | DREAMSTATION | 2019-11-27 | 538.8
NASAL CPAP | NASAL CPAP | PHILIPS LTD | DREAMSTATION | 2019-11-27 | 538.8
NASAL CPAP | NASAL CPAP | PHILIPS LTD | DREAMSTATION | 2019-11-27 | 538.8
NASAL CPAP | NASAL CPAP | PHILIPS LTD | DREAMSTATION | 2019-11-27 | 538.8
NASAL CPAP | NASAL CPAP | PHILIPS LTD | DREAMSTATION | 2019-11-27 | 538.8
NASAL CPAP | NASAL CPAP | PHILIPS LTD | DREAMSTATION | 2019-11-27 | 538.8
NASAL CPAP | NASAL CPAP | PHILIPS LTD | DREAMSTATION | 2019-11-27 | 538.8
NASAL CPAP | NASAL CPAP | PHILIPS LTD | DREAMSTATION | 2019-11-27 | 538.8
NASAL CPAP | NASAL CPAP | PHILIPS LTD | DREAMSTATION | 2019-11-27 | 538.8
NASAL CPAP | NASAL CPAP | PHILIPS LTD | DREAMSTATION | 2019-11-27 | 538.8
NASAL CPAP | NASAL CPAP | PHILIPS LTD | DREAMSTATION | 2019-11-27 | 538.8
NASAL CPAP | NASAL CPAP | PHILIPS LTD | DREAMSTATION | 2019-11-27 | 538.8
NASAL CPAP | NASAL CPAP | PHILIPS LTD | DREAMSTATION | 2019-11-27 | 538.8
NASAL CPAP | NASAL CPAP | PHILIPS LTD | DREAMSTATION | 2019-11-27 | 538.8
NASAL CPAP | NASAL CPAP | PHILIPS LTD | DREAMSTATION | 2019-11-27 | 538.8
NASAL CPAP | NASAL CPAP | PHILIPS LTD | DREAMSTATION | 2019-11-27 | 538.8
NASAL CPAP | NASAL CPAP | PHILIPS LTD | DREAMSTATION | 2019-11-27 | 538.8
NASAL CPAP | NASAL CPAP | PHILIPS LTD | DREAMSTATION | 2019-11-27 | 538.8
NASAL CPAP | NASAL CPAP | PHILIPS LTD | DREAMSTATION | 2019-11-27 | 538.8
NASAL CPAP | NASAL CPAP | PHILIPS LTD | DREAMSTATION | 2019-11-27 | 538.8
NASAL CPAP | NASAL CPAP | PHILIPS LTD | DREAMSTATION | 2019-11-27 | 538.8
NASAL CPAP | NASAL CPAP | PHILIPS LTD | DREAMSTATION | 2019-11-27 | 538.8
NASAL CPAP | NASAL CPAP | PHILIPS LTD | DREAMSTATION | 2019-11-27 | 538.8
NASAL CPAP | NASAL CPAP | PHILIPS LTD | DREAMSTATION | 2019-11-27 | 538.8
NASAL CPAP | NASAL CPAP | PHILIPS LTD | DREAMSTATION | 2019-11-27 | 538.8
NASAL CPAP | NASAL CPAP | PHILIPS LTD | DREAMSTATION | 2019-11-27 | 538.8
NASAL CPAP | NASAL CPAP | PHILIPS LTD | DREAMSTATION | 2019-11-27 | 538.8
NASAL CPAP | NASAL CPAP | PHILIPS LTD | DREAMSTATION | 2019-11-27 | 538.8
NASAL CPAP | NASAL CPAP | PHILIPS LTD | DREAMSTATION | 2019-11-27 | 538.8
NASAL CPAP | NASAL CPAP | PHILIPS LTD | DREAMSTATION | 2019-11-27 | 538.8
NASAL CPAP | NASAL CPAP | PHILIPS LTD | DREAMSTATION | 2019-11-27 | 538.8
NASAL CPAP | NASAL CPAP | PHILIPS LTD | DREAMSTATION | 2019-11-27 | 538.8
NASAL CPAP | NASAL CPAP | PHILIPS LTD | DREAMSTATION | 2019-11-27 | 538.8
NASAL CPAP | NASAL CPAP | PHILIPS LTD | DREAMSTATION | 2019-11-27 | 538.8
NASAL CPAP | NASAL CPAP | PHILIPS LTD | DREAMSTATION | 2019-11-27 | 538.8
NASAL CPAP | NASAL CPAP | PHILIPS LTD | DREAMSTATION | 2019-11-27 | 538.8
NASAL CPAP | NASAL CPAP | PHILIPS LTD | DREAMSTATION | 2019-11-27 | 538.8
NASAL CPAP | NASAL CPAP | PHILIPS LTD | DREAMSTATION | 2019-11-27 | 538.8
NASAL CPAP | NASAL CPAP | PHILIPS LTD | DREAMSTATION | 2019-11-27 | 538.8
NASAL CPAP | NASAL CPAP | PHILIPS LTD | DREAMSTATION | 2019-11-27 | 538.8
NASAL CPAP | NASAL CPAP | PHILIPS LTD | DREAMSTATION | 2019-11-27 | 538.8
NASAL CPAP | NASAL CPAP | PHILIPS LTD | DREAMSTATION | 2019-11-27 | 538.8
NASAL CPAP | NASAL CPAP | PHILIPS LTD | DREAMSTATION | 2019-11-27 | 538.8
NASAL CPAP | NASAL CPAP | PHILIPS LTD | DREAMSTATION | 2019-11-27 | 538.8
NASAL CPAP | NASAL CPAP | PHILIPS LTD | DREAMSTATION | 2019-11-27 | 538.8
NASAL CPAP | NASAL CPAP | PHILIPS LTD | DREAMSTATION | 2019-11-27 | 538.8
NASAL CPAP | NASAL CPAP | PHILIPS LTD | DREAMSTATION | 2019-11-27 | 538.8
NASAL CPAP | NASAL CPAP | PHILIPS LTD | DREAMSTATION | 2019-11-27 | 538.8
NASAL CPAP | NASAL CPAP | PHILIPS LTD | DREAMSTATION | 2019-11-27 | 538.8
NASAL CPAP | NASAL CPAP | PHILIPS LTD | DREAMSTATION | 2019-11-27 | 538.8
NASAL CPAP | NASAL CPAP | PHILIPS LTD | DREAMSTATION | 2019-11-27 | 538.8
NASAL CPAP | NASAL CPAP | PHILIPS LTD | DREAMSTATION | 2019-11-27 | 538.8
NASAL CPAP | NASAL CPAP | PHILIPS LTD | DREAMSTATION | 2019-11-27 | 538.8
NASAL CPAP | NASAL CPAP | PHILIPS LTD | DREAMSTATION | 2019-11-27 | 538.8
NASAL CPAP | NASAL CPAP | PHILIPS LTD | DREAMSTATION | 2019-11-27 | 538.8
NASAL CPAP | NASAL CPAP | PHILIPS LTD | DREAMSTATION | 2019-11-27 | 538.8
NASAL CPAP | NASAL CPAP | PHILIPS LTD | DREAMSTATION | 2019-11-27 | 538.8
NASAL CPAP | NASAL CPAP | PHILIPS LTD | DREAMSTATION | 2019-11-27 | 538.8
NASAL CPAP | NASAL CPAP | PHILIPS LTD | DREAMSTATION | 2019-11-27 | 538.8
NASAL CPAP | NASAL CPAP | PHILIPS LTD | DREAMSTATION | 2019-11-27 | 538.8
NASAL CPAP | NASAL CPAP | PHILIPS LTD | DREAMSTATION | 2019-11-27 | 538.8
NASAL CPAP | NASAL CPAP | PHILIPS LTD | DREAMSTATION | 2019-11-27 | 538.8
NASAL CPAP | NASAL CPAP | PHILIPS LTD | DREAMSTATION | 2019-11-27 | 538.8
NASAL CPAP | NASAL CPAP | PHILIPS LTD | DREAMSTATION | 2019-11-27 | 538.8
NASAL CPAP | NASAL CPAP | PHILIPS LTD | DREAMSTATION | 2019-11-27 | 538.8
BIPAP VENTILATORY SUPPORT SYSTEM | BIPAP VENTILATORY SUPPORT SYSTEM | RESPIRONICS | A40 | 2019-11-27 | 2913
BIPAP VENTILATORY SUPPORT SYSTEM | BIPAP VENTILATORY SUPPORT SYSTEM | RESPIRONICS | A40 | 2019-11-27 | 2913
BIPAP VENTILATORY SUPPORT SYSTEM | BIPAP VENTILATORY SUPPORT SYSTEM | RESPIRONICS | A40 | 2019-11-27 | 2913
BIPAP VENTILATORY SUPPORT SYSTEM | BIPAP VENTILATORY SUPPORT SYSTEM | RESPIRONICS | A40 | 2019-11-27 | 2913
NASAL CPAP | NASAL CPAP | PHILIPS LTD | DREAMSTATION | 2019-11-27 | 538.8
BIPAP VENTILATORY SUPPORT SYSTEM | BIPAP VENTILATORY SUPPORT SYSTEM | RESPIRONICS | A40 | 2019-11-27 | 2913
BIPAP VENTILATORY SUPPORT SYSTEM | BIPAP VENTILATORY SUPPORT SYSTEM | RESPIRONICS | A40 | 2019-11-27 | 2913
BIPAP VENTILATORY SUPPORT SYSTEM | BIPAP VENTILATORY SUPPORT SYSTEM | RESPIRONICS | A40 | 2019-11-27 | 2913
HUMIDIFIER | M SERIES HUMIDIFIER | RESPIRONICS | M SERIES HUMIDIFIER | 2019-11-27 | 538.8
HUMIDIFIER | M SERIES HUMIDIFIER | RESPIRONICS | M SERIES HUMIDIFIER | 2019-11-27 | 538.8
NASAL CPAP | NASAL CPAP | PHILIPS LTD | DREAMSTATION | 2019-11-27 | 538.8
NASAL CPAP | NASAL CPAP | PHILIPS LTD | DREAMSTATION | 2019-11-27 | 538.8
NASAL CPAP | NASAL CPAP | PHILIPS LTD | DREAMSTATION | 2019-11-27 | 538.8
NASAL CPAP | NASAL CPAP | PHILIPS LTD | DREAMSTATION | 2019-11-27 | 538.8
NEBULIZER | NEBULIZER | PARI MEDICAL | TURBO BOY SX | 2020-09-01 | 103.2
NEBULIZER | NEBULIZER | PARI MEDICAL | TURBO BOY SX | 2020-09-01 | 103.2
NEBULIZER | NEBULIZER | PARI MEDICAL | TURBO BOY SX | 2020-09-01 | 103.2
NEBULIZER | NEBULIZER | PARI MEDICAL | TURBO BOY SX | 2020-07-08 | 103.2
NEBULIZER | NEBULIZER | PARI MEDICAL | TURBO BOY SX | 2020-07-08 | 103.2
NEBULIZER | NEBULIZER | PARI MEDICAL | TURBO BOY SX | 2020-07-08 | 103.2
NEBULIZER | NEBULIZER | PARI MEDICAL | TURBO BOY SX | 2020-07-08 | 103.2
NEBULIZER | NEBULIZER | PARI MEDICAL | TURBO BOY SX | 2020-07-08 | 103.2
NEBULIZER | NEBULIZER | PARI MEDICAL | TURBO BOY SX | 2020-07-08 | 103.2
NEBULIZER | NEBULIZER | PARI MEDICAL | TURBO BOY SX | 2020-07-08 | 103.2
NEBULIZER | NEBULIZER | PHILIPS LTD | INNOSPIRE ESSENCE | 2020-03-18 | 50.4
NEBULIZER | NEBULIZER | PHILIPS LTD | INNOSPIRE ESSENCE | 2020-03-18 | 50.4
NEBULIZER | NEBULIZER | PHILIPS LTD | INNOSPIRE ESSENCE | 2020-03-18 | 50.4
NEBULIZER | NEBULIZER | PHILIPS LTD | INNOSPIRE ESSENCE | 2020-03-18 | 50.4
NEBULIZER | NEBULIZER | PHILIPS LTD | INNOSPIRE ESSENCE | 2020-03-18 | 50.4
NEBULIZER | NEBULIZER | PHILIPS LTD | INNOSPIRE ESSENCE | 2020-03-18 | 50.4
NEBULIZER | NEBULIZER | PHILIPS LTD | INNOSPIRE ESSENCE | 2020-03-18 | 50.4
NEBULIZER | NEBULIZER | PHILIPS LTD | INNOSPIRE ESSENCE | 2020-03-18 | 50.4
NEBULIZER | NEBULIZER | PHILIPS LTD | INNOSPIRE ESSENCE | 2020-03-18 | 50.4
NEBULIZER | NEBULIZER | PHILIPS LTD | INNOSPIRE ESSENCE | 2020-03-18 | 50.4
NEBULIZER | NEBULIZER | PHILIPS LTD | INNOSPIRE ESSENCE | 2020-03-18 | 50.4
NEBULIZER | NEBULIZER | PHILIPS LTD | INNOSPIRE ESSENCE | 2020-03-18 | 50.4
NEBULIZER | NEBULIZER | PHILIPS LTD | INNOSPIRE ESSENCE | 2020-03-18 | 50.4
NEBULIZER | NEBULIZER | PHILIPS LTD | INNOSPIRE ESSENCE | 2020-03-18 | 50.4
NEBULIZER | NEBULIZER | PHILIPS LTD | INNOSPIRE ESSENCE | 2020-03-18 | 50.4
NEBULIZER | NEBULIZER | PHILIPS LTD | INNOSPIRE ESSENCE | 2020-03-18 | 50.4
NEBULIZER | NEBULIZER | PHILIPS LTD | INNOSPIRE ESSENCE | 2020-03-03 | 50.4
NEBULIZER | NEBULIZER | PHILIPS LTD | INNOSPIRE ESSENCE | 2020-03-03 | 50.4
NEBULIZER | NEBULIZER | PHILIPS LTD | INNOSPIRE ESSENCE | 2020-03-03 | 50.4
NEBULIZER | NEBULIZER | PHILIPS LTD | INNOSPIRE ESSENCE | 2020-03-03 | 50.4
NEBULIZER | NEBULIZER | PHILIPS LTD | INNOSPIRE ESSENCE | 2020-03-03 | 50.4
NEBULIZER | NEBULIZER | PHILIPS LTD | INNOSPIRE ESSENCE | 2020-03-03 | 50.4
NEBULIZER | NEBULIZER | PHILIPS LTD | INNOSPIRE ESSENCE | 2020-03-03 | 50.4
NEBULIZER | NEBULIZER | PHILIPS LTD | INNOSPIRE ESSENCE | 2020-03-03 | 50.4
NEBULIZER | NEBULIZER | PHILIPS LTD | INNOSPIRE ESSENCE | 2020-03-03 | 50.4
NEBULIZER | NEBULIZER | PHILIPS LTD | INNOSPIRE ESSENCE | 2020-03-03 | 50.4
NEBULIZER | NEBULIZER | PHILIPS LTD | INNOSPIRE ESSENCE | 2020-03-03 | 50.4
NEBULIZER | NEBULIZER | PHILIPS LTD | INNOSPIRE ESSENCE | 2020-03-03 | 50.4
NEBULIZER | NEBULIZER | PHILIPS LTD | INNOSPIRE ESSENCE | 2020-03-03 | 50.4
NEBULIZER | NEBULIZER | PHILIPS LTD | INNOSPIRE ESSENCE | 2020-03-03 | 50.4
NEBULIZER | NEBULIZER | PHILIPS LTD | INNOSPIRE ESSENCE | 2020-03-03 | 50.4
NEBULIZER | NEBULIZER | PHILIPS LTD | INNOSPIRE ESSENCE | 2020-03-03 | 50.4
NEBULIZER | NEBULIZER | PHILIPS LTD | INNOSPIRE ESSENCE | 2020-02-03 | 50.4
NEBULIZER | NEBULIZER | PHILIPS LTD | INNOSPIRE ESSENCE | 2020-02-03 | 50.4
NEBULIZER | NEBULIZER | PHILIPS LTD | INNOSPIRE ESSENCE | 2020-02-03 | 50.4
NEBULIZER | NEBULIZER | PHILIPS LTD | INNOSPIRE ESSENCE | 2020-02-03 | 50.4
NEBULIZER | NEBULIZER | PHILIPS LTD | INNOSPIRE ESSENCE | 2020-02-03 | 50.4
NEBULIZER | NEBULIZER | PHILIPS LTD | INNOSPIRE ESSENCE | 2020-02-03 | 50.4
NEBULIZER | NEBULIZER | PHILIPS LTD | INNOSPIRE ESSENCE | 2020-02-03 | 50.4
NEBULIZER | NEBULIZER | PHILIPS LTD | INNOSPIRE ESSENCE | 2020-02-03 | 50.4
NEBULIZER | NEBULIZER | PHILIPS LTD | INNOSPIRE ESSENCE | 2020-02-03 | 50.4
NEBULIZER | NEBULIZER | PHILIPS LTD | INNOSPIRE ESSENCE | 2020-02-03 | 50.4
NEBULIZER | NEBULIZER | PHILIPS LTD | INNOSPIRE ESSENCE | 2020-02-03 | 50.4
NEBULIZER | NEBULIZER | PHILIPS LTD | INNOSPIRE ESSENCE | 2020-02-03 | 50.4
NEBULIZER | NEBULIZER | PHILIPS LTD | INNOSPIRE ESSENCE | 2019-10-04 | 50.4
NEBULIZER | NEBULIZER | PHILIPS LTD | INNOSPIRE ESSENCE | 2019-10-04 | 50.4
NEBULIZER | NEBULIZER | PHILIPS LTD | INNOSPIRE ESSENCE | 2019-10-04 | 50.4
NEBULIZER | NEBULIZER | PHILIPS LTD | INNOSPIRE ESSENCE | 2019-10-04 | 50.4
NEBULIZER | NEBULIZER | PHILIPS LTD | INNOSPIRE ESSENCE | 2019-10-04 | 50.4
NEBULIZER | NEBULIZER | PHILIPS LTD | INNOSPIRE ESSENCE | 2019-10-04 | 50.4
NEBULIZER | NEBULIZER | PHILIPS LTD | INNOSPIRE ESSENCE | 2019-10-04 | 50.4
NEBULIZER | NEBULIZER | PHILIPS LTD | INNOSPIRE ESSENCE | 2019-10-04 | 50.4
NEBULIZER | NEBULIZER | PHILIPS LTD | INNOSPIRE ESSENCE | 2019-10-04 | 50.4
NEBULIZER | NEBULIZER | PHILIPS LTD | INNOSPIRE ESSENCE | 2019-10-04 | 50.4
NEBULIZER | NEBULIZER | PHILIPS LTD | INNOSPIRE ESSENCE | 2019-10-04 | 50.4
NEBULIZER | NEBULIZER | PHILIPS LTD | INNOSPIRE ESSENCE | 2019-10-04 | 50.4
NASAL CPAP | NASAL CPAP | PHILIPS LTD | DREAMSTATION | 2019-09-10 | 538.8
NASAL CPAP | NASAL CPAP | PHILIPS LTD | DREAMSTATION | 2019-09-10 | 538.8
NASAL CPAP | NASAL CPAP | PHILIPS LTD | DREAMSTATION | 2019-09-10 | 538.8
NASAL CPAP | NASAL CPAP | PHILIPS LTD | DREAMSTATION | 2019-09-10 | 538.8
NASAL CPAP | NASAL CPAP | PHILIPS LTD | DREAMSTATION | 2019-09-10 | 538.8
NASAL CPAP | NASAL CPAP | PHILIPS LTD | DREAMSTATION | 2019-09-10 | 538.8
NASAL CPAP | NASAL CPAP | PHILIPS LTD | DREAMSTATION | 2019-09-10 | 538.8
NASAL CPAP | NASAL CPAP | PHILIPS LTD | DREAMSTATION | 2019-09-10 | 538.8
NASAL CPAP | NASAL CPAP | PHILIPS LTD | DREAMSTATION | 2019-09-10 | 538.8
NASAL CPAP | NASAL CPAP | PHILIPS LTD | DREAMSTATION | 2019-09-10 | 538.8
NASAL CPAP | NASAL CPAP | PHILIPS LTD | DREAMSTATION | 2019-09-10 | 538.8
NASAL CPAP | NASAL CPAP | PHILIPS LTD | DREAMSTATION | 2019-09-10 | 538.8
NASAL CPAP | NASAL CPAP | PHILIPS LTD | DREAMSTATION | 2019-09-10 | 538.8
NASAL CPAP | NASAL CPAP | PHILIPS LTD | DREAMSTATION | 2019-09-10 | 538.8
NASAL CPAP | NASAL CPAP | PHILIPS LTD | DREAMSTATION | 2019-09-10 | 538.8
NASAL CPAP | NASAL CPAP | PHILIPS LTD | DREAMSTATION | 2019-09-10 | 538.8
NASAL CPAP | NASAL CPAP | PHILIPS LTD | DREAMSTATION | 2019-09-10 | 538.8
NASAL CPAP | NASAL CPAP | PHILIPS LTD | DREAMSTATION | 2019-09-10 | 538.8
NASAL CPAP | NASAL CPAP | PHILIPS LTD | DREAMSTATION | 2019-09-10 | 538.8
NASAL CPAP | NASAL CPAP | PHILIPS LTD | DREAMSTATION | 2019-09-10 | 538.8
NASAL CPAP | NASAL CPAP | PHILIPS LTD | DREAMSTATION | 2019-09-10 | 538.8
NASAL CPAP | NASAL CPAP | PHILIPS LTD | DREAMSTATION | 2019-09-10 | 538.8
NASAL CPAP | NASAL CPAP | PHILIPS LTD | DREAMSTATION | 2019-09-10 | 538.8
NASAL CPAP | NASAL CPAP | PHILIPS LTD | DREAMSTATION | 2019-09-10 | 538.8
NASAL CPAP | NASAL CPAP | PHILIPS LTD | DREAMSTATION | 2019-09-10 | 538.8
NASAL CPAP | NASAL CPAP | PHILIPS LTD | DREAMSTATION | 2019-09-10 | 538.8
NASAL CPAP | NASAL CPAP | PHILIPS LTD | DREAMSTATION | 2019-09-10 | 538.8
NASAL CPAP | NASAL CPAP | PHILIPS LTD | DREAMSTATION | 2019-09-10 | 538.8
NASAL CPAP | NASAL CPAP | PHILIPS LTD | DREAMSTATION | 2019-09-10 | 538.8
NASAL CPAP | NASAL CPAP | PHILIPS LTD | DREAMSTATION | 2019-09-10 | 538.8
NASAL CPAP | NASAL CPAP | PHILIPS LTD | DREAMSTATION | 2019-09-10 | 538.8
NASAL CPAP | NASAL CPAP | PHILIPS LTD | DREAMSTATION | 2019-09-10 | 538.8
NASAL CPAP | NASAL CPAP | PHILIPS LTD | DREAMSTATION | 2019-09-10 | 538.8
NASAL CPAP | NASAL CPAP | PHILIPS LTD | DREAMSTATION | 2019-09-10 | 538.8
NASAL CPAP | NASAL CPAP | PHILIPS LTD | DREAMSTATION | 2019-09-10 | 538.8
NASAL CPAP | NASAL CPAP | PHILIPS LTD | DREAMSTATION | 2019-09-10 | 538.8
NASAL CPAP | NASAL CPAP | PHILIPS LTD | DREAMSTATION | 2019-09-10 | 538.8
NASAL CPAP | NASAL CPAP | PHILIPS LTD | DREAMSTATION | 2019-09-10 | 538.8
NASAL CPAP | NASAL CPAP | PHILIPS LTD | DREAMSTATION | 2019-09-10 | 538.8
NASAL CPAP | NASAL CPAP | PHILIPS LTD | DREAMSTATION | 2019-09-10 | 538.8
NASAL CPAP | NASAL CPAP | PHILIPS LTD | DREAMSTATION | 2019-09-10 | 538.8
NASAL CPAP | NASAL CPAP | PHILIPS LTD | DREAMSTATION | 2019-09-10 | 538.8
NASAL CPAP | NASAL CPAP | PHILIPS LTD | DREAMSTATION | 2019-09-10 | 538.8
NASAL CPAP | NASAL CPAP | PHILIPS LTD | DREAMSTATION | 2019-09-10 | 538.8
NASAL CPAP | NASAL CPAP | PHILIPS LTD | DREAMSTATION | 2019-09-10 | 538.8
NASAL CPAP | NASAL CPAP | PHILIPS LTD | DREAMSTATION | 2019-09-10 | 538.8
NASAL CPAP | NASAL CPAP | PHILIPS LTD | DREAMSTATION | 2019-09-10 | 538.8
NASAL CPAP | NASAL CPAP | PHILIPS LTD | DREAMSTATION | 2019-09-10 | 538.8
NASAL CPAP | NASAL CPAP | PHILIPS LTD | DREAMSTATION | 2019-09-10 | 538.8
NASAL CPAP | NASAL CPAP | PHILIPS LTD | DREAMSTATION | 2019-09-10 | 538.8
NASAL CPAP | NASAL CPAP | PHILIPS LTD | DREAMSTATION | 2019-09-10 | 538.8
NASAL CPAP | NASAL CPAP | PHILIPS LTD | DREAMSTATION | 2019-09-10 | 538.8
NASAL CPAP | NASAL CPAP | PHILIPS LTD | DREAMSTATION | 2019-09-10 | 538.8
NASAL CPAP | NASAL CPAP | PHILIPS LTD | DREAMSTATION | 2019-09-10 | 538.8
NASAL CPAP | NASAL CPAP | PHILIPS LTD | DREAMSTATION | 2019-09-10 | 538.8
NASAL CPAP | NASAL CPAP | PHILIPS LTD | DREAMSTATION | 2019-09-10 | 538.8
NASAL CPAP | NASAL CPAP | PHILIPS LTD | DREAMSTATION | 2019-09-10 | 538.8
NASAL CPAP | NASAL CPAP | PHILIPS LTD | DREAMSTATION | 2019-09-10 | 538.8
NASAL CPAP | NASAL CPAP | PHILIPS LTD | DREAMSTATION | 2019-09-10 | 538.8
NASAL CPAP | NASAL CPAP | PHILIPS LTD | DREAMSTATION | 2019-09-10 | 538.8
NASAL CPAP | NASAL CPAP | PHILIPS LTD | DREAMSTATION | 2019-09-10 | 538.8
NASAL CPAP | NASAL CPAP | PHILIPS LTD | DREAMSTATION | 2019-09-10 | 538.8
NASAL CPAP | NASAL CPAP | PHILIPS LTD | DREAMSTATION | 2019-09-10 | 538.8
NASAL CPAP | NASAL CPAP | PHILIPS LTD | DREAMSTATION | 2019-09-10 | 538.8
NASAL CPAP | NASAL CPAP | PHILIPS LTD | DREAMSTATION | 2019-09-10 | 538.8
NASAL CPAP | NASAL CPAP | PHILIPS LTD | DREAMSTATION | 2019-09-10 | 538.8
NASAL CPAP | NASAL CPAP | PHILIPS LTD | DREAMSTATION | 2019-09-10 | 538.8
NASAL CPAP | NASAL CPAP | PHILIPS LTD | DREAMSTATION | 2019-09-10 | 538.8
NASAL CPAP | NASAL CPAP | PHILIPS LTD | DREAMSTATION | 2019-09-10 | 538.8
NASAL CPAP | NASAL CPAP | PHILIPS LTD | DREAMSTATION | 2019-09-10 | 538.8
NASAL CPAP | NASAL CPAP | PHILIPS LTD | DREAMSTATION | 2019-09-10 | 538.8
NASAL CPAP | NASAL CPAP | PHILIPS LTD | DREAMSTATION | 2019-09-10 | 538.8
NASAL CPAP | NASAL CPAP | PHILIPS LTD | DREAMSTATION | 2019-09-10 | 538.8
NASAL CPAP | NASAL CPAP | PHILIPS LTD | DREAMSTATION | 2019-09-10 | 538.8
NASAL CPAP | NASAL CPAP | PHILIPS LTD | DREAMSTATION | 2019-09-10 | 538.8
NASAL CPAP | NASAL CPAP | PHILIPS LTD | DREAMSTATION | 2019-09-10 | 538.8
NASAL CPAP | NASAL CPAP | PHILIPS LTD | DREAMSTATION | 2019-09-10 | 538.8
NASAL CPAP | NASAL CPAP | PHILIPS LTD | DREAMSTATION | 2019-09-10 | 538.8
NASAL CPAP | NASAL CPAP | PHILIPS LTD | DREAMSTATION | 2019-09-10 | 538.8
NASAL CPAP | NASAL CPAP | PHILIPS LTD | DREAMSTATION | 2019-09-10 | 538.8
NASAL CPAP | NASAL CPAP | PHILIPS LTD | DREAMSTATION | 2019-09-10 | 538.8
NASAL CPAP | NASAL CPAP | PHILIPS LTD | DREAMSTATION | 2019-09-10 | 538.8
NASAL CPAP | NASAL CPAP | PHILIPS LTD | DREAMSTATION | 2019-09-10 | 538.8
NASAL CPAP | NASAL CPAP | PHILIPS LTD | DREAMSTATION | 2019-09-10 | 538.8
NASAL CPAP | NASAL CPAP | PHILIPS LTD | DREAMSTATION | 2019-09-10 | 538.8
NASAL CPAP | NASAL CPAP | PHILIPS LTD | DREAMSTATION | 2019-09-10 | 538.8
NASAL CPAP | NASAL CPAP | PHILIPS LTD | DREAMSTATION | 2019-09-10 | 538.8
NASAL CPAP | NASAL CPAP | PHILIPS LTD | DREAMSTATION | 2019-09-10 | 538.8
NASAL CPAP | NASAL CPAP | PHILIPS LTD | DREAMSTATION | 2019-09-10 | 538.8
NASAL CPAP | NASAL CPAP | PHILIPS LTD | DREAMSTATION | 2019-09-10 | 538.8
NASAL CPAP | NASAL CPAP | PHILIPS LTD | DREAMSTATION | 2019-09-10 | 538.8
NASAL CPAP | NASAL CPAP | PHILIPS LTD | DREAMSTATION | 2019-09-10 | 538.8
NASAL CPAP | NASAL CPAP | PHILIPS LTD | DREAMSTATION | 2019-09-10 | 538.8
NASAL CPAP | NASAL CPAP | PHILIPS LTD | DREAMSTATION | 2019-09-10 | 538.8
NASAL CPAP | NASAL CPAP | PHILIPS LTD | DREAMSTATION | 2019-09-10 | 538.8
NASAL CPAP | NASAL CPAP | PHILIPS LTD | DREAMSTATION | 2019-09-10 | 538.8
NASAL CPAP | NASAL CPAP | PHILIPS LTD | DREAMSTATION | 2019-09-10 | 538.8
NASAL CPAP | NASAL CPAP | PHILIPS LTD | DREAMSTATION | 2019-09-10 | 538.8
NASAL CPAP | NASAL CPAP | PHILIPS LTD | DREAMSTATION | 2019-09-10 | 538.8
DYNAMIC PRESSURE MATTRESS | DYNAMIC MATTRESS SYSTEM | DIRECT HEALTHCARE SERVICES | DYNAFORM MERCURY ADVANCE MKII | 2019-09-11 | 114 | 2023-07-10 | 2025-07-12
DYNAMIC PRESSURE MATTRESS | DYNAMIC MATTRESS SYSTEM | DIRECT HEALTHCARE SERVICES | DYNAFORM MERCURY ADVANCE MKII | 2019-09-11 | 114 | 2023-03-30 14:51 | 2025-04-15
DYNAMIC PRESSURE MATTRESS | DYNAMIC MATTRESS SYSTEM | DIRECT HEALTHCARE SERVICES | DYNAFORM MERCURY ADVANCE MKII | 2019-09-11 | 114 | 2022-03-22 | 2025-04-15
DYNAMIC PRESSURE MATTRESS | DYNAMIC MATTRESS SYSTEM | DIRECT HEALTHCARE SERVICES | DYNAFORM MERCURY ADVANCE MKII | 2019-09-11 | 114 | 2022-12-12 15:35 | 2026-04-11
DYNAMIC PRESSURE MATTRESS | DYNAMIC MATTRESS SYSTEM | DIRECT HEALTHCARE SERVICES | DYNAFORM MERCURY ADVANCE MKII | 2019-09-11 | 114 | 2023-06-01 | 2026-04-11
DYNAMIC PRESSURE MATTRESS | DYNAMIC MATTRESS SYSTEM | DIRECT HEALTHCARE SERVICES | DYNAFORM MERCURY ADVANCE MKII | 2019-09-11 | 114 | 2023-08-14 | 2025-07-12
DYNAMIC PRESSURE MATTRESS | DYNAMIC MATTRESS SYSTEM | DIRECT HEALTHCARE SERVICES | DYNAFORM MERCURY ADVANCE MKII | 2019-09-11 | 114 | 2023-08-02 | 2025-07-12
DYNAMIC PRESSURE MATTRESS | DYNAMIC MATTRESS SYSTEM | DIRECT HEALTHCARE SERVICES | DYNAFORM MERCURY ADVANCE MKII | 2019-09-11 | 114 | 2023-01-05 13:14 | 2026-04-11
DYNAMIC PRESSURE MATTRESS | DYNAMIC MATTRESS SYSTEM | DIRECT HEALTHCARE SERVICES | DYNAFORM MERCURY ADVANCE MKII | 2019-09-11 | 114 | 2022-03-22 | 2025-04-15
DYNAMIC PRESSURE MATTRESS | DYNAMIC MATTRESS SYSTEM | DIRECT HEALTHCARE SERVICES | DYNAFORM MERCURY ADVANCE MKII | 2019-09-11 | 114 | 2023-10-31 | 2027-04-15
DYNAMIC PRESSURE MATTRESS | DYNAMIC MATTRESS SYSTEM | DIRECT HEALTHCARE SERVICES | DYNAFORM MERCURY ADVANCE MKII | 2019-09-11 | 114 | 2023-03-30 16:25 | 2025-04-15
DYNAMIC PRESSURE MATTRESS | DYNAMIC MATTRESS SYSTEM | DIRECT HEALTHCARE SERVICES | DYNAFORM MERCURY ADVANCE MKII | 2019-09-11 | 114 | 2022-03-22 | 2025-04-15
DYNAMIC PRESSURE MATTRESS | DYNAMIC MATTRESS SYSTEM | DIRECT HEALTHCARE SERVICES | DYNAFORM MERCURY ADVANCE MKII | 2019-09-11 | 114 | 2022-10-26 | 2025-04-15
DYNAMIC PRESSURE MATTRESS | DYNAMIC MATTRESS SYSTEM | DIRECT HEALTHCARE SERVICES | DYNAFORM MERCURY ADVANCE MKII | 2019-09-11 | 114 | 2021-10-11 | 2025-04-15
DYNAMIC PRESSURE MATTRESS | DYNAMIC MATTRESS SYSTEM | DIRECT HEALTHCARE SERVICES | DYNAFORM MERCURY ADVANCE MKII | 2019-09-11 | 114 | 2023-03-29 16:29 | 2025-04-15
DYNAMIC PRESSURE MATTRESS | DYNAMIC MATTRESS SYSTEM | DIRECT HEALTHCARE SERVICES | DYNAFORM MERCURY ADVANCE MKII | 2019-09-11 | 114 | 2023-06-01 | 2025-07-12
DYNAMIC PRESSURE MATTRESS | DYNAMIC MATTRESS SYSTEM | DIRECT HEALTHCARE SERVICES | DYNAFORM MERCURY ADVANCE MKII | 2019-09-11 | 114 | 2023-07-10 | 2025-07-12
DYNAMIC PRESSURE MATTRESS | DYNAMIC MATTRESS SYSTEM | DIRECT HEALTHCARE SERVICES | DYNAFORM MERCURY ADVANCE MKII | 2019-09-11 | 114 | 2023-04-12 12:33 | 2025-04-15
DYNAMIC PRESSURE MATTRESS | DYNAMIC MATTRESS SYSTEM | DIRECT HEALTHCARE SERVICES | DYNAFORM MERCURY ADVANCE MKII | 2019-09-11 | 114 | 2023-03-21 11:33 | 2026-04-11
DYNAMIC PRESSURE MATTRESS | DYNAMIC MATTRESS SYSTEM | DIRECT HEALTHCARE SERVICES | DYNAFORM MERCURY ADVANCE MKII | 2019-09-11 | 114 | 2022-04-11 | 2025-04-15
DYNAMIC PRESSURE MATTRESS | DYNAMIC MATTRESS SYSTEM | DIRECT HEALTHCARE SERVICES | DYNAFORM MERCURY ADVANCE MKII | 2019-09-11 | 114 | 2022-03-22 | 2025-04-15
DYNAMIC PRESSURE MATTRESS | DYNAMIC MATTRESS SYSTEM | DIRECT HEALTHCARE SERVICES | DYNAFORM MERCURY ADVANCE MKII | 2019-09-11 | 114 | 2022-09-06 | 2025-04-15
DYNAMIC PRESSURE MATTRESS | DYNAMIC MATTRESS SYSTEM | DIRECT HEALTHCARE SERVICES | DYNAFORM MERCURY ADVANCE MKII | 2019-09-11 | 114 | 2023-03-30 10:23 | 2025-04-15
DYNAMIC PRESSURE MATTRESS | DYNAMIC MATTRESS SYSTEM | DIRECT HEALTHCARE SERVICES | DYNAFORM MERCURY ADVANCE MKII | 2019-09-11 | 114 | 2024-03-01 | 2026-07-15
DYNAMIC PRESSURE MATTRESS | DYNAMIC MATTRESS SYSTEM | DIRECT HEALTHCARE SERVICES | DYNAFORM MERCURY ADVANCE MKII | 2019-09-11 | 114 | 2022-06-23 | 2025-10-04
DYNAMIC PRESSURE MATTRESS | DYNAMIC MATTRESS SYSTEM | DIRECT HEALTHCARE SERVICES | DYNAFORM MERCURY ADVANCE MKII | 2019-09-11 | 114 | 2022-08-09 | 2025-04-15
DYNAMIC PRESSURE MATTRESS | DYNAMIC MATTRESS SYSTEM | DIRECT HEALTHCARE SERVICES | DYNAFORM MERCURY ADVANCE MKII | 2019-09-11 | 114 | 2023-07-10 | 2025-07-12
DYNAMIC PRESSURE MATTRESS | DYNAMIC MATTRESS SYSTEM | DIRECT HEALTHCARE SERVICES | DYNAFORM MERCURY ADVANCE MKII | 2019-09-11 | 114 | 2023-02-07 15:42 | 2025-02-15
DYNAMIC PRESSURE MATTRESS | DYNAMIC MATTRESS SYSTEM | DIRECT HEALTHCARE SERVICES | DYNAFORM MERCURY ADVANCE MKII | 2019-09-11 | 114 | 2021-10-21 | 2025-04-15
DYNAMIC PRESSURE MATTRESS | DYNAMIC MATTRESS SYSTEM | DIRECT HEALTHCARE SERVICES | DYNAFORM MERCURY ADVANCE MKII | 2019-09-11 | 114 | 2022-03-22 | 2025-04-15
DYNAMIC PRESSURE MATTRESS | DYNAMIC MATTRESS SYSTEM | DIRECT HEALTHCARE SERVICES | DYNAFORM MERCURY ADVANCE MKII | 2019-09-11 | 114 | 2022-09-29 | 2026-04-11
DYNAMIC PRESSURE MATTRESS | DYNAMIC MATTRESS SYSTEM | DIRECT HEALTHCARE SERVICES | DYNAFORM MERCURY ADVANCE MKII | 2019-09-11 | 114 | 2023-07-19 | 2025-07-12
DYNAMIC PRESSURE MATTRESS | DYNAMIC MATTRESS SYSTEM | DIRECT HEALTHCARE SERVICES | DYNAFORM MERCURY ADVANCE MKII | 2019-09-11 | 114 | 2021-07-12 | 2024-07-15
DYNAMIC PRESSURE MATTRESS | DYNAMIC MATTRESS SYSTEM | DIRECT HEALTHCARE SERVICES | DYNAFORM MERCURY ADVANCE MKII | 2019-09-11 | 114 | 2022-05-25 | 2026-04-11
DYNAMIC PRESSURE MATTRESS | DYNAMIC MATTRESS SYSTEM | DIRECT HEALTHCARE SERVICES | DYNAFORM MERCURY ADVANCE MKII | 2019-09-11 | 114 | 2022-06-23 | 2025-04-15
DYNAMIC PRESSURE MATTRESS | DYNAMIC MATTRESS SYSTEM | DIRECT HEALTHCARE SERVICES | DYNAFORM MERCURY ADVANCE MKII | 2019-09-11 | 114 | 2023-06-16 | 2025-06-15
DYNAMIC PRESSURE MATTRESS | DYNAMIC MATTRESS SYSTEM | DIRECT HEALTHCARE SERVICES | DYNAFORM MERCURY ADVANCE MKII | 2019-09-11 | 114 | 2022-03-22 | 2025-04-15
DYNAMIC PRESSURE MATTRESS | DYNAMIC MATTRESS SYSTEM | DIRECT HEALTHCARE SERVICES | DYNAFORM MERCURY ADVANCE MKII | 2019-09-11 | 114 | 2022-09-06 | 2025-04-15
DYNAMIC PRESSURE MATTRESS | DYNAMIC MATTRESS SYSTEM | DIRECT HEALTHCARE SERVICES | DYNAFORM MERCURY ADVANCE MKII | 2019-09-11 | 114 | 2023-07-10 | 2025-07-12
DYNAMIC PRESSURE MATTRESS | DYNAMIC MATTRESS SYSTEM | DIRECT HEALTHCARE SERVICES | DYNAFORM MERCURY ADVANCE MKII | 2019-09-11 | 114 | 2022-08-04 | 2025-04-15
DYNAMIC PRESSURE MATTRESS | DYNAMIC MATTRESS SYSTEM | DIRECT HEALTHCARE SERVICES | DYNAFORM MERCURY ADVANCE MKII | 2019-09-11 | 114 | 2023-08-03 | 2025-07-12
DYNAMIC PRESSURE MATTRESS | DYNAMIC MATTRESS SYSTEM | DIRECT HEALTHCARE SERVICES | DYNAFORM MERCURY ADVANCE MKII | 2019-09-11 | 114 | 2022-06-23 | 2026-04-11
DYNAMIC PRESSURE MATTRESS | DYNAMIC MATTRESS SYSTEM | DIRECT HEALTHCARE SERVICES | DYNAFORM MERCURY ADVANCE MKII | 2019-09-11 | 114 | 2022-03-22 | 2025-04-15
DYNAMIC PRESSURE MATTRESS | DYNAMIC MATTRESS SYSTEM | DIRECT HEALTHCARE SERVICES | DYNAFORM MERCURY ADVANCE MKII | 2019-09-11 | 114 | 2023-11-14 | 2027-04-15
DYNAMIC PRESSURE MATTRESS | DYNAMIC MATTRESS SYSTEM | DIRECT HEALTHCARE SERVICES | DYNAFORM MERCURY ADVANCE MKII | 2019-09-11 | 114 | 2021-10-21 | 2025-04-15
DYNAMIC PRESSURE MATTRESS | DYNAMIC MATTRESS SYSTEM | DIRECT HEALTHCARE SERVICES | DYNAFORM MERCURY ADVANCE MKII | 2019-09-11 | 114 | 2023-03-15 13:43 | 2025-04-10
DYNAMIC PRESSURE MATTRESS | DYNAMIC MATTRESS SYSTEM | DIRECT HEALTHCARE SERVICES | DYNAFORM MERCURY ADVANCE MKII | 2019-09-11 | 114 | 2022-09-07 | 2025-07-14
DYNAMIC PRESSURE MATTRESS | DYNAMIC MATTRESS SYSTEM | DIRECT HEALTHCARE SERVICES | DYNAFORM MERCURY ADVANCE MKII | 2019-09-11 | 114 | 2022-04-13 | 2026-04-11
DYNAMIC PRESSURE MATTRESS | DYNAMIC MATTRESS SYSTEM | DIRECT HEALTHCARE SERVICES | DYNAFORM MERCURY ADVANCE MKII | 2019-09-11 | 114 | 2022-03-22 | 2025-04-15
DYNAMIC PRESSURE MATTRESS | DYNAMIC MATTRESS SYSTEM | DIRECT HEALTHCARE SERVICES | DYNAFORM MERCURY ADVANCE MKII | 2019-09-11 | 114 | 2024-03-25 | 2026-03-25
DYNAMIC PRESSURE MATTRESS | DYNAMIC MATTRESS SYSTEM | DIRECT HEALTHCARE SERVICES | DYNAFORM MERCURY ADVANCE MKII | 2019-09-11 | 114 | 2023-08-02 | 2026-04-11
DYNAMIC PRESSURE MATTRESS | DYNAMIC MATTRESS SYSTEM | DIRECT HEALTHCARE SERVICES | DYNAFORM MERCURY ADVANCE MKII | 2019-09-11 | 114 | 2022-03-22 | 2025-04-15
DYNAMIC PRESSURE MATTRESS | DYNAMIC MATTRESS SYSTEM | DIRECT HEALTHCARE SERVICES | DYNAFORM MERCURY ADVANCE MKII | 2019-09-11 | 114 | 2023-06-16 | 2025-06-15
DYNAMIC PRESSURE MATTRESS | DYNAMIC MATTRESS SYSTEM | DIRECT HEALTHCARE SERVICES | DYNAFORM MERCURY ADVANCE MKII | 2019-09-11 | 114 | 2024-04-03 | 2026-04-11
DYNAMIC PRESSURE MATTRESS | DYNAMIC MATTRESS SYSTEM | DIRECT HEALTHCARE SERVICES | DYNAFORM MERCURY ADVANCE MKII | 2019-09-11 | 114 | 2022-08-03 | 2026-04-11
DYNAMIC PRESSURE MATTRESS | DYNAMIC MATTRESS SYSTEM | DIRECT HEALTHCARE SERVICES | DYNAFORM MERCURY ADVANCE MKII | 2019-09-11 | 114 | 2023-08-14 | 2025-07-12
DYNAMIC PRESSURE MATTRESS | DYNAMIC MATTRESS SYSTEM | DIRECT HEALTHCARE SERVICES | DYNAFORM MERCURY ADVANCE MKII | 2019-09-11 | 114 | 2023-10-31 | 2026-04-11
DYNAMIC PRESSURE MATTRESS | DYNAMIC MATTRESS SYSTEM | DIRECT HEALTHCARE SERVICES | DYNAFORM MERCURY ADVANCE MKII | 2019-09-11 | 114 | 2022-03-22 | 2025-04-15
DYNAMIC PRESSURE MATTRESS | DYNAMIC MATTRESS SYSTEM | DIRECT HEALTHCARE SERVICES | DYNAFORM MERCURY ADVANCE MKII | 2019-09-11 | 114 | 2022-03-22 | 2025-04-15
DYNAMIC PRESSURE MATTRESS | DYNAMIC MATTRESS SYSTEM | DIRECT HEALTHCARE SERVICES | DYNAFORM MERCURY ADVANCE MKII | 2019-09-11 | 114 | 2022-03-22 | 2025-04-15
DYNAMIC PRESSURE MATTRESS | DYNAMIC MATTRESS SYSTEM | DIRECT HEALTHCARE SERVICES | DYNAFORM MERCURY ADVANCE MKII | 2019-09-11 | 114 | 2022-08-03 | 2026-04-11
DYNAMIC PRESSURE MATTRESS | DYNAMIC MATTRESS SYSTEM | DIRECT HEALTHCARE SERVICES | DYNAFORM MERCURY ADVANCE MKII | 2019-09-11 | 114 | 2022-03-22 | 2025-04-15
DYNAMIC PRESSURE MATTRESS | DYNAMIC MATTRESS SYSTEM | DIRECT HEALTHCARE SERVICES | DYNAFORM MERCURY ADVANCE MKII | 2019-09-11 | 114 | 2024-03-27 | 2026-04-11
DYNAMIC PRESSURE MATTRESS | DYNAMIC MATTRESS SYSTEM | DIRECT HEALTHCARE SERVICES | DYNAFORM MERCURY ADVANCE MKII | 2019-09-11 | 114 | 2023-06-14 | 2025-04-11
DYNAMIC PRESSURE MATTRESS | DYNAMIC MATTRESS SYSTEM | DIRECT HEALTHCARE SERVICES | DYNAFORM MERCURY ADVANCE MKII | 2019-09-11 | 114 | 2022-04-12 | 2026-04-11
DYNAMIC PRESSURE MATTRESS | DYNAMIC MATTRESS SYSTEM | DIRECT HEALTHCARE SERVICES | DYNAFORM MERCURY ADVANCE MKII | 2019-09-11 | 114 | 2022-03-22 | 2025-04-15
DYNAMIC PRESSURE MATTRESS | DYNAMIC MATTRESS SYSTEM | DIRECT HEALTHCARE SERVICES | DYNAFORM MERCURY ADVANCE MKII | 2019-09-11 | 114 | 2023-06-15 | 2026-04-11
DYNAMIC PRESSURE MATTRESS | DYNAMIC MATTRESS SYSTEM | DIRECT HEALTHCARE SERVICES | DYNAFORM MERCURY ADVANCE MKII | 2019-09-11 | 114 | 2023-08-22 | 2026-04-11
DYNAMIC PRESSURE MATTRESS | DYNAMIC MATTRESS SYSTEM | DIRECT HEALTHCARE SERVICES | DYNAFORM MERCURY ADVANCE MKII | 2019-09-11 | 114 | 2022-03-22 | 2025-04-15
DYNAMIC PRESSURE MATTRESS | DYNAMIC MATTRESS SYSTEM | DIRECT HEALTHCARE SERVICES | DYNAFORM MERCURY ADVANCE MKII | 2019-09-11 | 114 | 2023-07-10 | 2025-07-12
DYNAMIC PRESSURE MATTRESS | DYNAMIC MATTRESS SYSTEM | DIRECT HEALTHCARE SERVICES | DYNAFORM MERCURY ADVANCE MKII | 2019-09-11 | 114 | 2023-07-19 | 2025-07-12
DYNAMIC PRESSURE MATTRESS | DYNAMIC MATTRESS SYSTEM | DIRECT HEALTHCARE SERVICES | DYNAFORM MERCURY ADVANCE MKII | 2019-09-11 | 114 | 2022-03-23 | 2026-04-11
DYNAMIC PRESSURE MATTRESS | DYNAMIC MATTRESS SYSTEM | DIRECT HEALTHCARE SERVICES | DYNAFORM MERCURY ADVANCE MKII | 2019-09-11 | 114 | 2023-11-14 | 2026-04-11
DYNAMIC PRESSURE MATTRESS | DYNAMIC MATTRESS SYSTEM | DIRECT HEALTHCARE SERVICES | DYNAFORM MERCURY ADVANCE MKII | 2019-09-11 | 114 | 2022-12-12 13:44 | 2026-04-11
DYNAMIC PRESSURE MATTRESS | DYNAMIC MATTRESS SYSTEM | DIRECT HEALTHCARE SERVICES | DYNAFORM MERCURY ADVANCE MKII | 2019-09-11 | 114 | 2022-05-23 | 2026-04-11
DYNAMIC PRESSURE MATTRESS | DYNAMIC MATTRESS SYSTEM | DIRECT HEALTHCARE SERVICES | DYNAFORM MERCURY ADVANCE MKII | 2019-09-11 | 114 | 2022-08-03 | 2026-04-11
DYNAMIC PRESSURE MATTRESS | DYNAMIC MATTRESS SYSTEM | DIRECT HEALTHCARE SERVICES | DYNAFORM MERCURY ADVANCE MKII | 2019-09-11 | 114 | 2023-07-19 | 2025-07-12
DYNAMIC PRESSURE MATTRESS | DYNAMIC MATTRESS SYSTEM | DIRECT HEALTHCARE SERVICES | DYNAFORM MERCURY ADVANCE MKII | 2019-09-11 | 114 | 2022-03-22 | 2025-04-15
DYNAMIC PRESSURE MATTRESS | DYNAMIC MATTRESS SYSTEM | DIRECT HEALTHCARE SERVICES | DYNAFORM MERCURY ADVANCE MKII | 2019-09-11 | 114 | 2022-03-22 | 2025-04-15
DYNAMIC PRESSURE MATTRESS | DYNAMIC MATTRESS SYSTEM | DIRECT HEALTHCARE SERVICES | DYNAFORM MERCURY ADVANCE MKII | 2019-09-11 | 114 | 2023-03-21 09:53 | 2025-04-15
DYNAMIC PRESSURE MATTRESS | DYNAMIC MATTRESS SYSTEM | DIRECT HEALTHCARE SERVICES | DYNAFORM MERCURY ADVANCE MKII | 2019-09-11 | 114 | 2023-07-12 | 2025-07-12
DYNAMIC PRESSURE MATTRESS | DYNAMIC MATTRESS SYSTEM | DIRECT HEALTHCARE SERVICES | DYNAFORM MERCURY ADVANCE MKII | 2019-09-11 | 114 | 2022-05-23 | 2026-04-11
DYNAMIC PRESSURE MATTRESS | DYNAMIC MATTRESS SYSTEM | DIRECT HEALTHCARE SERVICES | DYNAFORM MERCURY ADVANCE MKII | 2019-09-11 | 114 | 2022-03-22 | 2025-04-15
DYNAMIC PRESSURE MATTRESS | DYNAMIC MATTRESS SYSTEM | DIRECT HEALTHCARE SERVICES | DYNAFORM MERCURY ADVANCE MKII | 2019-09-11 | 114 | 2023-08-02 | 2025-08-15
DYNAMIC PRESSURE MATTRESS | DYNAMIC MATTRESS SYSTEM | DIRECT HEALTHCARE SERVICES | DYNAFORM MERCURY ADVANCE MKII | 2019-09-11 | 114 | 2022-03-23 | 2024-04-15
DYNAMIC PRESSURE MATTRESS | DYNAMIC MATTRESS SYSTEM | DIRECT HEALTHCARE SERVICES | DYNAFORM MERCURY ADVANCE MKII | 2019-09-11 | 114 | 2023-01-19 12:43 | 2026-04-11
DYNAMIC PRESSURE MATTRESS | DYNAMIC MATTRESS SYSTEM | DIRECT HEALTHCARE SERVICES | DYNAFORM MERCURY ADVANCE MKII | 2019-09-11 | 114 | 2022-04-11 | 2026-04-11
BATTERY PACK | BATTERY PACK | ARJO HUNTLEIGH | SPL3021 | 2019-08-29 | 0
WARMING MATTRESS | HALF SIZE MATTRESS | INDITHERM | GTM1 | 2019-09-06 | 1020
WARMING MATTRESS | WARMING MATTRESS - 3/4 LENGTH | INDITHERM | OTM2 | 2019-09-06 | 1020
BLOOD PRESSURE MONITOR | DIGITAL BLOOD PRESSURE DEVICE | WELCH ALLYN | CONNEX PROBP 3400 | 2019-09-16 | 750 | 2023-10-06 | 2026-10-06
COMPUTER - TABLET/NETBOOK | TABLET - VYNTUS WALK | ACER | B1-870 | 2019-09-18 | 96
OXIMETER | PULSE OXIMETER - WRIST | NONIN | 3150 | 2019-09-18 | 780 | 2023-04-04 15:04 | 2026-04-04
COMPUTER - TABLET/NETBOOK | TABLET - VYNTUS WALK | ACER | B1-870 | 2019-09-18 | 96
OXIMETER | PULSE OXIMETER - WRIST | NONIN | 3150 | 2019-09-18 | 780 | 2023-04-04 15:00 | 2026-04-04
COMPUTER - TABLET/NETBOOK | TABLET - VYNTUS WALK | ACER | B1-870 | 2019-09-18 | 96
OXIMETER | PULSE OXIMETER - WRIST | NONIN | 3150 | 2019-09-18 | 780 |  | 2024-02-15
NEBULIZER | NEBULIZER | PARI MEDICAL | TURBO BOY (BLK/GREY) | 2019-09-19 | 160.74
BATTERY PACK | BATTERY PACK | ARJO HUNTLEIGH | SPL3021 | 2019-09-30 | 474
SUCTION CONTROLLER | HIGH SUCTION CONTROLLER | THERAPY EQUIPMENT | DIAMOND RANGE HIGH | 2019-09-11 | 96
VITAL SIGNS MONITOR | VITAL SIGNS MONITOR: NIBP, SPO2, TEMP | WELCH ALLYN | 74CE CONNEX | 2019-09-06 | 1800 | 2022-12-20 12:38 | 2025-08-14
VITAL SIGNS MONITOR | VITAL SIGNS MONITOR: NIBP, SPO2, TEMP | WELCH ALLYN | 74CE CONNEX | 2019-09-06 | 1800 | 2022-12-20 12:36 | 2025-08-14
VITAL SIGNS MONITOR | VITAL SIGNS MONITOR: NIBP, SPO2, TEMP | WELCH ALLYN | 74CE CONNEX | 2019-09-06 | 1800 |  | 2024-08-15
BALANCE | PRECISION BALANCE, CAPACITY 500G, RESOLUTION 0.1G | ADAM EQUIPMENT | CB 501 | 2019-08-28 | 100.8 | 2024-09-30 | 2025-09-30
BALANCE | PRECISION BALANCE, CAPACITY 500G, RESOLUTION 0.1G | ADAM EQUIPMENT | CB 501 | 2019-08-28 | 100.8 | 2024-10-02 | 2025-10-02
BALANCE | PRECISION BALANCE, CAPACITY 500G, RESOLUTION 0.1G | ADAM EQUIPMENT | CB 501 | 2019-08-28 | 100.8 | 2024-09-30 | 2025-09-30
BALANCE | PRECISION BALANCE, CAPACITY 500G, RESOLUTION 0.1G | ADAM EQUIPMENT | CB 501 | 2019-08-28 | 100.8 | 2024-09-30 | 2025-09-30
BATTERY PACK | BATTERY PACK | ARJO HUNTLEIGH | SPL3021 | 2019-08-27 | 0
CELLSAVER RECIRCULATOR | CELLSAVER RECIRCULATOR | SORIN BIOMED | SORIN XTRA | 2020-06-26 | 16510.716 | 2022-12-02 15:00 | 2024-09-14
CELLSAVER RECIRCULATOR | CELLSAVER RECIRCULATOR | SORIN BIOMED | SORIN XTRA | 2020-06-26 | 16510.716 | 2023-06-24 | 2024-06-15
HEART LUNG PUMP | HEART LUNG PUMP | STOCKERT | 43-40-00 BASE UNIT | 2019-09-03 | 102000 | 2021-01-28 | 2024-09-15
VITAL SIGNS MONITOR | VITAL SIGNS MONITOR: NIBP, SPO2, TEMP | WELCH ALLYN | 74CE CONNEX | 2019-08-21 | 1800 | 2022-09-08 | 2025-02-15
VITAL SIGNS MONITOR | VITAL SIGNS MONITOR: NIBP, SPO2, TEMP | WELCH ALLYN | 74CE CONNEX | 2019-08-21 | 1800 | 2023-03-07 14:20 | 2025-02-15
VITAL SIGNS MONITOR | VITAL SIGNS MONITOR: NIBP/SPO2 | WELCH ALLYN | 74CX CONNEX | 2019-08-20 | 1800 | 2023-06-09 | 2026-06-09
VIDEO TRANSMITTER/RECEIVER | ZEROWIRE G2 PAIR - RECEIVER | NDS SURGICAL IMAGING BV | WR-P42-11 | 2019-08-16 | 3600
FLAT SCREEN DISPLAY | FLAT SCREEN DISPLAY - 4K 32 INCH | BARCO LTD | MDSC-8232 | 2019-08-19 | 9000 | 2023-11-15 | 2024-11-15
ENDOSCOPY STACKING TROLLEY | SECONDARY MONITOR TROLLEY | ARTHREX INC | MONITOR TROLLEY | 2019-08-16 | 2767.2 | 2023-11-15 | 2024-11-15
VIDEO PRINTER | VIDEO PRINTER | SONY | UP-DR80MD | 2019-08-16 | 2400 | 2024-02-07 | 2025-02-07
INSUFFLATOR CO2 | SYNERGY INSUFFLATOR CO2 | ARTHREX INC | SYNERGY INSUFFLATOR | 2019-08-16 | 6554.4 | 2023-03-20 13:39 | 2024-03-20
CAMERA HEAD | CAMERA HEAD - 4K SYNERGY UHD4 | ARTHREX INC | 4K SYNERGY UHD4 | 2019-08-16 | 9576
ENDOSCOPY VIDEO SYSTEM | SYNERGY UHD4 CAMERA CONTROLLER | ARTHREX INC | SYNERGY UHD4 MATRIX | 2019-08-16 | 30000 |  | 2023-11-01
COMPUTER - TABLET/NETBOOK | TABLET - SYNERGY UHD4 DIGITAL DOCUMENTATION TABLET | SAMSUNG | GALAXY TAB A 10.1 INCH | 2019-08-16 | 4152
VIDEO TRANSMITTER/RECEIVER | ZEROWIRE G2 PAIR - TRANSMITTER | NDS SURGICAL IMAGING BV | WR-P42-13 | 2019-08-16 | 3600
FLAT SCREEN DISPLAY | FLAT SCREEN DISPLAY - 4K 32 INCH WITH DECODER | BARCO LTD | MDSC-8232 PLUS DECODER | 2019-08-16 | 10106.4 | 2023-01-25 14:21 | 2024-10-15
ENDOSCOPY STACKING TROLLEY | ENDOSCOPY STACKING TROLLEY - ARTHROCART | ARTHREX INC | COMPACTCART | 2019-08-16 | 5212.8 | 2023-01-25 14:45 | 2024-10-15
VIDEO TRANSMITTER/RECEIVER | ZEROWIRE G2 PAIR - RECEIVER | NDS SURGICAL IMAGING BV | WR-P42-11 | 2019-08-16 | 3600 | 2023-03-20 13:39 | 2024-03-20
FLAT SCREEN DISPLAY | FLAT SCREEN DISPLAY - 4K 32 INCH | BARCO LTD | MDSC-8232 | 2019-08-19 | 9000 | 2023-03-20 13:39 | 2024-03-20
ENDOSCOPY STACKING TROLLEY | SECONDARY MONITOR TROLLEY | ARTHREX INC | MONITOR TROLLEY | 2019-08-16 | 2767.2 | 2023-03-20 13:39 | 2024-03-20
VIDEO PRINTER | VIDEO PRINTER | SONY | UP-DR80MD | 2019-08-16 | 2400 | 2023-03-20 13:39 | 2024-03-20
INSUFFLATOR CO2 | SYNERGY INSUFFLATOR CO2 | ARTHREX INC | SYNERGY INSUFFLATOR | 2019-08-16 | 6554.4 | 2024-01-24 | 2025-01-24
CAMERA HEAD | CAMERA HEAD - 4K SYNERGY UHD4 | ARTHREX INC | 4K SYNERGY UHD4 | 2019-08-16 | 9576 | 2023-03-20 13:39 | 2024-03-20
ENDOSCOPY VIDEO SYSTEM | SYNERGY UHD4 CAMERA CONTROLLER | ARTHREX INC | SYNERGY UHD4 MATRIX | 2019-08-16 | 30000 | 2023-03-20 13:39 | 2024-03-20
COMPUTER - TABLET/NETBOOK | TABLET - SYNERGY UHD4 DIGITAL DOCUMENTATION TABLET | SAMSUNG | GALAXY TAB A 10.1 INCH | 2019-08-16 | 4152 | 2023-03-20 13:39 | 2024-03-20
FLAT SCREEN DISPLAY | FLAT SCREEN DISPLAY - 4K 32 INCH WITH DECODER | BARCO LTD | MDSC-8232 PLUS DECODER | 2019-08-16 | 10106.4 | 2023-03-20 13:39 | 2024-03-20
ENDOSCOPY STACKING TROLLEY | ENDOSCOPY STACKING TROLLEY - ARTHROCART | ARTHREX INC | COMPACTCART | 2019-08-16 | 5212.8 | 2023-03-20 13:39 | 2024-03-20
VIDEO TRANSMITTER/RECEIVER | ZEROWIRE G2 PAIR - RECEIVER | NDS SURGICAL IMAGING BV | WR-P42-11 | 2019-08-16 | 3600
FLAT SCREEN DISPLAY | FLAT SCREEN DISPLAY - 4K 32 INCH | BARCO LTD | MDSC-8232 | 2019-08-19 | 9000 | 2022-11-11 12:51 | 2023-11-15
ENDOSCOPY STACKING TROLLEY | SECONDARY MONITOR TROLLEY | ARTHREX INC | MONITOR TROLLEY | 2019-08-16 | 2767.2 | 2022-02-04 | 2023-11-01
VIDEO PRINTER | VIDEO PRINTER | SONY | UP-DR80MD | 2019-08-16 | 2400 | 2023-01-25 12:55 | 2023-11-15
INSUFFLATOR CO2 | SYNERGY INSUFFLATOR CO2 | ARTHREX INC | SYNERGY INSUFFLATOR | 2019-08-16 | 6554.4 | 2024-01-24 | 2025-01-24
CAMERA HEAD | CAMERA HEAD - 4K SYNERGY UHD4 | ARTHREX INC | 4K SYNERGY UHD4 | 2019-08-16 | 9576
COMPUTER - TABLET/NETBOOK | TABLET - SYNERGY UHD4 DIGITAL DOCUMENTATION TABLET | SAMSUNG | GALAXY TAB A 10.1 INCH | 2019-08-16 | 4152
VIDEO TRANSMITTER/RECEIVER | ZEROWIRE G2 PAIR - TRANSMITTER | NDS SURGICAL IMAGING BV | WR-P42-13 | 2019-08-16 | 3600
ENDOSCOPY STACKING TROLLEY | ENDOSCOPY STACKING TROLLEY - ARTHROCART | ARTHREX INC | COMPACTCART | 2019-08-16 | 5212.8 | 2022-02-04 | 2023-11-01
VIDEO TRANSMITTER/RECEIVER | ZEROWIRE G2 PAIR - RECEIVER | NDS SURGICAL IMAGING BV | WR-P42-11 | 2019-08-16 | 3600
FLAT SCREEN DISPLAY | FLAT SCREEN DISPLAY - 4K 32 INCH | BARCO LTD | MDSC-8232 | 2019-08-19 | 9000 | 2023-01-27 10:21 | 2023-10-15
ENDOSCOPY STACKING TROLLEY | SECONDARY MONITOR TROLLEY | ARTHREX INC | MONITOR TROLLEY | 2019-08-16 | 2767.2 | 2023-01-27 10:27 | 2023-11-01
VIDEO PRINTER | VIDEO PRINTER | SONY | UP-DR80MD | 2019-08-16 | 2400 | 2022-01-25 | 2023-02-15
INSUFFLATOR CO2 | SYNERGY INSUFFLATOR CO2 | ARTHREX INC | SYNERGY INSUFFLATOR | 2019-08-16 | 6554.4 | 2022-06-28 | 2024-11-12
CAMERA HEAD | CAMERA HEAD - 4K SYNERGY UHD4 | ARTHREX INC | 4K SYNERGY UHD4 | 2019-08-16 | 9576
ENDOSCOPY VIDEO SYSTEM | SYNERGY UHD4 CAMERA CONTROLLER | ARTHREX INC | SYNERGY UHD4 MATRIX | 2019-08-16 | 30000 |  | 2023-11-01
COMPUTER - TABLET/NETBOOK | TABLET - SYNERGY UHD4 DIGITAL DOCUMENTATION TABLET | SAMSUNG | GALAXY TAB A 10.1 INCH | 2019-08-16 | 4152
VIDEO TRANSMITTER/RECEIVER | ZEROWIRE G2 PAIR - TRANSMITTER | NDS SURGICAL IMAGING BV | WR-P42-13 | 2019-08-16 | 3600
FLAT SCREEN DISPLAY | FLAT SCREEN DISPLAY - 4K 32 INCH WITH DECODER | BARCO LTD | MDSC-8232 PLUS DECODER | 2019-08-16 | 10106.4 | 2022-01-25 | 2022-11-15
ENDOSCOPY STACKING TROLLEY | ENDOSCOPY STACKING TROLLEY - ARTHROCART | ARTHREX INC | COMPACTCART | 2019-08-16 | 5212.8 | 2022-01-25 | 2023-11-01
FLAT SCREEN DISPLAY | FLAT SCREEN DISPLAY - 4K 32 INCH | BARCO LTD | MDSC-8232 | 2019-08-19 | 9000 | 2023-10-20 | 2024-10-15
ENDOSCOPY STACKING TROLLEY | SECONDARY MONITOR TROLLEY | ARTHREX INC | MONITOR TROLLEY | 2019-08-16 | 2767.2 | 2020-09-30 | 2023-11-01
VIDEO PRINTER | VIDEO PRINTER | SONY | UP-DR80MD | 2019-08-16 | 2400 | 2023-01-25 14:52 | 2024-10-15
INSUFFLATOR CO2 | SYNERGY INSUFFLATOR CO2 | ARTHREX INC | SYNERGY INSUFFLATOR | 2019-08-16 | 6554.4 | 2024-01-24 | 2025-01-24
CAMERA HEAD | CAMERA HEAD - 4K SYNERGY UHD4 | ARTHREX INC | 4K SYNERGY UHD4 | 2019-08-16 | 9576
ENDOSCOPY VIDEO SYSTEM | SYNERGY UHD4 CAMERA CONTROLLER | ARTHREX INC | SYNERGY UHD4 MATRIX | 2019-08-16 | 30000 | 2023-01-25 15:21 | 2023-11-01
COMPUTER - TABLET/NETBOOK | TABLET - SYNERGY UHD4 DIGITAL DOCUMENTATION TABLET | SAMSUNG | GALAXY TAB A 10.1 INCH | 2019-08-16 | 4152
FLAT SCREEN DISPLAY | FLAT SCREEN DISPLAY - 4K 32 INCH WITH DECODER | BARCO LTD | MDSC-8232 PLUS DECODER | 2019-08-16 | 10106.4 | 2020-09-30 | 2023-10-15
ENDOSCOPY STACKING TROLLEY | ENDOSCOPY STACKING TROLLEY - ARTHROCART | ARTHREX INC | COMPACTCART | 2019-08-16 | 5212.8 | 2023-01-25 13:19 | 2023-11-01
VIDEO TRANSMITTER/RECEIVER | ZEROWIRE G2 PAIR - RECEIVER | NDS SURGICAL IMAGING BV | WR-P42-11 | 2019-08-16 | 3600
ENDOSCOPY STACKING TROLLEY | SECONDARY MONITOR TROLLEY | ARTHREX INC | MONITOR TROLLEY | 2019-08-16 | 2767.2 | 2023-01-17 11:45 | 2023-11-01
VIDEO PRINTER | VIDEO PRINTER | SONY | UP-DR80MD | 2019-08-16 | 2400 |  | 2024-10-15
INSUFFLATOR CO2 | SYNERGY INSUFFLATOR CO2 | ARTHREX INC | SYNERGY INSUFFLATOR | 2019-08-16 | 6554.4 | 2024-01-24 | 2025-01-24
CAMERA HEAD | CAMERA HEAD - 4K SYNERGY UHD4 | ARTHREX INC | 4K SYNERGY UHD4 | 2019-08-16 | 9576
ENDOSCOPY VIDEO SYSTEM | SYNERGY UHD4 CAMERA CONTROLLER | ARTHREX INC | SYNERGY UHD4 MATRIX | 2019-08-16 | 30000 | 2022-02-04 | 2023-11-01
COMPUTER - TABLET/NETBOOK | TABLET - SYNERGY UHD4 DIGITAL DOCUMENTATION TABLET | SAMSUNG | GALAXY TAB A 10.1 INCH | 2019-08-16 | 4152
VIDEO TRANSMITTER/RECEIVER | ZEROWIRE G2 PAIR - TRANSMITTER | NDS SURGICAL IMAGING BV | WR-P42-13 | 2019-08-16 | 3600
FLAT SCREEN DISPLAY | FLAT SCREEN DISPLAY - 4K 32 INCH WITH DECODER | BARCO LTD | MDSC-8232 PLUS DECODER | 2019-08-16 | 10106.4 | 2022-11-23 12:07 | 2023-10-15
ENDOSCOPY STACKING TROLLEY | ENDOSCOPY STACKING TROLLEY - ARTHROCART | ARTHREX INC | COMPACTCART | 2019-08-16 | 5212.8 | 2022-11-23 12:07 | 2023-11-01
NEBULIZER | NEBULIZER | PHILIPS LTD | INNOSPIRE ESSENCE | 2020-09-16 | 50.4
NEBULIZER | NEBULIZER | PARI MEDICAL | TURBO BOY SX | 2020-09-01 | 103.2
NEBULIZER | NEBULIZER | PARI MEDICAL | TURBO BOY SX | 2020-09-01 | 103.2
NEBULIZER | NEBULIZER | PARI MEDICAL | TURBO BOY SX | 2020-09-01 | 103.2
NEBULIZER | NEBULIZER | PARI MEDICAL | TURBO BOY SX | 2020-09-01 | 103.2
NEBULIZER | NEBULIZER | PARI MEDICAL | TURBO BOY SX | 2020-09-01 | 103.2
NEBULIZER | NEBULIZER | PARI MEDICAL | TURBO BOY SX | 2020-09-01 | 103.2
NEBULIZER | NEBULIZER | PARI MEDICAL | TURBO BOY SX | 2020-09-01 | 103.2
NEBULIZER | NEBULIZER | PARI MEDICAL | TURBO BOY SX | 2020-09-01 | 103.2
NEBULIZER | NEBULIZER | PARI MEDICAL | TURBO BOY SX | 2020-09-01 | 103.2
NEBULIZER | NEBULIZER | PARI MEDICAL | TURBO BOY SX | 2020-09-01 | 103.2
NEBULIZER | NEBULIZER | PHILIPS LTD | INNOSPIRE ESSENCE | 2020-01-13 | 50.4
NEBULIZER | NEBULIZER | PHILIPS LTD | INNOSPIRE ESSENCE | 2020-01-13 | 50.4
NEBULIZER | NEBULIZER | PHILIPS LTD | INNOSPIRE ESSENCE | 2020-01-13 | 50.4
NEBULIZER | NEBULIZER | PHILIPS LTD | INNOSPIRE ESSENCE | 2020-01-13 | 50.4
NEBULIZER | NEBULIZER | PHILIPS LTD | INNOSPIRE ESSENCE | 2020-01-13 | 50.4
NEBULIZER | NEBULIZER | PHILIPS LTD | INNOSPIRE ESSENCE | 2020-01-13 | 50.4
NEBULIZER | NEBULIZER | PHILIPS LTD | INNOSPIRE ESSENCE | 2020-01-13 | 50.4
NEBULIZER | NEBULIZER | PHILIPS LTD | INNOSPIRE ESSENCE | 2020-01-13 | 50.4
NEBULIZER | NEBULIZER | PHILIPS LTD | INNOSPIRE ESSENCE | 2020-01-13 | 50.4
NEBULIZER | NEBULIZER | PHILIPS LTD | INNOSPIRE ESSENCE | 2020-01-13 | 50.4
NEBULIZER | NEBULIZER | PHILIPS LTD | INNOSPIRE ESSENCE | 2020-01-02 | 50.4
NEBULIZER | NEBULIZER | PHILIPS LTD | INNOSPIRE ESSENCE | 2020-01-02 | 50.4
NEBULIZER | NEBULIZER | PHILIPS LTD | INNOSPIRE ESSENCE | 2020-01-02 | 50.4
NEBULIZER | NEBULIZER | PHILIPS LTD | INNOSPIRE ESSENCE | 2020-01-02 | 50.4
NEBULIZER | NEBULIZER | PHILIPS LTD | INNOSPIRE ESSENCE | 2019-11-29 | 50.4
NEBULIZER | NEBULIZER | PHILIPS LTD | INNOSPIRE ESSENCE | 2019-11-29 | 50.4
NEBULIZER | NEBULIZER | PHILIPS LTD | INNOSPIRE ESSENCE | 2019-11-29 | 50.4
NEBULIZER | NEBULIZER | PHILIPS LTD | INNOSPIRE ESSENCE | 2019-11-29 | 50.4
NEBULIZER | NEBULIZER | PHILIPS LTD | INNOSPIRE ESSENCE | 2019-11-29 | 50.4
NEBULIZER | NEBULIZER | PHILIPS LTD | INNOSPIRE ESSENCE | 2019-11-29 | 50.4
NEBULIZER | NEBULIZER | PHILIPS LTD | INNOSPIRE ESSENCE | 2019-11-29 | 50.4
NEBULIZER | NEBULIZER | PHILIPS LTD | INNOSPIRE ESSENCE | 2019-11-29 | 50.4
NEBULIZER | NEBULIZER | PHILIPS LTD | INNOSPIRE ESSENCE | 2019-11-29 | 50.4
NEBULIZER | NEBULIZER | PHILIPS LTD | INNOSPIRE ESSENCE | 2019-11-29 | 50.4
NEBULIZER | NEBULIZER | PHILIPS LTD | INNOSPIRE ESSENCE | 2019-11-29 | 50.4
NEBULIZER | NEBULIZER | PHILIPS LTD | INNOSPIRE ESSENCE | 2019-11-29 | 50.4
NEBULIZER | NEBULIZER | PHILIPS LTD | INNOSPIRE ESSENCE | 2019-11-15 | 50.4
NEBULIZER | NEBULIZER | PHILIPS LTD | INNOSPIRE ESSENCE | 2019-11-15 | 50.4
NEBULIZER | NEBULIZER | PHILIPS LTD | INNOSPIRE ESSENCE | 2019-11-15 | 50.4
NEBULIZER | NEBULIZER | PHILIPS LTD | INNOSPIRE ESSENCE | 2019-11-15 | 50.4
NEBULIZER | NEBULIZER | PHILIPS LTD | INNOSPIRE ESSENCE | 2019-11-15 | 50.4
NEBULIZER | NEBULIZER | PHILIPS LTD | INNOSPIRE ESSENCE | 2019-11-15 | 50.4
NEBULIZER | NEBULIZER | PHILIPS LTD | INNOSPIRE ESSENCE | 2019-11-15 | 50.4
NEBULIZER | NEBULIZER | PHILIPS LTD | INNOSPIRE ESSENCE | 2019-11-15 | 50.4
NEBULIZER | NEBULIZER | PHILIPS LTD | INNOSPIRE ESSENCE | 2019-11-15 | 50.4
NEBULIZER | NEBULIZER | PHILIPS LTD | INNOSPIRE ESSENCE | 2019-11-15 | 50.4
NEBULIZER | NEBULIZER | PHILIPS LTD | INNOSPIRE ESSENCE | 2019-11-15 | 50.4
NEBULIZER | NEBULIZER | PHILIPS LTD | INNOSPIRE ESSENCE | 2019-12-06 | 50.4
NEBULIZER | NEBULIZER | PHILIPS LTD | INNOSPIRE ESSENCE | 2019-12-06 | 50.4
NEBULIZER | NEBULIZER | PHILIPS LTD | INNOSPIRE ESSENCE | 2019-12-06 | 50.4
NEBULIZER | NEBULIZER | PHILIPS LTD | INNOSPIRE ESSENCE | 2019-12-06 | 50.4
NEBULIZER | NEBULIZER | PHILIPS LTD | INNOSPIRE DELUXE | 2019-12-06 | 126
NEBULIZER | NEBULIZER | PHILIPS LTD | INNOSPIRE DELUXE | 2019-12-06 | 126
NEBULIZER | NEBULIZER | PHILIPS LTD | INNOSPIRE DELUXE | 2019-12-06 | 126
NEBULIZER | NEBULIZER | PHILIPS LTD | INNOSPIRE DELUXE | 2019-12-06 | 126
NEBULIZER | NEBULIZER | PHILIPS LTD | INNOSPIRE DELUXE | 2019-12-06 | 126
ENTONOX DEMAND SYSTEM | ENTONOX DEMAND VALVE | THERAPY EQUIPMENT | ENTONOX | 2019-07-30 | 255 | 2024-07-24 | 2025-08-15
VENTILATOR | VENTILATOR | BREAS MEDICAL | NIPPY CLEARWAY | 2021-05-05 | 5400 | 2023-11-16 | 2025-10-11
COUCH | DAY SURGERY TROLLEY | ANETIC AID | QA3 | 2019-10-28 | 0 | 2023-03-22 13:55 | 2026-03-15
PATIENT HOIST | PATIENT HOIST - OVERHEAD | ARJO HUNTLEIGH | MAXI SKY 2 | 2019-08-08 | 3000 | 2024-03-22 | 2024-09-15
ENDOSCOPY STACKING TROLLEY | ENDOSCOPY STACKING TROLLEY - ARTHROCART | ARTHREX INC | COMPACTCART | 2019-08-28 | 5212.8 | 2024-01-23 | 2024-10-13
STANDING AID | STANDING AID | ARJO HUNTLEIGH | STEDY | 2019-08-12 | 840 | 2024-06-21 | 2025-06-21
ENDOSCOPY VIDEO SYSTEM | SYNERGY UHD4 CAMERA CONTROLLER | ARTHREX INC | SYNERGY UHD4 MATRIX | 2019-08-28 | 30000 | 2024-01-23 | 2024-10-13
FLAT SCREEN DISPLAY | FLAT SCREEN DISPLAY - 4K 32 INCH WITH DECODER | BARCO LTD | MDSC-8232 PLUS DECODER | 2019-08-28 | 10106.4 | 2022-10-10 | 2025-07-15
INSUFFLATOR CO2 | SYNERGY INSUFFLATOR CO2 | ARTHREX INC | SYNERGY INSUFFLATOR | 2019-08-28 | 6554.4 | 2024-01-23 | 2024-10-13
VIDEO PRINTER | VIDEO PRINTER | SONY | UP-DR80MD | 2019-08-28 | 2143.644 | 2024-02-05 | 2025-08-15
CAMERA HEAD | CAMERA HEAD - 4K SYNERGY UHD4 | ARTHREX INC | 4K SYNERGY UHD4 | 2019-08-28 | 9576
COMPUTER - TABLET/NETBOOK | TABLET - SYNERGY UHD4 DIGITAL DOCUMENTATION TABLET | SAMSUNG | GALAXY TAB A 10.1 INCH | 2019-08-28 | 4152
SUCTION CONTROLLER | HIGH SUCTION CONTROLLER | THERAPY EQUIPMENT | DIAMOND RANGE HIGH | 2019-08-28 | 148.2
SUCTION CONTROLLER | HIGH SUCTION CONTROLLER | THERAPY EQUIPMENT | DIAMOND RANGE HIGH | 2019-08-16 | 108
CAMERA HEAD | CAMERA HEAD - 4K SYNERGY UHD4 | ARTHREX INC | 4K SYNERGY UHD4 | 2019-08-28 | 9576 | 2022-10-10 | 2025-10-15
COMPUTER - TABLET/NETBOOK | TABLET - SYNERGY UHD4 DIGITAL DOCUMENTATION TABLET | SAMSUNG | GALAXY TAB A 10.1 INCH | 2019-08-28 | 4152 | 2022-01-26
VIDEO PRINTER | VIDEO PRINTER | SONY | UP-DR80MD | 2019-08-28 | 2143.644
INSUFFLATOR CO2 | SYNERGY INSUFFLATOR CO2 | ARTHREX INC | SYNERGY INSUFFLATOR | 2019-08-28 | 6554.4 | 2024-01-23 | 2024-10-13
ENDOSCOPY VIDEO SYSTEM | SYNERGY UHD4 CAMERA CONTROLLER | ARTHREX INC | SYNERGY UHD4 MATRIX | 2019-08-28 | 30000 | 2022-10-10 | 2025-10-15
FLAT SCREEN DISPLAY | FLAT SCREEN DISPLAY - 4K 32 INCH WITH DECODER | BARCO LTD | MDSC-8232 PLUS DECODER | 2019-08-28 | 10106.4 | 2022-03-17 | 2025-07-15
ENDOSCOPY STACKING TROLLEY | ENDOSCOPY STACKING TROLLEY - ARTHROCART | ARTHREX INC | COMPACTCART | 2019-08-28 | 5212.8 | 2024-01-23 | 2024-10-13
CAMERA HEAD | CAMERA HEAD - 4K SYNERGY UHD4 | ARTHREX INC | 4K SYNERGY UHD4 | 2019-08-28 | 9576
COMPUTER - TABLET/NETBOOK | TABLET - SYNERGY UHD4 DIGITAL DOCUMENTATION TABLET | SAMSUNG | GALAXY TAB A 10.1 INCH | 2019-08-28 | 4152 | 2020-10-01
VIDEO PRINTER | VIDEO PRINTER | SONY | UP-DR80MD | 2019-08-28 | 2143.644 | 2024-01-23 | 2025-07-15
INSUFFLATOR CO2 | SYNERGY INSUFFLATOR CO2 | ARTHREX INC | SYNERGY INSUFFLATOR | 2019-08-28 | 6554.4 | 2022-10-10 | 2024-10-15
ENDOSCOPY VIDEO SYSTEM | SYNERGY UHD4 CAMERA CONTROLLER | ARTHREX INC | SYNERGY UHD4 MATRIX | 2019-08-28 | 30000 | 2024-01-23 | 2025-10-13
FLAT SCREEN DISPLAY | FLAT SCREEN DISPLAY - 4K 32 INCH WITH DECODER | BARCO LTD | MDSC-8232 PLUS DECODER | 2019-08-28 | 10106.4 | 2022-10-10 | 2025-07-15
ENDOSCOPY STACKING TROLLEY | ENDOSCOPY STACKING TROLLEY - ARTHROCART | ARTHREX INC | COMPACTCART | 2019-08-28 | 5212.8 | 2024-01-23 | 2024-10-13
SPHYGMOMANOMETER | SPHYGMOMANOMETER - HANDHELD | WELCH ALLYN | DURASHOCK | 2019-09-04 | 78
SPHYGMOMANOMETER | SPHYGMOMANOMETER - HANDHELD | WELCH ALLYN | DURASHOCK | 2019-09-04 | 36
CAMERA HEAD | CAMERA HEAD - 4K SYNERGY UHD4 | ARTHREX INC | 4K SYNERGY UHD4 | 2019-08-28 | 9576
COMPUTER - TABLET/NETBOOK | TABLET - SYNERGY UHD4 DIGITAL DOCUMENTATION TABLET | SAMSUNG | GALAXY TAB A 10.1 INCH | 2019-08-28 | 4152 | 2020-11-06
INSUFFLATOR CO2 | SYNERGY INSUFFLATOR CO2 | ARTHREX INC | SYNERGY INSUFFLATOR | 2019-08-28 | 6554.4 | 2022-10-10 | 2024-10-13
ENDOSCOPY VIDEO SYSTEM | SYNERGY UHD4 CAMERA CONTROLLER | ARTHREX INC | SYNERGY UHD4 MATRIX | 2019-08-28 | 30000 | 2024-01-23 | 2025-01-15
FLAT SCREEN DISPLAY | FLAT SCREEN DISPLAY - 4K 32 INCH WITH DECODER | BARCO LTD | MDSC-8232 PLUS DECODER | 2019-08-28 | 10106.4 | 2022-10-10 | 2024-10-15
ENDOSCOPY STACKING TROLLEY | ENDOSCOPY STACKING TROLLEY - ARTHROCART | ARTHREX INC | COMPACTCART | 2019-08-28 | 5212.8 | 2024-01-23 | 2024-07-15
STANDING AID | STANDING AID | ARJO HUNTLEIGH | STEDY | 2019-10-02 | 738 | 2024-06-19 | 2025-06-19
STANDING AID | STANDING AID | ARJO HUNTLEIGH | STEDY | 2019-10-02 | 738 | 2024-06-21 | 2025-06-21
STANDING AID | STANDING AID | ARJO HUNTLEIGH | STEDY | 2019-10-02 | 738 | 2024-06-18 | 2025-06-18
ULTRASOUND PROBE | ULTRASOUND PROBE | SIEMENS LTD | 10MC3 | 2021-10-25 | 4560
ULTRASOUND PROBE | ULTRASOUND PROBE | SIEMENS LTD | 12L3 | 2019-09-14 | 6000
ULTRASOUND PROBE | ULTRASOUND PROBE | SIEMENS LTD | 5C1 | 2019-09-14 | 7200
ULTRASOUND SCANNER | ULTRASOUND SCANNER | SIEMENS LTD | JUNIPER | 2019-09-14 | 29400 | 2024-02-13 | 2024-09-27
ULTRASOUND PROBE | ULTRASOUND PROBE | SIEMENS LTD | 12L3 | 2020-10-21 | 6000
ULTRASOUND PROBE | ULTRASOUND PROBE | SIEMENS LTD | 16L4 | 2019-09-14 | 6000
ULTRASOUND PROBE | ULTRASOUND PROBE | SIEMENS LTD | 5C1 | 2019-09-14 | 7200
ULTRASOUND SCANNER | ULTRASOUND SCANNER | SIEMENS LTD | JUNIPER | 2019-09-14 | 29400 | 2024-05-13 | 2024-02-08
ULTRASOUND PROBE | ULTRASOUND PROBE | SIEMENS LTD | 12L3 | 2024-06-05 | 4948.14
ULTRASOUND PROBE | ULTRASOUND PROBE | SIEMENS LTD | 5C1 | 2019-09-14 | 7200
ULTRASOUND SCANNER | ULTRASOUND SCANNER | SIEMENS LTD | JUNIPER | 2019-09-14 | 29400 | 2024-10-23 | 2024-09-27
ULTRASOUND PROBE | ULTRASOUND PROBE | SIEMENS LTD | 5C1 | 2024-03-04 | 7200
ULTRASOUND PROBE | TV PROBE | SIEMENS LTD | 9EC4 | 2024-05-14 | 9600
ULTRASOUND PROBE | ULTRASOUND PROBE | SIEMENS LTD | 18L6-HD | 2019-10-09 | 6000
ULTRASOUND PROBE | ULTRASOUND PROBE | SIEMENS LTD | 14L5 | 2019-10-09 | 6000
ULTRASOUND SCANNER | ULTRASOUND SCANNER | SIEMENS LTD | SEQUOIA | 2019-09-02 | 99989.34 | 2024-05-14 | 2025-05-14
ULTRASOUND PROBE | ULTRASOUND PROBE | GE LIMITED | 9L-D | 2023-02-24 | 6000
ULTRASOUND PROBE | ULTRASOUND PROBE | GE LIMITED | M5SC-D | 2019-08-10 | 6000 | 2021-01-11
ULTRASOUND-CARDIO | ULTRASOUND SCANNER | GE LIMITED | VIVID E95 | 2019-08-10 | 84000 | 2023-11-28 | 2024-11-28
X-RAY FILM PROCESSOR | DENTAL FILM PROCESSOR | MEDIVANCE IN | VELOPEX | 2019-07-12 | 1740 | 2023-07-27 | 2024-07-27
ULTRASOUND PROBE | ULTRASOUND PROBE | GE LIMITED | 9L-D | 2024-01-24 | 6000
ULTRASOUND PROBE | ULTRASOUND PROBE | GE LIMITED | L8-18I | 2019-07-06 | 6000 | 2021-06-07
ULTRASOUND PROBE | ULTRASOUND PROBE | GE LIMITED | ML6-15-D | 2019-07-06 | 6000 | 2021-05-15
ULTRASOUND PROBE | ULTRASOUND PROBE | GE LIMITED | C1-5-D | 2019-07-06 | 6000
ULTRASOUND PROBE | ULTRASOUND PROBE | GE LIMITED | M5SC-D | 2019-07-06 | 6000
ULTRASOUND SCANNER | ULTRASOUND SCANNER | GE LIMITED | LOGIQ S8 | 2019-07-06 | 78000 | 2023-09-20 | 2025-07-01
ULTRASOUND PROBE | ULTRASOUND PROBE | GE LIMITED | C1-5-D | 2022-09-30 | 6000
ULTRASOUND PROBE | ULTRASOUND PROBE | GE LIMITED | 9L-D | 2019-07-02 | 6000 | 2021-06-29
ULTRASOUND PROBE | ULTRASOUND PROBE | GE LIMITED | L8-18I | 2019-07-02 | 6000 | 2021-06-29
ULTRASOUND PROBE | ULTRASOUND PROBE | GE LIMITED | ML6-15-D | 2019-07-02 | 6000 | 2021-06-29
ULTRASOUND PROBE | ULTRASOUND PROBE | GE LIMITED | M5SC-D | 2019-07-02 | 6000 | 2021-06-29
ULTRASOUND SCANNER | ULTRASOUND SCANNER | GE LIMITED | LOGIQ S8 | 2019-07-02 | 78000 | 2024-09-19 | 2026-01-29
ULTRASOUND PROBE | ULTRASOUND PROBE | GE LIMITED | 4Vc-D | 2022-10-07 | 21600
ULTRASOUND PROBE | ULTRASOUND PROBE | GE LIMITED | 6S-D | 2019-09-02 | 6000
ULTRASOUND-CARDIO | ULTRASOUND SCANNER | GE LIMITED | VIVID E95 | 2019-07-06 | 111361.92 | 2023-11-13 | 2025-03-01
ULTRASOUND PROBE | ULTRASOUND PROBE | GE LIMITED | 4Vc-D | 2022-06-24 | 21600
ULTRASOUND-CARDIO | ULTRASOUND SCANNER | GE LIMITED | VIVID E95 | 2019-07-06 | 111361.92 | 2024-08-30 | 2024-08-16
HUMIDIFIER | M SERIES HUMIDIFIER | RESPIRONICS | M SERIES HUMIDIFIER | 2019-08-06 | 180
HUMIDIFIER | M SERIES HUMIDIFIER | RESPIRONICS | M SERIES HUMIDIFIER | 2019-08-06 | 180
HUMIDIFIER | M SERIES HUMIDIFIER | RESPIRONICS | M SERIES HUMIDIFIER | 2019-08-06 | 180
HUMIDIFIER | M SERIES HUMIDIFIER | RESPIRONICS | M SERIES HUMIDIFIER | 2019-08-06 | 180
HUMIDIFIER | M SERIES HUMIDIFIER | RESPIRONICS | M SERIES HUMIDIFIER | 2019-08-06 | 180
HUMIDIFIER | M SERIES HUMIDIFIER | RESPIRONICS | M SERIES HUMIDIFIER | 2019-08-06 | 180
HUMIDIFIER | M SERIES HUMIDIFIER | RESPIRONICS | M SERIES HUMIDIFIER | 2019-08-06 | 180
HUMIDIFIER | M SERIES HUMIDIFIER | RESPIRONICS | M SERIES HUMIDIFIER | 2019-08-06 | 180
HUMIDIFIER | M SERIES HUMIDIFIER | RESPIRONICS | M SERIES HUMIDIFIER | 2019-08-06 | 180
HUMIDIFIER | M SERIES HUMIDIFIER | RESPIRONICS | M SERIES HUMIDIFIER | 2019-08-06 | 180
HUMIDIFIER | M SERIES HUMIDIFIER | RESPIRONICS | M SERIES HUMIDIFIER | 2019-08-06 | 180
HUMIDIFIER | M SERIES HUMIDIFIER | RESPIRONICS | M SERIES HUMIDIFIER | 2019-08-06 | 180
HUMIDIFIER | M SERIES HUMIDIFIER | RESPIRONICS | M SERIES HUMIDIFIER | 2019-08-06 | 180
HUMIDIFIER | M SERIES HUMIDIFIER | RESPIRONICS | M SERIES HUMIDIFIER | 2019-08-06 | 180
HUMIDIFIER | M SERIES HUMIDIFIER | RESPIRONICS | M SERIES HUMIDIFIER | 2019-08-06 | 180
HUMIDIFIER | M SERIES HUMIDIFIER | RESPIRONICS | M SERIES HUMIDIFIER | 2019-08-06 | 180
HUMIDIFIER | M SERIES HUMIDIFIER | RESPIRONICS | M SERIES HUMIDIFIER | 2019-08-06 | 180
HUMIDIFIER | M SERIES HUMIDIFIER | RESPIRONICS | M SERIES HUMIDIFIER | 2019-08-06 | 180
HUMIDIFIER | M SERIES HUMIDIFIER | RESPIRONICS | M SERIES HUMIDIFIER | 2019-08-06 | 180
HUMIDIFIER | M SERIES HUMIDIFIER | RESPIRONICS | M SERIES HUMIDIFIER | 2019-08-06 | 180
HUMIDIFIER | M SERIES HUMIDIFIER | RESPIRONICS | M SERIES HUMIDIFIER | 2019-08-06 | 180
HUMIDIFIER | M SERIES HUMIDIFIER | RESPIRONICS | M SERIES HUMIDIFIER | 2019-08-06 | 180
NASAL CPAP | NASAL CPAP | PHILIPS LTD | DREAMSTATION | 2019-08-06 | 538.8
NASAL CPAP | NASAL CPAP | PHILIPS LTD | DREAMSTATION | 2019-08-06 | 538.8
HUMIDIFIER | M SERIES HUMIDIFIER | RESPIRONICS | M SERIES HUMIDIFIER | 2019-08-06 | 180
HUMIDIFIER | M SERIES HUMIDIFIER | RESPIRONICS | M SERIES HUMIDIFIER | 2019-08-06 | 180
HUMIDIFIER | M SERIES HUMIDIFIER | RESPIRONICS | M SERIES HUMIDIFIER | 2019-08-06 | 180
HUMIDIFIER | M SERIES HUMIDIFIER | RESPIRONICS | M SERIES HUMIDIFIER | 2019-08-06 | 180
HUMIDIFIER | M SERIES HUMIDIFIER | RESPIRONICS | M SERIES HUMIDIFIER | 2019-08-06 | 180
HUMIDIFIER | M SERIES HUMIDIFIER | RESPIRONICS | M SERIES HUMIDIFIER | 2019-08-06 | 180
HUMIDIFIER | M SERIES HUMIDIFIER | RESPIRONICS | M SERIES HUMIDIFIER | 2019-08-06 | 180
IN-EXSUFFLATOR (COUGH ASSIST SYSTEM) | MECHANICAL IN-EXSUFFLATOR | RESPIRONICS | COUGH ASSIST E70 | 2019-08-06 | 3960
HUMIDIFIER | M SERIES HUMIDIFIER | RESPIRONICS | M SERIES HUMIDIFIER | 2019-08-06 | 180
HUMIDIFIER | M SERIES HUMIDIFIER | RESPIRONICS | M SERIES HUMIDIFIER | 2019-08-06 | 180
HUMIDIFIER | M SERIES HUMIDIFIER | RESPIRONICS | M SERIES HUMIDIFIER | 2019-08-06 | 180
HUMIDIFIER | M SERIES HUMIDIFIER | RESPIRONICS | M SERIES HUMIDIFIER | 2019-08-06 | 180
HUMIDIFIER | M SERIES HUMIDIFIER | RESPIRONICS | M SERIES HUMIDIFIER | 2019-08-06 | 180
HUMIDIFIER | M SERIES HUMIDIFIER | RESPIRONICS | M SERIES HUMIDIFIER | 2019-08-06 | 180
HUMIDIFIER | M SERIES HUMIDIFIER | RESPIRONICS | M SERIES HUMIDIFIER | 2019-08-06 | 180
HUMIDIFIER | M SERIES HUMIDIFIER | RESPIRONICS | M SERIES HUMIDIFIER | 2019-08-06 | 180
HUMIDIFIER | M SERIES HUMIDIFIER | RESPIRONICS | M SERIES HUMIDIFIER | 2019-08-06 | 180
HUMIDIFIER | M SERIES HUMIDIFIER | RESPIRONICS | M SERIES HUMIDIFIER | 2019-08-06 | 180
HUMIDIFIER | M SERIES HUMIDIFIER | RESPIRONICS | M SERIES HUMIDIFIER | 2019-08-06 | 180
HUMIDIFIER | M SERIES HUMIDIFIER | RESPIRONICS | M SERIES HUMIDIFIER | 2019-08-06 | 180
HUMIDIFIER | M SERIES HUMIDIFIER | RESPIRONICS | M SERIES HUMIDIFIER | 2019-08-06 | 180
HUMIDIFIER | M SERIES HUMIDIFIER | RESPIRONICS | M SERIES HUMIDIFIER | 2019-08-06 | 180
HUMIDIFIER | M SERIES HUMIDIFIER | RESPIRONICS | M SERIES HUMIDIFIER | 2019-08-06 | 180
HUMIDIFIER | M SERIES HUMIDIFIER | RESPIRONICS | M SERIES HUMIDIFIER | 2019-08-06 | 180
HUMIDIFIER | M SERIES HUMIDIFIER | RESPIRONICS | M SERIES HUMIDIFIER | 2019-08-06 | 180
HUMIDIFIER | M SERIES HUMIDIFIER | RESPIRONICS | M SERIES HUMIDIFIER | 2019-08-06 | 180
HUMIDIFIER | M SERIES HUMIDIFIER | RESPIRONICS | M SERIES HUMIDIFIER | 2019-08-06 | 180
HUMIDIFIER | M SERIES HUMIDIFIER | RESPIRONICS | M SERIES HUMIDIFIER | 2019-08-06 | 180
HUMIDIFIER | M SERIES HUMIDIFIER | RESPIRONICS | M SERIES HUMIDIFIER | 2019-08-06 | 180
HUMIDIFIER | M SERIES HUMIDIFIER | RESPIRONICS | M SERIES HUMIDIFIER | 2019-08-06 | 180
HUMIDIFIER | M SERIES HUMIDIFIER | RESPIRONICS | M SERIES HUMIDIFIER | 2019-08-06 | 180
HUMIDIFIER | M SERIES HUMIDIFIER | RESPIRONICS | M SERIES HUMIDIFIER | 2019-08-06 | 180
HUMIDIFIER | M SERIES HUMIDIFIER | RESPIRONICS | M SERIES HUMIDIFIER | 2019-08-06 | 180
HUMIDIFIER | M SERIES HUMIDIFIER | RESPIRONICS | M SERIES HUMIDIFIER | 2019-08-06 | 180
HUMIDIFIER | M SERIES HUMIDIFIER | RESPIRONICS | M SERIES HUMIDIFIER | 2019-08-06 | 180
HUMIDIFIER | M SERIES HUMIDIFIER | RESPIRONICS | M SERIES HUMIDIFIER | 2019-08-06 | 180
HUMIDIFIER | M SERIES HUMIDIFIER | RESPIRONICS | M SERIES HUMIDIFIER | 2019-08-06 | 180
HUMIDIFIER | M SERIES HUMIDIFIER | RESPIRONICS | M SERIES HUMIDIFIER | 2019-08-06 | 180
HUMIDIFIER | M SERIES HUMIDIFIER | RESPIRONICS | M SERIES HUMIDIFIER | 2019-08-06 | 180
HUMIDIFIER | M SERIES HUMIDIFIER | RESPIRONICS | M SERIES HUMIDIFIER | 2019-08-06 | 180
HUMIDIFIER | M SERIES HUMIDIFIER | RESPIRONICS | M SERIES HUMIDIFIER | 2019-08-06 | 180
HUMIDIFIER | M SERIES HUMIDIFIER | RESPIRONICS | M SERIES HUMIDIFIER | 2019-08-06 | 180
HUMIDIFIER | M SERIES HUMIDIFIER | RESPIRONICS | M SERIES HUMIDIFIER | 2019-08-06 | 180
HUMIDIFIER | M SERIES HUMIDIFIER | RESPIRONICS | M SERIES HUMIDIFIER | 2019-08-06 | 180
HUMIDIFIER | M SERIES HUMIDIFIER | RESPIRONICS | M SERIES HUMIDIFIER | 2019-08-06 | 180
HUMIDIFIER | M SERIES HUMIDIFIER | RESPIRONICS | M SERIES HUMIDIFIER | 2019-08-06 | 180
HUMIDIFIER | M SERIES HUMIDIFIER | RESPIRONICS | M SERIES HUMIDIFIER | 2019-08-06 | 180
HUMIDIFIER | M SERIES HUMIDIFIER | RESPIRONICS | M SERIES HUMIDIFIER | 2019-08-06 | 180
HUMIDIFIER | M SERIES HUMIDIFIER | RESPIRONICS | M SERIES HUMIDIFIER | 2019-08-06 | 180
HUMIDIFIER | M SERIES HUMIDIFIER | RESPIRONICS | M SERIES HUMIDIFIER | 2019-08-06 | 180
HUMIDIFIER | M SERIES HUMIDIFIER | RESPIRONICS | M SERIES HUMIDIFIER | 2019-08-06 | 180
HUMIDIFIER | M SERIES HUMIDIFIER | RESPIRONICS | M SERIES HUMIDIFIER | 2019-08-06 | 180
HUMIDIFIER | M SERIES HUMIDIFIER | RESPIRONICS | M SERIES HUMIDIFIER | 2019-08-06 | 180
HUMIDIFIER | M SERIES HUMIDIFIER | RESPIRONICS | M SERIES HUMIDIFIER | 2019-08-06 | 180
HUMIDIFIER | M SERIES HUMIDIFIER | RESPIRONICS | M SERIES HUMIDIFIER | 2019-08-06 | 180
HUMIDIFIER | M SERIES HUMIDIFIER | RESPIRONICS | M SERIES HUMIDIFIER | 2019-08-06 | 180
HUMIDIFIER | M SERIES HUMIDIFIER | RESPIRONICS | M SERIES HUMIDIFIER | 2019-08-06 | 180
HUMIDIFIER | M SERIES HUMIDIFIER | RESPIRONICS | M SERIES HUMIDIFIER | 2019-08-06 | 180
HUMIDIFIER | M SERIES HUMIDIFIER | RESPIRONICS | M SERIES HUMIDIFIER | 2019-08-06 | 180
HUMIDIFIER | M SERIES HUMIDIFIER | RESPIRONICS | M SERIES HUMIDIFIER | 2019-08-06 | 180
HUMIDIFIER | M SERIES HUMIDIFIER | RESPIRONICS | M SERIES HUMIDIFIER | 2019-08-06 | 180
HUMIDIFIER | M SERIES HUMIDIFIER | RESPIRONICS | M SERIES HUMIDIFIER | 2019-08-06 | 180
HUMIDIFIER | M SERIES HUMIDIFIER | RESPIRONICS | M SERIES HUMIDIFIER | 2019-08-06 | 180
HUMIDIFIER | M SERIES HUMIDIFIER | RESPIRONICS | M SERIES HUMIDIFIER | 2019-08-06 | 180
HUMIDIFIER | M SERIES HUMIDIFIER | RESPIRONICS | M SERIES HUMIDIFIER | 2019-08-06 | 180
HUMIDIFIER | M SERIES HUMIDIFIER | RESPIRONICS | M SERIES HUMIDIFIER | 2019-08-06 | 180
HUMIDIFIER | M SERIES HUMIDIFIER | RESPIRONICS | M SERIES HUMIDIFIER | 2019-08-06 | 180
HUMIDIFIER | M SERIES HUMIDIFIER | RESPIRONICS | M SERIES HUMIDIFIER | 2019-08-06 | 180
HUMIDIFIER | M SERIES HUMIDIFIER | RESPIRONICS | M SERIES HUMIDIFIER | 2019-08-06 | 180
HUMIDIFIER | M SERIES HUMIDIFIER | RESPIRONICS | M SERIES HUMIDIFIER | 2019-08-06 | 180
HUMIDIFIER | M SERIES HUMIDIFIER | RESPIRONICS | M SERIES HUMIDIFIER | 2019-08-06 | 180
HUMIDIFIER | M SERIES HUMIDIFIER | RESPIRONICS | M SERIES HUMIDIFIER | 2019-08-06 | 180
HUMIDIFIER | M SERIES HUMIDIFIER | RESPIRONICS | M SERIES HUMIDIFIER | 2019-08-06 | 180
HUMIDIFIER | M SERIES HUMIDIFIER | RESPIRONICS | M SERIES HUMIDIFIER | 2019-08-06 | 180
HUMIDIFIER | M SERIES HUMIDIFIER | RESPIRONICS | M SERIES HUMIDIFIER | 2019-08-06 | 180
HUMIDIFIER | M SERIES HUMIDIFIER | RESPIRONICS | M SERIES HUMIDIFIER | 2019-08-06 | 180
SUCTION CONTROLLER | HIGH SUCTION CONTROLLER | THERAPY EQUIPMENT | DIAMOND RANGE HIGH | 2019-09-05 | 148.2
NEBULIZER | NEBULIZER | PHILIPS LTD | INNOSPIRE DELUXE | 2020-01-28 | 150
NEBULIZER | NEBULIZER | PHILIPS LTD | INNOSPIRE DELUXE | 2020-01-28 | 150
SCALES | SCALES - STAND ON | SECA | 877 | 2020-02-11 | 240 | 2023-12-05 | 2024-11-15
SCALES | SCALES - COLUMN | SECA | 799 | 2020-02-11 | 300 | 2023-12-05 | 2024-11-15
SCALES | SCALES - COLUMN | SECA | 799 | 2020-02-11 | 300 | 2023-12-05 | 2024-11-15
OXIMETER | PULSE OXIMETER | NELLCOR | PM100N | 2020-01-17 | 1200 | 2022-12-30 12:01 | 2026-01-15
SUCTION CONTROLLER | HIGH SUCTION CONTROLLER | THERAPY EQUIPMENT | DIAMOND RANGE HIGH | 2019-09-06 | 148.2
SUCTION CONTROLLER | HIGH SUCTION CONTROLLER | THERAPY EQUIPMENT | DIAMOND RANGE HIGH | 2019-09-06 | 148.2
SUCTION CONTROLLER | HIGH SUCTION CONTROLLER | THERAPY EQUIPMENT | DIAMOND RANGE HIGH | 2019-09-06 | 148.2
PRESSURE GAUGE | PRESSURE METER LP | COMARK | C9555 | 2019-09-05 | 428.4 | 2023-10-24 | 2024-10-14
PRESSURE GAUGE | PRESSURE METER LP | COMARK | C9555 | 2019-09-05 | 428.4 | 2024-01-04 | 2024-12-15
SUCTION CONTROLLER | HIGH SUCTION CONTROLLER | THERAPY EQUIPMENT | DIAMOND RANGE HIGH | 2019-09-05 | 96
SUCTION CONTROLLER | HIGH SUCTION CONTROLLER | THERAPY EQUIPMENT | DIAMOND RANGE HIGH | 2019-09-04 | 148.2
SUCTION UNIT | TWIN MOBILE SUCTION UNIT | THERAPY EQUIPMENT | 7763 | 2019-09-03 | 654
BLOOD PRESSURE MONITOR | DIGITAL BLOOD PRESSURE DEVICE | WELCH ALLYN | CONNEX PROBP 3400 | 2019-09-02 | 750 |  | 2025-07-15
OXIMETER MODULE | MRI SPO2 PATIENT MODULE | PHILIPS LTD | EXPRESSION MR SPO2 | 2019-08-27 | 1860
SUCTION CONTROLLER | HIGH SUCTION CONTROLLER | THERAPY EQUIPMENT | DIAMOND RANGE HIGH | 2019-08-19 | 148.2
SUCTION CONTROLLER | HIGH SUCTION CONTROLLER | THERAPY EQUIPMENT | DIAMOND RANGE HIGH | 2019-08-19 | 148.2
SUCTION CONTROLLER | HIGH SUCTION CONTROLLER | THERAPY EQUIPMENT | DIAMOND RANGE HIGH | 2019-08-19 | 148.2
PATIENT MONITOR | PATIENT MONITOR CONNECTIVITY PLATFORM | MASIMO UK | ROOT | 2019-08-15 | 3600
COUCH | COUCH - 2 SECTION ELECTRIC | MEDI-PLINTH | BA02E | 2019-08-15 | 870 |  | 2025-08-17
COUCH | COUCH - 2 SECTION ELECTRIC | MEDI-PLINTH | BA02E | 2019-08-15 | 870 | 2021-12-02 | 2025-08-17
COUCH | COUCH - 2 SECTION ELECTRIC | MEDI-PLINTH | BA02E | 2019-08-15 | 870 | 2023-08-22 | 2026-08-22
COUCH | COUCH - 2 SECTION ELECTRIC | MEDI-PLINTH | BA02E | 2019-08-15 | 870 |  | 2025-08-17
COUCH | COUCH - 2 SECTION ELECTRIC | MEDI-PLINTH | BA02E | 2019-08-15 | 870 |  | 2025-08-17
COUCH | COUCH - 2 SECTION ELECTRIC | MEDI-PLINTH | BA02E | 2019-08-15 | 870 | 2022-09-20 | 2025-08-17
NEBULIZER | NEBULIZER | PHILIPS LTD | INNOSPIRE DELUXE | 2019-08-12 | 150
LARYNGOSCOPE | C-MAC LARYNGOSCOPE BLADE | KARL STORZ | 8403BXC | 2019-08-12 | 2988.576
LARYNGOSCOPE | C-MAC LARYNGOSCOPE BLADE | KARL STORZ | 8403BXC | 2019-08-12 | 3304.8
OXIMETER | ABSOLUTE TISSUE OXIMETER | CAS MEDICAL SYSTEMS INC | FORE-SIGHT ELITE | 2019-08-12 | 7200 | 2022-08-22 | 2024-12-15
EXAMINATION LAMP | EXAMINATION LIGHT | BRANDON MEDICAL | MT6008M | 2019-08-09 | 534 | 2023-03-28 13:31 | 2025-02-15
EXAMINATION LAMP | EXAMINATION LIGHT | BRANDON MEDICAL | MT6008M | 2019-08-09 | 534 | 2023-03-29 12:01 | 2025-02-15
BAG SEALER | BAG SEALER | SBW(HAWO) | HM850DC-V | 2019-08-08 | 6000
SUCTION CONTROLLER | HIGH SUCTION CONTROLLER | THERAPY EQUIPMENT | DIAMOND RANGE HIGH | 2019-07-31 | 108
SUCTION CONTROLLER | HIGH SUCTION CONTROLLER | THERAPY EQUIPMENT | DIAMOND RANGE HIGH | 2019-07-31 | 108
SUCTION CONTROLLER | HIGH SUCTION CONTROLLER | THERAPY EQUIPMENT | DIAMOND RANGE HIGH | 2019-07-31 | 108
SUCTION CONTROLLER | HIGH SUCTION CONTROLLER | THERAPY EQUIPMENT | DIAMOND RANGE HIGH | 2019-07-31 | 108
SUCTION CONTROLLER | HIGH SUCTION CONTROLLER | THERAPY EQUIPMENT | DIAMOND RANGE HIGH | 2019-07-31 | 108
SUCTION CONTROLLER | HIGH SUCTION CONTROLLER | THERAPY EQUIPMENT | DIAMOND RANGE HIGH | 2019-07-31 | 108
SUCTION CONTROLLER | HIGH SUCTION CONTROLLER | THERAPY EQUIPMENT | DIAMOND RANGE HIGH | 2019-07-31 | 108
SUCTION CONTROLLER | HIGH SUCTION CONTROLLER | THERAPY EQUIPMENT | DIAMOND RANGE HIGH | 2019-07-31 | 108
BATTERY PACK | HOIST BATTERY PACK | ARJO HUNTLEIGH | NDA0200-20 | 2019-07-30 | 0
OXIMETER | PULSE OXIMETER | NELLCOR | PM100N | 2019-07-29 | 1200 | 2023-04-14 16:00 | 2026-04-14
NEBULIZER | NEBULIZER | PARI MEDICAL | EFLOW RAPID | 2019-07-29 | 510
NEBULIZER | NEBULIZER | PARI MEDICAL | EFLOW RAPID | 2019-07-29 | 510
NEBULIZER | NEBULIZER | PARI MEDICAL | EFLOW RAPID | 2019-07-29 | 510
NEBULIZER | NEBULIZER | PARI MEDICAL | EFLOW RAPID | 2019-07-29 | 510
NEBULIZER | NEBULIZER | PARI MEDICAL | EFLOW RAPID | 2019-07-29 | 510
DIGITAL HAND HELD | DIGITAL HAND HELD MULTIMETER | FLUKE | 115 | 2019-07-29 | 211.2
INFUSION PUMP | VOLUMETRIC INFUSION PUMP | FRESENIUS KABI | VOLUMAT MC AGILIA | 2019-07-25 | 360 | 2022-10-04 | 2025-10-04
SCALES | SCALES - CHAIR | SECA | 959 | 2019-07-24 | 912 | 2023-12-04 | 2024-11-15
SUCTION CONTROLLER | HIGH SUCTION CONTROLLER | THERAPY EQUIPMENT | DIAMOND RANGE HIGH | 2019-07-18 | 72
TILT CHAIR | MOBILISATION CHAIR | HANSE MEDIZINTEK | THEKLA 3 | 2019-07-17 | 11626.8 | 2022-08-09 | 2024-08-15
TILT CHAIR | MOBILISATION CHAIR | HANSE MEDIZINTEK | THEKLA 3 | 2019-07-17 | 11626.8 |  | 2025-07-15
OXIMETER | ABSOLUTE TISSUE OXIMETER | CAS MEDICAL SYSTEMS INC | FORE-SIGHT ELITE | 2019-07-11 | 7200 | 2022-08-22 | 2028-06-15
ROLLER PUMP/CONSOLE | ROLLER PUMP | SPECTRUM | QPS | 2019-07-10 | 6000 | 2021-01-28
SCALES | SCALES - CHAIR BARIATRIC | MARSDEN | M-200 | 2019-07-16 | 600 | 2023-11-29 | 2024-11-15
COUCH | OPERATING COUCH - POWERED | ANETIC AID | QA4 | 2019-07-08 | 6186 | 2023-10-20 | 2024-10-20
COUCH | OPERATING COUCH - POWERED | ANETIC AID | QA4 | 2019-07-08 | 6186 | 2023-10-20 | 2024-10-16
UNINTERRUPTIBLE POWER SUPPLY | UNINTERRUPTIBLE POWER SUPPLY | AMERICAN POWER CONVERSION (APC) | SMART-UPS SC450 | 2019-08-05 | 600 | 2024-07-24 | 2026-01-06
INSUFFLATOR CO2 | ENDOSCOPIC CO2 REGULATION UNIT | OLYMPUS | UCR | 2019-07-24 | 2040 | 2021-06-11 | 2024-11-12
ELECTRIC SHAVER | SURGICAL CLIPPERS INCLUDING BASE | CAREFUSION | 5513E | 2019-08-01 | 72
SCALES | SCALES - CHAIR BARIATRIC | MARSDEN | M-200 | 2019-07-04 | 600 | 2023-11-28 | 2024-11-15
EXAMINATION LAMP | EXAMINATION LAMP | DARAY | MAGW150 | 2019-07-15 | 168
SUCTION CONTROLLER | HIGH SUCTION CONTROLLER | THERAPY EQUIPMENT | DIAMOND RANGE HIGH | 2019-07-02 | 108
SCALES | SCALES - STAND ON | SECA | 877 | 2019-07-02 | 240 | 2023-11-30 | 2024-11-15
SUCTION CONTROLLER | HIGH SUCTION CONTROLLER | THERAPY EQUIPMENT | DIAMOND RANGE HIGH | 2019-07-02 | 72
SUCTION CONTROLLER | HIGH SUCTION CONTROLLER | THERAPY EQUIPMENT | DIAMOND RANGE HIGH | 2019-07-02 | 72
COUCH | COUCH - VARIABLE H/L | ARJO HUNTLEIGH | LIFEGUARD LG55 | 2019-07-23 | 4020
VIDEO PRINTER | VIDEO PRINTER - COLOUR | SONY | UP-25MD | 2019-06-27 | 720 | 2023-04-11 16:00 | 2024-05-01
VITAL SIGNS MONITOR | VITAL SIGNS MONITOR: NIBP, SPO2, TEMP | WELCH ALLYN | 74CE CONNEX | 2019-06-28 | 1800 | 2022-06-16 | 2025-06-16
ELECTRIC SHAVER | SURGICAL CLIPPERS INCLUDING BASE | MEDLINE | DYND7080*UK | 2019-06-24 | 60
SUCTION CONTROLLER | HIGH SUCTION CONTROLLER | THERAPY EQUIPMENT | DIAMOND RANGE HIGH | 2019-06-19 | 72
SCALES | SCALES - STAND ON | SECA | 877 | 2019-06-17 | 214.8 | 2023-12-05 | 2024-11-15
SCALES | SCALES - STAND ON | SECA | 877 | 2019-06-17 | 214.8 | 2023-12-05 | 2024-11-15
INFLATION/PUMP UNIT | COMPRESSION SYSTEM | COVIDIEN UK | SCD EXPRESS | 2019-07-11 | 960
MULTI PARAM SIMULAT | MULTI PARAMETER SIMULATOR | FLUKE | PROSIM 8 | 2019-07-11 | 5394.6 | 2024-07-25 | 2025-07-25
STANDING AID | STANDING AID | ARJO HUNTLEIGH | STEDY | 2019-06-28 | 1020 | 2024-06-21 | 2025-06-21
NEBULIZER | NEBULIZER | PHILIPS LTD | INNOSPIRE DELUXE | 2019-06-26 | 72
CONTINUOUS FLUID MANAGEMENT SY | HAEMOFILTRATION UNIT | FRESENIUS MEDICAL CARE | MULTIFILTRATE PRO | 2019-06-19 | 27600 | 2024-05-07 | 2024-11-19
CONTINUOUS FLUID MANAGEMENT SY | HAEMOFILTRATION UNIT | FRESENIUS MEDICAL CARE | MULTIFILTRATE PRO | 2019-06-19 | 27600 | 2024-05-07 | 2024-11-15
TELEMETRY/ECG | ECG TELEMETRY TRANSMITTER/PATIENT MONITOR | PHILIPS LTD | INTELLIVUE MX40 | 2019-06-19 | 1408.8 | 2024-08-06 | 2025-09-15
SPO2 SENSOR TESTER | SPO2 SENSOR TESTER | FLUKE | PROSIM SPOT LIGHT | 2019-06-24 | 2226.42 | 2024-07-26 | 2025-07-26
TELEMETRY/ECG | ECG TELEMETRY TRANSMITTER/PATIENT MONITOR | PHILIPS LTD | INTELLIVUE MX40 | 2019-06-12 | 1440 | 2024-08-05 | 2025-09-12
DEFIBRILLATOR | DEFIBRILLATOR | PHILIPS LTD | EFFICIA DFM100 | 2019-06-07 | 4438.8 | 2024-05-14 | 2025-05-15
DEFIBRILLATOR | DEFIBRILLATOR | PHILIPS LTD | EFFICIA DFM100 | 2019-06-07 | 4438.8 | 2024-05-03 | 2025-06-15
SPEECH AID | SPEECH AID ELECTROLARYNX | ATOS MEDICAL UK | TRUTONE EMOTE | 2020-02-17 | 634.8
SPEECH AID | SPEECH AID ELECTROLARYNX | ATOS MEDICAL UK | TRUTONE EMOTE | 2020-02-17 | 634.8
SPEECH AID | SPEECH AID ELECTROLARYNX | ATOS MEDICAL UK | TRUTONE EMOTE | 2020-02-17 | 634.8
SPEECH AID | SPEECH AID ELECTROLARYNX | ATOS MEDICAL UK | TRUTONE EMOTE | 2020-02-17 | 634.8
SPEECH AID | SPEECH AID ELECTROLARYNX | ATOS MEDICAL UK | TRUTONE EMOTE | 2020-02-17 | 634.8
SPEECH AID | SPEECH AID ELECTROLARYNX | ATOS MEDICAL UK | TRUTONE EMOTE | 2020-02-17 | 634.8
SCALES | SCALES - BABY | SECA | 384 | 2020-02-14 | 216 | 2021-03-31 | 2024-11-15
COUCH | COUCH - PLINTH | PLINTH 2000 | PLINTH COUCH | 2020-01-31 | 1200 |  | 2025-05-01
FLUID WARMER | CALESCA WARMING DEVICE | MEDELA | CALESCA | 2020-01-24 | 1080 | 2023-03-06 15:53 | 2025-04-01
BABY INCUBATOR | BABY INCUBATOR | DRAEGER | BABYLEO TN500 | 2020-01-17 | 27258.804 | 2024-03-15 | 2025-01-01
BABY INCUBATOR | BABY INCUBATOR | DRAEGER | BABYLEO TN500 | 2020-01-17 | 27258.804 | 2024-04-26 | 2025-08-01
BABY INCUBATOR | BABY INCUBATOR | DRAEGER | BABYLEO TN500 | 2020-01-17 | 27258.804 | 2024-04-16 | 2025-08-01
BABY INCUBATOR | BABY INCUBATOR | DRAEGER | BABYLEO TN500 | 2020-01-17 | 27258.804 | 2024-09-03 | 2025-08-01
BABY INCUBATOR | BABY INCUBATOR | DRAEGER | BABYLEO TN500 | 2020-01-17 | 27258.804 | 2023-07-27 | 2024-07-01
BABY INCUBATOR | BABY INCUBATOR | DRAEGER | BABYLEO TN500 | 2020-01-17 | 27258.804 | 2024-05-14 | 2025-08-01
SCALES | SCALES - BABY | MARSDEN | M-300 | 2020-01-14 | 263.94 | 2023-12-06 | 2024-11-15
OXIMETER | PULSE OXIMETER HAND HELD | MASIMO UK | RAD-5 | 2020-01-14 | 834
AUDIO DOPPLER | AUDIO DOPPLER | HUNTLEIGH | D920 | 2020-01-09 | 373.968
SCALES | SCALES - BABY | SECA | 384 | 2019-12-18 | 216 | 2023-12-08 | 2024-11-15
SUCTION UNIT | PORTABLE SUCTION UNIT | LAERDAL | LCSU4 | 2019-12-18 | 399.6 | 2022-11-02 09:42 | 2025-12-01
SUCTION UNIT | PORTABLE SUCTION UNIT | LAERDAL | LCSU4 | 2019-12-18 | 399.6 | 2022-11-15 09:58 | 2025-12-01
AUDIO DOPPLER | AUDIO DOPPLER | HUNTLEIGH | D920 | 2019-12-12 | 373.968
SUCTION CONTROLLER | HIGH SUCTION CONTROLLER | THERAPY EQUIPMENT | DIAMOND RANGE HIGH | 2019-11-20 | 72
SUCTION CONTROLLER | HIGH SUCTION CONTROLLER | THERAPY EQUIPMENT | DIAMOND RANGE HIGH | 2019-11-13 | 72
SPHYGMOMANOMETER | SPHYGMOMANOMETER - MOBILE | WELCH ALLYN | 7670-10 | 2019-11-07 | 0 | 2023-03-08 11:25 | 2025-04-01
SPHYGMOMANOMETER | SPHYGMOMANOMETER - MOBILE | WELCH ALLYN | 7670-10 | 2019-11-07 | 240.18 | 2023-03-09 10:40 | 2025-04-01
SPHYGMOMANOMETER | SPHYGMOMANOMETER - MOBILE | WELCH ALLYN | 7670-10 | 2019-11-07 | 240.18 | 2024-05-24 | 2025-05-24
AUDIO DOPPLER | AUDIO DOPPLER | HUNTLEIGH | D920 | 2019-11-01 | 373.968
SCALES | SCALES - BABY | SECA | 384 | 2019-10-21 | 216 | 2023-12-08 | 2024-11-15
SUCTION CONTROLLER | HIGH SUCTION CONTROLLER | THERAPY EQUIPMENT | DIAMOND RANGE HIGH | 2019-10-15 | 108
AUDIO DOPPLER | AUDIO DOPPLER | HUNTLEIGH | D920 | 2019-10-09 | 373.968
AUDIO DOPPLER | AUDIO DOPPLER | HUNTLEIGH | D920 | 2019-10-09 | 373.968
AUDIO DOPPLER | AUDIO DOPPLER | HUNTLEIGH | D920 | 2019-10-09 | 373.968
HEADLIGHT SYSTEM | LED HEADLIGHT | ALBERT WAESCHLE | DERMATOSCOPE | 2019-10-08 | 3000
AUDIO DOPPLER | AUDIO DOPPLER | HUNTLEIGH | D920 | 2019-09-30 | 373.968
SCALES | SCALES - BABY | SECA | 336 | 2019-09-27 | 306.24 | 2023-12-07 | 2024-11-15
SUCTION CONTROLLER | HIGH SUCTION CONTROLLER | THERAPY EQUIPMENT | DIAMOND RANGE HIGH | 2019-09-03 | 148.2
SCALES | SCALES - STAND ON | MARSDEN | M-420 | 2019-08-30 | 300 | 2022-01-20 | 2024-11-15
INFUSION PUMP | VOLUMETRIC INFUSION PUMP | FRESENIUS KABI | VOLUMAT MC AGILIA | 2019-08-28 | 360 | 2023-11-27 | 2026-11-27
INFUSION PUMP | VOLUMETRIC INFUSION PUMP | FRESENIUS KABI | VOLUMAT MC AGILIA | 2019-08-28 | 360 | 2022-07-11 | 2025-07-11
INFUSION PUMP | VOLUMETRIC INFUSION PUMP | FRESENIUS KABI | VOLUMAT MC AGILIA | 2019-08-28 | 360 | 2022-09-02 | 2025-09-02
INFUSION PUMP | VOLUMETRIC INFUSION PUMP | FRESENIUS KABI | VOLUMAT MC AGILIA | 2019-08-28 | 360 | 2022-07-20 | 2025-07-20
INFUSION PUMP | VOLUMETRIC INFUSION PUMP | FRESENIUS KABI | VOLUMAT MC AGILIA | 2019-08-28 | 360 | 2022-08-10 | 2025-08-10
INFUSION PUMP | VOLUMETRIC INFUSION PUMP | FRESENIUS KABI | VOLUMAT MC AGILIA | 2019-08-28 | 360 | 2022-08-17 | 2025-08-01
INFUSION PUMP | VOLUMETRIC INFUSION PUMP | FRESENIUS KABI | VOLUMAT MC AGILIA | 2019-08-28 | 360 | 2022-07-20 | 2025-07-20
SUCTION CONTROLLER | HIGH SUCTION CONTROLLER | THERAPY EQUIPMENT | DIAMOND RANGE HIGH | 2019-08-19 | 192
COUCH | COUCH 2-SECTION ELECTRIC | PLINTH 2000 | 502E | 2019-08-13 | 960 |  | 2024-09-01
COUCH | COUCH 2-SECTION ELECTRIC | PLINTH 2000 | 502E | 2019-08-13 | 960 | 2023-09-15 | 2026-09-15
COUCH | COUCH 2-SECTION ELECTRIC | PLINTH 2000 | 502E | 2019-08-13 | 960 | 2023-09-15 | 2026-09-15
COUCH | COUCH 2-SECTION ELECTRIC | PLINTH 2000 | 502E | 2019-08-13 | 960 |  | 2024-09-01
COUCH | COUCH 2-SECTION ELECTRIC | PLINTH 2000 | 502E | 2019-08-06 | 960 | 2022-06-10 | 2025-08-01
SCALES | SCALES - FLUID | TERAOKA | DS-502 | 2019-07-30 | 204 | 2023-12-07 | 2024-11-15
JAUNDICE METER | JAUNDICE METER | DRAEGER | JM-105 | 2019-07-29 | 5254.14 | 2022-07-14 | 2025-08-01
JAUNDICE METER | JAUNDICE METER | DRAEGER | JM-105 | 2019-07-29 | 5254.14 | 2023-01-06 15:42 | 2024-12-01
JAUNDICE METER | JAUNDICE METER | DRAEGER | JM-105 | 2019-07-29 | 5254.14 | 2022-07-06 | 2025-08-01
JAUNDICE METER | JAUNDICE METER | DRAEGER | JM-105 | 2019-07-29 | 5254.14 | 2023-08-15 | 2025-08-01
SPHYGMOMANOMETER | SPHYGMOMANOMETER | ACCOSON LTD | DESK | 2019-07-23 | 120 | 2024-07-08 | 2025-07-08
HUMIDIFIER | HUMIDIFIER | WESTMED | NEO-POD T | 2019-07-18 | 2502 | 2022-03-16 | 2023-03-16
MULTI FLUID WARMER | RAPID INFUSOR | SMITHS LTD | H-1000 | 2019-07-10 | 12643.2 | 2022-03-08 | 2023-11-01
CRYO UNIT | CRYO UNIT | Wallach Surgical Devices Inc | LL100 | 2019-06-27 | 2316
HUMIDIFIER | HUMIDIFIER | F & P | MR850 | 2019-06-19 | 1200 | 2024-03-07 | 2025-03-07
HUMIDIFIER | HUMIDIFIER | F & P | MR850 | 2019-06-19 | 1200 | 2024-10-08 | 2025-10-08
SUCTION CONTROLLER | HIGH SUCTION CONTROLLER | THERAPY EQUIPMENT | DIAMOND RANGE HIGH | 2019-06-18 | 0
TRANSDUCER | TOCO TRANSDUCER | PHILIPS LTD | M2734A | 2020-04-16 | 1053.6
TRANSDUCER | TOCO TRANSDUCER | PHILIPS LTD | M2734B | 2020-04-16 | 1053.6
SUCTION UNIT | PORTABLE SUCTION UNIT | LAERDAL | LCSU4 | 2020-04-16 | 399.6 |  | 2025-04-01
SPHYGMOMANOMETER | SPHYGMOMANOMETER | WELCH ALLYN | DS-5501-300 | 2020-04-30 | 149.832 |  | 2024-11-01
SPHYGMOMANOMETER | SPHYGMOMANOMETER | WELCH ALLYN | DS-5501-300 | 2020-04-30 | 149.832 |  | 2024-11-01
OPHTHALMOSCOPE | OPHTHALMOSCOPE | KEELER | STANDARD(OPTHALMO) | 2020-06-29 | 134.268
JAUNDICE METER | JAUNDICE METER | DRAEGER | JM-105 | 2020-06-29 | 4713.528 | 2024-09-12 | 2025-09-12
JAUNDICE METER | JAUNDICE METER | DRAEGER | JM-105 | 2020-06-29 | 4713.528 | 2024-07-23 | 2025-07-23
JAUNDICE METER | JAUNDICE METER | DRAEGER | JM-105 | 2020-06-29 | 4713.528 | 2023-05-17 | 2025-04-01
JAUNDICE METER | JAUNDICE METER | DRAEGER | JM-105 | 2020-06-29 | 4713.528 | 2024-07-12 | 2025-07-12
REGULATOR | REGULATOR - AIR - PIN INDEX | BPR MEDICAL | 819-0034 | 2019-05-29 | 128.304 | 2024-02-08 | 2028-02-08
REGULATOR | REGULATOR - AIR - PIN INDEX | BPR MEDICAL | 819-0034 | 2019-05-29 | 128.304 | 2022-07-06 | 2026-07-06
REGULATOR | REGULATOR - OXYGEN - PIN INDEX | BPR MEDICAL | 819-0010 | 2019-05-29 | 128.304 |  | 2026-11-01
REGULATOR | REGULATOR - OXYGEN - PIN INDEX | BPR MEDICAL | 819-0010 | 2019-05-29 | 128.304 |  | 2025-04-01
REGULATOR | REGULATOR - OXYGEN - PIN INDEX | BPR MEDICAL | 819-0010 | 2019-05-29 | 128.304 | 2024-09-09 | 2028-09-09
REGULATOR | REGULATOR - OXYGEN - PIN INDEX | BPR MEDICAL | 819-0010 | 2019-05-29 | 128.304 | 2023-06-12 | 2027-06-12
AREA ALARM SYSTEM | MEDICAL GAS ALARM | PRECISION | CPX-A | 2019-07-01 | 480 | 2024-09-17 | 2024-12-20
WHEELCHAIR | WHEELCHAIR | INVACARE LTD | ACTION 3 | 2020-01-22 | 720
WHEELCHAIR | WHEELCHAIR | DRIVEMEDICAL | VIPER L412DDA | 2020-02-20 | 240
ULTRASOUND PROBE | ULTRASOUND PROBE | TOSHIBA MED | PVU-781VT | 2022-12-21 | 6000
ULTRASOUND PROBE | ULTRASOUND PROBE | CANON | PLU-1204BT | 2022-12-21 | 6000
ULTRASOUND SCANNER | ULTRASOUND SCANNER | CANON | CUS-X200G (XARIO) | 2020-01-13 | 32682 | 2024-08-16 | 2025-08-16
SPHYGMOMANOMETER | SPHYGMOMANOMETER | WELCH ALLYN | PRESSOSTABIL | 2021-02-11 | 120 | 2022-04-08 | 2023-07-01
SPHYGMOMANOMETER | SPHYGMOMANOMETER | WELCH ALLYN | PRESSOSTABIL | 2021-02-11 | 120 | 2021-02-10 | 2023-07-01
SPHYGMOMANOMETER | SPHYGMOMANOMETER | WELCH ALLYN | PRESSOSTABIL | 2021-02-11 | 120 | 2022-04-01 | 2023-07-01
SPHYGMOMANOMETER | SPHYGMOMANOMETER | WELCH ALLYN | PRESSOSTABIL | 2021-02-11 | 120 | 2021-02-10 | 2023-07-01
PRESSURE GAUGE | PRESSURE GAUGE (WET) | COMARK | C9555/SIL | 2021-07-14 | 428.4 | 2023-12-22 | 2024-12-22
SCALES | SCALES - HOIST | MARSDEN | M-600 | 2021-08-31 | 720 | 2023-12-06 | 2024-11-15
SCALES | SCALES - STAND ON | MARSDEN | M-420 | 2019-08-21 | 240 | 2023-12-06 | 2024-11-15
VITAL SIGNS MONITOR | VITAL SIGNS MONITOR: NBP. | OMRON | M6 COMFORT (HEM-7321-E) | 2021-02-11 | 128.4 |  | 2023-07-01
EXAMINATION LAMP | EXAMINATION LAMP - HALOGEN | LUXO UK LTD | LHH | 2020-01-07 | 360 | 2024-01-08 | 2024-07-01
BIPAP VENTILATORY SUPPORT SYSTEM | BIPAP VENTILATORY SUPPORT SYSTEM | RESPIRONICS | A40 | 2019-05-29 | 2913
HUMIDIFIER | M SERIES HUMIDIFIER | RESPIRONICS | M SERIES HUMIDIFIER | 2019-08-28 | 180
HUMIDIFIER | M SERIES HUMIDIFIER | RESPIRONICS | M SERIES HUMIDIFIER | 2019-08-28 | 180
HUMIDIFIER | M SERIES HUMIDIFIER | RESPIRONICS | M SERIES HUMIDIFIER | 2019-08-28 | 180
HUMIDIFIER | M SERIES HUMIDIFIER | RESPIRONICS | M SERIES HUMIDIFIER | 2019-08-28 | 180
HUMIDIFIER | M SERIES HUMIDIFIER | RESPIRONICS | M SERIES HUMIDIFIER | 2019-08-28 | 180
HUMIDIFIER | M SERIES HUMIDIFIER | RESPIRONICS | M SERIES HUMIDIFIER | 2019-08-28 | 180
HUMIDIFIER | M SERIES HUMIDIFIER | RESPIRONICS | M SERIES HUMIDIFIER | 2019-08-28 | 180
HUMIDIFIER | M SERIES HUMIDIFIER | RESPIRONICS | M SERIES HUMIDIFIER | 2019-08-28 | 180
HUMIDIFIER | M SERIES HUMIDIFIER | RESPIRONICS | M SERIES HUMIDIFIER | 2019-08-28 | 180
HUMIDIFIER | M SERIES HUMIDIFIER | RESPIRONICS | M SERIES HUMIDIFIER | 2019-08-28 | 180
HUMIDIFIER | M SERIES HUMIDIFIER | RESPIRONICS | M SERIES HUMIDIFIER | 2019-08-28 | 180
HUMIDIFIER | M SERIES HUMIDIFIER | RESPIRONICS | M SERIES HUMIDIFIER | 2019-08-28 | 180
HUMIDIFIER | M SERIES HUMIDIFIER | RESPIRONICS | M SERIES HUMIDIFIER | 2019-08-28 | 180
HUMIDIFIER | M SERIES HUMIDIFIER | RESPIRONICS | M SERIES HUMIDIFIER | 2019-08-28 | 180
HUMIDIFIER | M SERIES HUMIDIFIER | RESPIRONICS | M SERIES HUMIDIFIER | 2019-08-28 | 180
HUMIDIFIER | M SERIES HUMIDIFIER | RESPIRONICS | M SERIES HUMIDIFIER | 2019-08-28 | 180
HUMIDIFIER | M SERIES HUMIDIFIER | RESPIRONICS | M SERIES HUMIDIFIER | 2019-08-28 | 180
HUMIDIFIER | M SERIES HUMIDIFIER | RESPIRONICS | M SERIES HUMIDIFIER | 2019-08-28 | 180
HUMIDIFIER | M SERIES HUMIDIFIER | RESPIRONICS | M SERIES HUMIDIFIER | 2019-08-28 | 180
HUMIDIFIER | M SERIES HUMIDIFIER | RESPIRONICS | M SERIES HUMIDIFIER | 2019-08-28 | 180
HUMIDIFIER | M SERIES HUMIDIFIER | RESPIRONICS | M SERIES HUMIDIFIER | 2019-08-28 | 180
HUMIDIFIER | M SERIES HUMIDIFIER | RESPIRONICS | M SERIES HUMIDIFIER | 2019-08-28 | 180
HUMIDIFIER | M SERIES HUMIDIFIER | RESPIRONICS | M SERIES HUMIDIFIER | 2019-08-28 | 180
HUMIDIFIER | M SERIES HUMIDIFIER | RESPIRONICS | M SERIES HUMIDIFIER | 2019-08-28 | 180
HUMIDIFIER | M SERIES HUMIDIFIER | RESPIRONICS | M SERIES HUMIDIFIER | 2019-08-28 | 180
HUMIDIFIER | M SERIES HUMIDIFIER | RESPIRONICS | M SERIES HUMIDIFIER | 2019-08-28 | 180
HUMIDIFIER | M SERIES HUMIDIFIER | RESPIRONICS | M SERIES HUMIDIFIER | 2019-08-28 | 180
HUMIDIFIER | M SERIES HUMIDIFIER | RESPIRONICS | M SERIES HUMIDIFIER | 2019-08-28 | 180
HUMIDIFIER | M SERIES HUMIDIFIER | RESPIRONICS | M SERIES HUMIDIFIER | 2019-08-28 | 180
HUMIDIFIER | M SERIES HUMIDIFIER | RESPIRONICS | M SERIES HUMIDIFIER | 2019-08-28 | 180
HUMIDIFIER | M SERIES HUMIDIFIER | RESPIRONICS | M SERIES HUMIDIFIER | 2019-08-28 | 180
HUMIDIFIER | M SERIES HUMIDIFIER | RESPIRONICS | M SERIES HUMIDIFIER | 2019-08-28 | 180
HUMIDIFIER | M SERIES HUMIDIFIER | RESPIRONICS | M SERIES HUMIDIFIER | 2019-08-28 | 180
HUMIDIFIER | M SERIES HUMIDIFIER | RESPIRONICS | M SERIES HUMIDIFIER | 2019-08-28 | 180
HUMIDIFIER | M SERIES HUMIDIFIER | RESPIRONICS | M SERIES HUMIDIFIER | 2019-08-28 | 180
HUMIDIFIER | M SERIES HUMIDIFIER | RESPIRONICS | M SERIES HUMIDIFIER | 2019-08-28 | 180
HUMIDIFIER | M SERIES HUMIDIFIER | RESPIRONICS | M SERIES HUMIDIFIER | 2019-08-28 | 180
HUMIDIFIER | M SERIES HUMIDIFIER | RESPIRONICS | M SERIES HUMIDIFIER | 2019-08-28 | 180
HUMIDIFIER | M SERIES HUMIDIFIER | RESPIRONICS | M SERIES HUMIDIFIER | 2019-08-28 | 180
HUMIDIFIER | M SERIES HUMIDIFIER | RESPIRONICS | M SERIES HUMIDIFIER | 2019-08-28 | 180
HUMIDIFIER | M SERIES HUMIDIFIER | RESPIRONICS | M SERIES HUMIDIFIER | 2019-08-28 | 180
HUMIDIFIER | M SERIES HUMIDIFIER | RESPIRONICS | M SERIES HUMIDIFIER | 2019-08-28 | 180
HUMIDIFIER | M SERIES HUMIDIFIER | RESPIRONICS | M SERIES HUMIDIFIER | 2019-08-28 | 180
HUMIDIFIER | M SERIES HUMIDIFIER | RESPIRONICS | M SERIES HUMIDIFIER | 2019-08-28 | 180
HUMIDIFIER | M SERIES HUMIDIFIER | RESPIRONICS | M SERIES HUMIDIFIER | 2019-08-28 | 180
HUMIDIFIER | M SERIES HUMIDIFIER | RESPIRONICS | M SERIES HUMIDIFIER | 2019-08-28 | 180
HUMIDIFIER | M SERIES HUMIDIFIER | RESPIRONICS | M SERIES HUMIDIFIER | 2019-08-28 | 180
HUMIDIFIER | M SERIES HUMIDIFIER | RESPIRONICS | M SERIES HUMIDIFIER | 2019-08-28 | 180
HUMIDIFIER | M SERIES HUMIDIFIER | RESPIRONICS | M SERIES HUMIDIFIER | 2019-08-28 | 180
HUMIDIFIER | M SERIES HUMIDIFIER | RESPIRONICS | M SERIES HUMIDIFIER | 2019-08-28 | 180
HUMIDIFIER | M SERIES HUMIDIFIER | RESPIRONICS | M SERIES HUMIDIFIER | 2019-08-28 | 180
HUMIDIFIER | M SERIES HUMIDIFIER | RESPIRONICS | M SERIES HUMIDIFIER | 2019-08-28 | 180
HUMIDIFIER | M SERIES HUMIDIFIER | RESPIRONICS | M SERIES HUMIDIFIER | 2019-08-28 | 180
HUMIDIFIER | M SERIES HUMIDIFIER | RESPIRONICS | M SERIES HUMIDIFIER | 2019-08-28 | 180
HUMIDIFIER | M SERIES HUMIDIFIER | RESPIRONICS | M SERIES HUMIDIFIER | 2019-08-28 | 180
HUMIDIFIER | M SERIES HUMIDIFIER | RESPIRONICS | M SERIES HUMIDIFIER | 2019-08-28 | 180
VENTILATOR | VENTILATOR | RESMED LTD | STELLAR 150 | 2019-08-28 | 3600
HUMIDIFIER | M SERIES HUMIDIFIER | RESPIRONICS | M SERIES HUMIDIFIER | 2019-08-28 | 180
HUMIDIFIER | M SERIES HUMIDIFIER | RESPIRONICS | M SERIES HUMIDIFIER | 2019-08-28 | 180
HUMIDIFIER | M SERIES HUMIDIFIER | RESPIRONICS | M SERIES HUMIDIFIER | 2019-08-28 | 180
HUMIDIFIER | M SERIES HUMIDIFIER | RESPIRONICS | M SERIES HUMIDIFIER | 2019-08-28 | 180
HUMIDIFIER | M SERIES HUMIDIFIER | RESPIRONICS | M SERIES HUMIDIFIER | 2019-08-28 | 180
HUMIDIFIER | M SERIES HUMIDIFIER | RESPIRONICS | M SERIES HUMIDIFIER | 2019-08-28 | 180
HUMIDIFIER | M SERIES HUMIDIFIER | RESPIRONICS | M SERIES HUMIDIFIER | 2019-08-28 | 180
HUMIDIFIER | M SERIES HUMIDIFIER | RESPIRONICS | M SERIES HUMIDIFIER | 2019-08-28 | 180
HUMIDIFIER | M SERIES HUMIDIFIER | RESPIRONICS | M SERIES HUMIDIFIER | 2019-08-28 | 180
BIPAP VENTILATORY SUPPORT SYSTEM | BIPAP VENTILATORY SUPPORT SYSTEM | RESPIRONICS | A40 | 2019-08-28 | 2913
BIPAP VENTILATORY SUPPORT SYSTEM | BIPAP VENTILATORY SUPPORT SYSTEM | RESPIRONICS | A40 | 2019-08-28 | 2913
HUMIDIFIER | M SERIES HUMIDIFIER | RESPIRONICS | M SERIES HUMIDIFIER | 2019-08-28 | 180
HUMIDIFIER | M SERIES HUMIDIFIER | RESPIRONICS | M SERIES HUMIDIFIER | 2019-08-28 | 180
HUMIDIFIER | M SERIES HUMIDIFIER | RESPIRONICS | M SERIES HUMIDIFIER | 2019-08-28 | 180
HUMIDIFIER | M SERIES HUMIDIFIER | RESPIRONICS | M SERIES HUMIDIFIER | 2019-08-28 | 180
HUMIDIFIER | M SERIES HUMIDIFIER | RESPIRONICS | M SERIES HUMIDIFIER | 2019-08-28 | 180
HUMIDIFIER | M SERIES HUMIDIFIER | RESPIRONICS | M SERIES HUMIDIFIER | 2019-08-28 | 180
HUMIDIFIER | M SERIES HUMIDIFIER | RESPIRONICS | M SERIES HUMIDIFIER | 2019-08-28 | 180
HUMIDIFIER | M SERIES HUMIDIFIER | RESPIRONICS | M SERIES HUMIDIFIER | 2019-08-28 | 180
HUMIDIFIER | M SERIES HUMIDIFIER | RESPIRONICS | M SERIES HUMIDIFIER | 2019-08-28 | 180
HUMIDIFIER | M SERIES HUMIDIFIER | RESPIRONICS | M SERIES HUMIDIFIER | 2019-08-28 | 180
HUMIDIFIER | M SERIES HUMIDIFIER | RESPIRONICS | M SERIES HUMIDIFIER | 2019-08-28 | 180
HUMIDIFIER | M SERIES HUMIDIFIER | RESPIRONICS | M SERIES HUMIDIFIER | 2019-08-28 | 180
HUMIDIFIER | M SERIES HUMIDIFIER | RESPIRONICS | M SERIES HUMIDIFIER | 2019-08-28 | 180
HUMIDIFIER | M SERIES HUMIDIFIER | RESPIRONICS | M SERIES HUMIDIFIER | 2019-08-28 | 180
HUMIDIFIER | M SERIES HUMIDIFIER | RESPIRONICS | M SERIES HUMIDIFIER | 2019-08-28 | 180
HUMIDIFIER | M SERIES HUMIDIFIER | RESPIRONICS | M SERIES HUMIDIFIER | 2019-08-28 | 180
HUMIDIFIER | M SERIES HUMIDIFIER | RESPIRONICS | M SERIES HUMIDIFIER | 2019-08-28 | 180
HUMIDIFIER | M SERIES HUMIDIFIER | RESPIRONICS | M SERIES HUMIDIFIER | 2019-08-28 | 180
HUMIDIFIER | M SERIES HUMIDIFIER | RESPIRONICS | M SERIES HUMIDIFIER | 2019-08-28 | 180
HUMIDIFIER | M SERIES HUMIDIFIER | RESPIRONICS | M SERIES HUMIDIFIER | 2019-08-28 | 180
HUMIDIFIER | M SERIES HUMIDIFIER | RESPIRONICS | M SERIES HUMIDIFIER | 2019-08-28 | 180
HUMIDIFIER | M SERIES HUMIDIFIER | RESPIRONICS | M SERIES HUMIDIFIER | 2019-08-28 | 180
HUMIDIFIER | M SERIES HUMIDIFIER | RESPIRONICS | M SERIES HUMIDIFIER | 2019-08-28 | 180
HUMIDIFIER | M SERIES HUMIDIFIER | RESPIRONICS | M SERIES HUMIDIFIER | 2019-08-28 | 180
HUMIDIFIER | M SERIES HUMIDIFIER | RESPIRONICS | M SERIES HUMIDIFIER | 2019-08-28 | 180
HUMIDIFIER | M SERIES HUMIDIFIER | RESPIRONICS | M SERIES HUMIDIFIER | 2019-08-28 | 180
ULTRASOUND PROBE | ULTRASOUND PROBE - TOE | GE LIMITED | 6VT-D | 2019-10-12 | 30000
ULTRASOUND PROBE | ULTRASOUND PROBE - TOE | GE LIMITED | 6VT-D | 2019-10-12 | 30000
ULTRASOUND PROBE | ULTRASOUND PROBE - TOE | GE LIMITED | 6VT-D | 2019-10-12 | 30000
COUCH | COUCH - 2 SECTION ELECTRIC | MEDI-PLINTH | BA02E | 2019-05-30 | 876 | 2022-08-31 | 2025-07-15
CONTRAST INJECTOR | CT CONTRAST INJECTOR | ULRICH MEDICAL | CT MOTION XD 8000 | 2020-06-18 | 4980 | 2024-05-13 | 2025-05-13
LEAD SCREEN | MOBILE LEAD SCREEN | ROTHBAND | MOBILE 'L' 2 PANEL LEAD SCREEN | 2020-07-06 | 810 | 2024-08-01 | 2025-08-01
MRI TROLLEY | MRI TROLLEY | WARDRAY | MR5501 | 2020-05-21 | 7254 | 2023-07-25 | 2026-07-25
DOSEMETER | DOSEMETER | RAYSAFE | 1302026 | 2020-04-01 | 1800 | 2024-01-03 | 2025-01-03
ULTRASOUND PROBE | CURVILINEAR ULTRASOUND PROBE | GE LIMITED | C1-5-RS | 2020-04-20 | 7200
ULTRASOUND PROBE | ULTRASOUND PROBE | GE LIMITED | L4-12T-RS | 2020-04-20 | 8400
ULTRASOUND SYSTEM | ULTRASOUND SCANNER | GE LIMITED | VENUE GO R2 | 2020-04-20 | 25200 | 2023-10-06 | 2024-10-06
ULTRASOUND PROBE | ULTRASOUND PROBE | GE LIMITED | 3SC-RS | 2020-05-06 | 7200
ULTRASOUND PROBE | CURVILINEAR ULTRASOUND PROBE | GE LIMITED | C1-5-RS | 2020-04-14 | 7200
ULTRASOUND PROBE | ULTRASOUND PROBE | GE LIMITED | L4-12T-RS | 2020-04-14 | 8400
ULTRASOUND SYSTEM | ULTRASOUND SCANNER | GE LIMITED | VENUE GO R2 | 2020-04-14 | 25200 | 2023-10-05 | 2024-10-05
ULTRASOUND PROBE | ULTRASOUND PROBE | GE LIMITED | RIC5-9-D | 2020-04-15 | 6000
ULTRASOUND PROBE | ULTRASOUND PROBE | TOSHIBA MED | PVT-375BT | 2020-10-22 | 7200
ULTRASOUND PROBE | ULTRASOUND PROBE | TOSHIBA MED | IIC3 | 2020-01-07 | 3600
ULTRASOUND PROBE | ULTRASOUND PROBE | SIEMENS LTD | 10MC3 | 2022-02-03 | 4560
ULTRASOUND PROBE | ULTRASOUND PROBE | SIEMENS LTD | 11M3 | 2020-04-01 | 7200
ULTRASOUND PROBE | ULTRASOUND PROBE | SIEMENS LTD | 12L3 | 2020-03-30 | 6000
ULTRASOUND PROBE | ULTRASOUND PROBE | SIEMENS LTD | 16L4 | 2020-03-27 | 6000
ULTRASOUND PROBE | ULTRASOUND PROBE | SIEMENS LTD | 5C1 | 2020-03-27 | 7200
ULTRASOUND SCANNER | ULTRASOUND SCANNER | SIEMENS LTD | JUNIPER | 2020-03-27 | 44712 | 2024-05-14 | 2024-09-27
ULTRASOUND PROBE | ULTRASOUND PROBE | GE LIMITED | P2D | 2020-01-02 | 2400 | 2021-01-13
ULTRASOUND PROBE | ULTRASOUND PROBE | GE LIMITED | 12L-RS | 2020-01-02 | 6000 | 2021-01-13
ULTRASOUND PROBE | ULTRASOUND PROBE | GE LIMITED | M5SC-RS | 2020-01-02 | 6000 | 2021-01-13
ULTRASOUND SCANNER | ULTRASOUND SCANNER - PORTABLE | GE LIMITED | VIVID IQ | 2020-01-02 | 45351.864 | 2023-12-18 | 2024-05-15
ULTRASOUND MOBILE CART | MOBILE CART | GE LIMITED | SG CART | 2020-01-02 | 6000 | 2024-04-08 | 2025-02-17
SUCTION CONTROLLER | HIGH SUCTION CONTROLLER | THERAPY EQUIPMENT | DIAMOND RANGE HIGH | 2019-05-31 | 96
SCALES | SCALES - STAND ON | SECA | 875 | 2019-05-29 | 477.6 | 2022-12-01 12:47 | 2024-11-15
SCALES | SCALES - BABY | MARSDEN | M-300 | 2019-05-29 | 360 | 2023-12-08 | 2024-11-15
SCALES | SCALES - BABY | MARSDEN | M-300 | 2019-05-29 | 360 | 2022-11-25 10:59 | 2024-11-15
SCALES | SCALES - BABY | MARSDEN | M-300 | 2019-05-29 | 360 | 2022-01-12 | 2024-11-15
NEBULIZER | NEBULIZER | PHILIPS LTD | INNOSPIRE DELUXE | 2019-05-28 | 126
NEBULIZER | NEBULIZER | PHILIPS LTD | INNOSPIRE DELUXE | 2019-05-28 | 126
NEBULIZER | NEBULIZER | PHILIPS LTD | INNOSPIRE DELUXE | 2019-05-28 | 126
NEBULIZER | NEBULIZER | PHILIPS LTD | INNOSPIRE DELUXE | 2019-05-28 | 126
NEBULIZER | NEBULIZER | PHILIPS LTD | INNOSPIRE DELUXE | 2019-05-28 | 126 | 2021-03-03
NEBULIZER | NEBULIZER | PHILIPS LTD | INNOSPIRE DELUXE | 2019-05-28 | 126
SUCTION CONTROLLER | HIGH SUCTION CONTROLLER | THERAPY EQUIPMENT | DIAMOND RANGE HIGH | 2019-05-28 | 166.8
HUMIDIFIER | M SERIES HUMIDIFIER | RESPIRONICS | M SERIES HUMIDIFIER | 2019-08-28 | 180
HUMIDIFIER | M SERIES HUMIDIFIER | RESPIRONICS | M SERIES HUMIDIFIER | 2019-08-28 | 180
HUMIDIFIER | M SERIES HUMIDIFIER | RESPIRONICS | M SERIES HUMIDIFIER | 2019-08-28 | 180
HUMIDIFIER | M SERIES HUMIDIFIER | RESPIRONICS | M SERIES HUMIDIFIER | 2019-08-28 | 180
HUMIDIFIER | M SERIES HUMIDIFIER | RESPIRONICS | M SERIES HUMIDIFIER | 2019-08-28 | 180
HUMIDIFIER | M SERIES HUMIDIFIER | RESPIRONICS | M SERIES HUMIDIFIER | 2019-08-28 | 180
HUMIDIFIER | M SERIES HUMIDIFIER | RESPIRONICS | M SERIES HUMIDIFIER | 2019-08-28 | 180
HUMIDIFIER | M SERIES HUMIDIFIER | RESPIRONICS | M SERIES HUMIDIFIER | 2019-08-28 | 180
HUMIDIFIER | M SERIES HUMIDIFIER | RESPIRONICS | M SERIES HUMIDIFIER | 2019-08-28 | 180
HUMIDIFIER | M SERIES HUMIDIFIER | RESPIRONICS | M SERIES HUMIDIFIER | 2019-08-28 | 180
HUMIDIFIER | M SERIES HUMIDIFIER | RESPIRONICS | M SERIES HUMIDIFIER | 2019-08-28 | 180
HUMIDIFIER | M SERIES HUMIDIFIER | RESPIRONICS | M SERIES HUMIDIFIER | 2019-08-28 | 180
HUMIDIFIER | M SERIES HUMIDIFIER | RESPIRONICS | M SERIES HUMIDIFIER | 2019-08-28 | 180
HUMIDIFIER | M SERIES HUMIDIFIER | RESPIRONICS | M SERIES HUMIDIFIER | 2019-08-28 | 180
HUMIDIFIER | M SERIES HUMIDIFIER | RESPIRONICS | M SERIES HUMIDIFIER | 2019-08-28 | 180
HUMIDIFIER | M SERIES HUMIDIFIER | RESPIRONICS | M SERIES HUMIDIFIER | 2019-08-28 | 180
HUMIDIFIER | M SERIES HUMIDIFIER | RESPIRONICS | M SERIES HUMIDIFIER | 2019-08-28 | 180
HUMIDIFIER | M SERIES HUMIDIFIER | RESPIRONICS | M SERIES HUMIDIFIER | 2019-08-28 | 180
HUMIDIFIER | M SERIES HUMIDIFIER | RESPIRONICS | M SERIES HUMIDIFIER | 2019-08-28 | 180
HUMIDIFIER | M SERIES HUMIDIFIER | RESPIRONICS | M SERIES HUMIDIFIER | 2019-08-28 | 180
HUMIDIFIER | M SERIES HUMIDIFIER | RESPIRONICS | M SERIES HUMIDIFIER | 2019-08-28 | 180
HUMIDIFIER | M SERIES HUMIDIFIER | RESPIRONICS | M SERIES HUMIDIFIER | 2019-08-28 | 180
HUMIDIFIER | M SERIES HUMIDIFIER | RESPIRONICS | M SERIES HUMIDIFIER | 2019-08-28 | 180
HUMIDIFIER | M SERIES HUMIDIFIER | RESPIRONICS | M SERIES HUMIDIFIER | 2019-08-28 | 180
HUMIDIFIER | M SERIES HUMIDIFIER | RESPIRONICS | M SERIES HUMIDIFIER | 2019-08-28 | 180
HUMIDIFIER | M SERIES HUMIDIFIER | RESPIRONICS | M SERIES HUMIDIFIER | 2019-08-28 | 180
HUMIDIFIER | M SERIES HUMIDIFIER | RESPIRONICS | M SERIES HUMIDIFIER | 2019-08-28 | 180
HUMIDIFIER | M SERIES HUMIDIFIER | RESPIRONICS | M SERIES HUMIDIFIER | 2019-08-28 | 180
HUMIDIFIER | M SERIES HUMIDIFIER | RESPIRONICS | M SERIES HUMIDIFIER | 2019-08-28 | 180
HUMIDIFIER | M SERIES HUMIDIFIER | RESPIRONICS | M SERIES HUMIDIFIER | 2019-08-28 | 180
HUMIDIFIER | M SERIES HUMIDIFIER | RESPIRONICS | M SERIES HUMIDIFIER | 2019-08-28 | 180
HUMIDIFIER | M SERIES HUMIDIFIER | RESPIRONICS | M SERIES HUMIDIFIER | 2019-08-28 | 180
HUMIDIFIER | M SERIES HUMIDIFIER | RESPIRONICS | M SERIES HUMIDIFIER | 2019-08-28 | 180
HUMIDIFIER | M SERIES HUMIDIFIER | RESPIRONICS | M SERIES HUMIDIFIER | 2019-08-28 | 180
HUMIDIFIER | M SERIES HUMIDIFIER | RESPIRONICS | M SERIES HUMIDIFIER | 2019-08-28 | 180
HUMIDIFIER | M SERIES HUMIDIFIER | RESPIRONICS | M SERIES HUMIDIFIER | 2019-08-28 | 180
HUMIDIFIER | M SERIES HUMIDIFIER | RESPIRONICS | M SERIES HUMIDIFIER | 2019-08-28 | 180
HUMIDIFIER | M SERIES HUMIDIFIER | RESPIRONICS | M SERIES HUMIDIFIER | 2019-08-28 | 180
HUMIDIFIER | M SERIES HUMIDIFIER | RESPIRONICS | M SERIES HUMIDIFIER | 2019-08-28 | 180
HUMIDIFIER | M SERIES HUMIDIFIER | RESPIRONICS | M SERIES HUMIDIFIER | 2019-08-28 | 180
HUMIDIFIER | M SERIES HUMIDIFIER | RESPIRONICS | M SERIES HUMIDIFIER | 2019-08-28 | 180
HUMIDIFIER | M SERIES HUMIDIFIER | RESPIRONICS | M SERIES HUMIDIFIER | 2019-08-28 | 180
HUMIDIFIER | M SERIES HUMIDIFIER | RESPIRONICS | M SERIES HUMIDIFIER | 2019-08-28 | 180
HUMIDIFIER | M SERIES HUMIDIFIER | RESPIRONICS | M SERIES HUMIDIFIER | 2019-08-28 | 180
HUMIDIFIER | M SERIES HUMIDIFIER | RESPIRONICS | M SERIES HUMIDIFIER | 2019-08-28 | 180
HUMIDIFIER | M SERIES HUMIDIFIER | RESPIRONICS | M SERIES HUMIDIFIER | 2019-08-28 | 180
HUMIDIFIER | M SERIES HUMIDIFIER | RESPIRONICS | M SERIES HUMIDIFIER | 2019-08-28 | 180
HUMIDIFIER | M SERIES HUMIDIFIER | RESPIRONICS | M SERIES HUMIDIFIER | 2019-08-28 | 180
HUMIDIFIER | M SERIES HUMIDIFIER | RESPIRONICS | M SERIES HUMIDIFIER | 2019-08-28 | 180
HUMIDIFIER | M SERIES HUMIDIFIER | RESPIRONICS | M SERIES HUMIDIFIER | 2019-08-28 | 180
HUMIDIFIER | M SERIES HUMIDIFIER | RESPIRONICS | M SERIES HUMIDIFIER | 2019-08-28 | 180
HUMIDIFIER | M SERIES HUMIDIFIER | RESPIRONICS | M SERIES HUMIDIFIER | 2019-08-28 | 180
HUMIDIFIER | M SERIES HUMIDIFIER | RESPIRONICS | M SERIES HUMIDIFIER | 2019-08-28 | 180
HUMIDIFIER | M SERIES HUMIDIFIER | RESPIRONICS | M SERIES HUMIDIFIER | 2019-08-28 | 180
HUMIDIFIER | M SERIES HUMIDIFIER | RESPIRONICS | M SERIES HUMIDIFIER | 2019-08-28 | 180
HUMIDIFIER | M SERIES HUMIDIFIER | RESPIRONICS | M SERIES HUMIDIFIER | 2019-08-28 | 180
HUMIDIFIER | M SERIES HUMIDIFIER | RESPIRONICS | M SERIES HUMIDIFIER | 2019-08-28 | 180
HUMIDIFIER | M SERIES HUMIDIFIER | RESPIRONICS | M SERIES HUMIDIFIER | 2019-08-28 | 180
HUMIDIFIER | M SERIES HUMIDIFIER | RESPIRONICS | M SERIES HUMIDIFIER | 2019-08-28 | 180
HUMIDIFIER | M SERIES HUMIDIFIER | RESPIRONICS | M SERIES HUMIDIFIER | 2019-08-28 | 180
HUMIDIFIER | M SERIES HUMIDIFIER | RESPIRONICS | M SERIES HUMIDIFIER | 2019-08-28 | 180
HUMIDIFIER | M SERIES HUMIDIFIER | RESPIRONICS | M SERIES HUMIDIFIER | 2019-08-28 | 180
HUMIDIFIER | M SERIES HUMIDIFIER | RESPIRONICS | M SERIES HUMIDIFIER | 2019-08-28 | 180
HUMIDIFIER | M SERIES HUMIDIFIER | RESPIRONICS | M SERIES HUMIDIFIER | 2019-08-28 | 180
HUMIDIFIER | M SERIES HUMIDIFIER | RESPIRONICS | M SERIES HUMIDIFIER | 2019-08-28 | 180
HUMIDIFIER | M SERIES HUMIDIFIER | RESPIRONICS | M SERIES HUMIDIFIER | 2019-08-28 | 180
HUMIDIFIER | M SERIES HUMIDIFIER | RESPIRONICS | M SERIES HUMIDIFIER | 2019-08-28 | 180
HUMIDIFIER | M SERIES HUMIDIFIER | RESPIRONICS | M SERIES HUMIDIFIER | 2019-08-28 | 180
HUMIDIFIER | M SERIES HUMIDIFIER | RESPIRONICS | M SERIES HUMIDIFIER | 2019-08-28 | 180
HUMIDIFIER | M SERIES HUMIDIFIER | RESPIRONICS | M SERIES HUMIDIFIER | 2019-08-28 | 180
HUMIDIFIER | M SERIES HUMIDIFIER | RESPIRONICS | M SERIES HUMIDIFIER | 2019-08-28 | 180
HUMIDIFIER | M SERIES HUMIDIFIER | RESPIRONICS | M SERIES HUMIDIFIER | 2019-08-28 | 180
HUMIDIFIER | M SERIES HUMIDIFIER | RESPIRONICS | M SERIES HUMIDIFIER | 2019-08-28 | 180
HUMIDIFIER | M SERIES HUMIDIFIER | RESPIRONICS | M SERIES HUMIDIFIER | 2019-08-28 | 180
HUMIDIFIER | M SERIES HUMIDIFIER | RESPIRONICS | M SERIES HUMIDIFIER | 2019-08-28 | 180
HUMIDIFIER | M SERIES HUMIDIFIER | RESPIRONICS | M SERIES HUMIDIFIER | 2019-08-28 | 180
HUMIDIFIER | M SERIES HUMIDIFIER | RESPIRONICS | M SERIES HUMIDIFIER | 2019-08-28 | 180
HUMIDIFIER | M SERIES HUMIDIFIER | RESPIRONICS | M SERIES HUMIDIFIER | 2019-08-28 | 180
HUMIDIFIER | M SERIES HUMIDIFIER | RESPIRONICS | M SERIES HUMIDIFIER | 2019-08-28 | 180
HUMIDIFIER | M SERIES HUMIDIFIER | RESPIRONICS | M SERIES HUMIDIFIER | 2019-08-28 | 180
HUMIDIFIER | M SERIES HUMIDIFIER | RESPIRONICS | M SERIES HUMIDIFIER | 2019-08-28 | 180
HUMIDIFIER | M SERIES HUMIDIFIER | RESPIRONICS | M SERIES HUMIDIFIER | 2019-08-28 | 180
HUMIDIFIER | M SERIES HUMIDIFIER | RESPIRONICS | M SERIES HUMIDIFIER | 2019-08-28 | 180
HUMIDIFIER | M SERIES HUMIDIFIER | RESPIRONICS | M SERIES HUMIDIFIER | 2019-08-28 | 180
BIPAP VENTILATORY SUPPORT SYSTEM | BIPAP VENTILATORY SUPPORT SYSTEM | RESPIRONICS | A40 | 2019-08-28 | 2913
BIPAP VENTILATORY SUPPORT SYSTEM | BIPAP VENTILATORY SUPPORT SYSTEM | RESPIRONICS | A40 | 2019-08-28 | 2913
BIPAP VENTILATORY SUPPORT SYSTEM | TRILOGY 100 VENTILATOR | RESPIRONICS | TRILOGY 100 | 2019-08-28 | 4303.2
BIPAP VENTILATORY SUPPORT SYSTEM | TRILOGY 100 VENTILATOR | RESPIRONICS | TRILOGY 100 | 2019-08-28 | 4303.2
BIPAP VENTILATORY SUPPORT SYSTEM | TRILOGY 100 VENTILATOR | RESPIRONICS | TRILOGY 100 | 2019-08-28 | 4303.2
BIPAP VENTILATORY SUPPORT SYSTEM | TRILOGY 100 VENTILATOR | RESPIRONICS | TRILOGY 100 | 2019-08-28 | 4303.2
NEBULIZER | NEBULIZER | PHILIPS LTD | INNOSPIRE DELUXE | 2020-03-24 | 126
NEBULIZER | NEBULIZER | PHILIPS LTD | INNOSPIRE DELUXE | 2020-03-24 | 126
NEBULIZER | NEBULIZER | PHILIPS LTD | INNOSPIRE DELUXE | 2020-03-24 | 126
UNINTERRUPTIBLE POWER SUPPLY | UNINTERRUPTIBLE POWER SUPPLY | AMERICAN POWER CONVERSION (APC) | SMART-UPS SC450 | 2020-04-14 | 0 | 2023-08-04 | 2026-04-01
UNINTERRUPTIBLE POWER SUPPLY | UNINTERRUPTIBLE POWER SUPPLY | AMERICAN POWER CONVERSION (APC) | SMART-UPS SC450 | 2020-04-14 | 0 | 2023-08-04 | 2026-04-01
VENTILATOR | TRANSPORT VENTILATOR | HAMILTON MEDICAL | T1 | 2019-05-22 | 25741.2 | 2024-07-09 | 2025-06-01
SCALES | SCALES - BABY | SECA | 384 | 2019-05-22 | 210 | 2023-12-06 | 2024-11-15
SCALES | SCALES - BABY | SECA | 384 | 2019-05-22 | 210 | 2023-12-06 | 2024-11-15
SCALES | SCALES - BABY | SECA | 384 | 2019-05-22 | 210 | 2023-12-06 | 2024-11-15
SCALES | SCALES - BABY | SECA | 384 | 2019-05-22 | 210 | 2024-05-31 | 2024-11-15
SCALES | SCALES - BABY | SECA | 384 | 2019-05-22 | 210 | 2023-12-06 | 2024-11-15
SCALES | SCALES - BABY | SECA | 384 | 2019-05-22 | 210 | 2023-12-06 | 2024-11-15
TRANSDUCER | TOCO TRANSDUCER | PHILIPS LTD | M2734A | 2019-05-16 | 1053.6
TRANSDUCER | TOCO TRANSDUCER | PHILIPS LTD | M2734A | 2019-05-16 | 1053.6
TRANSDUCER | US TRANSDUCER | PHILIPS LTD | M2736A | 2019-05-15 | 1172.4
TRANSDUCER | US TRANSDUCER | PHILIPS LTD | M2736A | 2019-05-15 | 1172.4
TRANSDUCER | US TRANSDUCER | PHILIPS LTD | M2736A | 2019-05-15 | 1172.4
TRANSDUCER | US TRANSDUCER | PHILIPS LTD | M2736A | 2019-05-15 | 1172.4
TRANSDUCER | US TRANSDUCER | PHILIPS LTD | M2736A | 2019-05-15 | 1172.4
TRANSDUCER | US TRANSDUCER | PHILIPS LTD | M2736A | 2019-05-15 | 1172.4
TRANSDUCER | US TRANSDUCER | PHILIPS LTD | M2736A | 2019-05-15 | 1172.4
TRANSDUCER | US TRANSDUCER | PHILIPS LTD | M2736A | 2019-05-15 | 1172.4
TRANSDUCER | TOCO+ TRANSDUCER | PHILIPS LTD | M2735A | 2019-05-15 | 1053.6
TRANSDUCER | TOCO+ TRANSDUCER | PHILIPS LTD | M2735A | 2019-05-15 | 1053.6
TRANSDUCER | TOCO+ TRANSDUCER | PHILIPS LTD | M2735A | 2019-05-15 | 1053.6
TRANSDUCER | TOCO+ TRANSDUCER | PHILIPS LTD | M2735A | 2019-05-15 | 1053.6
TRANSDUCER | TOCO+ TRANSDUCER | PHILIPS LTD | M2735A | 2019-05-15 | 1053.6
TRANSDUCER | TOCO+ TRANSDUCER | PHILIPS LTD | M2735A | 2019-05-14 | 1053.6
TRANSDUCER | TOCO TRANSDUCER | PHILIPS LTD | M2734B | 2019-05-14 | 1053.6
TRANSDUCER | TOCO TRANSDUCER | PHILIPS LTD | M2734B | 2019-05-14 | 1053.6
TRANSDUCER | TOCO TRANSDUCER | PHILIPS LTD | M2734B | 2019-05-14 | 1053.6
BIPAP VENTILATORY SUPPORT SYSTEM | BIPAP VENTILATORY SUPPORT SYSTEM | RESPIRONICS | A40 | 2019-08-12 | 2913
BIPAP VENTILATORY SUPPORT SYSTEM | BIPAP VENTILATORY SUPPORT SYSTEM | RESPIRONICS | A40 | 2019-08-12 | 2913
HUMIDIFIER | M SERIES HUMIDIFIER | RESPIRONICS | M SERIES HUMIDIFIER | 2019-08-12 | 180
HUMIDIFIER | M SERIES HUMIDIFIER | RESPIRONICS | M SERIES HUMIDIFIER | 2019-08-12 | 180
HUMIDIFIER | M SERIES HUMIDIFIER | RESPIRONICS | M SERIES HUMIDIFIER | 2019-08-12 | 180
HUMIDIFIER | M SERIES HUMIDIFIER | RESPIRONICS | M SERIES HUMIDIFIER | 2019-08-12 | 180
HUMIDIFIER | M SERIES HUMIDIFIER | RESPIRONICS | M SERIES HUMIDIFIER | 2019-08-12 | 180
HUMIDIFIER | M SERIES HUMIDIFIER | RESPIRONICS | M SERIES HUMIDIFIER | 2019-08-12 | 180
HUMIDIFIER | M SERIES HUMIDIFIER | RESPIRONICS | M SERIES HUMIDIFIER | 2019-08-12 | 180
HUMIDIFIER | M SERIES HUMIDIFIER | RESPIRONICS | M SERIES HUMIDIFIER | 2019-08-12 | 180
HUMIDIFIER | M SERIES HUMIDIFIER | RESPIRONICS | M SERIES HUMIDIFIER | 2019-08-12 | 180
HUMIDIFIER | M SERIES HUMIDIFIER | RESPIRONICS | M SERIES HUMIDIFIER | 2019-08-12 | 180
HUMIDIFIER | M SERIES HUMIDIFIER | RESPIRONICS | M SERIES HUMIDIFIER | 2019-08-12 | 180
HUMIDIFIER | M SERIES HUMIDIFIER | RESPIRONICS | M SERIES HUMIDIFIER | 2019-08-12 | 180
HUMIDIFIER | M SERIES HUMIDIFIER | RESPIRONICS | M SERIES HUMIDIFIER | 2019-08-12 | 180
HUMIDIFIER | M SERIES HUMIDIFIER | RESPIRONICS | M SERIES HUMIDIFIER | 2019-08-12 | 180
HUMIDIFIER | M SERIES HUMIDIFIER | RESPIRONICS | M SERIES HUMIDIFIER | 2019-08-12 | 180
HUMIDIFIER | M SERIES HUMIDIFIER | RESPIRONICS | M SERIES HUMIDIFIER | 2019-08-12 | 180
HUMIDIFIER | M SERIES HUMIDIFIER | RESPIRONICS | M SERIES HUMIDIFIER | 2019-08-12 | 180
HUMIDIFIER | M SERIES HUMIDIFIER | RESPIRONICS | M SERIES HUMIDIFIER | 2019-08-12 | 180
HUMIDIFIER | M SERIES HUMIDIFIER | RESPIRONICS | M SERIES HUMIDIFIER | 2019-08-12 | 180
HUMIDIFIER | M SERIES HUMIDIFIER | RESPIRONICS | M SERIES HUMIDIFIER | 2019-08-12 | 180
HUMIDIFIER | M SERIES HUMIDIFIER | RESPIRONICS | M SERIES HUMIDIFIER | 2019-08-12 | 180
HUMIDIFIER | M SERIES HUMIDIFIER | RESPIRONICS | M SERIES HUMIDIFIER | 2019-08-12 | 180
HUMIDIFIER | M SERIES HUMIDIFIER | RESPIRONICS | M SERIES HUMIDIFIER | 2019-08-12 | 180
HUMIDIFIER | M SERIES HUMIDIFIER | RESPIRONICS | M SERIES HUMIDIFIER | 2019-08-12 | 180
HUMIDIFIER | M SERIES HUMIDIFIER | RESPIRONICS | M SERIES HUMIDIFIER | 2019-08-12 | 180
HUMIDIFIER | M SERIES HUMIDIFIER | RESPIRONICS | M SERIES HUMIDIFIER | 2019-08-12 | 180
HUMIDIFIER | M SERIES HUMIDIFIER | RESPIRONICS | M SERIES HUMIDIFIER | 2019-08-12 | 180
HUMIDIFIER | M SERIES HUMIDIFIER | RESPIRONICS | M SERIES HUMIDIFIER | 2019-08-12 | 180
HUMIDIFIER | M SERIES HUMIDIFIER | RESPIRONICS | M SERIES HUMIDIFIER | 2019-08-12 | 180
HUMIDIFIER | M SERIES HUMIDIFIER | RESPIRONICS | M SERIES HUMIDIFIER | 2019-08-12 | 180
HUMIDIFIER | M SERIES HUMIDIFIER | RESPIRONICS | M SERIES HUMIDIFIER | 2019-08-12 | 180
HUMIDIFIER | M SERIES HUMIDIFIER | RESPIRONICS | M SERIES HUMIDIFIER | 2019-08-12 | 180
HUMIDIFIER | M SERIES HUMIDIFIER | RESPIRONICS | M SERIES HUMIDIFIER | 2019-08-12 | 180
HUMIDIFIER | M SERIES HUMIDIFIER | RESPIRONICS | M SERIES HUMIDIFIER | 2019-08-12 | 180
HUMIDIFIER | M SERIES HUMIDIFIER | RESPIRONICS | M SERIES HUMIDIFIER | 2019-08-12 | 180
HUMIDIFIER | M SERIES HUMIDIFIER | RESPIRONICS | M SERIES HUMIDIFIER | 2019-08-12 | 180
HUMIDIFIER | M SERIES HUMIDIFIER | RESPIRONICS | M SERIES HUMIDIFIER | 2019-08-12 | 180
HUMIDIFIER | M SERIES HUMIDIFIER | RESPIRONICS | M SERIES HUMIDIFIER | 2019-08-12 | 180
HUMIDIFIER | M SERIES HUMIDIFIER | RESPIRONICS | M SERIES HUMIDIFIER | 2019-08-12 | 180
HUMIDIFIER | M SERIES HUMIDIFIER | RESPIRONICS | M SERIES HUMIDIFIER | 2019-08-12 | 180
HUMIDIFIER | M SERIES HUMIDIFIER | RESPIRONICS | M SERIES HUMIDIFIER | 2019-08-12 | 180
HUMIDIFIER | M SERIES HUMIDIFIER | RESPIRONICS | M SERIES HUMIDIFIER | 2019-08-12 | 180
HUMIDIFIER | M SERIES HUMIDIFIER | RESPIRONICS | M SERIES HUMIDIFIER | 2019-08-12 | 180
HUMIDIFIER | M SERIES HUMIDIFIER | RESPIRONICS | M SERIES HUMIDIFIER | 2019-08-12 | 180
HUMIDIFIER | M SERIES HUMIDIFIER | RESPIRONICS | M SERIES HUMIDIFIER | 2019-08-12 | 180
HUMIDIFIER | M SERIES HUMIDIFIER | RESPIRONICS | M SERIES HUMIDIFIER | 2019-08-12 | 180
HUMIDIFIER | M SERIES HUMIDIFIER | RESPIRONICS | M SERIES HUMIDIFIER | 2019-08-12 | 180
HUMIDIFIER | M SERIES HUMIDIFIER | RESPIRONICS | M SERIES HUMIDIFIER | 2019-08-12 | 180
HUMIDIFIER | M SERIES HUMIDIFIER | RESPIRONICS | M SERIES HUMIDIFIER | 2019-08-12 | 180
HUMIDIFIER | M SERIES HUMIDIFIER | RESPIRONICS | M SERIES HUMIDIFIER | 2019-08-12 | 180
HUMIDIFIER HEATED WIRE CONN. | HUMIDIFIER | INSPIRED MEDICAL | VHB10A | 2019-08-16 | 120
BIPAP VENTILATORY SUPPORT SYSTEM | BIPAP VENTILATORY SUPPORT SYSTEM | RESPIRONICS | A40 | 2019-08-07 | 2913
BIPAP VENTILATORY SUPPORT SYSTEM | BIPAP VENTILATORY SUPPORT SYSTEM | RESPIRONICS | A40 | 2019-08-07 | 2913
BIPAP VENTILATORY SUPPORT SYSTEM | BIPAP VENTILATORY SUPPORT SYSTEM | RESPIRONICS | A40 | 2019-08-07 | 2913
BIPAP VENTILATORY SUPPORT SYSTEM | BIPAP VENTILATORY SUPPORT SYSTEM | RESPIRONICS | A40 | 2019-08-07 | 2913
HUMIDIFIER | M SERIES HUMIDIFIER | RESPIRONICS | M SERIES HUMIDIFIER | 2019-08-07 | 180
HUMIDIFIER | M SERIES HUMIDIFIER | RESPIRONICS | M SERIES HUMIDIFIER | 2019-08-07 | 180
HUMIDIFIER | M SERIES HUMIDIFIER | RESPIRONICS | M SERIES HUMIDIFIER | 2019-08-07 | 180
HUMIDIFIER | M SERIES HUMIDIFIER | RESPIRONICS | M SERIES HUMIDIFIER | 2019-08-07 | 180
HUMIDIFIER | M SERIES HUMIDIFIER | RESPIRONICS | M SERIES HUMIDIFIER | 2019-08-07 | 180
HUMIDIFIER | M SERIES HUMIDIFIER | RESPIRONICS | M SERIES HUMIDIFIER | 2019-08-07 | 180
HUMIDIFIER | M SERIES HUMIDIFIER | RESPIRONICS | M SERIES HUMIDIFIER | 2019-08-07 | 180
HUMIDIFIER | M SERIES HUMIDIFIER | RESPIRONICS | M SERIES HUMIDIFIER | 2019-08-07 | 180
HUMIDIFIER | M SERIES HUMIDIFIER | RESPIRONICS | M SERIES HUMIDIFIER | 2019-08-07 | 180
HUMIDIFIER | M SERIES HUMIDIFIER | RESPIRONICS | M SERIES HUMIDIFIER | 2019-08-07 | 180
HUMIDIFIER | M SERIES HUMIDIFIER | RESPIRONICS | M SERIES HUMIDIFIER | 2019-08-07 | 180
HUMIDIFIER | M SERIES HUMIDIFIER | RESPIRONICS | M SERIES HUMIDIFIER | 2019-08-07 | 180
HUMIDIFIER | M SERIES HUMIDIFIER | RESPIRONICS | M SERIES HUMIDIFIER | 2019-08-07 | 180
HUMIDIFIER | M SERIES HUMIDIFIER | RESPIRONICS | M SERIES HUMIDIFIER | 2019-08-07 | 180
HUMIDIFIER | M SERIES HUMIDIFIER | RESPIRONICS | M SERIES HUMIDIFIER | 2019-08-07 | 180
HUMIDIFIER | M SERIES HUMIDIFIER | RESPIRONICS | M SERIES HUMIDIFIER | 2019-08-07 | 180
HUMIDIFIER | M SERIES HUMIDIFIER | RESPIRONICS | M SERIES HUMIDIFIER | 2019-08-07 | 180
HUMIDIFIER | M SERIES HUMIDIFIER | RESPIRONICS | M SERIES HUMIDIFIER | 2019-08-07 | 180
HUMIDIFIER | M SERIES HUMIDIFIER | RESPIRONICS | M SERIES HUMIDIFIER | 2019-08-07 | 180
HUMIDIFIER | M SERIES HUMIDIFIER | RESPIRONICS | M SERIES HUMIDIFIER | 2019-08-07 | 180
HUMIDIFIER | M SERIES HUMIDIFIER | RESPIRONICS | M SERIES HUMIDIFIER | 2019-08-07 | 180
HUMIDIFIER | M SERIES HUMIDIFIER | RESPIRONICS | M SERIES HUMIDIFIER | 2019-08-07 | 180
HUMIDIFIER | M SERIES HUMIDIFIER | RESPIRONICS | M SERIES HUMIDIFIER | 2019-08-07 | 180
HUMIDIFIER | M SERIES HUMIDIFIER | RESPIRONICS | M SERIES HUMIDIFIER | 2019-08-07 | 180
HUMIDIFIER | M SERIES HUMIDIFIER | RESPIRONICS | M SERIES HUMIDIFIER | 2019-08-07 | 180
HUMIDIFIER | M SERIES HUMIDIFIER | RESPIRONICS | M SERIES HUMIDIFIER | 2019-08-07 | 180
BIPAP VENTILATORY SUPPORT SYSTEM | BIPAP VENTILATORY SUPPORT SYSTEM | RESPIRONICS | A40 | 2019-08-07 | 2913
BIPAP VENTILATORY SUPPORT SYSTEM | BIPAP VENTILATORY SUPPORT SYSTEM | RESPIRONICS | A40 | 2019-08-07 | 2913
BIPAP VENTILATORY SUPPORT SYSTEM | BIPAP VENTILATORY SUPPORT SYSTEM | RESPIRONICS | A40 | 2019-08-07 | 2913
BIPAP VENTILATORY SUPPORT SYSTEM | BIPAP VENTILATORY SUPPORT SYSTEM | RESPIRONICS | A40 | 2019-08-07 | 2913
BIPAP VENTILATORY SUPPORT SYSTEM | BIPAP VENTILATORY SUPPORT SYSTEM | RESPIRONICS | A40 | 2019-08-07 | 2913
BIPAP VENTILATORY SUPPORT SYSTEM | BIPAP VENTILATORY SUPPORT SYSTEM | RESPIRONICS | A40 | 2019-08-07 | 2913
BIPAP VENTILATORY SUPPORT SYSTEM | BIPAP VENTILATORY SUPPORT SYSTEM | RESPIRONICS | A40 | 2019-08-07 | 2913
BIPAP VENTILATORY SUPPORT SYSTEM | BIPAP VENTILATORY SUPPORT SYSTEM | RESPIRONICS | A40 | 2019-08-07 | 2913
BIPAP VENTILATORY SUPPORT SYSTEM | BIPAP VENTILATORY SUPPORT SYSTEM | RESPIRONICS | A40 | 2019-08-07 | 2913
BIPAP VENTILATORY SUPPORT SYSTEM | BIPAP VENTILATORY SUPPORT SYSTEM | RESPIRONICS | A40 | 2019-08-07 | 2913
HUMIDIFIER | M SERIES HUMIDIFIER | RESPIRONICS | M SERIES HUMIDIFIER | 2019-08-07 | 180
HUMIDIFIER | M SERIES HUMIDIFIER | RESPIRONICS | M SERIES HUMIDIFIER | 2019-08-07 | 180
HUMIDIFIER | M SERIES HUMIDIFIER | RESPIRONICS | M SERIES HUMIDIFIER | 2019-08-07 | 180
HUMIDIFIER | M SERIES HUMIDIFIER | RESPIRONICS | M SERIES HUMIDIFIER | 2019-08-07 | 180
HUMIDIFIER | M SERIES HUMIDIFIER | RESPIRONICS | M SERIES HUMIDIFIER | 2019-08-07 | 180
SCALES | SCALES - STAND ON | SECA | 877 | 2019-06-07 | 300 | 2021-03-31 | 2024-11-15
SUCTION CONTROLLER | HIGH SUCTION CONTROLLER | THERAPY EQUIPMENT | DIAMOND RANGE HIGH | 2019-06-11 | 72
SUCTION CONTROLLER | HIGH SUCTION CONTROLLER | THERAPY EQUIPMENT | DIAMOND RANGE HIGH | 2019-06-10 | 108
SCALES | SCALES - CHAIR | SECA | 959 | 2019-05-30 | 780 | 2023-11-29 | 2024-11-15
MULTI-MEASUREMENT SERVER | MULTI-MEASUREMENT SERVER | PHILIPS LTD | INTELLIVUE MMX | 2019-05-13 | 2078.184
PATIENT MONITOR | PATIENT MONITOR INTELLIVUE | PHILIPS LTD | MX400 | 2019-05-13 | 2558.292 | 2024-07-18 | 2027-07-18
CARDIOGRAPH | CARDIOGRAPH | GE LIMITED | MAC2000 | 2019-05-13 | 4842 | 2024-07-12 | 2025-07-12
SCALES | SCALES - CHAIR BARIATRIC | MARSDEN | M-200 | 2019-05-10 | 600 | 2024-01-22 | 2024-11-15
COUCH | COUCH - VARIABLE H/L | ARJO HUNTLEIGH | LIFEGUARD LG20 | 2019-05-01 | 1440
COUCH | COUCH - VARIABLE H/L | ARJO HUNTLEIGH | LIFEGUARD LG20 | 2019-05-01 | 1440
COUCH | COUCH - VARIABLE H/L | ARJO HUNTLEIGH | LIFEGUARD LG20 | 2019-05-01 | 1440
COUCH | COUCH - VARIABLE H/L | ARJO HUNTLEIGH | LIFEGUARD LG20 | 2019-05-01 | 1440
HEATER/COOLER HEART LUNG | HEART LUNG HEATER COOLER | MAQUET | HCU40 | 2019-04-18 | 4800 | 2023-01-31 15:53 | 2024-05-15
HEATER/COOLER HEART LUNG | HEART LUNG HEATER COOLER | MAQUET | HCU40 | 2019-04-18 | 4800 | 2023-01-31 15:52 | 2024-05-15
HEATER/COOLER HEART LUNG | HEART LUNG HEATER COOLER | MAQUET | HCU40 | 2019-04-18 | 4800 | 2023-01-31 15:50 | 2024-05-15
HEATER/COOLER HEART LUNG | HEART LUNG HEATER COOLER | MAQUET | HCU40 | 2019-04-18 | 4800 | 2023-01-31 15:50 | 2024-05-15
HEATER/COOLER HEART LUNG | HEART LUNG HEATER COOLER | MAQUET | HCU40 | 2019-04-18 | 4800 | 2023-01-31 15:48 | 2024-05-15
HEATER/COOLER HEART LUNG | HEART LUNG HEATER COOLER | MAQUET | HCU40 | 2019-04-18 | 4800 | 2023-01-31 15:46 | 2024-05-15
HEATER/COOLER HEART LUNG | HEART LUNG HEATER COOLER | MAQUET | HCU40 | 2019-04-18 | 4800 | 2023-01-31 15:43 | 2024-05-15
HEATER/COOLER HEART LUNG | HEART LUNG HEATER COOLER | MAQUET | HCU40 | 2019-04-18 | 4800 | 2023-01-31 14:47 | 2024-05-15
LINAC MULTI MODE MLC | VERSA HD LINAC XVI FFF | ELEKTA | VERSA HD LINAC | 2019-04-12 | 1727941.116 | 2024-10-18 | 2026-04-15
HUMIDIFIER | M SERIES HUMIDIFIER | RESPIRONICS | M SERIES HUMIDIFIER | 2019-05-11 | 180
HUMIDIFIER | M SERIES HUMIDIFIER | RESPIRONICS | M SERIES HUMIDIFIER | 2019-05-11 | 180
HUMIDIFIER | M SERIES HUMIDIFIER | RESPIRONICS | M SERIES HUMIDIFIER | 2019-05-11 | 180
HUMIDIFIER | M SERIES HUMIDIFIER | RESPIRONICS | M SERIES HUMIDIFIER | 2019-05-11 | 180
HUMIDIFIER | M SERIES HUMIDIFIER | RESPIRONICS | M SERIES HUMIDIFIER | 2019-05-11 | 180
HUMIDIFIER | M SERIES HUMIDIFIER | RESPIRONICS | M SERIES HUMIDIFIER | 2019-05-11 | 180
HUMIDIFIER | M SERIES HUMIDIFIER | RESPIRONICS | M SERIES HUMIDIFIER | 2019-05-11 | 180
HUMIDIFIER | M SERIES HUMIDIFIER | RESPIRONICS | M SERIES HUMIDIFIER | 2019-05-11 | 180
HUMIDIFIER | M SERIES HUMIDIFIER | RESPIRONICS | M SERIES HUMIDIFIER | 2019-05-11 | 180
HUMIDIFIER | M SERIES HUMIDIFIER | RESPIRONICS | M SERIES HUMIDIFIER | 2019-05-11 | 180
HUMIDIFIER | M SERIES HUMIDIFIER | RESPIRONICS | M SERIES HUMIDIFIER | 2019-05-11 | 180
HUMIDIFIER | M SERIES HUMIDIFIER | RESPIRONICS | M SERIES HUMIDIFIER | 2019-05-11 | 180
HUMIDIFIER | M SERIES HUMIDIFIER | RESPIRONICS | M SERIES HUMIDIFIER | 2019-05-11 | 180
HUMIDIFIER | M SERIES HUMIDIFIER | RESPIRONICS | M SERIES HUMIDIFIER | 2019-05-11 | 180
HUMIDIFIER | M SERIES HUMIDIFIER | RESPIRONICS | M SERIES HUMIDIFIER | 2019-05-11 | 180
HUMIDIFIER | M SERIES HUMIDIFIER | RESPIRONICS | M SERIES HUMIDIFIER | 2019-05-11 | 180
HUMIDIFIER | M SERIES HUMIDIFIER | RESPIRONICS | M SERIES HUMIDIFIER | 2019-05-11 | 180
HUMIDIFIER | M SERIES HUMIDIFIER | RESPIRONICS | M SERIES HUMIDIFIER | 2019-05-11 | 180
HUMIDIFIER | M SERIES HUMIDIFIER | RESPIRONICS | M SERIES HUMIDIFIER | 2019-05-11 | 180
HUMIDIFIER | M SERIES HUMIDIFIER | RESPIRONICS | M SERIES HUMIDIFIER | 2019-05-11 | 180
HUMIDIFIER | M SERIES HUMIDIFIER | RESPIRONICS | M SERIES HUMIDIFIER | 2019-05-11 | 180
HUMIDIFIER | M SERIES HUMIDIFIER | RESPIRONICS | M SERIES HUMIDIFIER | 2019-05-11 | 180
HUMIDIFIER | M SERIES HUMIDIFIER | RESPIRONICS | M SERIES HUMIDIFIER | 2019-05-11 | 180
HUMIDIFIER | M SERIES HUMIDIFIER | RESPIRONICS | M SERIES HUMIDIFIER | 2019-05-11 | 180
HUMIDIFIER | M SERIES HUMIDIFIER | RESPIRONICS | M SERIES HUMIDIFIER | 2019-05-11 | 180
HUMIDIFIER | M SERIES HUMIDIFIER | RESPIRONICS | M SERIES HUMIDIFIER | 2019-05-11 | 180
HUMIDIFIER | M SERIES HUMIDIFIER | RESPIRONICS | M SERIES HUMIDIFIER | 2019-05-11 | 180
HUMIDIFIER | M SERIES HUMIDIFIER | RESPIRONICS | M SERIES HUMIDIFIER | 2019-05-11 | 180
HUMIDIFIER | M SERIES HUMIDIFIER | RESPIRONICS | M SERIES HUMIDIFIER | 2019-05-11 | 180
HUMIDIFIER | M SERIES HUMIDIFIER | RESPIRONICS | M SERIES HUMIDIFIER | 2019-05-11 | 180
HUMIDIFIER | M SERIES HUMIDIFIER | RESPIRONICS | M SERIES HUMIDIFIER | 2019-05-11 | 180
HUMIDIFIER | M SERIES HUMIDIFIER | RESPIRONICS | M SERIES HUMIDIFIER | 2019-05-11 | 180
HUMIDIFIER | M SERIES HUMIDIFIER | RESPIRONICS | M SERIES HUMIDIFIER | 2019-05-11 | 180
HUMIDIFIER | M SERIES HUMIDIFIER | RESPIRONICS | M SERIES HUMIDIFIER | 2019-05-11 | 180
HUMIDIFIER | M SERIES HUMIDIFIER | RESPIRONICS | M SERIES HUMIDIFIER | 2019-05-11 | 180
HUMIDIFIER | M SERIES HUMIDIFIER | RESPIRONICS | M SERIES HUMIDIFIER | 2019-05-11 | 180
HUMIDIFIER | M SERIES HUMIDIFIER | RESPIRONICS | M SERIES HUMIDIFIER | 2019-05-11 | 180
HUMIDIFIER | M SERIES HUMIDIFIER | RESPIRONICS | M SERIES HUMIDIFIER | 2019-05-11 | 180
HUMIDIFIER | M SERIES HUMIDIFIER | RESPIRONICS | M SERIES HUMIDIFIER | 2019-05-11 | 180
HUMIDIFIER | M SERIES HUMIDIFIER | RESPIRONICS | M SERIES HUMIDIFIER | 2019-05-11 | 180
HUMIDIFIER | M SERIES HUMIDIFIER | RESPIRONICS | M SERIES HUMIDIFIER | 2019-05-11 | 180
HUMIDIFIER | M SERIES HUMIDIFIER | RESPIRONICS | M SERIES HUMIDIFIER | 2019-05-11 | 180
HUMIDIFIER | M SERIES HUMIDIFIER | RESPIRONICS | M SERIES HUMIDIFIER | 2019-05-11 | 180
HUMIDIFIER | M SERIES HUMIDIFIER | RESPIRONICS | M SERIES HUMIDIFIER | 2019-05-11 | 180
HUMIDIFIER | M SERIES HUMIDIFIER | RESPIRONICS | M SERIES HUMIDIFIER | 2019-05-11 | 180
HUMIDIFIER | M SERIES HUMIDIFIER | RESPIRONICS | M SERIES HUMIDIFIER | 2019-05-11 | 180
HUMIDIFIER | M SERIES HUMIDIFIER | RESPIRONICS | M SERIES HUMIDIFIER | 2019-05-11 | 180
HUMIDIFIER | M SERIES HUMIDIFIER | RESPIRONICS | M SERIES HUMIDIFIER | 2019-05-11 | 180
HUMIDIFIER | M SERIES HUMIDIFIER | RESPIRONICS | M SERIES HUMIDIFIER | 2019-05-11 | 180
HUMIDIFIER | M SERIES HUMIDIFIER | RESPIRONICS | M SERIES HUMIDIFIER | 2019-05-11 | 180
HUMIDIFIER | M SERIES HUMIDIFIER | RESPIRONICS | M SERIES HUMIDIFIER | 2019-05-11 | 180
HUMIDIFIER | M SERIES HUMIDIFIER | RESPIRONICS | M SERIES HUMIDIFIER | 2019-05-11 | 180
HUMIDIFIER | M SERIES HUMIDIFIER | RESPIRONICS | M SERIES HUMIDIFIER | 2019-05-11 | 180
HUMIDIFIER | M SERIES HUMIDIFIER | RESPIRONICS | M SERIES HUMIDIFIER | 2019-05-11 | 180
HUMIDIFIER | M SERIES HUMIDIFIER | RESPIRONICS | M SERIES HUMIDIFIER | 2019-05-11 | 180
HUMIDIFIER | M SERIES HUMIDIFIER | RESPIRONICS | M SERIES HUMIDIFIER | 2019-05-11 | 180
HUMIDIFIER | M SERIES HUMIDIFIER | RESPIRONICS | M SERIES HUMIDIFIER | 2019-05-11 | 180
HUMIDIFIER | M SERIES HUMIDIFIER | RESPIRONICS | M SERIES HUMIDIFIER | 2019-05-11 | 180
HUMIDIFIER | M SERIES HUMIDIFIER | RESPIRONICS | M SERIES HUMIDIFIER | 2019-05-11 | 180
HUMIDIFIER | M SERIES HUMIDIFIER | RESPIRONICS | M SERIES HUMIDIFIER | 2019-05-11 | 180
HUMIDIFIER | M SERIES HUMIDIFIER | RESPIRONICS | M SERIES HUMIDIFIER | 2019-05-11 | 180
HUMIDIFIER | M SERIES HUMIDIFIER | RESPIRONICS | M SERIES HUMIDIFIER | 2019-05-11 | 180
HUMIDIFIER | M SERIES HUMIDIFIER | RESPIRONICS | M SERIES HUMIDIFIER | 2019-05-11 | 180
HUMIDIFIER | M SERIES HUMIDIFIER | RESPIRONICS | M SERIES HUMIDIFIER | 2019-05-11 | 180
HUMIDIFIER | M SERIES HUMIDIFIER | RESPIRONICS | M SERIES HUMIDIFIER | 2019-05-11 | 180
HUMIDIFIER | M SERIES HUMIDIFIER | RESPIRONICS | M SERIES HUMIDIFIER | 2019-05-11 | 180
HUMIDIFIER | M SERIES HUMIDIFIER | RESPIRONICS | M SERIES HUMIDIFIER | 2019-05-11 | 180
HUMIDIFIER | M SERIES HUMIDIFIER | RESPIRONICS | M SERIES HUMIDIFIER | 2019-05-11 | 180
HUMIDIFIER | M SERIES HUMIDIFIER | RESPIRONICS | M SERIES HUMIDIFIER | 2019-05-11 | 180
HUMIDIFIER | M SERIES HUMIDIFIER | RESPIRONICS | M SERIES HUMIDIFIER | 2019-05-11 | 180
HUMIDIFIER | M SERIES HUMIDIFIER | RESPIRONICS | M SERIES HUMIDIFIER | 2019-05-11 | 180
HUMIDIFIER | M SERIES HUMIDIFIER | RESPIRONICS | M SERIES HUMIDIFIER | 2019-05-11 | 180
HUMIDIFIER | M SERIES HUMIDIFIER | RESPIRONICS | M SERIES HUMIDIFIER | 2019-05-11 | 180
HUMIDIFIER | M SERIES HUMIDIFIER | RESPIRONICS | M SERIES HUMIDIFIER | 2019-05-11 | 180
HUMIDIFIER | M SERIES HUMIDIFIER | RESPIRONICS | M SERIES HUMIDIFIER | 2019-05-11 | 180
HUMIDIFIER | M SERIES HUMIDIFIER | RESPIRONICS | M SERIES HUMIDIFIER | 2019-05-11 | 180
HUMIDIFIER | M SERIES HUMIDIFIER | RESPIRONICS | M SERIES HUMIDIFIER | 2019-05-11 | 180
HUMIDIFIER | M SERIES HUMIDIFIER | RESPIRONICS | M SERIES HUMIDIFIER | 2019-05-11 | 180
HUMIDIFIER | M SERIES HUMIDIFIER | RESPIRONICS | M SERIES HUMIDIFIER | 2019-05-11 | 180
HUMIDIFIER | M SERIES HUMIDIFIER | RESPIRONICS | M SERIES HUMIDIFIER | 2019-05-11 | 180
HUMIDIFIER | M SERIES HUMIDIFIER | RESPIRONICS | M SERIES HUMIDIFIER | 2019-05-11 | 180
HUMIDIFIER | M SERIES HUMIDIFIER | RESPIRONICS | M SERIES HUMIDIFIER | 2019-05-11 | 180
HUMIDIFIER | M SERIES HUMIDIFIER | RESPIRONICS | M SERIES HUMIDIFIER | 2019-05-11 | 180
HUMIDIFIER | M SERIES HUMIDIFIER | RESPIRONICS | M SERIES HUMIDIFIER | 2019-05-11 | 180
HUMIDIFIER | M SERIES HUMIDIFIER | RESPIRONICS | M SERIES HUMIDIFIER | 2019-05-11 | 180
HUMIDIFIER | M SERIES HUMIDIFIER | RESPIRONICS | M SERIES HUMIDIFIER | 2019-05-11 | 180
HUMIDIFIER | M SERIES HUMIDIFIER | RESPIRONICS | M SERIES HUMIDIFIER | 2019-05-11 | 180
HUMIDIFIER | M SERIES HUMIDIFIER | RESPIRONICS | M SERIES HUMIDIFIER | 2019-05-11 | 180
HUMIDIFIER | M SERIES HUMIDIFIER | RESPIRONICS | M SERIES HUMIDIFIER | 2019-05-11 | 180
HUMIDIFIER | M SERIES HUMIDIFIER | RESPIRONICS | M SERIES HUMIDIFIER | 2019-05-11 | 180
HUMIDIFIER | M SERIES HUMIDIFIER | RESPIRONICS | M SERIES HUMIDIFIER | 2019-05-11 | 180
HUMIDIFIER | M SERIES HUMIDIFIER | RESPIRONICS | M SERIES HUMIDIFIER | 2019-05-11 | 180
HUMIDIFIER | M SERIES HUMIDIFIER | RESPIRONICS | M SERIES HUMIDIFIER | 2019-05-11 | 180
HUMIDIFIER | M SERIES HUMIDIFIER | RESPIRONICS | M SERIES HUMIDIFIER | 2019-05-11 | 180
HUMIDIFIER | M SERIES HUMIDIFIER | RESPIRONICS | M SERIES HUMIDIFIER | 2019-05-11 | 180
HUMIDIFIER | M SERIES HUMIDIFIER | RESPIRONICS | M SERIES HUMIDIFIER | 2019-05-11 | 180
TREADMILL | TREADMILL | TAURUS | T9.9-2 | 2019-04-30 | 1200 | 2024-07-05 | 2025-07-05
OXIMETER | PULSE OXIMETER | MASIMO UK | RADICAL-7 | 2019-05-01 | 960
COUCH | COUCH - VARIABLE H/L | ARJO HUNTLEIGH | LIFEGUARD LG55 | 2019-05-14 | 4020
VACUUM CLEANER | VACUUM CLEANER | BLACK & DECKER | DVJ325BF | 2019-05-13 | 84 | 2023-04-28 | 2026-04-28
TRANSPORT MONITOR | PATIENT MONITOR INTELLIVUE X2 | PHILIPS LTD | M3002A-X2 | 2019-05-01 | 6240
SCALES | SCALES - CHAIR | SECA | 959 | 2019-04-18 | 790.8 | 2023-11-30 | 2024-11-15
INFUSION PUMP | VOLUMETRIC INFUSION PUMP | FRESENIUS KABI | VOLUMAT MC AGILIA | 2019-04-18 | 360 | 2022-01-13 | 2025-01-13
FLAT SCREEN DISPLAY | LCD MONITOR HD - 26 INCH | OLYMPUS | OEV262H | 2019-09-12 | 7898.4 | 2023-04-11 16:00 | 2024-05-01
ENDOSCOPY STACKING TROLLEY | ENDOSCOPY STACKING TROLLEY | OLYMPUS | WM-NP2 | 2019-09-12 | 3240 | 2020-03-06 | 2024-12-15
ULTRASOUND SYSTEM | SCOPE GUIDE - RECEIVER DISH | OLYMPUS | MAJ-1868 | 2019-09-12 | 2400
ULTRASOUND SYSTEM | SCOPE GUIDE | OLYMPUS | UPD-3 | 2019-09-12 | 39564 | 2023-04-11 16:00 | 2024-05-01
FIBRE OPTIC SOURCE | LIGHT SOURCE - XENON 300 | OLYMPUS | CLV-290SL | 2019-09-12 | 19290 | 2023-04-11 16:00 | 2024-05-01
ENDOSCOPY VIDEO SYSTEM | SCOPE PROCESSOR | OLYMPUS | CV-260 | 2019-09-12 | 22510.656 | 2023-04-11 16:00 | 2024-05-01
FLAT SCREEN DISPLAY | LCD MONITOR HD - 26 INCH | OLYMPUS | OEV262H | 2019-09-12 | 7898.4 | 2023-04-11 16:00 | 2024-05-01
ENDOSCOPY STACKING TROLLEY | ENDOSCOPY STACKING TROLLEY | OLYMPUS | WM-DP2 | 2019-09-12 | 2400 | 2023-04-11 16:00 | 2024-05-01
MODULE | ACQUISITION MODULE | MARQUETTE | CAM 14 | 2019-04-17 | 2400
CO2 MODULE | CO2 MODULE + PRESS & TEMP | PHILIPS LTD | 867041 B06 | 2019-05-09 | 3820.488 |  | 2024-07-05
CO2 MODULE | CO2 MODULE + PRESS & TEMP | PHILIPS LTD | 867041 B06 | 2019-05-09 | 3820.488 | 2024-01-09 | 2025-01-09
CO2 MODULE | CO2 MODULE + PRESS & TEMP | PHILIPS LTD | 867041 B06 | 2019-05-09 | 3820.488 | 2024-08-20 | 2025-08-20
CO2 MODULE | CO2 MODULE + PRESS & TEMP | PHILIPS LTD | 867041 B06 | 2019-05-09 | 3820.488 | 2024-08-23 | 2025-08-23
CO2 MODULE | CO2 MODULE + PRESS & TEMP | PHILIPS LTD | 867041 B06 | 2019-05-09 | 3820.488 | 2024-08-21 | 2025-08-21
CO2 MODULE | CO2 MODULE + PRESS & TEMP | PHILIPS LTD | 867041 B06 | 2019-05-09 | 3820.488 | 2024-07-30 | 2025-07-30
TRANSPORT MONITOR | PATIENT MONITOR INTELLIVUE X3 (6mm NIBP Port) | PHILIPS LTD | INTELLIVUE X3 (6mm NIBP) | 2019-05-01 | 3796.536 | 2023-06-22 | 2026-06-22
TRANSPORT MONITOR | PATIENT MONITOR INTELLIVUE X3 (6mm NIBP Port) | PHILIPS LTD | INTELLIVUE X3 (6mm NIBP) | 2019-05-01 | 3796.536 | 2024-07-04 | 2027-07-04
TRANSPORT MONITOR | PATIENT MONITOR INTELLIVUE X3 (6mm NIBP Port) | PHILIPS LTD | INTELLIVUE X3 (6mm NIBP) | 2019-05-01 | 3796.536 | 2023-04-05 12:54 | 2026-04-05
TRANSPORT MONITOR | PATIENT MONITOR INTELLIVUE X3 (6mm NIBP Port) | PHILIPS LTD | INTELLIVUE X3 (6mm NIBP) | 2019-05-01 | 3796.536 | 2024-02-06 | 2027-02-06
TRANSPORT MONITOR | PATIENT MONITOR INTELLIVUE X3 (6mm NIBP Port) | PHILIPS LTD | INTELLIVUE X3 (6mm NIBP) | 2019-05-01 | 3796.536 | 2024-02-14 | 2027-02-14
TRANSPORT MONITOR | PATIENT MONITOR INTELLIVUE X3 (6mm NIBP Port) | PHILIPS LTD | INTELLIVUE X3 (6mm NIBP) | 2019-05-01 | 3796.536 | 2024-07-04 | 2027-07-04
PATIENT MONITOR | PATIENT MONITOR INTELLIVUE MX700 | PHILIPS LTD | MX700 | 2019-05-01 | 5623.2 |  | 2024-06-15
PATIENT MONITOR | PATIENT MONITOR INTELLIVUE MX700 | PHILIPS LTD | MX700 | 2019-05-01 | 5623.2 | 2024-07-11 | 2029-07-11
PATIENT MONITOR | PATIENT MONITOR INTELLIVUE MX700 | PHILIPS LTD | MX700 | 2019-05-01 | 5623.2 | 2024-07-11 | 2029-07-11
PATIENT MONITOR | PATIENT MONITOR INTELLIVUE MX700 | PHILIPS LTD | MX700 | 2019-05-01 | 5623.2 | 2024-07-11 | 2029-07-11
PATIENT MONITOR | PATIENT MONITOR INTELLIVUE MX700 | PHILIPS LTD | MX700 | 2019-05-01 | 5623.2 |  | 2024-06-15
PATIENT MONITOR | PATIENT MONITOR INTELLIVUE MX700 | PHILIPS LTD | MX700 | 2019-04-30 | 5623.2 | 2024-07-11 | 2029-07-11
ELECTRIC BED | SMART ACUTE CARE ELECTRIC BED | LINET UK | ELEGANZA 2 | 2019-04-30 | 1609.2 | 2023-11-22 | 2024-11-22
ELECTRIC BED | SMART ACUTE CARE ELECTRIC BED | LINET UK | ELEGANZA 2 | 2019-04-30 | 1609.2 | 2023-08-07 | 2024-08-07
ELECTRIC BED | SMART ACUTE CARE ELECTRIC BED | LINET UK | ELEGANZA 2 | 2019-04-30 | 1609.2 | 2022-05-31
ELECTRIC BED | SMART ACUTE CARE ELECTRIC BED | LINET UK | ELEGANZA 2 | 2019-04-30 | 1609.2
ELECTRIC BED | SMART ACUTE CARE ELECTRIC BED | LINET UK | ELEGANZA 2 | 2019-04-30 | 1609.2 | 2023-10-11 | 2024-10-11
ELECTRIC BED | SMART ACUTE CARE ELECTRIC BED | LINET UK | ELEGANZA 2 | 2019-04-30 | 1609.2 | 2024-01-23 | 2025-01-23
ELECTRIC BED | SMART ACUTE CARE ELECTRIC BED | LINET UK | ELEGANZA 2 | 2019-04-30 | 1609.2 | 2022-08-26
ELECTRIC BED | SMART ACUTE CARE ELECTRIC BED | LINET UK | ELEGANZA 2 | 2019-04-30 | 1609.2
ELECTRIC BED | SMART ACUTE CARE ELECTRIC BED | LINET UK | ELEGANZA 2 | 2019-04-30 | 1609.2 | 2023-08-31 | 2024-08-31
ELECTRIC BED | SMART ACUTE CARE ELECTRIC BED | LINET UK | ELEGANZA 2 | 2019-04-30 | 1609.2 | 2023-07-31 | 2024-07-31
ELECTRIC BED | SMART ACUTE CARE ELECTRIC BED | LINET UK | ELEGANZA 2 | 2019-04-30 | 1609.2
ELECTRIC BED | SMART ACUTE CARE ELECTRIC BED | LINET UK | ELEGANZA 2 | 2019-04-30 | 1609.2 | 2023-08-11 | 2024-08-11
ELECTRIC BED | SMART ACUTE CARE ELECTRIC BED | LINET UK | ELEGANZA 2 | 2019-04-30 | 1609.2 | 2023-08-23 | 2024-08-23
ELECTRIC BED | SMART ACUTE CARE ELECTRIC BED | LINET UK | ELEGANZA 2 | 2019-04-30 | 1609.2 | 2024-04-12 | 2025-04-12
SCALES | SCALES - FLUID | SALTER | WHDR14 | 2019-05-30 | 0 | 2023-11-14 | 2024-11-15
VENTILATOR | TRANSPORT VENTILATOR | DRAEGER | OXYLOG 3000 PLUS | 2019-04-03 | 14286 | 2023-10-10 | 2024-12-14
VENTILATOR | TRANSPORT VENTILATOR | DRAEGER | OXYLOG 3000 PLUS | 2019-04-03 | 14286 | 2024-03-11 | 2025-03-01
CARDIOGRAPH | CARDIOGRAPH | PHILIPS LTD | TC20 | 2019-04-08 | 4292.4 | 2024-07-23 | 2025-07-23
ELECTRIC BED | SMART ACUTE CARE ELECTRIC BED | LINET UK | ELEGANZA 2 | 2019-04-04 | 1609.2 | 2023-08-23 | 2024-08-23
ELECTRIC BED | SMART ACUTE CARE ELECTRIC BED | LINET UK | ELEGANZA 2 | 2019-04-04 | 1609.2 | 2024-01-03 | 2025-01-03
ELECTRIC BED | SMART ACUTE CARE ELECTRIC BED | LINET UK | ELEGANZA 2 | 2019-04-04 | 1609.2
ELECTRIC BED | SMART ACUTE CARE ELECTRIC BED | LINET UK | ELEGANZA 2 | 2019-04-04 | 1609.2 | 2023-05-23 | 2024-11-01
ELECTRIC BED | SMART ACUTE CARE ELECTRIC BED | LINET UK | ELEGANZA 2 | 2019-04-04 | 1609.2 | 2023-09-30 | 2024-09-30
ELECTRIC BED | SMART ACUTE CARE ELECTRIC BED | LINET UK | ELEGANZA 2 | 2019-04-04 | 1609.2 | 2024-06-04 | 2025-06-04
ELECTRIC BED | SMART ACUTE CARE ELECTRIC BED | LINET UK | ELEGANZA 2 | 2019-04-04 | 1609.2
ELECTRIC BED | SMART ACUTE CARE ELECTRIC BED | LINET UK | ELEGANZA 2 | 2019-04-04 | 1609.2 | 2023-03-31 | 2024-11-01
ELECTRIC BED | SMART ACUTE CARE ELECTRIC BED | LINET UK | ELEGANZA 2 | 2019-04-04 | 1609.2 | 2023-12-04 | 2024-12-04
ELECTRIC BED | SMART ACUTE CARE ELECTRIC BED | LINET UK | ELEGANZA 2 | 2019-04-04 | 1609.2 | 2023-08-18 | 2024-08-18
ELECTRIC BED | SMART ACUTE CARE ELECTRIC BED | LINET UK | ELEGANZA 2 | 2019-04-04 | 1609.2 | 2023-10-31 | 2024-10-31
ELECTRIC BED | SMART ACUTE CARE ELECTRIC BED | LINET UK | ELEGANZA 2 | 2019-04-04 | 1609.2 | 2023-03-28 11:50 | 2024-11-01
ELECTRIC BED | SMART ACUTE CARE ELECTRIC BED | LINET UK | ELEGANZA 2 | 2019-04-04 | 1609.2 | 2023-06-13 | 2024-11-01
ELECTRIC BED | SMART ACUTE CARE ELECTRIC BED | LINET UK | ELEGANZA 2 | 2019-04-04 | 1609.2 | 2023-06-05 | 2024-11-01
SCALES | SCALES - HOIST | HILL-ROM | LIKOSCALE 350 | 2021-06-07 | 0 |  | 2024-11-15
SCALES | SCALES - FLUID | SALTER | WHDR14 | 2021-03-20 | 0 | 2023-12-04 | 2024-11-15
SCALES | SCALES - STAND ON | MARSDEN | M-420 | 2024-01-18 | 300 | 2023-12-15 | 2024-11-15
SCALES | SCALES - FLUID | SALTER | WHDR14 | 2021-03-20 | 120 | 2021-03-21 | 2024-11-15
LIGHT CURE UNIT | PEN STYLE LIGHT CURE UNIT | DENTSPLY LTD | FOCUS | 2019-03-27 | 210 | 2023-09-28 | 2025-08-15
LIGHT CURE UNIT | PEN STYLE LIGHT CURE UNIT | DENTSPLY LTD | FOCUS | 2019-03-27 | 210 | 2023-09-28 | 2025-08-15
LIGHT CURE UNIT | PEN STYLE LIGHT CURE UNIT | DENTSPLY LTD | FOCUS | 2019-04-03 | 210 | 2023-09-28 | 2025-08-15
LIGHT CURE UNIT | PEN STYLE LIGHT CURE UNIT | DENTSPLY LTD | FOCUS | 2019-04-03 | 210 | 2023-08-31 | 2025-08-31
LIGHT CURE UNIT | PEN STYLE LIGHT CURE UNIT | DENTSPLY LTD | FOCUS | 2019-04-03 | 210 | 2023-08-31 | 2025-08-31
LIGHT CURE UNIT | PEN STYLE LIGHT CURE UNIT | DENTSPLY LTD | FOCUS | 2019-04-03 | 210 | 2024-04-11 | 2025-12-11
LIGHT CURE UNIT | PEN STYLE LIGHT CURE UNIT | DENTSPLY LTD | FOCUS | 2019-04-03 | 210 | 2023-08-31 | 2025-08-31
LIGHT CURE UNIT | PEN STYLE LIGHT CURE UNIT | DENTSPLY LTD | FOCUS | 2019-04-03 | 210 | 2023-08-30 | 2025-08-30
LIGHT CURE UNIT | PEN STYLE LIGHT CURE UNIT | DENTSPLY LTD | FOCUS | 2019-04-03 | 210 | 2023-08-30 | 2025-08-30
LIGHT CURE UNIT | PEN STYLE LIGHT CURE UNIT | DENTSPLY LTD | FOCUS | 2019-04-03 | 210 | 2023-08-31 | 2025-08-31
LIGHT CURE UNIT | PEN STYLE LIGHT CURE UNIT | DENTSPLY LTD | FOCUS | 2019-04-03 | 210 | 2023-08-30 | 2025-08-30
LIGHT CURE UNIT | PEN STYLE LIGHT CURE UNIT | DENTSPLY LTD | FOCUS | 2019-04-03 | 210 | 2021-11-23 | 2025-07-16
LIGHT CURE UNIT | PEN STYLE LIGHT CURE UNIT | DENTSPLY LTD | FOCUS | 2019-04-03 | 210 | 2023-08-31 | 2025-08-31
LIGHT CURE UNIT | PEN STYLE LIGHT CURE UNIT | DENTSPLY LTD | FOCUS | 2019-04-03 | 210 | 2023-08-31 | 2025-08-31
LIGHT CURE UNIT | PEN STYLE LIGHT CURE UNIT | DENTSPLY LTD | FOCUS | 2019-04-03 | 210 | 2023-08-30 | 2025-08-30
LIGHT CURE UNIT | PEN STYLE LIGHT CURE UNIT | DENTSPLY LTD | FOCUS | 2019-04-03 | 210 | 2024-04-10 | 2026-04-10
LIGHT CURE UNIT | PEN STYLE LIGHT CURE UNIT | DENTSPLY LTD | FOCUS | 2019-04-03 | 210 | 2023-08-07 | 2025-07-15
LIGHT CURE UNIT | PEN STYLE LIGHT CURE UNIT | DENTSPLY LTD | FOCUS | 2019-04-03 | 210 | 2023-09-28 | 2025-08-15
LIGHT CURE UNIT | PEN STYLE LIGHT CURE UNIT | DENTSPLY LTD | FOCUS | 2019-04-03 | 210 | 2021-11-23 | 2025-07-16
LIGHT CURE UNIT | PEN STYLE LIGHT CURE UNIT | DENTSPLY LTD | FOCUS | 2019-04-03 | 210 | 2023-08-31 | 2025-08-31
LIGHT CURE UNIT | PEN STYLE LIGHT CURE UNIT | DENTSPLY LTD | FOCUS | 2019-03-27 | 210 | 2021-12-01 | 2024-08-15
LIGHT CURE UNIT | PEN STYLE LIGHT CURE UNIT | DENTSPLY LTD | FOCUS | 2019-03-27 | 210 | 2023-08-31 | 2025-08-31
LIGHT CURE UNIT | PEN STYLE LIGHT CURE UNIT | DENTSPLY LTD | FOCUS | 2019-03-27 | 210 | 2023-08-30 | 2025-08-30
LIGHT CURE UNIT | PEN STYLE LIGHT CURE UNIT | DENTSPLY LTD | FOCUS | 2019-03-27 | 210 | 2021-11-23 | 2024-08-15
LIGHT CURE UNIT | PEN STYLE LIGHT CURE UNIT | DENTSPLY LTD | FOCUS | 2019-03-27 | 210 | 2023-08-30 | 2025-08-30
LIGHT CURE UNIT | PEN STYLE LIGHT CURE UNIT | DENTSPLY LTD | FOCUS | 2019-03-27 | 210 | 2023-08-29 | 2025-08-29
LIGHT CURE UNIT | PEN STYLE LIGHT CURE UNIT | DENTSPLY LTD | FOCUS | 2019-03-27 | 210 | 2023-08-30 | 2025-08-30
LIGHT CURE UNIT | PEN STYLE LIGHT CURE UNIT | DENTSPLY LTD | FOCUS | 2019-03-27 | 210 | 2023-08-29 | 2025-08-29
LIGHT CURE UNIT | PEN STYLE LIGHT CURE UNIT | DENTSPLY LTD | FOCUS | 2019-03-27 | 210 | 2023-08-30 | 2025-08-30
LIGHT CURE UNIT | PEN STYLE LIGHT CURE UNIT | DENTSPLY LTD | FOCUS | 2019-03-27 | 210 | 2022-11-11 15:06 | 2024-10-08
LIGHT CURE UNIT | PEN STYLE LIGHT CURE UNIT | DENTSPLY LTD | FOCUS | 2019-03-27 | 210 | 2023-08-30 | 2025-08-30
LIGHT CURE UNIT | PEN STYLE LIGHT CURE UNIT | DENTSPLY LTD | FOCUS | 2019-03-27 | 210 | 2022-02-21 | 2024-08-15
LIGHT CURE UNIT | PEN STYLE LIGHT CURE UNIT | DENTSPLY LTD | FOCUS | 2019-03-27 | 210 | 2021-11-23 | 2025-03-18
LIGHT CURE UNIT | PEN STYLE LIGHT CURE UNIT | DENTSPLY LTD | FOCUS | 2019-03-27 | 210 | 2023-08-30 | 2025-08-30
LIGHT CURE UNIT | PEN STYLE LIGHT CURE UNIT | DENTSPLY LTD | FOCUS | 2019-03-27 | 210 | 2023-08-30 | 2025-08-30
LIGHT CURE UNIT | PEN STYLE LIGHT CURE UNIT | DENTSPLY LTD | FOCUS | 2019-03-27 | 210 | 2023-01-18 16:22 | 2025-01-23
LIGHT CURE UNIT | PEN STYLE LIGHT CURE UNIT | DENTSPLY LTD | FOCUS | 2019-03-27 | 210 | 2023-08-29 | 2025-08-29
LIGHT CURE UNIT | PEN STYLE LIGHT CURE UNIT | DENTSPLY LTD | FOCUS | 2019-03-27 | 210 | 2023-08-30 | 2025-08-30
LIGHT CURE UNIT | PEN STYLE LIGHT CURE UNIT | DENTSPLY LTD | FOCUS | 2019-03-27 | 210 | 2023-08-29 | 2025-08-29
LIGHT CURE UNIT | PEN STYLE LIGHT CURE UNIT | DENTSPLY LTD | FOCUS | 2019-03-27 | 210 | 2023-08-30 | 2025-08-30
LIGHT CURE UNIT | PEN STYLE LIGHT CURE UNIT | DENTSPLY LTD | FOCUS | 2019-03-27 | 210 | 2021-11-23 | 2025-03-18
LIGHT CURE UNIT | PEN STYLE LIGHT CURE UNIT | DENTSPLY LTD | FOCUS | 2019-03-27 | 210 | 2023-10-30 | 2025-10-30
LIGHT CURE UNIT | PEN STYLE LIGHT CURE UNIT | DENTSPLY LTD | FOCUS | 2019-03-27 | 210 | 2023-08-29 | 2025-08-29
LIGHT CURE UNIT | PEN STYLE LIGHT CURE UNIT | DENTSPLY LTD | FOCUS | 2019-03-27 | 210 | 2023-08-22 | 2025-08-22
LIGHT CURE UNIT | PEN STYLE LIGHT CURE UNIT | DENTSPLY LTD | FOCUS | 2019-03-27 | 210 | 2023-08-30 | 2025-08-30
LIGHT CURE UNIT | PEN STYLE LIGHT CURE UNIT | DENTSPLY LTD | FOCUS | 2019-03-27 | 210 | 2023-08-30 | 2025-08-30
LIGHT CURE UNIT | PEN STYLE LIGHT CURE UNIT | DENTSPLY LTD | FOCUS | 2019-03-27 | 210 | 2023-09-28 | 2025-08-15
LIGHT CURE UNIT | PEN STYLE LIGHT CURE UNIT | DENTSPLY LTD | FOCUS | 2019-03-27 | 210 | 2023-09-28 | 2025-08-15
LIGHT CURE UNIT | PEN STYLE LIGHT CURE UNIT | DENTSPLY LTD | FOCUS | 2019-03-27 | 210 | 2022-01-25 | 2025-07-16
LIGHT CURE UNIT | PEN STYLE LIGHT CURE UNIT | DENTSPLY LTD | FOCUS | 2019-03-27 | 210 | 2021-11-23 | 2024-08-15
LIGHT CURE UNIT | PEN STYLE LIGHT CURE UNIT | DENTSPLY LTD | FOCUS | 2019-03-27 | 210 | 2023-08-29 | 2025-08-29
LIGHT CURE UNIT | PEN STYLE LIGHT CURE UNIT | DENTSPLY LTD | FOCUS | 2019-03-27 | 210 | 2023-08-29 | 2025-08-29
LIGHT CURE UNIT | PEN STYLE LIGHT CURE UNIT | DENTSPLY LTD | FOCUS | 2019-03-27 | 210 | 2023-08-29 | 2025-08-29
LIGHT CURE UNIT | PEN STYLE LIGHT CURE UNIT | DENTSPLY LTD | FOCUS | 2019-03-27 | 210 | 2022-10-04 | 2024-10-08
LIGHT CURE UNIT | PEN STYLE LIGHT CURE UNIT | DENTSPLY LTD | FOCUS | 2019-03-27 | 210 | 2023-08-08 | 2025-07-15
LIGHT CURE UNIT | PEN STYLE LIGHT CURE UNIT | DENTSPLY LTD | FOCUS | 2019-03-27 | 210 | 2023-08-30 | 2025-08-30
LIGHT CURE UNIT | PEN STYLE LIGHT CURE UNIT | DENTSPLY LTD | FOCUS | 2019-03-27 | 210 | 2022-02-21 | 2024-08-15
LIGHT CURE UNIT | PEN STYLE LIGHT CURE UNIT | DENTSPLY LTD | FOCUS | 2019-03-27 | 210 | 2023-08-31 | 2025-08-31
LIGHT CURE UNIT | PEN STYLE LIGHT CURE UNIT | DENTSPLY LTD | FOCUS | 2019-03-27 | 210 | 2022-01-25 | 2024-08-15
LIGHT CURE UNIT | PEN STYLE LIGHT CURE UNIT | DENTSPLY LTD | FOCUS | 2019-03-27 | 210 | 2023-08-22 | 2025-08-22
LIGHT CURE UNIT | PEN STYLE LIGHT CURE UNIT | DENTSPLY LTD | FOCUS | 2019-03-27 | 210 | 2023-09-28 | 2025-08-15
LIGHT CURE UNIT | PEN STYLE LIGHT CURE UNIT | DENTSPLY LTD | FOCUS | 2019-03-27 | 210 | 2023-08-31 | 2025-08-31
LIGHT CURE UNIT | PEN STYLE LIGHT CURE UNIT | DENTSPLY LTD | FOCUS | 2019-03-27 | 210 | 2021-11-23 | 2024-08-15
LIGHT CURE UNIT | PEN STYLE LIGHT CURE UNIT | DENTSPLY LTD | FOCUS | 2019-03-27 | 210 | 2022-01-25 | 2025-03-18
LIGHT CURE UNIT | PEN STYLE LIGHT CURE UNIT | DENTSPLY LTD | FOCUS | 2019-03-27 | 210 | 2023-01-18 15:30 | 2025-01-23
LIGHT CURE UNIT | PEN STYLE LIGHT CURE UNIT | DENTSPLY LTD | FOCUS | 2019-03-27 | 210 | 2023-09-28 | 2025-08-15
LIGHT CURE UNIT | PEN STYLE LIGHT CURE UNIT | DENTSPLY LTD | FOCUS | 2019-03-27 | 210 | 2024-04-10 | 2025-12-15
LIGHT CURE UNIT | PEN STYLE LIGHT CURE UNIT | DENTSPLY LTD | FOCUS | 2019-03-27 | 210 | 2023-08-31 | 2025-08-31
LIGHT CURE UNIT | PEN STYLE LIGHT CURE UNIT | DENTSPLY LTD | FOCUS | 2019-03-27 | 210 | 2024-04-10 | 2025-12-15
LIGHT CURE UNIT | PEN STYLE LIGHT CURE UNIT | DENTSPLY LTD | FOCUS | 2019-03-27 | 210 | 2022-10-12 | 2024-10-08
LIGHT CURE UNIT | PEN STYLE LIGHT CURE UNIT | DENTSPLY LTD | FOCUS | 2019-03-27 | 210 | 2022-09-14 | 2024-08-12
LIGHT CURE UNIT | PEN STYLE LIGHT CURE UNIT | DENTSPLY LTD | FOCUS | 2019-03-27 | 210 | 2023-08-31 | 2025-08-31
LIGHT CURE UNIT | PEN STYLE LIGHT CURE UNIT | DENTSPLY LTD | FOCUS | 2019-03-27 | 210 | 2021-10-15 | 2024-08-15
BENCH PRESS | HYDRAULIC BENCH PRESS | OMEC SNC | PI.88.00 | 2019-08-22 | 420
BENCH PRESS | HYDRAULIC BENCH PRESS | OMEC SNC | PI.88.00 | 2019-08-22 | 420
INFUSION PUMP | AMBULATORY INFUSION PUMP | CME MEDICAL | BODYGUARD 323 | 2019-07-24 | 1762.8 |  | 2024-06-12
HANDPIECE CLEANING UNIT | HANDPIECE CLEANING UNIT - CLEANER AND LUBRICATOR | NSK | ICARE | 2019-09-23 | 2340
HANDPIECE CLEANING UNIT | HANDPIECE CLEANING UNIT - CLEANER AND LUBRICATOR | NSK | ICARE | 2019-09-23 | 2340
LIGHT CURING LAMP | CURING LIGHT | MESTRA | R-100035 | 2019-07-19 | 312 | 2021-07-02 | 2025-06-18
OPERATING TABLE | OPHTHALMIC OPERATING TABLE | LAB-MED LTD | TYPE 506P | 2019-03-18 | 9936 | 2024-10-15 | 2025-06-15
OPERATING TABLE | OPHTHALMIC OPERATING TABLE | LAB-MED LTD | TYPE 506P | 2019-03-14 | 9936 | 2024-10-15 | 2025-06-12
OPERATING TABLE | OPHTHALMIC OPERATING TABLE | LAB-MED LTD | TYPE 506P | 2019-03-18 | 9936 | 2023-06-11 | 2024-06-15
OPERATING TABLE | OPHTHALMIC OPERATING TABLE | LAB-MED LTD | TYPE 506P | 2019-03-14 | 9936 | 2024-10-15 | 2025-06-15
OPERATING TABLE | OPHTHALMIC OPERATING TABLE | LAB-MED LTD | TYPE 506P | 2019-03-18 | 9936 | 2023-06-11 | 2024-06-15
OPERATING TABLE | OPHTHALMIC OPERATING TABLE | LAB-MED LTD | TYPE 506P | 2019-03-14 | 9936 | 2024-10-15 | 2025-06-15
OPERATING TABLE | OPHTHALMIC OPERATING TABLE | LAB-MED LTD | TYPE 506P | 2019-03-14 | 9936 | 2024-10-15 | 2025-06-15
OPERATING TABLE | OPHTHALMIC OPERATING TABLE | LAB-MED LTD | TYPE 506P | 2019-03-14 | 9936 | 2024-10-15 | 2025-06-15
OPERATING TABLE | OPHTHALMIC OPERATING TABLE | LAB-MED LTD | TYPE 506P | 2019-03-14 | 9936 | 2024-10-15 | 2025-06-15
OPERATING TABLE | OPHTHALMIC OPERATING TABLE | LAB-MED LTD | TYPE 506P | 2019-03-14 | 9936 | 2024-10-15 | 2025-06-15
OPERATING TABLE | OPHTHALMIC OPERATING TABLE | LAB-MED LTD | TYPE 506P | 2019-03-14 | 9936 | 2024-10-15 | 2025-06-15
OPERATING TABLE | OPHTHALMIC OPERATING TABLE | LAB-MED LTD | TYPE 506P | 2019-03-14 | 9936 | 2024-10-15 | 2025-06-15
HUMIDIFIER | M SERIES HUMIDIFIER | RESPIRONICS | M SERIES HUMIDIFIER | 2019-05-17 | 180
HUMIDIFIER | M SERIES HUMIDIFIER | RESPIRONICS | M SERIES HUMIDIFIER | 2019-05-17 | 180
HUMIDIFIER | M SERIES HUMIDIFIER | RESPIRONICS | M SERIES HUMIDIFIER | 2019-05-17 | 180
HUMIDIFIER | M SERIES HUMIDIFIER | RESPIRONICS | M SERIES HUMIDIFIER | 2019-05-17 | 180
HUMIDIFIER | M SERIES HUMIDIFIER | RESPIRONICS | M SERIES HUMIDIFIER | 2019-05-17 | 180
HUMIDIFIER | M SERIES HUMIDIFIER | RESPIRONICS | M SERIES HUMIDIFIER | 2019-05-17 | 180
HUMIDIFIER | M SERIES HUMIDIFIER | RESPIRONICS | M SERIES HUMIDIFIER | 2019-05-17 | 180
HUMIDIFIER | M SERIES HUMIDIFIER | RESPIRONICS | M SERIES HUMIDIFIER | 2019-05-17 | 180
HUMIDIFIER | M SERIES HUMIDIFIER | RESPIRONICS | M SERIES HUMIDIFIER | 2019-05-17 | 180
HUMIDIFIER | M SERIES HUMIDIFIER | RESPIRONICS | M SERIES HUMIDIFIER | 2019-05-17 | 180
HUMIDIFIER | M SERIES HUMIDIFIER | RESPIRONICS | M SERIES HUMIDIFIER | 2019-05-17 | 180
HUMIDIFIER | M SERIES HUMIDIFIER | RESPIRONICS | M SERIES HUMIDIFIER | 2019-05-17 | 180
HUMIDIFIER | M SERIES HUMIDIFIER | RESPIRONICS | M SERIES HUMIDIFIER | 2019-05-17 | 180
HUMIDIFIER | M SERIES HUMIDIFIER | RESPIRONICS | M SERIES HUMIDIFIER | 2019-05-17 | 180
HUMIDIFIER | M SERIES HUMIDIFIER | RESPIRONICS | M SERIES HUMIDIFIER | 2019-05-17 | 180
HUMIDIFIER | M SERIES HUMIDIFIER | RESPIRONICS | M SERIES HUMIDIFIER | 2019-05-17 | 180
HUMIDIFIER | M SERIES HUMIDIFIER | RESPIRONICS | M SERIES HUMIDIFIER | 2019-05-17 | 180
HUMIDIFIER | M SERIES HUMIDIFIER | RESPIRONICS | M SERIES HUMIDIFIER | 2019-05-17 | 180
HUMIDIFIER | M SERIES HUMIDIFIER | RESPIRONICS | M SERIES HUMIDIFIER | 2019-05-17 | 180
HUMIDIFIER | M SERIES HUMIDIFIER | RESPIRONICS | M SERIES HUMIDIFIER | 2019-05-17 | 180
HUMIDIFIER | M SERIES HUMIDIFIER | RESPIRONICS | M SERIES HUMIDIFIER | 2019-05-17 | 180
HUMIDIFIER | M SERIES HUMIDIFIER | RESPIRONICS | M SERIES HUMIDIFIER | 2019-05-17 | 180
HUMIDIFIER | M SERIES HUMIDIFIER | RESPIRONICS | M SERIES HUMIDIFIER | 2019-05-17 | 180
HUMIDIFIER | M SERIES HUMIDIFIER | RESPIRONICS | M SERIES HUMIDIFIER | 2019-05-17 | 180
HUMIDIFIER | M SERIES HUMIDIFIER | RESPIRONICS | M SERIES HUMIDIFIER | 2019-05-17 | 180
HUMIDIFIER | M SERIES HUMIDIFIER | RESPIRONICS | M SERIES HUMIDIFIER | 2019-05-17 | 180
HUMIDIFIER | M SERIES HUMIDIFIER | RESPIRONICS | M SERIES HUMIDIFIER | 2019-05-17 | 180
HUMIDIFIER | M SERIES HUMIDIFIER | RESPIRONICS | M SERIES HUMIDIFIER | 2019-05-17 | 180
HUMIDIFIER | M SERIES HUMIDIFIER | RESPIRONICS | M SERIES HUMIDIFIER | 2019-05-17 | 180
HUMIDIFIER | M SERIES HUMIDIFIER | RESPIRONICS | M SERIES HUMIDIFIER | 2019-05-17 | 180
HUMIDIFIER | M SERIES HUMIDIFIER | RESPIRONICS | M SERIES HUMIDIFIER | 2019-05-17 | 180
HUMIDIFIER | M SERIES HUMIDIFIER | RESPIRONICS | M SERIES HUMIDIFIER | 2019-05-17 | 180
HUMIDIFIER | M SERIES HUMIDIFIER | RESPIRONICS | M SERIES HUMIDIFIER | 2019-05-17 | 180
HUMIDIFIER | M SERIES HUMIDIFIER | RESPIRONICS | M SERIES HUMIDIFIER | 2019-05-17 | 180
HUMIDIFIER | M SERIES HUMIDIFIER | RESPIRONICS | M SERIES HUMIDIFIER | 2019-05-17 | 180
HUMIDIFIER | M SERIES HUMIDIFIER | RESPIRONICS | M SERIES HUMIDIFIER | 2019-05-17 | 180
HUMIDIFIER | M SERIES HUMIDIFIER | RESPIRONICS | M SERIES HUMIDIFIER | 2019-05-17 | 180
HUMIDIFIER | M SERIES HUMIDIFIER | RESPIRONICS | M SERIES HUMIDIFIER | 2019-05-17 | 180
BIPAP VENTILATORY SUPPORT SYSTEM | TRILOGY 100 VENTILATOR | RESPIRONICS | TRILOGY 100 | 2019-05-17 | 4303.2
BIPAP VENTILATORY SUPPORT SYSTEM | TRILOGY 100 VENTILATOR | RESPIRONICS | TRILOGY 100 | 2019-05-17 | 4303.2
BIPAP VENTILATORY SUPPORT SYSTEM | TRILOGY 100 VENTILATOR | RESPIRONICS | TRILOGY 100 | 2019-05-17 | 4303.2
BIPAP VENTILATORY SUPPORT SYSTEM | TRILOGY 100 VENTILATOR | RESPIRONICS | TRILOGY 100 | 2019-05-17 | 4303.2
HUMIDIFIER | M SERIES HUMIDIFIER | RESPIRONICS | M SERIES HUMIDIFIER | 2019-05-17 | 180
HUMIDIFIER | M SERIES HUMIDIFIER | RESPIRONICS | M SERIES HUMIDIFIER | 2019-05-17 | 180
HUMIDIFIER | M SERIES HUMIDIFIER | RESPIRONICS | M SERIES HUMIDIFIER | 2019-05-17 | 180
HUMIDIFIER | M SERIES HUMIDIFIER | RESPIRONICS | M SERIES HUMIDIFIER | 2019-05-17 | 180
HUMIDIFIER | M SERIES HUMIDIFIER | RESPIRONICS | M SERIES HUMIDIFIER | 2019-05-17 | 180
HUMIDIFIER | M SERIES HUMIDIFIER | RESPIRONICS | M SERIES HUMIDIFIER | 2019-05-17 | 180
HUMIDIFIER | M SERIES HUMIDIFIER | RESPIRONICS | M SERIES HUMIDIFIER | 2019-05-17 | 180
HUMIDIFIER | M SERIES HUMIDIFIER | RESPIRONICS | M SERIES HUMIDIFIER | 2019-05-17 | 180
HUMIDIFIER | M SERIES HUMIDIFIER | RESPIRONICS | M SERIES HUMIDIFIER | 2019-05-17 | 180
HUMIDIFIER | M SERIES HUMIDIFIER | RESPIRONICS | M SERIES HUMIDIFIER | 2019-05-17 | 180
HUMIDIFIER | M SERIES HUMIDIFIER | RESPIRONICS | M SERIES HUMIDIFIER | 2019-05-17 | 180
HUMIDIFIER | M SERIES HUMIDIFIER | RESPIRONICS | M SERIES HUMIDIFIER | 2019-05-17 | 180
HUMIDIFIER | M SERIES HUMIDIFIER | RESPIRONICS | M SERIES HUMIDIFIER | 2019-05-17 | 180
HUMIDIFIER | M SERIES HUMIDIFIER | RESPIRONICS | M SERIES HUMIDIFIER | 2019-05-17 | 180
HUMIDIFIER | M SERIES HUMIDIFIER | RESPIRONICS | M SERIES HUMIDIFIER | 2019-05-17 | 180
HUMIDIFIER | M SERIES HUMIDIFIER | RESPIRONICS | M SERIES HUMIDIFIER | 2019-05-17 | 180
HUMIDIFIER | M SERIES HUMIDIFIER | RESPIRONICS | M SERIES HUMIDIFIER | 2019-05-17 | 180
HUMIDIFIER | M SERIES HUMIDIFIER | RESPIRONICS | M SERIES HUMIDIFIER | 2019-05-17 | 180
HUMIDIFIER | M SERIES HUMIDIFIER | RESPIRONICS | M SERIES HUMIDIFIER | 2019-05-17 | 180
HUMIDIFIER | M SERIES HUMIDIFIER | RESPIRONICS | M SERIES HUMIDIFIER | 2019-05-17 | 180
HUMIDIFIER | M SERIES HUMIDIFIER | RESPIRONICS | M SERIES HUMIDIFIER | 2019-05-17 | 180
BIPAP VENTILATORY SUPPORT SYSTEM | BIPAP VENTILATORY SUPPORT SYSTEM | RESPIRONICS | A40 | 2019-05-17 | 2913
BIPAP VENTILATORY SUPPORT SYSTEM | BIPAP VENTILATORY SUPPORT SYSTEM | RESPIRONICS | A40 | 2019-05-17 | 2913
BIPAP VENTILATORY SUPPORT SYSTEM | BIPAP VENTILATORY SUPPORT SYSTEM | RESPIRONICS | A40 | 2019-05-17 | 2913
BIPAP VENTILATORY SUPPORT SYSTEM | BIPAP VENTILATORY SUPPORT SYSTEM | RESPIRONICS | A40 | 2019-05-17 | 2913
BIPAP VENTILATORY SUPPORT SYSTEM | BIPAP VENTILATORY SUPPORT SYSTEM | RESPIRONICS | A40 | 2019-05-17 | 2913
BIPAP VENTILATORY SUPPORT SYSTEM | BIPAP VENTILATORY SUPPORT SYSTEM | RESPIRONICS | A40 | 2019-05-17 | 2913
HUMIDIFIER | M SERIES HUMIDIFIER | RESPIRONICS | M SERIES HUMIDIFIER | 2019-05-17 | 180
HUMIDIFIER | M SERIES HUMIDIFIER | RESPIRONICS | M SERIES HUMIDIFIER | 2019-05-17 | 180
HUMIDIFIER | M SERIES HUMIDIFIER | RESPIRONICS | M SERIES HUMIDIFIER | 2019-05-17 | 180
HUMIDIFIER | M SERIES HUMIDIFIER | RESPIRONICS | M SERIES HUMIDIFIER | 2019-05-17 | 180
HUMIDIFIER | M SERIES HUMIDIFIER | RESPIRONICS | M SERIES HUMIDIFIER | 2019-05-17 | 180
HUMIDIFIER | M SERIES HUMIDIFIER | RESPIRONICS | M SERIES HUMIDIFIER | 2019-05-17 | 180
BIPAP VENTILATORY SUPPORT SYSTEM | BIPAP VENTILATORY SUPPORT SYSTEM | RESPIRONICS | A40 | 2019-05-17 | 2913
BIPAP VENTILATORY SUPPORT SYSTEM | BIPAP VENTILATORY SUPPORT SYSTEM | RESPIRONICS | A40 | 2019-05-17 | 2913
BIPAP VENTILATORY SUPPORT SYSTEM | TRILOGY 100 VENTILATOR | RESPIRONICS | TRILOGY 100 | 2019-05-17 | 4303.2
BIPAP VENTILATORY SUPPORT SYSTEM | BIPAP VENTILATORY SUPPORT SYSTEM | RESPIRONICS | A40 | 2019-05-17 | 2913
BIPAP VENTILATORY SUPPORT SYSTEM | BIPAP VENTILATORY SUPPORT SYSTEM | RESPIRONICS | A40 | 2019-05-17 | 2913
BIPAP VENTILATORY SUPPORT SYSTEM | BIPAP VENTILATORY SUPPORT SYSTEM | RESPIRONICS | A40 | 2019-05-17 | 2913
BIPAP VENTILATORY SUPPORT SYSTEM | BIPAP VENTILATORY SUPPORT SYSTEM | RESPIRONICS | A40 | 2019-05-17 | 2913
BIPAP VENTILATORY SUPPORT SYSTEM | BIPAP VENTILATORY SUPPORT SYSTEM | RESPIRONICS | A40 | 2019-05-17 | 2913
BIPAP VENTILATORY SUPPORT SYSTEM | BIPAP VENTILATORY SUPPORT SYSTEM | RESPIRONICS | A40 | 2019-05-17 | 2913
BIPAP VENTILATORY SUPPORT SYSTEM | BIPAP VENTILATORY SUPPORT SYSTEM | RESPIRONICS | A40 | 2019-05-17 | 2913
BIPAP VENTILATORY SUPPORT SYSTEM | BIPAP VENTILATORY SUPPORT SYSTEM | RESPIRONICS | A40 | 2019-05-17 | 2913
BIPAP VENTILATORY SUPPORT SYSTEM | BIPAP VENTILATORY SUPPORT SYSTEM | RESPIRONICS | A40 | 2019-05-17 | 2913
BIPAP VENTILATORY SUPPORT SYSTEM | BIPAP VENTILATORY SUPPORT SYSTEM | RESPIRONICS | A40 | 2019-05-17 | 2913
BIPAP VENTILATORY SUPPORT SYSTEM | BIPAP VENTILATORY SUPPORT SYSTEM | RESPIRONICS | A40 | 2019-05-17 | 2913
BIPAP VENTILATORY SUPPORT SYSTEM | BIPAP VENTILATORY SUPPORT SYSTEM | RESPIRONICS | A40 | 2019-05-17 | 2913
BIPAP VENTILATORY SUPPORT SYSTEM | BIPAP VENTILATORY SUPPORT SYSTEM | RESPIRONICS | A40 | 2019-05-17 | 2913
BIPAP VENTILATORY SUPPORT SYSTEM | BIPAP VENTILATORY SUPPORT SYSTEM | RESPIRONICS | A40 | 2019-05-17 | 2913
HUMIDIFIER | M SERIES HUMIDIFIER | RESPIRONICS | M SERIES HUMIDIFIER | 2019-05-16 | 180
HUMIDIFIER | M SERIES HUMIDIFIER | RESPIRONICS | M SERIES HUMIDIFIER | 2019-05-16 | 180
HUMIDIFIER | M SERIES HUMIDIFIER | RESPIRONICS | M SERIES HUMIDIFIER | 2019-05-16 | 180
HUMIDIFIER | M SERIES HUMIDIFIER | RESPIRONICS | M SERIES HUMIDIFIER | 2019-05-16 | 180
HUMIDIFIER | M SERIES HUMIDIFIER | RESPIRONICS | M SERIES HUMIDIFIER | 2019-05-16 | 180
HUMIDIFIER | M SERIES HUMIDIFIER | RESPIRONICS | M SERIES HUMIDIFIER | 2019-05-16 | 180
HUMIDIFIER | M SERIES HUMIDIFIER | RESPIRONICS | M SERIES HUMIDIFIER | 2019-05-16 | 180
HUMIDIFIER | M SERIES HUMIDIFIER | RESPIRONICS | M SERIES HUMIDIFIER | 2019-05-16 | 180
HUMIDIFIER | M SERIES HUMIDIFIER | RESPIRONICS | M SERIES HUMIDIFIER | 2019-05-16 | 180
HUMIDIFIER | M SERIES HUMIDIFIER | RESPIRONICS | M SERIES HUMIDIFIER | 2019-05-16 | 180
HUMIDIFIER | M SERIES HUMIDIFIER | RESPIRONICS | M SERIES HUMIDIFIER | 2019-05-16 | 180
HUMIDIFIER | M SERIES HUMIDIFIER | RESPIRONICS | M SERIES HUMIDIFIER | 2019-05-16 | 180
HUMIDIFIER | M SERIES HUMIDIFIER | RESPIRONICS | M SERIES HUMIDIFIER | 2019-05-16 | 180
HUMIDIFIER | M SERIES HUMIDIFIER | RESPIRONICS | M SERIES HUMIDIFIER | 2019-05-16 | 180
HUMIDIFIER | M SERIES HUMIDIFIER | RESPIRONICS | M SERIES HUMIDIFIER | 2019-05-16 | 180
HUMIDIFIER | M SERIES HUMIDIFIER | RESPIRONICS | M SERIES HUMIDIFIER | 2019-05-16 | 180
HUMIDIFIER | M SERIES HUMIDIFIER | RESPIRONICS | M SERIES HUMIDIFIER | 2019-05-16 | 180
HUMIDIFIER | M SERIES HUMIDIFIER | RESPIRONICS | M SERIES HUMIDIFIER | 2019-05-16 | 180
HUMIDIFIER | M SERIES HUMIDIFIER | RESPIRONICS | M SERIES HUMIDIFIER | 2019-05-16 | 180
HUMIDIFIER | M SERIES HUMIDIFIER | RESPIRONICS | M SERIES HUMIDIFIER | 2019-05-16 | 180
HUMIDIFIER | M SERIES HUMIDIFIER | RESPIRONICS | M SERIES HUMIDIFIER | 2019-05-16 | 180
HUMIDIFIER | M SERIES HUMIDIFIER | RESPIRONICS | M SERIES HUMIDIFIER | 2019-05-16 | 180
HUMIDIFIER | M SERIES HUMIDIFIER | RESPIRONICS | M SERIES HUMIDIFIER | 2019-05-16 | 180
HUMIDIFIER | M SERIES HUMIDIFIER | RESPIRONICS | M SERIES HUMIDIFIER | 2019-05-16 | 180
HUMIDIFIER | M SERIES HUMIDIFIER | RESPIRONICS | M SERIES HUMIDIFIER | 2019-05-16 | 180
HUMIDIFIER | M SERIES HUMIDIFIER | RESPIRONICS | M SERIES HUMIDIFIER | 2019-05-16 | 180
HUMIDIFIER | M SERIES HUMIDIFIER | RESPIRONICS | M SERIES HUMIDIFIER | 2019-05-16 | 180
HUMIDIFIER | M SERIES HUMIDIFIER | RESPIRONICS | M SERIES HUMIDIFIER | 2019-05-16 | 180
HUMIDIFIER | M SERIES HUMIDIFIER | RESPIRONICS | M SERIES HUMIDIFIER | 2019-05-16 | 180
HUMIDIFIER | M SERIES HUMIDIFIER | RESPIRONICS | M SERIES HUMIDIFIER | 2019-05-16 | 180
HUMIDIFIER | M SERIES HUMIDIFIER | RESPIRONICS | M SERIES HUMIDIFIER | 2019-05-16 | 180
HUMIDIFIER | M SERIES HUMIDIFIER | RESPIRONICS | M SERIES HUMIDIFIER | 2019-05-16 | 180
HUMIDIFIER | M SERIES HUMIDIFIER | RESPIRONICS | M SERIES HUMIDIFIER | 2019-05-16 | 180
HUMIDIFIER | M SERIES HUMIDIFIER | RESPIRONICS | M SERIES HUMIDIFIER | 2019-05-16 | 180
HUMIDIFIER | M SERIES HUMIDIFIER | RESPIRONICS | M SERIES HUMIDIFIER | 2019-05-16 | 180
HUMIDIFIER | M SERIES HUMIDIFIER | RESPIRONICS | M SERIES HUMIDIFIER | 2019-05-16 | 180
HUMIDIFIER | M SERIES HUMIDIFIER | RESPIRONICS | M SERIES HUMIDIFIER | 2019-05-16 | 180
HUMIDIFIER | M SERIES HUMIDIFIER | RESPIRONICS | M SERIES HUMIDIFIER | 2019-05-16 | 180
HUMIDIFIER | M SERIES HUMIDIFIER | RESPIRONICS | M SERIES HUMIDIFIER | 2019-05-16 | 180
HUMIDIFIER | M SERIES HUMIDIFIER | RESPIRONICS | M SERIES HUMIDIFIER | 2019-05-16 | 180
HUMIDIFIER | M SERIES HUMIDIFIER | RESPIRONICS | M SERIES HUMIDIFIER | 2019-05-16 | 180
HUMIDIFIER | M SERIES HUMIDIFIER | RESPIRONICS | M SERIES HUMIDIFIER | 2019-05-16 | 180
HUMIDIFIER | M SERIES HUMIDIFIER | RESPIRONICS | M SERIES HUMIDIFIER | 2019-05-16 | 180
HUMIDIFIER | M SERIES HUMIDIFIER | RESPIRONICS | M SERIES HUMIDIFIER | 2019-05-16 | 180
HUMIDIFIER | M SERIES HUMIDIFIER | RESPIRONICS | M SERIES HUMIDIFIER | 2019-05-16 | 180
HUMIDIFIER | M SERIES HUMIDIFIER | RESPIRONICS | M SERIES HUMIDIFIER | 2019-05-16 | 180
HUMIDIFIER | M SERIES HUMIDIFIER | RESPIRONICS | M SERIES HUMIDIFIER | 2019-05-16 | 180
HUMIDIFIER | M SERIES HUMIDIFIER | RESPIRONICS | M SERIES HUMIDIFIER | 2019-05-16 | 180
HUMIDIFIER | M SERIES HUMIDIFIER | RESPIRONICS | M SERIES HUMIDIFIER | 2019-05-16 | 180
HUMIDIFIER | M SERIES HUMIDIFIER | RESPIRONICS | M SERIES HUMIDIFIER | 2019-05-16 | 180
HUMIDIFIER | M SERIES HUMIDIFIER | RESPIRONICS | M SERIES HUMIDIFIER | 2019-05-16 | 180
HUMIDIFIER | M SERIES HUMIDIFIER | RESPIRONICS | M SERIES HUMIDIFIER | 2019-05-16 | 180
HUMIDIFIER | M SERIES HUMIDIFIER | RESPIRONICS | M SERIES HUMIDIFIER | 2019-05-16 | 180
HUMIDIFIER | M SERIES HUMIDIFIER | RESPIRONICS | M SERIES HUMIDIFIER | 2019-05-16 | 180
HUMIDIFIER | M SERIES HUMIDIFIER | RESPIRONICS | M SERIES HUMIDIFIER | 2019-05-16 | 180
HUMIDIFIER | M SERIES HUMIDIFIER | RESPIRONICS | M SERIES HUMIDIFIER | 2019-05-16 | 180
HUMIDIFIER | M SERIES HUMIDIFIER | RESPIRONICS | M SERIES HUMIDIFIER | 2019-05-16 | 180
HUMIDIFIER | M SERIES HUMIDIFIER | RESPIRONICS | M SERIES HUMIDIFIER | 2019-05-16 | 180
HUMIDIFIER | M SERIES HUMIDIFIER | RESPIRONICS | M SERIES HUMIDIFIER | 2019-05-16 | 180
HUMIDIFIER | M SERIES HUMIDIFIER | RESPIRONICS | M SERIES HUMIDIFIER | 2019-05-16 | 180
HUMIDIFIER | M SERIES HUMIDIFIER | RESPIRONICS | M SERIES HUMIDIFIER | 2019-05-16 | 180
HUMIDIFIER | M SERIES HUMIDIFIER | RESPIRONICS | M SERIES HUMIDIFIER | 2019-05-16 | 180
HUMIDIFIER | M SERIES HUMIDIFIER | RESPIRONICS | M SERIES HUMIDIFIER | 2019-05-16 | 180
HUMIDIFIER | M SERIES HUMIDIFIER | RESPIRONICS | M SERIES HUMIDIFIER | 2019-05-16 | 180
HUMIDIFIER | M SERIES HUMIDIFIER | RESPIRONICS | M SERIES HUMIDIFIER | 2019-05-16 | 180
HUMIDIFIER | M SERIES HUMIDIFIER | RESPIRONICS | M SERIES HUMIDIFIER | 2019-05-16 | 180
HUMIDIFIER | M SERIES HUMIDIFIER | RESPIRONICS | M SERIES HUMIDIFIER | 2019-05-16 | 180
HUMIDIFIER | M SERIES HUMIDIFIER | RESPIRONICS | M SERIES HUMIDIFIER | 2019-05-16 | 180
HUMIDIFIER | M SERIES HUMIDIFIER | RESPIRONICS | M SERIES HUMIDIFIER | 2019-05-16 | 180
HUMIDIFIER | M SERIES HUMIDIFIER | RESPIRONICS | M SERIES HUMIDIFIER | 2019-05-16 | 180
HUMIDIFIER | M SERIES HUMIDIFIER | RESPIRONICS | M SERIES HUMIDIFIER | 2019-05-16 | 180
HUMIDIFIER | M SERIES HUMIDIFIER | RESPIRONICS | M SERIES HUMIDIFIER | 2019-05-16 | 180
HUMIDIFIER | M SERIES HUMIDIFIER | RESPIRONICS | M SERIES HUMIDIFIER | 2019-05-16 | 180
HUMIDIFIER | M SERIES HUMIDIFIER | RESPIRONICS | M SERIES HUMIDIFIER | 2019-05-16 | 180
HUMIDIFIER | M SERIES HUMIDIFIER | RESPIRONICS | M SERIES HUMIDIFIER | 2019-05-16 | 180
HUMIDIFIER | M SERIES HUMIDIFIER | RESPIRONICS | M SERIES HUMIDIFIER | 2019-05-16 | 180
HUMIDIFIER | M SERIES HUMIDIFIER | RESPIRONICS | M SERIES HUMIDIFIER | 2019-05-16 | 180
HUMIDIFIER | M SERIES HUMIDIFIER | RESPIRONICS | M SERIES HUMIDIFIER | 2019-05-16 | 180
HUMIDIFIER | M SERIES HUMIDIFIER | RESPIRONICS | M SERIES HUMIDIFIER | 2019-05-16 | 180
HUMIDIFIER | M SERIES HUMIDIFIER | RESPIRONICS | M SERIES HUMIDIFIER | 2019-05-16 | 180
HUMIDIFIER | M SERIES HUMIDIFIER | RESPIRONICS | M SERIES HUMIDIFIER | 2019-05-16 | 180
HUMIDIFIER | M SERIES HUMIDIFIER | RESPIRONICS | M SERIES HUMIDIFIER | 2019-05-16 | 180
HUMIDIFIER | M SERIES HUMIDIFIER | RESPIRONICS | M SERIES HUMIDIFIER | 2019-05-16 | 180
HUMIDIFIER | M SERIES HUMIDIFIER | RESPIRONICS | M SERIES HUMIDIFIER | 2019-05-16 | 180
HUMIDIFIER | M SERIES HUMIDIFIER | RESPIRONICS | M SERIES HUMIDIFIER | 2019-05-16 | 180
HUMIDIFIER | M SERIES HUMIDIFIER | RESPIRONICS | M SERIES HUMIDIFIER | 2019-05-16 | 180
HUMIDIFIER | M SERIES HUMIDIFIER | RESPIRONICS | M SERIES HUMIDIFIER | 2019-05-16 | 180
HUMIDIFIER | M SERIES HUMIDIFIER | RESPIRONICS | M SERIES HUMIDIFIER | 2019-05-16 | 180
HUMIDIFIER | M SERIES HUMIDIFIER | RESPIRONICS | M SERIES HUMIDIFIER | 2019-05-16 | 180
HUMIDIFIER | M SERIES HUMIDIFIER | RESPIRONICS | M SERIES HUMIDIFIER | 2019-05-16 | 180
HUMIDIFIER | M SERIES HUMIDIFIER | RESPIRONICS | M SERIES HUMIDIFIER | 2019-05-16 | 180
HUMIDIFIER | M SERIES HUMIDIFIER | RESPIRONICS | M SERIES HUMIDIFIER | 2019-05-16 | 180
HUMIDIFIER | M SERIES HUMIDIFIER | RESPIRONICS | M SERIES HUMIDIFIER | 2019-05-16 | 180
HUMIDIFIER | M SERIES HUMIDIFIER | RESPIRONICS | M SERIES HUMIDIFIER | 2019-05-16 | 180
HUMIDIFIER | M SERIES HUMIDIFIER | RESPIRONICS | M SERIES HUMIDIFIER | 2019-05-16 | 180
HUMIDIFIER | M SERIES HUMIDIFIER | RESPIRONICS | M SERIES HUMIDIFIER | 2019-05-16 | 180
HUMIDIFIER | M SERIES HUMIDIFIER | RESPIRONICS | M SERIES HUMIDIFIER | 2019-05-16 | 180
HUMIDIFIER | M SERIES HUMIDIFIER | RESPIRONICS | M SERIES HUMIDIFIER | 2019-05-16 | 180
VITAL SIGNS MONITOR | VITAL SIGNS MONITOR: NIBP, SPO2, TEMP | WELCH ALLYN | 74CE CONNEX | 2019-07-09 | 1800 | 2023-01-11 15:39 | 2025-07-08
ERG MACHINE | PORTABLE ERG MACHINE | LKC Technologies Inc | RETEVAL | 2019-07-08 | 24000
INFUSION PUMP | VOLUMETRIC INFUSION PUMP | FRESENIUS KABI | VOLUMAT MC AGILIA | 2019-06-17 | 360 | 2023-09-21 | 2026-02-10
IRRIGATION SYSTEM | IRRIGATION PUMP | MEDIVATORS | EGP-100E | 2019-06-12 | 1080 | 2022-08-05 | 2023-03-09
SCALES | SCALES - COLUMN | SECA | 799 | 2019-06-12 | 300 | 2023-11-30 | 2024-11-15
HANDPIECE MICROMOTOR | HANDPIECE MICROMOTOR | W&H UK LTD | EA-52 LED | 2019-06-05 | 840
RETINAL CAMERA | OPTICAL COHERENCE TOMOGRAPHY | TOPCON | DRI OCT TRITON PLUS | 2019-06-11 | 72600 | 2024-04-17 | 2025-04-17
POWERED TABLE | K2 TABLE | 2020 MEDICAL SYSTEMS INC. | K2-230C | 2019-05-28 | 3600 | 2024-05-10 | 2025-05-10
VIS/FIELD ANALYSER | VISUAL FIELD ANALYSER | ZEISS | 840 | 2019-05-28 | 32856.48 | 2024-06-18 | 2025-07-15
POWERED TABLE | K2 TABLE | 2020 MEDICAL SYSTEMS INC. | K2-230C | 2019-05-28 | 3600 | 2024-08-14 | 2025-08-14
VIS/FIELD ANALYSER | VISUAL FIELD ANALYSER | ZEISS | 840 | 2019-05-28 | 32856.48 | 2024-06-18 | 2025-07-15
SCALES | SCALES - STAND ON | SECA | 875 | 2019-05-23 | 288 | 2023-11-30 | 2024-11-15
MICROSCOPE ACCESS | MICROSCOPE ATTACHMENT | MOLLER-WEDEL | E1BOS | 2019-05-01 | 14358
MICROSCOPE ACCESS | MICROSCOPE ATTACHMENT | MOLLER-WEDEL | E1BOS | 2019-05-01 | 14358
MICROSCOPE ACCESS | MICROSCOPE ATTACHMENT | MOLLER-WEDEL | E1BOS | 2019-05-01 | 14358
CARDIOGRAPH | CARDIOGRAPH | MORTARA INST | ELI 150C | 2019-03-18 | 3600
SPIROMETER | SPIROMETER | CAREFUSION | MICROLAB ML3500 MK8 | 2019-02-25 | 2040
HANDPIECE MICROMOTOR | HANDPIECE MICROMOTOR | W&H UK LTD | EA-51LT | 2019-02-25 | 660
HANDPIECE MICROMOTOR | HANDPIECE MICROMOTOR | W&H UK LTD | EA-51LT | 2019-02-25 | 660
HANDPIECE | STRAIGHT HANDPIECE | NSK | EX-6BM | 2019-02-21 | 252
HANDPIECE MICROMOTOR | HANDPIECE MICROMOTOR | BIEN-AIR UK | BASCH | 2019-02-18 | 438
WHEELCHAIR | WHEELCHAIR | ORMESA | BUG | 2019-02-18 | 120
WHEELCHAIR | MANUAL WHEELCHAIR | INVACARE LTD | 1420234 BEN 9+ | 2019-02-18 | 120
WHEELCHAIR | WHEELCHAIR | INVACARE LTD | ACTION 3 | 2019-02-18 | 120
WHEELCHAIR | WHEELCHAIR | DRIVEMEDICAL | S1 TRANSIT CS1142T | 2019-05-15 | 144
SHEET SAW | PLASTIC SHEET SAW | VARGA | VA 10 | 2019-02-07 | 1990.8 | 2022-03-31
HUMIDIFIER | M SERIES HUMIDIFIER | RESPIRONICS | M SERIES HUMIDIFIER | 2019-05-11 | 180
HUMIDIFIER | M SERIES HUMIDIFIER | RESPIRONICS | M SERIES HUMIDIFIER | 2019-05-11 | 180
HUMIDIFIER | M SERIES HUMIDIFIER | RESPIRONICS | M SERIES HUMIDIFIER | 2019-05-11 | 180
HUMIDIFIER | M SERIES HUMIDIFIER | RESPIRONICS | M SERIES HUMIDIFIER | 2019-05-11 | 180
HUMIDIFIER | M SERIES HUMIDIFIER | RESPIRONICS | M SERIES HUMIDIFIER | 2019-05-11 | 180
HUMIDIFIER | M SERIES HUMIDIFIER | RESPIRONICS | M SERIES HUMIDIFIER | 2019-05-11 | 180
HUMIDIFIER | M SERIES HUMIDIFIER | RESPIRONICS | M SERIES HUMIDIFIER | 2019-05-11 | 180
HUMIDIFIER | M SERIES HUMIDIFIER | RESPIRONICS | M SERIES HUMIDIFIER | 2019-05-11 | 180
HUMIDIFIER | M SERIES HUMIDIFIER | RESPIRONICS | M SERIES HUMIDIFIER | 2019-05-11 | 180
HUMIDIFIER | M SERIES HUMIDIFIER | RESPIRONICS | M SERIES HUMIDIFIER | 2019-05-11 | 180
HUMIDIFIER | M SERIES HUMIDIFIER | RESPIRONICS | M SERIES HUMIDIFIER | 2019-05-11 | 180
HUMIDIFIER | M SERIES HUMIDIFIER | RESPIRONICS | M SERIES HUMIDIFIER | 2019-05-11 | 180
HUMIDIFIER | M SERIES HUMIDIFIER | RESPIRONICS | M SERIES HUMIDIFIER | 2019-05-11 | 180
HUMIDIFIER | M SERIES HUMIDIFIER | RESPIRONICS | M SERIES HUMIDIFIER | 2019-05-11 | 180
HUMIDIFIER | M SERIES HUMIDIFIER | RESPIRONICS | M SERIES HUMIDIFIER | 2019-05-11 | 180
HUMIDIFIER | M SERIES HUMIDIFIER | RESPIRONICS | M SERIES HUMIDIFIER | 2019-05-11 | 180
HUMIDIFIER | M SERIES HUMIDIFIER | RESPIRONICS | M SERIES HUMIDIFIER | 2019-05-11 | 180
HUMIDIFIER | M SERIES HUMIDIFIER | RESPIRONICS | M SERIES HUMIDIFIER | 2019-05-11 | 180
HUMIDIFIER | M SERIES HUMIDIFIER | RESPIRONICS | M SERIES HUMIDIFIER | 2019-05-11 | 180
HUMIDIFIER | M SERIES HUMIDIFIER | RESPIRONICS | M SERIES HUMIDIFIER | 2019-05-11 | 180
HUMIDIFIER | M SERIES HUMIDIFIER | RESPIRONICS | M SERIES HUMIDIFIER | 2019-05-11 | 180
HUMIDIFIER | M SERIES HUMIDIFIER | RESPIRONICS | M SERIES HUMIDIFIER | 2019-05-11 | 180
HUMIDIFIER | M SERIES HUMIDIFIER | RESPIRONICS | M SERIES HUMIDIFIER | 2019-05-11 | 180
HUMIDIFIER | M SERIES HUMIDIFIER | RESPIRONICS | M SERIES HUMIDIFIER | 2019-05-11 | 180
HUMIDIFIER | M SERIES HUMIDIFIER | RESPIRONICS | M SERIES HUMIDIFIER | 2019-05-11 | 180
HUMIDIFIER | M SERIES HUMIDIFIER | RESPIRONICS | M SERIES HUMIDIFIER | 2019-05-11 | 180
HUMIDIFIER | M SERIES HUMIDIFIER | RESPIRONICS | M SERIES HUMIDIFIER | 2019-05-11 | 180
HUMIDIFIER | M SERIES HUMIDIFIER | RESPIRONICS | M SERIES HUMIDIFIER | 2019-05-11 | 180
HUMIDIFIER | M SERIES HUMIDIFIER | RESPIRONICS | M SERIES HUMIDIFIER | 2019-05-11 | 180
HUMIDIFIER | M SERIES HUMIDIFIER | RESPIRONICS | M SERIES HUMIDIFIER | 2019-05-11 | 180
HUMIDIFIER | M SERIES HUMIDIFIER | RESPIRONICS | M SERIES HUMIDIFIER | 2019-05-11 | 180
HUMIDIFIER | M SERIES HUMIDIFIER | RESPIRONICS | M SERIES HUMIDIFIER | 2019-05-11 | 180
HUMIDIFIER | M SERIES HUMIDIFIER | RESPIRONICS | M SERIES HUMIDIFIER | 2019-05-11 | 180
HUMIDIFIER | M SERIES HUMIDIFIER | RESPIRONICS | M SERIES HUMIDIFIER | 2019-05-11 | 180
BIPAP VENTILATORY SUPPORT SYSTEM | BIPAP VENTILATORY SUPPORT SYSTEM | RESPIRONICS | A40 | 2019-05-11 | 2913
BIPAP VENTILATORY SUPPORT SYSTEM | BIPAP VENTILATORY SUPPORT SYSTEM | RESPIRONICS | A40 | 2019-05-11 | 2913
BIPAP VENTILATORY SUPPORT SYSTEM | BIPAP VENTILATORY SUPPORT SYSTEM | RESPIRONICS | A40 | 2019-05-11 | 2913
BIPAP VENTILATORY SUPPORT SYSTEM | BIPAP VENTILATORY SUPPORT SYSTEM | RESPIRONICS | A40 | 2019-05-11 | 2913
BIPAP VENTILATORY SUPPORT SYSTEM | BIPAP VENTILATORY SUPPORT SYSTEM | RESPIRONICS | A40 | 2019-05-11 | 2913
BIPAP VENTILATORY SUPPORT SYSTEM | TRILOGY 100 VENTILATOR | RESPIRONICS | TRILOGY 100 | 2019-05-11 | 4303.2
BIPAP VENTILATORY SUPPORT SYSTEM | TRILOGY 100 VENTILATOR | RESPIRONICS | TRILOGY 100 | 2019-05-11 | 4303.2
BIPAP VENTILATORY SUPPORT SYSTEM | TRILOGY 100 VENTILATOR | RESPIRONICS | TRILOGY 100 | 2019-05-11 | 4303.2
BIPAP VENTILATORY SUPPORT SYSTEM | TRILOGY 100 VENTILATOR | RESPIRONICS | TRILOGY 100 | 2019-05-11 | 4303.2
BIPAP VENTILATORY SUPPORT SYSTEM | TRILOGY 100 VENTILATOR | RESPIRONICS | TRILOGY 100 | 2019-05-11 | 4303.2
BIPAP VENTILATORY SUPPORT SYSTEM | TRILOGY 100 VENTILATOR | RESPIRONICS | TRILOGY 100 | 2019-05-11 | 4303.2
BIPAP VENTILATORY SUPPORT SYSTEM | TRILOGY 100 VENTILATOR | RESPIRONICS | TRILOGY 100 | 2019-05-11 | 4303.2
BIPAP VENTILATORY SUPPORT SYSTEM | TRILOGY 100 VENTILATOR | RESPIRONICS | TRILOGY 100 | 2019-05-11 | 4303.2
BIPAP VENTILATORY SUPPORT SYSTEM | TRILOGY 100 VENTILATOR | RESPIRONICS | TRILOGY 100 | 2019-05-11 | 4303.2
BIPAP VENTILATORY SUPPORT SYSTEM | TRILOGY 100 VENTILATOR | RESPIRONICS | TRILOGY 100 | 2019-05-11 | 4303.2
BIPAP VENTILATORY SUPPORT SYSTEM | TRILOGY 100 VENTILATOR | RESPIRONICS | TRILOGY 100 | 2019-05-11 | 4303.2
BIPAP VENTILATORY SUPPORT SYSTEM | TRILOGY 100 VENTILATOR | RESPIRONICS | TRILOGY 100 | 2019-05-11 | 4303.2
BIPAP VENTILATORY SUPPORT SYSTEM | TRILOGY 100 VENTILATOR | RESPIRONICS | TRILOGY 100 | 2019-05-11 | 4303.2
BIPAP VENTILATORY SUPPORT SYSTEM | TRILOGY 100 VENTILATOR | RESPIRONICS | TRILOGY 100 | 2019-05-11 | 4303.2
BIPAP VENTILATORY SUPPORT SYSTEM | TRILOGY 100 VENTILATOR | RESPIRONICS | TRILOGY 100 | 2019-05-11 | 4303.2
BIPAP VENTILATORY SUPPORT SYSTEM | TRILOGY 100 VENTILATOR | RESPIRONICS | TRILOGY 100 | 2019-05-11 | 4303.2
BIPAP VENTILATORY SUPPORT SYSTEM | TRILOGY 100 VENTILATOR | RESPIRONICS | TRILOGY 100 | 2019-05-11 | 4303.2
BIPAP VENTILATORY SUPPORT SYSTEM | TRILOGY 100 VENTILATOR | RESPIRONICS | TRILOGY 100 | 2019-05-11 | 4303.2
BIPAP VENTILATORY SUPPORT SYSTEM | TRILOGY 100 VENTILATOR | RESPIRONICS | TRILOGY 100 | 2019-05-11 | 4303.2
BIPAP VENTILATORY SUPPORT SYSTEM | TRILOGY 100 VENTILATOR | RESPIRONICS | TRILOGY 100 | 2019-05-11 | 4303.2
BIPAP VENTILATORY SUPPORT SYSTEM | TRILOGY 100 VENTILATOR | RESPIRONICS | TRILOGY 100 | 2019-05-11 | 4303.2
OXIMETER | PULSE OXIMETER WRIST | MINOLTA | PULSOX-300I | 2019-05-11 | 600
HUMIDIFIER | M SERIES HUMIDIFIER | RESPIRONICS | M SERIES HUMIDIFIER | 2019-05-11 | 180
HUMIDIFIER | M SERIES HUMIDIFIER | RESPIRONICS | M SERIES HUMIDIFIER | 2019-05-11 | 180
HUMIDIFIER | M SERIES HUMIDIFIER | RESPIRONICS | M SERIES HUMIDIFIER | 2019-05-11 | 180
HUMIDIFIER | M SERIES HUMIDIFIER | RESPIRONICS | M SERIES HUMIDIFIER | 2019-05-11 | 180
HUMIDIFIER | M SERIES HUMIDIFIER | RESPIRONICS | M SERIES HUMIDIFIER | 2019-05-11 | 180
HUMIDIFIER | M SERIES HUMIDIFIER | RESPIRONICS | M SERIES HUMIDIFIER | 2019-05-11 | 180
HUMIDIFIER | M SERIES HUMIDIFIER | RESPIRONICS | M SERIES HUMIDIFIER | 2019-05-11 | 180
HUMIDIFIER | M SERIES HUMIDIFIER | RESPIRONICS | M SERIES HUMIDIFIER | 2019-05-11 | 180
HUMIDIFIER | M SERIES HUMIDIFIER | RESPIRONICS | M SERIES HUMIDIFIER | 2019-05-11 | 180
HUMIDIFIER | M SERIES HUMIDIFIER | RESPIRONICS | M SERIES HUMIDIFIER | 2019-05-11 | 180
HUMIDIFIER | M SERIES HUMIDIFIER | RESPIRONICS | M SERIES HUMIDIFIER | 2019-05-11 | 180
HUMIDIFIER | M SERIES HUMIDIFIER | RESPIRONICS | M SERIES HUMIDIFIER | 2019-05-11 | 180
HUMIDIFIER | M SERIES HUMIDIFIER | RESPIRONICS | M SERIES HUMIDIFIER | 2019-05-11 | 180
HUMIDIFIER | M SERIES HUMIDIFIER | RESPIRONICS | M SERIES HUMIDIFIER | 2019-05-11 | 180
HUMIDIFIER | M SERIES HUMIDIFIER | RESPIRONICS | M SERIES HUMIDIFIER | 2019-05-11 | 180
HUMIDIFIER | M SERIES HUMIDIFIER | RESPIRONICS | M SERIES HUMIDIFIER | 2019-05-11 | 180
HUMIDIFIER | M SERIES HUMIDIFIER | RESPIRONICS | M SERIES HUMIDIFIER | 2019-05-11 | 180
HUMIDIFIER | M SERIES HUMIDIFIER | RESPIRONICS | M SERIES HUMIDIFIER | 2019-05-11 | 180
HUMIDIFIER | M SERIES HUMIDIFIER | RESPIRONICS | M SERIES HUMIDIFIER | 2019-05-11 | 180
HUMIDIFIER | M SERIES HUMIDIFIER | RESPIRONICS | M SERIES HUMIDIFIER | 2019-05-11 | 180
HUMIDIFIER | M SERIES HUMIDIFIER | RESPIRONICS | M SERIES HUMIDIFIER | 2019-05-11 | 180
HUMIDIFIER | M SERIES HUMIDIFIER | RESPIRONICS | M SERIES HUMIDIFIER | 2019-05-11 | 180
HUMIDIFIER | M SERIES HUMIDIFIER | RESPIRONICS | M SERIES HUMIDIFIER | 2019-05-11 | 180
HUMIDIFIER | M SERIES HUMIDIFIER | RESPIRONICS | M SERIES HUMIDIFIER | 2019-05-11 | 180
HUMIDIFIER | M SERIES HUMIDIFIER | RESPIRONICS | M SERIES HUMIDIFIER | 2019-05-11 | 180
HUMIDIFIER | M SERIES HUMIDIFIER | RESPIRONICS | M SERIES HUMIDIFIER | 2019-05-11 | 180
HUMIDIFIER | M SERIES HUMIDIFIER | RESPIRONICS | M SERIES HUMIDIFIER | 2019-05-11 | 180
HUMIDIFIER | M SERIES HUMIDIFIER | RESPIRONICS | M SERIES HUMIDIFIER | 2019-05-11 | 180
HUMIDIFIER | M SERIES HUMIDIFIER | RESPIRONICS | M SERIES HUMIDIFIER | 2019-05-11 | 180
HUMIDIFIER | M SERIES HUMIDIFIER | RESPIRONICS | M SERIES HUMIDIFIER | 2019-05-11 | 180
HUMIDIFIER | M SERIES HUMIDIFIER | RESPIRONICS | M SERIES HUMIDIFIER | 2019-05-11 | 180
HUMIDIFIER | M SERIES HUMIDIFIER | RESPIRONICS | M SERIES HUMIDIFIER | 2019-05-11 | 180
HUMIDIFIER | M SERIES HUMIDIFIER | RESPIRONICS | M SERIES HUMIDIFIER | 2019-05-11 | 180
HUMIDIFIER | M SERIES HUMIDIFIER | RESPIRONICS | M SERIES HUMIDIFIER | 2019-05-11 | 180
HUMIDIFIER | M SERIES HUMIDIFIER | RESPIRONICS | M SERIES HUMIDIFIER | 2019-05-11 | 180
HUMIDIFIER | M SERIES HUMIDIFIER | RESPIRONICS | M SERIES HUMIDIFIER | 2019-05-11 | 180
HUMIDIFIER | M SERIES HUMIDIFIER | RESPIRONICS | M SERIES HUMIDIFIER | 2019-05-11 | 180
HANDPIECE MICROMOTOR | HANDPIECE MICROMOTOR | W&H UK LTD | EA-52 LED | 2019-02-15 | 722.4
HANDPIECE MICROMOTOR | HANDPIECE MICROMOTOR | W&H UK LTD | EA-52 LED | 2019-02-19 | 786
HANDPIECE MICROMOTOR | HANDPIECE MICROMOTOR | W&H UK LTD | EA-52 LED | 2019-02-19 | 786
TONOMETER | TONOMETER | ICARE | TA031 | 2019-02-13 | 4800
TONOMETER | TONOMETER | ICARE | TA031 | 2019-02-13 | 4800
GAS REGULATOR & FLOWMETER | 02 REGULATOR BULLNOSE | MEC CO. LTD | GASS4 BULLNOSE | 2019-02-01 | 96 |  | 2026-02-14
REGULATOR | REGULATOR - AIR - BULLNOSE | MEC CO. LTD | GASS4 - AIR BULLNOSE | 2019-02-07 | 96 |  | 2026-02-14
LIGHT CURE UNIT | PEN STYLE LIGHT CURE UNIT | DENTSPLY LTD | FOCUS | 2019-01-30 | 210 | 2023-08-29 | 2025-08-29
DOCKING STATION | DOCKING STATION BASE FOR HRT3 CAMERA | HEIDELBERG | 10042 | 2019-01-28 | 360 | 2023-05-18 | 2024-05-25
BIPAP VENTILATORY SUPPORT SYSTEM | TRILOGY 100 VENTILATOR | RESPIRONICS | TRILOGY 100 | 2019-03-22 | 4303.2
BIPAP VENTILATORY SUPPORT SYSTEM | TRILOGY 100 VENTILATOR | RESPIRONICS | TRILOGY 100 | 2019-03-22 | 4303.2
HUMIDIFIER | M SERIES HUMIDIFIER | RESPIRONICS | M SERIES HUMIDIFIER | 2019-03-22 | 180
HUMIDIFIER | M SERIES HUMIDIFIER | RESPIRONICS | M SERIES HUMIDIFIER | 2019-03-22 | 180
HUMIDIFIER | M SERIES HUMIDIFIER | RESPIRONICS | M SERIES HUMIDIFIER | 2019-03-22 | 180
HUMIDIFIER | M SERIES HUMIDIFIER | RESPIRONICS | M SERIES HUMIDIFIER | 2019-03-22 | 180
HUMIDIFIER | M SERIES HUMIDIFIER | RESPIRONICS | M SERIES HUMIDIFIER | 2019-03-22 | 180
HUMIDIFIER | M SERIES HUMIDIFIER | RESPIRONICS | M SERIES HUMIDIFIER | 2019-03-22 | 180
HUMIDIFIER | M SERIES HUMIDIFIER | RESPIRONICS | M SERIES HUMIDIFIER | 2019-03-22 | 180
HUMIDIFIER | M SERIES HUMIDIFIER | RESPIRONICS | M SERIES HUMIDIFIER | 2019-03-22 | 180
HUMIDIFIER | M SERIES HUMIDIFIER | RESPIRONICS | M SERIES HUMIDIFIER | 2019-03-22 | 180
HUMIDIFIER | M SERIES HUMIDIFIER | RESPIRONICS | M SERIES HUMIDIFIER | 2019-03-22 | 180
HUMIDIFIER | M SERIES HUMIDIFIER | RESPIRONICS | M SERIES HUMIDIFIER | 2019-03-22 | 180
HUMIDIFIER | M SERIES HUMIDIFIER | RESPIRONICS | M SERIES HUMIDIFIER | 2019-03-22 | 180
HUMIDIFIER | M SERIES HUMIDIFIER | RESPIRONICS | M SERIES HUMIDIFIER | 2019-03-22 | 180
HUMIDIFIER | M SERIES HUMIDIFIER | RESPIRONICS | M SERIES HUMIDIFIER | 2019-03-22 | 180
HUMIDIFIER | M SERIES HUMIDIFIER | RESPIRONICS | M SERIES HUMIDIFIER | 2019-03-22 | 180
HUMIDIFIER | M SERIES HUMIDIFIER | RESPIRONICS | M SERIES HUMIDIFIER | 2019-03-22 | 180
HUMIDIFIER | M SERIES HUMIDIFIER | RESPIRONICS | M SERIES HUMIDIFIER | 2019-03-22 | 180
HUMIDIFIER | M SERIES HUMIDIFIER | RESPIRONICS | M SERIES HUMIDIFIER | 2019-03-22 | 180
HUMIDIFIER | M SERIES HUMIDIFIER | RESPIRONICS | M SERIES HUMIDIFIER | 2019-03-22 | 180
HUMIDIFIER | M SERIES HUMIDIFIER | RESPIRONICS | M SERIES HUMIDIFIER | 2019-03-22 | 180
HUMIDIFIER | M SERIES HUMIDIFIER | RESPIRONICS | M SERIES HUMIDIFIER | 2019-03-22 | 180
HUMIDIFIER | M SERIES HUMIDIFIER | RESPIRONICS | M SERIES HUMIDIFIER | 2019-03-22 | 180
HUMIDIFIER | M SERIES HUMIDIFIER | RESPIRONICS | M SERIES HUMIDIFIER | 2019-03-22 | 180
HUMIDIFIER | M SERIES HUMIDIFIER | RESPIRONICS | M SERIES HUMIDIFIER | 2019-03-22 | 180
HUMIDIFIER | M SERIES HUMIDIFIER | RESPIRONICS | M SERIES HUMIDIFIER | 2019-03-22 | 180
HUMIDIFIER | M SERIES HUMIDIFIER | RESPIRONICS | M SERIES HUMIDIFIER | 2019-03-22 | 180
HUMIDIFIER | M SERIES HUMIDIFIER | RESPIRONICS | M SERIES HUMIDIFIER | 2019-03-22 | 180
HUMIDIFIER | M SERIES HUMIDIFIER | RESPIRONICS | M SERIES HUMIDIFIER | 2019-03-22 | 180
HUMIDIFIER | M SERIES HUMIDIFIER | RESPIRONICS | M SERIES HUMIDIFIER | 2019-03-22 | 180
HUMIDIFIER | M SERIES HUMIDIFIER | RESPIRONICS | M SERIES HUMIDIFIER | 2019-03-22 | 180
HUMIDIFIER | M SERIES HUMIDIFIER | RESPIRONICS | M SERIES HUMIDIFIER | 2019-03-22 | 180
HUMIDIFIER | M SERIES HUMIDIFIER | RESPIRONICS | M SERIES HUMIDIFIER | 2019-03-22 | 180
HUMIDIFIER | M SERIES HUMIDIFIER | RESPIRONICS | M SERIES HUMIDIFIER | 2019-03-22 | 180
HUMIDIFIER | M SERIES HUMIDIFIER | RESPIRONICS | M SERIES HUMIDIFIER | 2019-03-22 | 180
HUMIDIFIER | M SERIES HUMIDIFIER | RESPIRONICS | M SERIES HUMIDIFIER | 2019-03-22 | 180
HUMIDIFIER | M SERIES HUMIDIFIER | RESPIRONICS | M SERIES HUMIDIFIER | 2019-03-22 | 180
HUMIDIFIER | M SERIES HUMIDIFIER | RESPIRONICS | M SERIES HUMIDIFIER | 2019-03-22 | 180
HUMIDIFIER | M SERIES HUMIDIFIER | RESPIRONICS | M SERIES HUMIDIFIER | 2019-03-22 | 180
HUMIDIFIER | M SERIES HUMIDIFIER | RESPIRONICS | M SERIES HUMIDIFIER | 2019-03-22 | 180
HUMIDIFIER | M SERIES HUMIDIFIER | RESPIRONICS | M SERIES HUMIDIFIER | 2019-03-22 | 180
HUMIDIFIER | M SERIES HUMIDIFIER | RESPIRONICS | M SERIES HUMIDIFIER | 2019-03-22 | 180
HUMIDIFIER | M SERIES HUMIDIFIER | RESPIRONICS | M SERIES HUMIDIFIER | 2019-03-22 | 180
HUMIDIFIER | M SERIES HUMIDIFIER | RESPIRONICS | M SERIES HUMIDIFIER | 2019-03-22 | 180
HUMIDIFIER | M SERIES HUMIDIFIER | RESPIRONICS | M SERIES HUMIDIFIER | 2019-03-22 | 180
HUMIDIFIER | M SERIES HUMIDIFIER | RESPIRONICS | M SERIES HUMIDIFIER | 2019-03-22 | 180
HUMIDIFIER | M SERIES HUMIDIFIER | RESPIRONICS | M SERIES HUMIDIFIER | 2019-03-22 | 180
HUMIDIFIER | M SERIES HUMIDIFIER | RESPIRONICS | M SERIES HUMIDIFIER | 2019-03-22 | 180
HUMIDIFIER | M SERIES HUMIDIFIER | RESPIRONICS | M SERIES HUMIDIFIER | 2019-03-22 | 180
HUMIDIFIER | M SERIES HUMIDIFIER | RESPIRONICS | M SERIES HUMIDIFIER | 2019-03-22 | 180
HUMIDIFIER | M SERIES HUMIDIFIER | RESPIRONICS | M SERIES HUMIDIFIER | 2019-03-22 | 180
HUMIDIFIER | M SERIES HUMIDIFIER | RESPIRONICS | M SERIES HUMIDIFIER | 2019-03-22 | 180
HUMIDIFIER | M SERIES HUMIDIFIER | RESPIRONICS | M SERIES HUMIDIFIER | 2019-03-22 | 180
HUMIDIFIER | M SERIES HUMIDIFIER | RESPIRONICS | M SERIES HUMIDIFIER | 2019-03-22 | 180
HUMIDIFIER | M SERIES HUMIDIFIER | RESPIRONICS | M SERIES HUMIDIFIER | 2019-03-22 | 180
HUMIDIFIER | M SERIES HUMIDIFIER | RESPIRONICS | M SERIES HUMIDIFIER | 2019-03-22 | 180
HUMIDIFIER | M SERIES HUMIDIFIER | RESPIRONICS | M SERIES HUMIDIFIER | 2019-03-22 | 180
HUMIDIFIER | M SERIES HUMIDIFIER | RESPIRONICS | M SERIES HUMIDIFIER | 2019-03-22 | 180
HUMIDIFIER | M SERIES HUMIDIFIER | RESPIRONICS | M SERIES HUMIDIFIER | 2019-03-22 | 180
HUMIDIFIER | M SERIES HUMIDIFIER | RESPIRONICS | M SERIES HUMIDIFIER | 2019-03-22 | 180
HUMIDIFIER | M SERIES HUMIDIFIER | RESPIRONICS | M SERIES HUMIDIFIER | 2019-03-22 | 180
HUMIDIFIER | M SERIES HUMIDIFIER | RESPIRONICS | M SERIES HUMIDIFIER | 2019-03-22 | 180
HUMIDIFIER | M SERIES HUMIDIFIER | RESPIRONICS | M SERIES HUMIDIFIER | 2019-03-22 | 180
HUMIDIFIER | M SERIES HUMIDIFIER | RESPIRONICS | M SERIES HUMIDIFIER | 2019-03-22 | 180
HUMIDIFIER | M SERIES HUMIDIFIER | RESPIRONICS | M SERIES HUMIDIFIER | 2019-03-22 | 180
HUMIDIFIER | M SERIES HUMIDIFIER | RESPIRONICS | M SERIES HUMIDIFIER | 2019-03-22 | 180
HUMIDIFIER | M SERIES HUMIDIFIER | RESPIRONICS | M SERIES HUMIDIFIER | 2019-03-22 | 180
HUMIDIFIER | M SERIES HUMIDIFIER | RESPIRONICS | M SERIES HUMIDIFIER | 2019-03-22 | 180
HUMIDIFIER | M SERIES HUMIDIFIER | RESPIRONICS | M SERIES HUMIDIFIER | 2019-03-22 | 180
HUMIDIFIER | M SERIES HUMIDIFIER | RESPIRONICS | M SERIES HUMIDIFIER | 2019-03-22 | 180
HUMIDIFIER | M SERIES HUMIDIFIER | RESPIRONICS | M SERIES HUMIDIFIER | 2019-03-22 | 180
HUMIDIFIER | M SERIES HUMIDIFIER | RESPIRONICS | M SERIES HUMIDIFIER | 2019-03-22 | 180
HUMIDIFIER | M SERIES HUMIDIFIER | RESPIRONICS | M SERIES HUMIDIFIER | 2019-03-22 | 180
HUMIDIFIER | M SERIES HUMIDIFIER | RESPIRONICS | M SERIES HUMIDIFIER | 2019-03-22 | 180
HUMIDIFIER | M SERIES HUMIDIFIER | RESPIRONICS | M SERIES HUMIDIFIER | 2019-03-22 | 180
HUMIDIFIER | M SERIES HUMIDIFIER | RESPIRONICS | M SERIES HUMIDIFIER | 2019-03-22 | 180
HUMIDIFIER | M SERIES HUMIDIFIER | RESPIRONICS | M SERIES HUMIDIFIER | 2019-03-22 | 180
HUMIDIFIER | M SERIES HUMIDIFIER | RESPIRONICS | M SERIES HUMIDIFIER | 2019-03-22 | 180
HUMIDIFIER | M SERIES HUMIDIFIER | RESPIRONICS | M SERIES HUMIDIFIER | 2019-03-22 | 180
HUMIDIFIER | M SERIES HUMIDIFIER | RESPIRONICS | M SERIES HUMIDIFIER | 2019-03-22 | 180
BIPAP VENTILATORY SUPPORT SYSTEM | TRILOGY 100 VENTILATOR | RESPIRONICS | TRILOGY 100 | 2019-03-22 | 4303.2
BIPAP VENTILATORY SUPPORT SYSTEM | TRILOGY 100 VENTILATOR | RESPIRONICS | TRILOGY 100 | 2019-03-22 | 4303.2
PAIN ANALYSER | PAIN MANAGEMENT DEVICE | SNOWDEN LTD | MEDICUR PRO | 2019-03-01 | 46.8
COUCH | COUCH 2-SECTION HYDRAULIC | PLINTH 2000 | 502H | 2019-04-03 | 973.2 | 2024-07-05 | 2027-07-05
BATTERY PACK | BATTERY PACK | ARJO HUNTLEIGH | KPA0100 | 2019-04-02 | 216
BATTERY PACK | BATTERY PACK | ARJO HUNTLEIGH | SPL3021 | 2019-04-03 | 285.54
PATIENT HOIST | PATIENT HOIST - STANDING AID | ARJO HUNTLEIGH | SARA PLUS | 2019-04-02 | 6235.2 | 2024-07-08 | 2025-07-08
NEBULIZER | NEBULIZER | PHILIPS LTD | INNOSPIRE DELUXE | 2019-03-27 | 150
NEBULIZER | NEBULIZER | PHILIPS LTD | INNOSPIRE DELUXE | 2019-03-27 | 150
NEBULIZER | NEBULIZER | PHILIPS LTD | INNOSPIRE DELUXE | 2019-03-27 | 150
AMBULATORY 24 HR NIBP MONITOR | AMBULATORY NIBP MONITOR ON TRAK | SPACELABS | 90227 | 2019-03-26 | 1800
AMBULATORY 24 HR NIBP MONITOR | AMBULATORY NIBP MONITOR ON TRAK | SPACELABS | 90227 | 2019-03-26 | 1800
AMBULATORY 24 HR NIBP MONITOR | AMBULATORY NIBP MONITOR ON TRAK | SPACELABS | 90227 | 2019-03-26 | 1800
AMBULATORY 24 HR NIBP MONITOR | AMBULATORY NIBP MONITOR ON TRAK | SPACELABS | 90227 | 2019-03-26 | 1800
VENTILATOR | VENTILATOR - EVITA INFINITY | DRAEGER | EVITA V500 | 2019-03-18 | 31442.208 | 2023-08-24 | 2024-08-11
VENTILATOR | VENTILATOR - EVITA INFINITY | DRAEGER | EVITA V500 | 2019-03-18 | 31442.208 | 2024-10-15 | 2025-08-10
VENTILATOR | VENTILATOR - EVITA INFINITY | DRAEGER | EVITA V500 | 2019-03-18 | 31442.208 | 2024-06-17 | 2025-08-11
VENTILATOR | VENTILATOR - EVITA INFINITY | DRAEGER | EVITA V500 | 2019-03-18 | 34637.352 | 2024-09-18 | 2025-09-12
VENTILATOR | VENTILATOR - EVITA INFINITY | DRAEGER | EVITA V500 | 2019-03-18 | 34637.352 | 2023-10-05 | 2024-09-19
VENTILATOR | VENTILATOR - EVITA INFINITY | DRAEGER | EVITA V500 | 2019-03-18 | 34637.352 | 2024-10-21 | 2025-06-13
VENTILATOR | VENTILATOR - EVITA INFINITY | DRAEGER | EVITA V500 | 2019-03-18 | 34637.352 | 2024-09-18 | 2025-09-14
SUCTION CONTROLLER | HIGH SUCTION CONTROLLER | THERAPY EQUIPMENT | DIAMOND RANGE HIGH | 2019-03-06 | 96
LASER - CLASS 4 | LASER | A.R.C. LASER GMBH | NUVOLAS GEN II | 2019-03-08 | 36330 | 2023-02-20 15:44 | 2024-04-27
VENTILATOR | VENTILATOR | BREAS MEDICAL | NIPPY CLEARWAY | 2019-03-01 | 5400 | 2024-10-04 | 2025-10-14
VENTILATOR | VENTILATOR | BREAS MEDICAL | NIPPY CLEARWAY | 2019-03-01 | 5400 | 2024-10-04 | 2025-10-14
VENTILATOR | VENTILATOR | BREAS MEDICAL | NIPPY CLEARWAY | 2019-03-01 | 5400 | 2024-10-11 | 2025-10-14
VENTILATOR | VENTILATOR | BREAS MEDICAL | NIPPY CLEARWAY | 2019-03-01 | 5400 | 2024-10-03 | 2025-10-15
VENTILATOR | VENTILATOR | BREAS MEDICAL | NIPPY CLEARWAY | 2019-03-01 | 5400 | 2024-10-25 | 2025-10-14
SUCTION CONTROLLER | HIGH SUCTION CONTROLLER | THERAPY EQUIPMENT | DIAMOND RANGE HIGH | 2019-02-28 | 96
PATIENT HOIST | PATIENT HOIST - MOBILE | LIKO | VIKING XL | 2019-02-28 | 7714.08 | 2024-07-15 | 2025-01-15
COUCH | COUCH 3-SECTION BARIATRIC | PLINTH 2000 | 50 - 3 SECTION | 2019-03-20 | 1200 | 2024-08-15 | 2027-08-15
NEBULIZER | NEBULIZER | PHILIPS LTD | INNOSPIRE DELUXE | 2019-02-25 | 150
ULTRASONIC UNIT | ULTRASONIC GENERATOR | LOTUS ULTRASONIC | LOTUS LG4 | 2019-02-20 | 1200 |  | 2024-10-15
PATIENT HOIST | PATIENT HOIST - STANDING AID | ARJO HUNTLEIGH | SARA PLUS | 2019-02-19 | 6235.2 | 2024-07-24 | 2025-07-18
EXAMINATION LAMP | EXAMINATION LIGHT | BRANDON MEDICAL | MT6008M | 2019-02-15 | 5340
BATTERY PACK | BATTERY PACK | ARJO HUNTLEIGH | KPA0100 | 2019-02-14 | 271.188
INCUBATOR | INCUBATOR | VWR INTERNAT | INCU-LINE IL10 | 2019-02-13 | 1200
CARDIOGRAPH | CARDIOGRAPH | GE LIMITED | MAC VU360 | 2019-02-12 | 10072.8 | 2024-06-19 | 2025-06-19
SCALP COOLER | SCALP COOLER | PAXMAN LTD | PSCSII | 2019-02-05 | 3600 | 2020-02-25
SUCTION CONTROLLER | HIGH SUCTION CONTROLLER | THERAPY EQUIPMENT | DIAMOND RANGE HIGH | 2019-02-05 | 96
SCALES | SCALES - CHAIR BARIATRIC | MARSDEN | M-200 | 2019-02-05 | 720 | 2023-12-04 | 2024-11-15
ELECTRIC BED | SMART ACUTE CARE ELECTRIC BED | LINET UK | ELEGANZA 2 | 2019-02-01 | 1609.2 | 2023-03-31 12:04 | 2024-11-01
ELECTRIC BED | SMART ACUTE CARE ELECTRIC BED | LINET UK | ELEGANZA 2 | 2019-02-01 | 1609.2 |  | 2024-11-01
ELECTRIC BED | SMART ACUTE CARE ELECTRIC BED | LINET UK | ELEGANZA 2 | 2019-02-01 | 1609.2 | 2023-05-23 | 2024-11-01
ELECTRIC BED | SMART ACUTE CARE ELECTRIC BED | LINET UK | ELEGANZA 2 | 2019-02-01 | 1609.2 | 2023-11-14 | 2024-11-14
ELECTRIC BED | SMART ACUTE CARE ELECTRIC BED | LINET UK | ELEGANZA 2 | 2019-02-01 | 1609.2 |  | 2024-11-01
ELECTRIC BED | SMART ACUTE CARE ELECTRIC BED | LINET UK | ELEGANZA 2 | 2019-02-01 | 1609.2 | 2024-07-28 | 2025-07-28
ELECTRIC BED | SMART ACUTE CARE ELECTRIC BED | LINET UK | ELEGANZA 2 | 2019-02-01 | 1609.2 | 2023-06-26 | 2024-11-01
ELECTRIC BED | SMART ACUTE CARE ELECTRIC BED | LINET UK | ELEGANZA 2 | 2019-02-01 | 1609.2 | 2023-06-01 | 2024-11-01
ELECTRIC BED | SMART ACUTE CARE ELECTRIC BED | LINET UK | ELEGANZA 2 | 2019-02-01 | 1609.2 | 2023-06-26 | 2024-11-01
ELECTRIC BED | SMART ACUTE CARE ELECTRIC BED | LINET UK | ELEGANZA 2 | 2019-02-01 | 1609.2 | 2023-09-21 | 2024-09-21
ELECTRIC BED | SMART ACUTE CARE ELECTRIC BED | LINET UK | ELEGANZA 2 | 2019-02-01 | 1609.2 | 2023-06-27 | 2024-11-01
ELECTRIC BED | SMART ACUTE CARE ELECTRIC BED | LINET UK | ELEGANZA 2 | 2019-02-01 | 1609.2 |  | 2024-11-01
ELECTRIC BED | SMART ACUTE CARE ELECTRIC BED | LINET UK | ELEGANZA 2 | 2019-02-01 | 1609.2 | 2023-08-11 | 2024-08-11
ELECTRIC BED | SMART ACUTE CARE ELECTRIC BED | LINET UK | ELEGANZA 2 | 2019-02-01 | 1609.2 | 2023-04-25 | 2024-11-01
PATIENT HOIST | PATIENT HOIST - MOBILE | LIKO | GOLVO 9000 | 2019-01-31 | 10794 | 2024-07-09 | 2025-01-09
SUCTION CONTROLLER | HIGH SUCTION CONTROLLER | THERAPY EQUIPMENT | DIAMOND RANGE HIGH | 2019-02-05 | 96
ELECTRIC BED | SMART ACUTE CARE ELECTRIC BED | LINET UK | ELEGANZA 2 | 2019-01-25 | 1609.2 | 2022-05-25 | 2024-11-01
ELECTRIC BED | SMART ACUTE CARE ELECTRIC BED | LINET UK | ELEGANZA 2 | 2019-01-25 | 1609.2 | 2023-09-25 | 2024-09-25
ELECTRIC BED | SMART ACUTE CARE ELECTRIC BED | LINET UK | ELEGANZA 2 | 2019-01-25 | 1609.2 | 2023-12-06 | 2024-12-06
ELECTRIC BED | SMART ACUTE CARE ELECTRIC BED | LINET UK | ELEGANZA 2 | 2019-01-25 | 1609.2 | 2022-03-23 | 2024-11-01
ELECTRIC BED | SMART ACUTE CARE ELECTRIC BED | LINET UK | ELEGANZA 2 | 2019-01-25 | 1609.2 | 2023-11-14 | 2024-11-14
ELECTRIC BED | SMART ACUTE CARE ELECTRIC BED | LINET UK | ELEGANZA 2 | 2019-01-25 | 1609.2 | 2023-10-17 | 2024-10-17
ELECTRIC BED | SMART ACUTE CARE ELECTRIC BED | LINET UK | ELEGANZA 2 | 2019-01-25 | 1609.2 | 2024-04-09 | 2025-04-09
ELECTRIC BED | SMART ACUTE CARE ELECTRIC BED | LINET UK | ELEGANZA 2 | 2019-01-25 | 1609.2 | 2024-02-19 | 2025-02-19
ELECTRIC BED | SMART ACUTE CARE ELECTRIC BED | LINET UK | ELEGANZA 2 | 2019-01-25 | 1609.2 | 2023-05-30 | 2024-11-01
ELECTRIC BED | SMART ACUTE CARE ELECTRIC BED | LINET UK | ELEGANZA 2 | 2019-01-25 | 1609.2 | 2023-03-14 09:22 | 2024-11-01
ELECTRIC BED | SMART ACUTE CARE ELECTRIC BED | LINET UK | ELEGANZA 2 | 2019-01-25 | 1609.2 | 2023-09-27 | 2024-09-27
ELECTRIC BED | SMART ACUTE CARE ELECTRIC BED | LINET UK | ELEGANZA 2 | 2019-01-25 | 1609.2 | 2023-12-02 | 2024-12-02
ELECTRIC BED | SMART ACUTE CARE ELECTRIC BED | LINET UK | ELEGANZA 2 | 2019-01-25 | 1609.2 |  | 2024-11-01
ELECTRIC BED | SMART ACUTE CARE ELECTRIC BED | LINET UK | ELEGANZA 2 | 2019-01-25 | 1609.2 | 2023-10-19 | 2024-10-19
NEBULIZER | NEBULIZER | PHILIPS LTD | INNOSPIRE DELUXE | 2019-01-25 | 150
NEBULIZER | NEBULIZER | PHILIPS LTD | INNOSPIRE DELUXE | 2019-01-25 | 150
NEBULIZER | NEBULIZER | PHILIPS LTD | INNOSPIRE DELUXE | 2019-01-25 | 150
COUCH | COUCH - VARIABLE H/L | BEAUMOND | 70142 | 2019-01-22 | 3240 |  | 2024-09-15
SUCTION CONTROLLER | HIGH SUCTION CONTROLLER | THERAPY EQUIPMENT | DIAMOND RANGE HIGH | 2019-01-18 | 96
NEBULIZER | NEBULIZER | PHILIPS LTD | INNOSPIRE DELUXE | 2019-01-18 | 150
GEL WARMER | THERMASONIC GEL WARMER | PARKER | 82-01-20 | 2019-01-29 | 600
CAMERA | BOX SECURITY CAMERA | SAMSUNG | SCB-5003PH/EX | 2019-03-11 | 192.6
COLOUR MONITOR | 17" LED MONITOR | SAMSUNG | AS12LED-2 | 2019-03-11 | 198.6
COUCH | COUCH | SEERS MEDICAL | SM3590 | 2019-03-08 | 2400
STANDING AID | STANDING AID | HANDICARE | ReTurn 7500 | 2019-02-07 | 480 | 2024-07-17 | 2025-07-17
TUBE SUPPORTS - OPG | CONE BEAM CT SCANNER DENTAL IMAGING | PLANMECA | PROMAX 3D MID | 2019-01-24 | 116748 | 2024-10-14 | 2025-04-14
TUBE SUPPORTS - OPG | CONE BEAM CT SCANNER DENTAL IMAGING | PLANMECA | PROMAX 3D CLASSIC | 2019-01-24 | 100596 | 2024-10-14 | 2025-04-14
SCANNER-S-DETECTOR | SPECT CT SCANNER | SIEMENS LTD | SYMBIA INTEVO BOLD | 2019-01-17 | 908908.044 | 2022-04-01
AURISCOPE/OTOSCOPE | VIDEO OTOSCOPE | NATUS LTD | OTOCAM 300 | 2021-02-06 | 1632.636
AURISCOPE/OTOSCOPE | VIDEO OTOSCOPE | NATUS LTD | OTOCAM 300 | 2021-02-06 | 1632.636
AURISCOPE/OTOSCOPE | VIDEO OTOSCOPE | NATUS LTD | OTOCAM 300 | 2021-02-06 | 1632.636
AURISCOPE/OTOSCOPE | VIDEO OTOSCOPE | NATUS LTD | OTOCAM 300 | 2021-02-06 | 1632.636
AURISCOPE/OTOSCOPE | VIDEO OTOSCOPE | NATUS LTD | OTOCAM 300 | 2021-02-06 | 1632.636
PEDESTAL DRILLS | BENCH PILLAR DRILL | AXMINSTER PO | AC315PD | 2021-05-14 | 278.184 |  | 2025-05-14
SCALES | SCALES - STAND ON | MARSDEN | M-420 | 2021-05-24 | 300 | 2022-11-18 12:07 | 2024-11-15
SCALES | SCALES - STAND ON | MARSDEN | M-420 | 2021-05-24 | 300 |  | 2024-11-15
PROVING UNIT | PROVING UNIT | MEGGER | MPU690 | 2021-06-24 | 108 | 2024-08-29 | 2025-08-29
VOLTAGE INDICATOR | VOLTAGE TESTER | MEGGER | TPT420 | 2021-06-25 | 188.4 | 2024-08-29 | 2025-08-29
TWO WAY TRUCK | HAND PALLET TRUCK | SHS HANDLING SOLUTIONS LTD. | HTD25 | 2023-02-13 | 358.8
CENTRIFUGE | CENTRIFUGE | EPPENDORF | 5702R | 2021-09-27 | 1440 | 2023-12-01 | 2024-12-02
THERMOMETER - SURFACE SCAN | DIGITAL THERMOMETER | HANNA INSTRU | CHECKTEMP 1 | 2021-09-13 | 140.4 | 2024-01-09 | 2025-01-09
VIDEO PROJECTOR | PROJECTOR | BENQ | MX825ST | 2021-08-25 | 583.2 | 2023-12-30 | 2024-12-30
VITAL SIGNS MONITOR | VITAL SIGNS MONITOR: NIBP, SPO2, TEMP | WELCH ALLYN | 75CE CONNEX | 2021-07-05 | 1658.88 |  | 2024-07-05
CONTAMINATION MONITOR | CONTAMINATION AND RADIATION METER | THERMO SCIENTIFIC | MINI 900 | 2021-06-18 | 1200
GRINDING MACHINE | GRINDER/POLISHER | QUAYLE | A24003 | 2019-03-22 | 600 | 2024-08-29 | 2025-08-29
TYMPANOGRAPH | SCREENING TYMPANOMETER | AMPLIVOX | OTOWAVE 102 | 2019-03-19 | 2700 | 2024-01-23 | 2025-01-23
DOSEPLOTTING SYSTEM | 125300-000 | IBA DOSIMETRY | MISSING | 2019-02-06 | 117705.6
BIPAP VENTILATORY SUPPORT SYSTEM | BIPAP VENTILATORY SUPPORT SYSTEM | RESPIRONICS | A40 | 2019-03-18 | 2913
BIPAP VENTILATORY SUPPORT SYSTEM | BIPAP VENTILATORY SUPPORT SYSTEM | RESPIRONICS | A40 | 2019-03-18 | 2913
BIPAP VENTILATORY SUPPORT SYSTEM | BIPAP VENTILATORY SUPPORT SYSTEM | RESPIRONICS | A40 | 2019-03-18 | 2913
HUMIDIFIER HEATED WIRE CONN. | HUMIDIFIER | INSPIRED MEDICAL | VHB10A | 2019-05-11 | 120
NASAL CPAP | CPAP | PHILIPS LTD | AUTO SV | 2019-03-18 | 180
HUMIDIFIER | M SERIES HUMIDIFIER | RESPIRONICS | M SERIES HUMIDIFIER | 2019-03-18 | 180
HUMIDIFIER | M SERIES HUMIDIFIER | RESPIRONICS | M SERIES HUMIDIFIER | 2019-03-18 | 180
HUMIDIFIER | M SERIES HUMIDIFIER | RESPIRONICS | M SERIES HUMIDIFIER | 2019-03-18 | 180
HUMIDIFIER | M SERIES HUMIDIFIER | RESPIRONICS | M SERIES HUMIDIFIER | 2019-03-18 | 180
HUMIDIFIER | M SERIES HUMIDIFIER | RESPIRONICS | M SERIES HUMIDIFIER | 2019-03-18 | 180
HUMIDIFIER | M SERIES HUMIDIFIER | RESPIRONICS | M SERIES HUMIDIFIER | 2019-03-18 | 180
HUMIDIFIER | M SERIES HUMIDIFIER | RESPIRONICS | M SERIES HUMIDIFIER | 2019-03-18 | 180
HUMIDIFIER | M SERIES HUMIDIFIER | RESPIRONICS | M SERIES HUMIDIFIER | 2019-03-18 | 180
HUMIDIFIER | M SERIES HUMIDIFIER | RESPIRONICS | M SERIES HUMIDIFIER | 2019-03-18 | 180
HUMIDIFIER | M SERIES HUMIDIFIER | RESPIRONICS | M SERIES HUMIDIFIER | 2019-03-18 | 180
HUMIDIFIER | M SERIES HUMIDIFIER | RESPIRONICS | M SERIES HUMIDIFIER | 2019-03-18 | 180
HUMIDIFIER | M SERIES HUMIDIFIER | RESPIRONICS | M SERIES HUMIDIFIER | 2019-03-18 | 180
HUMIDIFIER | M SERIES HUMIDIFIER | RESPIRONICS | M SERIES HUMIDIFIER | 2019-03-18 | 180
HUMIDIFIER | M SERIES HUMIDIFIER | RESPIRONICS | M SERIES HUMIDIFIER | 2019-03-18 | 180
HUMIDIFIER | M SERIES HUMIDIFIER | RESPIRONICS | M SERIES HUMIDIFIER | 2019-03-18 | 180
HUMIDIFIER | M SERIES HUMIDIFIER | RESPIRONICS | M SERIES HUMIDIFIER | 2019-03-18 | 180
HUMIDIFIER | M SERIES HUMIDIFIER | RESPIRONICS | M SERIES HUMIDIFIER | 2019-03-18 | 180
HUMIDIFIER | M SERIES HUMIDIFIER | RESPIRONICS | M SERIES HUMIDIFIER | 2019-03-18 | 180
HUMIDIFIER | M SERIES HUMIDIFIER | RESPIRONICS | M SERIES HUMIDIFIER | 2019-03-18 | 180
HUMIDIFIER | M SERIES HUMIDIFIER | RESPIRONICS | M SERIES HUMIDIFIER | 2019-03-18 | 180
HUMIDIFIER | M SERIES HUMIDIFIER | RESPIRONICS | M SERIES HUMIDIFIER | 2019-03-18 | 180
HUMIDIFIER | M SERIES HUMIDIFIER | RESPIRONICS | M SERIES HUMIDIFIER | 2019-03-18 | 180
HUMIDIFIER | M SERIES HUMIDIFIER | RESPIRONICS | M SERIES HUMIDIFIER | 2019-03-18 | 180
HUMIDIFIER | M SERIES HUMIDIFIER | RESPIRONICS | M SERIES HUMIDIFIER | 2019-03-18 | 180
HUMIDIFIER | M SERIES HUMIDIFIER | RESPIRONICS | M SERIES HUMIDIFIER | 2019-03-18 | 180
HUMIDIFIER | M SERIES HUMIDIFIER | RESPIRONICS | M SERIES HUMIDIFIER | 2019-03-18 | 180
HUMIDIFIER | M SERIES HUMIDIFIER | RESPIRONICS | M SERIES HUMIDIFIER | 2019-03-18 | 180
HUMIDIFIER | M SERIES HUMIDIFIER | RESPIRONICS | M SERIES HUMIDIFIER | 2019-03-18 | 180
OXIMETER | PULSE OXIMETER WRIST | MINOLTA | PULSOX-300I | 2019-03-18 | 600
BIPAP VENTILATORY SUPPORT SYSTEM | BIPAP VENTILATORY SUPPORT SYSTEM | RESPIRONICS | A40 | 2019-03-18 | 2913
BIPAP VENTILATORY SUPPORT SYSTEM | BIPAP VENTILATORY SUPPORT SYSTEM | RESPIRONICS | A40 | 2019-03-18 | 2913
BIPAP VENTILATORY SUPPORT SYSTEM | BIPAP VENTILATORY SUPPORT SYSTEM | RESPIRONICS | A40 | 2019-03-18 | 2913
BIPAP VENTILATORY SUPPORT SYSTEM | BIPAP VENTILATORY SUPPORT SYSTEM | RESPIRONICS | A40 | 2019-03-18 | 2913
HUMIDIFIER | M SERIES HUMIDIFIER | RESPIRONICS | M SERIES HUMIDIFIER | 2019-03-18 | 180
HUMIDIFIER | M SERIES HUMIDIFIER | RESPIRONICS | M SERIES HUMIDIFIER | 2019-03-18 | 180
HUMIDIFIER | M SERIES HUMIDIFIER | RESPIRONICS | M SERIES HUMIDIFIER | 2019-03-18 | 180
HUMIDIFIER | M SERIES HUMIDIFIER | RESPIRONICS | M SERIES HUMIDIFIER | 2019-03-18 | 180
HUMIDIFIER | M SERIES HUMIDIFIER | RESPIRONICS | M SERIES HUMIDIFIER | 2019-03-18 | 180
HUMIDIFIER | M SERIES HUMIDIFIER | RESPIRONICS | M SERIES HUMIDIFIER | 2019-03-18 | 180
HUMIDIFIER | M SERIES HUMIDIFIER | RESPIRONICS | M SERIES HUMIDIFIER | 2019-03-18 | 180
HUMIDIFIER | M SERIES HUMIDIFIER | RESPIRONICS | M SERIES HUMIDIFIER | 2019-03-18 | 180
HUMIDIFIER | M SERIES HUMIDIFIER | RESPIRONICS | M SERIES HUMIDIFIER | 2019-03-18 | 180
HUMIDIFIER | M SERIES HUMIDIFIER | RESPIRONICS | M SERIES HUMIDIFIER | 2019-03-18 | 180
HUMIDIFIER | M SERIES HUMIDIFIER | RESPIRONICS | M SERIES HUMIDIFIER | 2019-03-18 | 180
HUMIDIFIER | M SERIES HUMIDIFIER | RESPIRONICS | M SERIES HUMIDIFIER | 2019-03-18 | 180
HUMIDIFIER | M SERIES HUMIDIFIER | RESPIRONICS | M SERIES HUMIDIFIER | 2019-03-18 | 180
BIPAP VENTILATORY SUPPORT SYSTEM | TRILOGY 100 VENTILATOR | RESPIRONICS | TRILOGY 100 | 2019-03-18 | 4303.2
BIPAP VENTILATORY SUPPORT SYSTEM | TRILOGY 100 VENTILATOR | RESPIRONICS | TRILOGY 100 | 2019-03-18 | 4303.2
HUMIDIFIER HEATED WIRE CONN. | HUMIDIFIER | INSPIRED MEDICAL | VHB10A | 2019-05-11 | 120
HUMIDIFIER HEATED WIRE CONN. | HUMIDIFIER | INSPIRED MEDICAL | VHB10A | 2019-05-11 | 120
HUMIDIFIER | M SERIES HUMIDIFIER | RESPIRONICS | M SERIES HUMIDIFIER | 2019-03-18 | 180
HUMIDIFIER | M SERIES HUMIDIFIER | RESPIRONICS | M SERIES HUMIDIFIER | 2019-03-18 | 180
HUMIDIFIER | M SERIES HUMIDIFIER | RESPIRONICS | M SERIES HUMIDIFIER | 2019-03-18 | 180
HUMIDIFIER | M SERIES HUMIDIFIER | RESPIRONICS | M SERIES HUMIDIFIER | 2019-03-18 | 180
HUMIDIFIER | M SERIES HUMIDIFIER | RESPIRONICS | M SERIES HUMIDIFIER | 2019-03-18 | 180
HUMIDIFIER | M SERIES HUMIDIFIER | RESPIRONICS | M SERIES HUMIDIFIER | 2019-03-18 | 180
HUMIDIFIER | M SERIES HUMIDIFIER | RESPIRONICS | M SERIES HUMIDIFIER | 2019-03-18 | 180
HUMIDIFIER | M SERIES HUMIDIFIER | RESPIRONICS | M SERIES HUMIDIFIER | 2019-03-18 | 180
HUMIDIFIER | M SERIES HUMIDIFIER | RESPIRONICS | M SERIES HUMIDIFIER | 2019-03-18 | 180
HUMIDIFIER | M SERIES HUMIDIFIER | RESPIRONICS | M SERIES HUMIDIFIER | 2019-03-18 | 180
HUMIDIFIER | M SERIES HUMIDIFIER | RESPIRONICS | M SERIES HUMIDIFIER | 2019-03-18 | 180
HUMIDIFIER | M SERIES HUMIDIFIER | RESPIRONICS | M SERIES HUMIDIFIER | 2019-03-18 | 180
HUMIDIFIER | M SERIES HUMIDIFIER | RESPIRONICS | M SERIES HUMIDIFIER | 2019-03-18 | 180
HUMIDIFIER | M SERIES HUMIDIFIER | RESPIRONICS | M SERIES HUMIDIFIER | 2019-03-18 | 180
HUMIDIFIER | M SERIES HUMIDIFIER | RESPIRONICS | M SERIES HUMIDIFIER | 2019-03-18 | 180
HUMIDIFIER | M SERIES HUMIDIFIER | RESPIRONICS | M SERIES HUMIDIFIER | 2019-03-18 | 180
BIPAP VENTILATORY SUPPORT SYSTEM | BIPAP VENTILATORY SUPPORT SYSTEM | RESPIRONICS | A40 | 2019-03-18 | 2913
BIPAP VENTILATORY SUPPORT SYSTEM | BIPAP VENTILATORY SUPPORT SYSTEM | RESPIRONICS | A40 | 2019-03-18 | 2913
BIPAP VENTILATORY SUPPORT SYSTEM | BIPAP VENTILATORY SUPPORT SYSTEM | RESPIRONICS | A40 | 2019-03-18 | 2913
BIPAP VENTILATORY SUPPORT SYSTEM | BIPAP VENTILATORY SUPPORT SYSTEM | RESPIRONICS | A40 | 2019-03-18 | 2913
BIPAP VENTILATORY SUPPORT SYSTEM | BIPAP VENTILATORY SUPPORT SYSTEM | RESPIRONICS | A40 | 2019-03-18 | 2913
BIPAP VENTILATORY SUPPORT SYSTEM | BIPAP VENTILATORY SUPPORT SYSTEM | RESPIRONICS | A40 | 2019-03-18 | 2913
BIPAP VENTILATORY SUPPORT SYSTEM | BIPAP VENTILATORY SUPPORT SYSTEM | RESPIRONICS | A40 | 2019-03-18 | 2913
BIPAP VENTILATORY SUPPORT SYSTEM | BIPAP VENTILATORY SUPPORT SYSTEM | RESPIRONICS | A40 | 2019-03-18 | 2913
BIPAP VENTILATORY SUPPORT SYSTEM | BIPAP VENTILATORY SUPPORT SYSTEM | RESPIRONICS | A40 | 2019-03-18 | 2913
BIPAP VENTILATORY SUPPORT SYSTEM | BIPAP VENTILATORY SUPPORT SYSTEM | RESPIRONICS | A40 | 2019-03-18 | 2913
BIPAP VENTILATORY SUPPORT SYSTEM | BIPAP VENTILATORY SUPPORT SYSTEM | RESPIRONICS | A40 | 2019-03-18 | 2913
BIPAP VENTILATORY SUPPORT SYSTEM | BIPAP VENTILATORY SUPPORT SYSTEM | RESPIRONICS | A40 | 2019-03-18 | 2913
BIPAP VENTILATORY SUPPORT SYSTEM | BIPAP VENTILATORY SUPPORT SYSTEM | RESPIRONICS | A40 | 2019-03-18 | 2913
BIPAP VENTILATORY SUPPORT SYSTEM | BIPAP VENTILATORY SUPPORT SYSTEM | RESPIRONICS | A40 | 2019-03-18 | 2913
BIPAP VENTILATORY SUPPORT SYSTEM | BIPAP VENTILATORY SUPPORT SYSTEM | RESPIRONICS | A40 | 2019-03-18 | 2913
BIPAP VENTILATORY SUPPORT SYSTEM | BIPAP VENTILATORY SUPPORT SYSTEM | RESPIRONICS | A40 | 2019-03-18 | 2913
BIPAP VENTILATORY SUPPORT SYSTEM | TRILOGY 100 VENTILATOR | RESPIRONICS | TRILOGY 100 | 2019-03-18 | 4303.2
BIPAP VENTILATORY SUPPORT SYSTEM | BIPAP VENTILATORY SUPPORT SYSTEM | RESPIRONICS | A40 | 2019-03-18 | 2913
BIPAP VENTILATORY SUPPORT SYSTEM | TRILOGY 100 VENTILATOR | RESPIRONICS | TRILOGY 100 | 2019-03-18 | 4303.2
BIPAP VENTILATORY SUPPORT SYSTEM | TRILOGY 100 VENTILATOR | RESPIRONICS | TRILOGY 100 | 2019-03-18 | 4303.2
BIPAP VENTILATORY SUPPORT SYSTEM | TRILOGY 100 VENTILATOR | RESPIRONICS | TRILOGY 100 | 2019-03-18 | 4303.2
BIPAP VENTILATORY SUPPORT SYSTEM | TRILOGY 100 VENTILATOR | RESPIRONICS | TRILOGY 100 | 2019-03-18 | 4303.2
BIPAP VENTILATORY SUPPORT SYSTEM | TRILOGY 100 VENTILATOR | RESPIRONICS | TRILOGY 100 | 2019-03-18 | 4303.2
BIPAP VENTILATORY SUPPORT SYSTEM | TRILOGY 100 VENTILATOR | RESPIRONICS | TRILOGY 100 | 2019-03-18 | 4303.2
BIPAP VENTILATORY SUPPORT SYSTEM | TRILOGY 100 VENTILATOR | RESPIRONICS | TRILOGY 100 | 2019-05-11 | 4303.2
BIPAP VENTILATORY SUPPORT SYSTEM | TRILOGY 100 VENTILATOR | RESPIRONICS | TRILOGY 100 | 2019-05-11 | 4303.2
BIPAP VENTILATORY SUPPORT SYSTEM | TRILOGY 100 VENTILATOR | RESPIRONICS | TRILOGY 100 | 2019-05-11 | 4303.2
HUMIDIFIER | M SERIES HUMIDIFIER | RESPIRONICS | M SERIES HUMIDIFIER | 2019-05-11 | 180
HUMIDIFIER | M SERIES HUMIDIFIER | RESPIRONICS | M SERIES HUMIDIFIER | 2019-05-11 | 180
HUMIDIFIER | M SERIES HUMIDIFIER | RESPIRONICS | M SERIES HUMIDIFIER | 2019-05-11 | 180
HUMIDIFIER | M SERIES HUMIDIFIER | RESPIRONICS | M SERIES HUMIDIFIER | 2019-05-11 | 180
HUMIDIFIER | M SERIES HUMIDIFIER | RESPIRONICS | M SERIES HUMIDIFIER | 2019-05-11 | 180
HUMIDIFIER | M SERIES HUMIDIFIER | RESPIRONICS | M SERIES HUMIDIFIER | 2019-05-11 | 180
HUMIDIFIER | M SERIES HUMIDIFIER | RESPIRONICS | M SERIES HUMIDIFIER | 2019-05-11 | 180
HUMIDIFIER | M SERIES HUMIDIFIER | RESPIRONICS | M SERIES HUMIDIFIER | 2019-05-11 | 180
HUMIDIFIER | M SERIES HUMIDIFIER | RESPIRONICS | M SERIES HUMIDIFIER | 2019-05-11 | 180
HUMIDIFIER | M SERIES HUMIDIFIER | RESPIRONICS | M SERIES HUMIDIFIER | 2019-05-11 | 180
HUMIDIFIER | M SERIES HUMIDIFIER | RESPIRONICS | M SERIES HUMIDIFIER | 2019-05-11 | 180
HUMIDIFIER | M SERIES HUMIDIFIER | RESPIRONICS | M SERIES HUMIDIFIER | 2019-05-11 | 180
HUMIDIFIER | M SERIES HUMIDIFIER | RESPIRONICS | M SERIES HUMIDIFIER | 2019-05-11 | 180
HUMIDIFIER | M SERIES HUMIDIFIER | RESPIRONICS | M SERIES HUMIDIFIER | 2019-05-11 | 180
HUMIDIFIER | M SERIES HUMIDIFIER | RESPIRONICS | M SERIES HUMIDIFIER | 2019-05-11 | 180
HUMIDIFIER | M SERIES HUMIDIFIER | RESPIRONICS | M SERIES HUMIDIFIER | 2019-05-11 | 180
HUMIDIFIER | M SERIES HUMIDIFIER | RESPIRONICS | M SERIES HUMIDIFIER | 2019-05-11 | 180
HUMIDIFIER | M SERIES HUMIDIFIER | RESPIRONICS | M SERIES HUMIDIFIER | 2019-05-11 | 180
HUMIDIFIER | M SERIES HUMIDIFIER | RESPIRONICS | M SERIES HUMIDIFIER | 2019-05-11 | 180
HUMIDIFIER | M SERIES HUMIDIFIER | RESPIRONICS | M SERIES HUMIDIFIER | 2019-05-11 | 180
HUMIDIFIER | M SERIES HUMIDIFIER | RESPIRONICS | M SERIES HUMIDIFIER | 2019-05-11 | 180
HUMIDIFIER | M SERIES HUMIDIFIER | RESPIRONICS | M SERIES HUMIDIFIER | 2019-05-11 | 180
HUMIDIFIER | M SERIES HUMIDIFIER | RESPIRONICS | M SERIES HUMIDIFIER | 2019-05-11 | 180
HUMIDIFIER | M SERIES HUMIDIFIER | RESPIRONICS | M SERIES HUMIDIFIER | 2019-05-11 | 180
HUMIDIFIER | M SERIES HUMIDIFIER | RESPIRONICS | M SERIES HUMIDIFIER | 2019-05-11 | 180
BIPAP VENTILATORY SUPPORT SYSTEM | TRILOGY 100 VENTILATOR | RESPIRONICS | TRILOGY 100 | 2019-05-11 | 4303.2
BIPAP VENTILATORY SUPPORT SYSTEM | TRILOGY 100 VENTILATOR | RESPIRONICS | TRILOGY 100 | 2019-05-11 | 4303.2
BIPAP VENTILATORY SUPPORT SYSTEM | TRILOGY 100 VENTILATOR | RESPIRONICS | TRILOGY 100 | 2019-05-11 | 4303.2
BIPAP VENTILATORY SUPPORT SYSTEM | TRILOGY 100 VENTILATOR | RESPIRONICS | TRILOGY 100 | 2019-05-11 | 4303.2
BIPAP VENTILATORY SUPPORT SYSTEM | TRILOGY 100 VENTILATOR | RESPIRONICS | TRILOGY 100 | 2019-05-11 | 4303.2
BIPAP VENTILATORY SUPPORT SYSTEM | TRILOGY 100 VENTILATOR | RESPIRONICS | TRILOGY 100 | 2019-05-11 | 4303.2
BIPAP VENTILATORY SUPPORT SYSTEM | TRILOGY 100 VENTILATOR | RESPIRONICS | TRILOGY 100 | 2019-05-11 | 4303.2
BIPAP VENTILATORY SUPPORT SYSTEM | BIPAP VENTILATORY SUPPORT SYSTEM | RESPIRONICS | A40 | 2019-05-11 | 2913
BIPAP VENTILATORY SUPPORT SYSTEM | BIPAP VENTILATORY SUPPORT SYSTEM | RESPIRONICS | A40 | 2019-05-11 | 2913
BIPAP VENTILATORY SUPPORT SYSTEM | BIPAP VENTILATORY SUPPORT SYSTEM | RESPIRONICS | A40 | 2019-05-11 | 2913
BIPAP VENTILATORY SUPPORT SYSTEM | BIPAP VENTILATORY SUPPORT SYSTEM | RESPIRONICS | A40 | 2019-05-11 | 2913
BIPAP VENTILATORY SUPPORT SYSTEM | BIPAP VENTILATORY SUPPORT SYSTEM | RESPIRONICS | A40 | 2019-05-11 | 2913
BIPAP VENTILATORY SUPPORT SYSTEM | BIPAP VENTILATORY SUPPORT SYSTEM | RESPIRONICS | A40 | 2019-05-11 | 2913
BIPAP VENTILATORY SUPPORT SYSTEM | BIPAP VENTILATORY SUPPORT SYSTEM | RESPIRONICS | A40 | 2019-05-11 | 2913
BIPAP VENTILATORY SUPPORT SYSTEM | BIPAP VENTILATORY SUPPORT SYSTEM | RESPIRONICS | A40 | 2019-05-11 | 2913
BIPAP VENTILATORY SUPPORT SYSTEM | BIPAP VENTILATORY SUPPORT SYSTEM | RESPIRONICS | A40 | 2019-05-11 | 2913
BIPAP VENTILATORY SUPPORT SYSTEM | BIPAP VENTILATORY SUPPORT SYSTEM | RESPIRONICS | A40 | 2019-05-11 | 2913
BIPAP VENTILATORY SUPPORT SYSTEM | BIPAP VENTILATORY SUPPORT SYSTEM | RESPIRONICS | A40 | 2019-05-11 | 2913
BIPAP VENTILATORY SUPPORT SYSTEM | BIPAP VENTILATORY SUPPORT SYSTEM | RESPIRONICS | A40 | 2019-05-11 | 2913
BIPAP VENTILATORY SUPPORT SYSTEM | TRILOGY 100 VENTILATOR | RESPIRONICS | TRILOGY 100 | 2019-05-11 | 4303.2
BIPAP VENTILATORY SUPPORT SYSTEM | TRILOGY 100 VENTILATOR | RESPIRONICS | TRILOGY 100 | 2019-05-11 | 4303.2
BIPAP VENTILATORY SUPPORT SYSTEM | TRILOGY 100 VENTILATOR | RESPIRONICS | TRILOGY 100 | 2019-05-11 | 4303.2
BIPAP VENTILATORY SUPPORT SYSTEM | BIPAP VENTILATORY SUPPORT SYSTEM | RESPIRONICS | A40 | 2019-05-11 | 2913
HUMIDIFIER | M SERIES HUMIDIFIER | RESPIRONICS | M SERIES HUMIDIFIER | 2019-05-11 | 180
HUMIDIFIER | M SERIES HUMIDIFIER | RESPIRONICS | M SERIES HUMIDIFIER | 2019-05-11 | 180
HUMIDIFIER | M SERIES HUMIDIFIER | RESPIRONICS | M SERIES HUMIDIFIER | 2019-05-11 | 180
HUMIDIFIER | M SERIES HUMIDIFIER | RESPIRONICS | M SERIES HUMIDIFIER | 2019-05-11 | 5331.516
HUMIDIFIER | M SERIES HUMIDIFIER | RESPIRONICS | M SERIES HUMIDIFIER | 2019-05-11 | 5331.516
HUMIDIFIER | M SERIES HUMIDIFIER | RESPIRONICS | M SERIES HUMIDIFIER | 2019-05-11 | 180
HUMIDIFIER | M SERIES HUMIDIFIER | RESPIRONICS | M SERIES HUMIDIFIER | 2019-05-11 | 180
HUMIDIFIER | M SERIES HUMIDIFIER | RESPIRONICS | M SERIES HUMIDIFIER | 2019-05-11 | 180
HUMIDIFIER | M SERIES HUMIDIFIER | RESPIRONICS | M SERIES HUMIDIFIER | 2019-05-11 | 180
HUMIDIFIER | M SERIES HUMIDIFIER | RESPIRONICS | M SERIES HUMIDIFIER | 2019-05-11 | 180
HUMIDIFIER | M SERIES HUMIDIFIER | RESPIRONICS | M SERIES HUMIDIFIER | 2019-05-11 | 180
HUMIDIFIER | M SERIES HUMIDIFIER | RESPIRONICS | M SERIES HUMIDIFIER | 2019-05-11 | 180
HUMIDIFIER | M SERIES HUMIDIFIER | RESPIRONICS | M SERIES HUMIDIFIER | 2019-05-11 | 180
HUMIDIFIER | M SERIES HUMIDIFIER | RESPIRONICS | M SERIES HUMIDIFIER | 2019-05-11 | 180
HUMIDIFIER | M SERIES HUMIDIFIER | RESPIRONICS | M SERIES HUMIDIFIER | 2019-05-11 | 180
HUMIDIFIER | M SERIES HUMIDIFIER | RESPIRONICS | M SERIES HUMIDIFIER | 2019-05-11 | 180
HUMIDIFIER | M SERIES HUMIDIFIER | RESPIRONICS | M SERIES HUMIDIFIER | 2019-05-11 | 180
HUMIDIFIER | M SERIES HUMIDIFIER | RESPIRONICS | M SERIES HUMIDIFIER | 2019-05-11 | 180
HUMIDIFIER | M SERIES HUMIDIFIER | RESPIRONICS | M SERIES HUMIDIFIER | 2019-05-11 | 180
HUMIDIFIER | M SERIES HUMIDIFIER | RESPIRONICS | M SERIES HUMIDIFIER | 2019-05-11 | 180
HUMIDIFIER | M SERIES HUMIDIFIER | RESPIRONICS | M SERIES HUMIDIFIER | 2019-05-11 | 180
HUMIDIFIER | M SERIES HUMIDIFIER | RESPIRONICS | M SERIES HUMIDIFIER | 2019-05-11 | 180
HUMIDIFIER | M SERIES HUMIDIFIER | RESPIRONICS | M SERIES HUMIDIFIER | 2019-05-11 | 180
HUMIDIFIER | M SERIES HUMIDIFIER | RESPIRONICS | M SERIES HUMIDIFIER | 2019-05-11 | 180
HUMIDIFIER | M SERIES HUMIDIFIER | RESPIRONICS | M SERIES HUMIDIFIER | 2019-05-11 | 180
HUMIDIFIER | M SERIES HUMIDIFIER | RESPIRONICS | M SERIES HUMIDIFIER | 2019-05-11 | 180
HUMIDIFIER | M SERIES HUMIDIFIER | RESPIRONICS | M SERIES HUMIDIFIER | 2019-05-11 | 180
HUMIDIFIER | M SERIES HUMIDIFIER | RESPIRONICS | M SERIES HUMIDIFIER | 2019-05-11 | 180
HUMIDIFIER | M SERIES HUMIDIFIER | RESPIRONICS | M SERIES HUMIDIFIER | 2019-05-11 | 180
HUMIDIFIER | M SERIES HUMIDIFIER | RESPIRONICS | M SERIES HUMIDIFIER | 2019-05-11 | 180
HUMIDIFIER | M SERIES HUMIDIFIER | RESPIRONICS | M SERIES HUMIDIFIER | 2019-05-11 | 180
HUMIDIFIER | M SERIES HUMIDIFIER | RESPIRONICS | M SERIES HUMIDIFIER | 2019-05-11 | 180
HUMIDIFIER | M SERIES HUMIDIFIER | RESPIRONICS | M SERIES HUMIDIFIER | 2019-05-11 | 180
HUMIDIFIER | M SERIES HUMIDIFIER | RESPIRONICS | M SERIES HUMIDIFIER | 2019-05-11 | 180
HUMIDIFIER | M SERIES HUMIDIFIER | RESPIRONICS | M SERIES HUMIDIFIER | 2019-05-11 | 180
HUMIDIFIER | M SERIES HUMIDIFIER | RESPIRONICS | M SERIES HUMIDIFIER | 2019-05-11 | 180
HUMIDIFIER | M SERIES HUMIDIFIER | RESPIRONICS | M SERIES HUMIDIFIER | 2019-05-11 | 180
HUMIDIFIER | M SERIES HUMIDIFIER | RESPIRONICS | M SERIES HUMIDIFIER | 2019-05-11 | 180
HUMIDIFIER | M SERIES HUMIDIFIER | RESPIRONICS | M SERIES HUMIDIFIER | 2019-05-11 | 180
HUMIDIFIER | M SERIES HUMIDIFIER | RESPIRONICS | M SERIES HUMIDIFIER | 2019-05-11 | 180
HUMIDIFIER | M SERIES HUMIDIFIER | RESPIRONICS | M SERIES HUMIDIFIER | 2019-05-11 | 180
HUMIDIFIER | M SERIES HUMIDIFIER | RESPIRONICS | M SERIES HUMIDIFIER | 2019-05-11 | 180
HUMIDIFIER | M SERIES HUMIDIFIER | RESPIRONICS | M SERIES HUMIDIFIER | 2019-05-11 | 180
HUMIDIFIER | M SERIES HUMIDIFIER | RESPIRONICS | M SERIES HUMIDIFIER | 2019-05-11 | 180
HUMIDIFIER | M SERIES HUMIDIFIER | RESPIRONICS | M SERIES HUMIDIFIER | 2019-05-11 | 180
HUMIDIFIER | M SERIES HUMIDIFIER | RESPIRONICS | M SERIES HUMIDIFIER | 2019-05-11 | 180
POWERED TABLE | OPTHALMIC INSTRUMENT TABLE | BASE DESIGN | TSL-210 | 2019-01-25 | 2400 | 2023-03-01 14:54 | 2024-03-15
FLAT SCREEN DISPLAY | HP ELITEDISPLAY 24-INCH IPS LED BACKLIT MONITOR | DELL COMPUTERS | E242 | 2019-01-25 | 240 | 2023-03-01 14:56 | 2024-03-15
COMPUTER - DESKTOP | ELITEDESK 800 G2 FOR HTR3 | DELL COMPUTERS | ELITEDESK 800 G2 | 2019-01-25 | 480 | 2023-03-01 14:55 | 2024-03-15
ISOLATION POWER SUPPLY | ISOLATION POWER SUPPLY | DEMETEC | IPS-1000R3-8K | 2019-01-25 | 360 | 2023-03-01 14:57 | 2024-03-15
RETINAL CAMERA | CONFOCAL RETINA TOMOGRAPH | HEIDELBERG | HRT3 | 2019-01-25 | 54000 | 2023-12-22 | 2024-03-13
CARDIOGRAPH | CARDIOGRAPH | MORTARA INST | ELI 150C | 2019-01-23 | 3600
FUNDUS CAMERA | FUNDUS CAMERA | FORUS | FORUS NEO | 2019-01-22 | 54000 | 2024-06-25 | 2025-06-28
MICRO-CART | MICRO-CART | MEMO-INTERNAL | TAJ1 | 2019-01-22 | 3000 | 2023-08-02 | 2025-08-02
TONOMETER | TONOMETER | ICARE | TA031 | 2019-01-16 | 4800
TONOMETER | TONOMETER | ICARE | TA031 | 2019-01-16 | 4800
EXAMINATION LAMP | EXAMINATION LIGHT | BRANDON MEDICAL | MT6008M | 2018-12-13 | 534 | 2024-10-16 | 2025-04-10
EXAMINATION LAMP | EXAMINATION LIGHT | BRANDON MEDICAL | MT6008M | 2018-12-13 | 534 | 2024-10-15 | 2025-04-10
EXAMINATION LAMP | EXAMINATION LIGHT | BRANDON MEDICAL | MT6008M | 2018-12-13 | 534 | 2024-10-15 | 2025-04-15
INFUSION PUMP | AMBULATORY INFUSION PUMP | CME MEDICAL | BODYGUARD 323 | 2017-06-23 | 1762.8 |  | 2024-06-12
BATTERY CHARGER | SMART BATTERY CONDITIONING UNIT | MSC TECHNOLOGIES | LG1480 | 2018-12-10 | 1440 | 2023-08-02 | 2025-09-15
MIXER | MIXER | 3M HEALTH CARE | PENTAMIX LITE | 2018-12-03 | 600 | 2022-09-22 | 2024-08-15
MIXER | MIXER | 3M HEALTH CARE | PENTAMIX LITE | 2018-12-03 | 1200 | 2023-08-29 | 2024-08-29
LIGHT SOURCE | LIGHT SOURCE - LED | SAPI MED | ECOLITE | 2016-03-17 | 900
DIGITAL THERMOMETER | THERMOMETER | RS | 206-3722 | 2017-02-10 | 72 | 2022-12-19 12:40 | 2025-05-15
CAMERA HEAD | HD CAMERA | CONMED | IM4120 | 2010-04-26 | 6000
CAMERA HEAD | HD CAMERA | CONMED | IM4121 | 2010-04-26 | 6000
CAMERA HEAD | HD CAMERA | CONMED | IM4121 | 2010-04-26 | 6000
SCALP COOLER | DUAL SCALP COOLER | PAXMAN LTD | PLEASE ENTER MODEL! (568) | 2018-06-11 | 3600 | 2023-05-30 | 2025-05-30
SPIROMETER | SPIROMETER HANDHELD | MEDCHIP SOLUTIONS | SPIRO CONNECT | 2018-12-11 | 1200 | 2021-11-05 | 2024-12-15
OXIMETER | OXIMETER | NONIN | WRISTOX2 | 2023-06-08 | 240
SCALES | SCALES - BABY | MARSDEN | M-300 | 2019-05-01 | 360 | 2023-11-17 | 2024-11-15
DEFIB TESTER | DEFIBRILLATOR ANALYSER | FLUKE | IMPULSE 7000DP | 2019-04-23 | 5119.2 | 2024-06-03 | 2025-06-03
DEFIBRILLATOR | DEFIBRILLATOR | PHILIPS LTD | EFFICIA DFM100 | 2019-05-13 | 4438.8 | 2024-05-03 | 2025-05-15
DEFIBRILLATOR | DEFIBRILLATOR | PHILIPS LTD | EFFICIA DFM100 | 2019-05-13 | 4438.8 | 2024-04-26 | 2025-05-13
DEFIBRILLATOR | DEFIBRILLATOR | PHILIPS LTD | EFFICIA DFM100 | 2019-05-13 | 4438.8 | 2024-04-25 | 2025-05-12
DEFIBRILLATOR | DEFIBRILLATOR | PHILIPS LTD | EFFICIA DFM100 | 2019-05-13 | 4438.8 | 2024-04-29 | 2025-05-15
DEFIBRILLATOR | DEFIBRILLATOR | PHILIPS LTD | EFFICIA DFM100 | 2019-05-13 | 4438.8 | 2024-04-25 | 2025-05-15
DEFIBRILLATOR | DEFIBRILLATOR - PACED | PHILIPS LTD | EFFICIA DFM100 PACED | 2019-05-09 | 5554.8 | 2024-05-15 | 2025-05-15
DEFIBRILLATOR | DEFIBRILLATOR - PACED | PHILIPS LTD | EFFICIA DFM100 PACED | 2019-05-09 | 5554.8 | 2024-05-17 | 2025-05-12
DEFIBRILLATOR | DEFIBRILLATOR | PHILIPS LTD | EFFICIA DFM100 | 2019-05-13 | 4438.8 | 2024-05-09 | 2025-05-16
DEFIBRILLATOR | DEFIBRILLATOR | PHILIPS LTD | EFFICIA DFM100 | 2019-05-13 | 4438.8 | 2024-05-10 | 2025-05-15
DEFIBRILLATOR | DEFIBRILLATOR | PHILIPS LTD | EFFICIA DFM100 | 2019-05-13 | 4438.8 | 2024-05-14 | 2025-05-15
DEFIBRILLATOR | DEFIBRILLATOR - PACED | PHILIPS LTD | EFFICIA DFM100 PACED | 2019-05-09 | 5554.8 | 2024-05-10 | 2025-05-15
DEFIBRILLATOR | DEFIBRILLATOR | PHILIPS LTD | EFFICIA DFM100 | 2019-05-13 | 4438.8 | 2024-05-09 | 2025-05-16
DEFIBRILLATOR | DEFIBRILLATOR | PHILIPS LTD | EFFICIA DFM100 | 2019-05-09 | 4438.8 | 2024-05-20 | 2025-05-15
DEFIBRILLATOR | DEFIBRILLATOR - PACED | PHILIPS LTD | EFFICIA DFM100 PACED | 2019-05-09 | 5554.8 | 2024-05-07 | 2025-05-15
DEFIBRILLATOR | DEFIBRILLATOR - PACED | PHILIPS LTD | EFFICIA DFM100 PACED | 2019-05-09 | 5554.8 | 2024-05-09 | 2025-05-15
OXIMETER | OXIMETER | NONIN | WRISTOX2 | 2021-05-04 | 240
SCALES | SCALES - COLUMN | SECA | 704 | 2019-04-16 | 478.8 | 2022-01-12 | 2024-11-15
COAGULATION TIMER | COAGULATION TIMER - HAND HELD UNIT | ROCHE LTD | COAGUCHEK PRO II | 2019-03-25 | 86.4
VITAL SIGNS MONITOR | VITAL SIGNS MONITOR: NBP. | MINDRAY | VS-900 | 2021-10-27 | 1200 | 2024-09-11 | 2027-10-15
SUCTION CONTROLLER | HIGH SUCTION CONTROLLER | THERAPY EQUIPMENT | DIAMOND RANGE HIGH | 2019-02-28 | 166.8
SCALES | SCALES - CHAIR | SECA | 959 | 2019-03-19 | 1200 | 2023-11-14 | 2024-11-15
SCALES | SCALES - CHAIR | SECA | 959 | 2019-03-19 | 1200 | 2023-11-14 | 2024-11-15
SCALES | SCALES - CHAIR | SECA | 959 | 2019-03-19 | 1200 | 2023-11-14 | 2024-11-15
SCALES | SCALES - CHAIR | SECA | 959 | 2019-03-19 | 1200 | 2023-11-14 | 2024-11-15
SCALES | SCALES - CHAIR | SECA | 959 | 2019-03-19 | 1200 | 2023-11-14 | 2024-11-15
SCALES | SCALES - CHAIR | SECA | 959 | 2019-03-19 | 1200 | 2023-11-17 | 2024-11-15
SUCTION CONTROLLER | HIGH SUCTION CONTROLLER | THERAPY EQUIPMENT | DIAMOND RANGE HIGH | 2019-03-15 | 166.8
SUCTION CONTROLLER | HIGH SUCTION CONTROLLER | THERAPY EQUIPMENT | DIAMOND RANGE HIGH | 2019-03-15 | 120
COUCH | TILTING DIVIDED LEG PODIATRY CHAIR | PLINTH 2000 | 93CDT | 2019-03-11 | 840
STANDING AID | STANDING AID | ARJO HUNTLEIGH | STEDY | 2015-12-15 | 840 | 2024-03-22 | 2025-03-22
IRRIGATION SYSTEM | IRRIGATION PUMP | MEDIVATORS | EGP-100E | 2019-02-15 | 1080 | 2023-06-01 | 2025-06-01
PATIENT HOIST | PATIENT HOIST - OVERHEAD | CHILTERN MED | WISPA 100 PLUS | 2019-01-31 | 1177.2 | 2024-03-19 | 2025-01-03
STEP LADDER | STEP LADDER - 6 TREAD | YOUNGMAN | SI15596 | 2018-12-21 | 120 | 2024-08-15 | 2025-08-15
SUCTION CONTROLLER | HIGH SUCTION CONTROLLER | THERAPY EQUIPMENT | DIAMOND RANGE HIGH | 2019-02-28 | 166.8
VACUUM BAG SYSTEM | VACUUM TISSUE CLOSURE SYSTEM | KCI MEDICAL | 60400 | 2019-01-25 | 1200 | 2021-12-17 | 2025-01-15
WHEELCHAIR | PAEDIATRIC WHEELCHAIR | PANTHER | MISSING | 2018-12-17 | 0
MEDICAL VACUUM PLANT | MEDICAL VACUUM PLANT | MILLENNIUM MEDICAL | GDMVQ2000 | 2019-04-16 | 20043.6
MEDICAL VACUUM PLANT | MEDICAL VACUUM PLANT | MILLENNIUM MEDICAL | GDMVQ2000 | 2019-04-12 | 20043.6 | 2024-09-03 | 2024-12-20
PROVING UNIT | PROVING UNIT | MEGGER | MPU690 | 2019-07-31 | 108 | 2024-08-22 | 2025-08-22
PROVING UNIT | PROVING UNIT | MEGGER | MPU690 | 2019-07-31 | 108 | 2028-07-26 | 2025-08-22
WHEELCHAIR | WHEELCHAIR | SUNRISE MEDICAL LTD | EASY LIFE T | 2019-07-16 | 120
VOLTAGE INDICATOR | VOLTAGE/CONTINUITY TESTER | FLUKE | T110 | 2018-12-31 | 60 | 2023-12-22 | 2024-12-31
VOLTAGE INDICATOR | VOLTAGE/CONTINUITY TESTER | FLUKE | T110 | 2018-12-31 | 60 | 2023-12-22 | 2024-12-31
AREA ALARM SYSTEM | MEDICAL GAS ALARM | PRECISION | CPX-A | 2018-12-04 | 420 | 2024-09-17 | 2024-12-20
AREA ALARM SYSTEM | MEDICAL GAS ALARM | SHIRE | SAX-6 | 2018-11-21 | 420 | 2024-08-20 | 2024-11-20
SUCTION CONTROLLER | THORACIC SUCTION | THERAPY EQUIPMENT | DIAMOND RANGE THORACIC | 2018-12-11 | 220.8
SUCTION CONTROLLER | HIGH SUCTION CONTROLLER | THERAPY EQUIPMENT | DIAMOND RANGE HIGH | 2018-12-11 | 96
SUCTION CONTROLLER | HIGH SUCTION CONTROLLER | THERAPY EQUIPMENT | DIAMOND RANGE HIGH | 2018-12-11 | 96
SUCTION CONTROLLER | HIGH SUCTION CONTROLLER | THERAPY EQUIPMENT | DIAMOND RANGE HIGH | 2018-12-11 | 96
SUCTION CONTROLLER | HIGH SUCTION CONTROLLER | THERAPY EQUIPMENT | DIAMOND RANGE HIGH | 2018-12-14 | 96
SUCTION CONTROLLER | HIGH SUCTION CONTROLLER | THERAPY EQUIPMENT | DIAMOND RANGE HIGH | 2019-02-15 | 96
SUCTION CONTROLLER | HIGH SUCTION CONTROLLER | THERAPY EQUIPMENT | DIAMOND RANGE HIGH | 2019-02-20 | 96
SUCTION CONTROLLER | HIGH SUCTION CONTROLLER | THERAPY EQUIPMENT | DIAMOND RANGE HIGH | 2019-03-28 | 96
COAGULATION TIMER | ACTALYKE QC TUBE | HELENA LABORATORIES | XL-ECT | 2019-05-21 | 582
AMBULATORY ARRHYTHMIA MONITOR | AMBULATORY ECG RECORDER | SPACELABS | LIFECARD CF | 2019-04-02 | 2152.8
AMBULATORY ARRHYTHMIA MONITOR | AMBULATORY ECG RECORDER | SPACELABS | LIFECARD CF | 2019-04-02 | 2152.8
AMBULATORY ARRHYTHMIA MONITOR | AMBULATORY ECG RECORDER | SPACELABS | LIFECARD CF | 2019-04-02 | 2152.8
AMBULATORY ARRHYTHMIA MONITOR | AMBULATORY ECG RECORDER | SPACELABS | LIFECARD CF | 2019-04-02 | 2152.8
AMBULATORY ARRHYTHMIA MONITOR | AMBULATORY ECG RECORDER | SPACELABS | LIFECARD CF | 2019-04-02 | 2152.8
AMBULATORY ARRHYTHMIA MONITOR | AMBULATORY ECG RECORDER | SPACELABS | LIFECARD CF | 2019-04-02 | 2152.8
AMBULATORY ARRHYTHMIA MONITOR | AMBULATORY ECG RECORDER | SPACELABS | LIFECARD CF | 2019-04-02 | 2152.8
AMBULATORY ARRHYTHMIA MONITOR | AMBULATORY ECG RECORDER | SPACELABS | LIFECARD CF | 2019-04-02 | 2152.8
AMBULATORY ARRHYTHMIA MONITOR | AMBULATORY ECG RECORDER | SPACELABS | LIFECARD CF | 2019-04-02 | 2152.8
AMBULATORY ARRHYTHMIA MONITOR | AMBULATORY ECG RECORDER | SPACELABS | LIFECARD CF | 2019-04-02 | 2152.8
SUCTION CONTROLLER | HIGH SUCTION CONTROLLER | THERAPY EQUIPMENT | DIAMOND RANGE HIGH | 2019-03-18 | 96
NEBULIZER | NEBULIZER | PARI MEDICAL | ETRACK CONTROLLER | 2019-02-05 | 240
SUCTION CONTROLLER | THORACIC SUCTION | THERAPY EQUIPMENT | DIAMOND RANGE THORACIC | 2019-02-05 | 220.8
SUCTION CONTROLLER | THORACIC SUCTION | THERAPY EQUIPMENT | DIAMOND RANGE THORACIC | 2019-02-05 | 220.8
SUCTION CONTROLLER | HIGH SUCTION CONTROLLER | THERAPY EQUIPMENT | DIAMOND RANGE HIGH | 2019-01-31 | 106.8
SUCTION CONTROLLER | HIGH SUCTION CONTROLLER | THERAPY EQUIPMENT | DIAMOND RANGE HIGH | 2019-01-31 | 106.8
SUCTION CONTROLLER | HIGH SUCTION CONTROLLER | THERAPY EQUIPMENT | DIAMOND RANGE HIGH | 2019-01-31 | 96
SUCTION CONTROLLER | HIGH SUCTION CONTROLLER | THERAPY EQUIPMENT | DIAMOND RANGE HIGH | 2019-01-31 | 96
SPIROMETER | SPIROMETER - HANDHELD | CAREFUSION | MICRO I | 2019-02-02 | 1933.2 |  | 2024-04-15
SUCTION CONTROLLER | HIGH SUCTION CONTROLLER | THERAPY EQUIPMENT | DIAMOND RANGE HIGH | 2019-01-30 | 96
SUCTION CONTROLLER | HIGH SUCTION CONTROLLER | THERAPY EQUIPMENT | DIAMOND RANGE HIGH | 2019-01-25 | 96
EXAMINATION LAMP | EXAMINATION LAMP | DARAY | MAGW150 | 2019-06-10 | 151.2 | 2020-09-28
SUCTION CONTROLLER | HIGH SUCTION CONTROLLER | THERAPY EQUIPMENT | DIAMOND RANGE HIGH | 2019-01-15 | 96
LARYNGOSCOPE | C-MAC LARYNGOSCOPE BLADE | KARL STORZ | 8401BXC | 2019-01-08 | 3300
SUCTION CONTROLLER | HIGH SUCTION CONTROLLER | THERAPY EQUIPMENT | DIAMOND RANGE HIGH | 2018-12-10 | 96
SUCTION CONTROLLER | HIGH SUCTION CONTROLLER | THERAPY EQUIPMENT | DIAMOND RANGE HIGH | 2018-12-11 | 96
SUCTION CONTROLLER | HIGH SUCTION CONTROLLER | THERAPY EQUIPMENT | DIAMOND RANGE HIGH | 2018-12-11 | 96
SUCTION CONTROLLER | HIGH SUCTION CONTROLLER | THERAPY EQUIPMENT | DIAMOND RANGE HIGH | 2018-12-11 | 96
SUCTION CONTROLLER | HIGH SUCTION CONTROLLER | THERAPY EQUIPMENT | DIAMOND RANGE HIGH | 2018-11-27 | 96
REGULATOR | REGULATOR - AIR - BULLNOSE | MEC CO. LTD | GASS4 - AIR BULLNOSE | 2018-11-20 | 48.72 | 2023-05-15 | 2025-11-12
HUMIDIFIER | M SERIES HUMIDIFIER | RESPIRONICS | M SERIES HUMIDIFIER | 2019-01-09 | 180
HUMIDIFIER | M SERIES HUMIDIFIER | RESPIRONICS | M SERIES HUMIDIFIER | 2019-01-09 | 180
HUMIDIFIER | M SERIES HUMIDIFIER | RESPIRONICS | M SERIES HUMIDIFIER | 2019-01-09 | 180
HUMIDIFIER | M SERIES HUMIDIFIER | RESPIRONICS | M SERIES HUMIDIFIER | 2019-01-09 | 180
NASAL CPAP | CPAP | PHILIPS LTD | AUTO SV | 2019-01-09 | 180
BIPAP VENTILATORY SUPPORT SYSTEM | BIPAP VENTILATORY SUPPORT SYSTEM | RESPIRONICS | A40 | 2019-01-09 | 2913
BIPAP VENTILATORY SUPPORT SYSTEM | BIPAP VENTILATORY SUPPORT SYSTEM | RESPIRONICS | A40 | 2019-01-09 | 2913
BIPAP VENTILATORY SUPPORT SYSTEM | BIPAP VENTILATORY SUPPORT SYSTEM | RESPIRONICS | A40 | 2019-01-09 | 2913
BIPAP VENTILATORY SUPPORT SYSTEM | BIPAP VENTILATORY SUPPORT SYSTEM | RESPIRONICS | A40 | 2019-01-09 | 2913
BIPAP VENTILATORY SUPPORT SYSTEM | BIPAP VENTILATORY SUPPORT SYSTEM | RESPIRONICS | A40 | 2019-01-09 | 2913
BIPAP VENTILATORY SUPPORT SYSTEM | BIPAP VENTILATORY SUPPORT SYSTEM | RESPIRONICS | A40 | 2019-01-09 | 2913
BIPAP VENTILATORY SUPPORT SYSTEM | BIPAP VENTILATORY SUPPORT SYSTEM | RESPIRONICS | A40 | 2019-01-09 | 2913
BIPAP VENTILATORY SUPPORT SYSTEM | BIPAP VENTILATORY SUPPORT SYSTEM | RESPIRONICS | A40 | 2019-01-09 | 2913
BIPAP VENTILATORY SUPPORT SYSTEM | BIPAP VENTILATORY SUPPORT SYSTEM | RESPIRONICS | A40 | 2019-01-09 | 2913
BIPAP VENTILATORY SUPPORT SYSTEM | BIPAP VENTILATORY SUPPORT SYSTEM | RESPIRONICS | A40 | 2019-01-09 | 2913
HUMIDIFIER | M SERIES HUMIDIFIER | RESPIRONICS | M SERIES HUMIDIFIER | 2019-01-09 | 180
HUMIDIFIER | M SERIES HUMIDIFIER | RESPIRONICS | M SERIES HUMIDIFIER | 2019-01-09 | 180
HUMIDIFIER | M SERIES HUMIDIFIER | RESPIRONICS | M SERIES HUMIDIFIER | 2019-01-09 | 180
HUMIDIFIER | M SERIES HUMIDIFIER | RESPIRONICS | M SERIES HUMIDIFIER | 2019-01-09 | 180
HUMIDIFIER | M SERIES HUMIDIFIER | RESPIRONICS | M SERIES HUMIDIFIER | 2019-01-09 | 180
HUMIDIFIER | M SERIES HUMIDIFIER | RESPIRONICS | M SERIES HUMIDIFIER | 2019-01-09 | 180
HUMIDIFIER | M SERIES HUMIDIFIER | RESPIRONICS | M SERIES HUMIDIFIER | 2019-01-09 | 180
HUMIDIFIER | M SERIES HUMIDIFIER | RESPIRONICS | M SERIES HUMIDIFIER | 2019-01-09 | 180
HUMIDIFIER | M SERIES HUMIDIFIER | RESPIRONICS | M SERIES HUMIDIFIER | 2019-01-09 | 180
HUMIDIFIER | M SERIES HUMIDIFIER | RESPIRONICS | M SERIES HUMIDIFIER | 2019-01-09 | 180
HUMIDIFIER | M SERIES HUMIDIFIER | RESPIRONICS | M SERIES HUMIDIFIER | 2019-01-09 | 180
HUMIDIFIER | M SERIES HUMIDIFIER | RESPIRONICS | M SERIES HUMIDIFIER | 2019-01-09 | 180
HUMIDIFIER | M SERIES HUMIDIFIER | RESPIRONICS | M SERIES HUMIDIFIER | 2019-01-09 | 180
HUMIDIFIER | M SERIES HUMIDIFIER | RESPIRONICS | M SERIES HUMIDIFIER | 2019-01-09 | 180
HUMIDIFIER | M SERIES HUMIDIFIER | RESPIRONICS | M SERIES HUMIDIFIER | 2019-01-09 | 180
HUMIDIFIER | M SERIES HUMIDIFIER | RESPIRONICS | M SERIES HUMIDIFIER | 2019-01-09 | 180
HUMIDIFIER | M SERIES HUMIDIFIER | RESPIRONICS | M SERIES HUMIDIFIER | 2019-01-09 | 180
HUMIDIFIER | M SERIES HUMIDIFIER | RESPIRONICS | M SERIES HUMIDIFIER | 2019-01-09 | 180
HUMIDIFIER | M SERIES HUMIDIFIER | RESPIRONICS | M SERIES HUMIDIFIER | 2019-01-09 | 180
HUMIDIFIER | M SERIES HUMIDIFIER | RESPIRONICS | M SERIES HUMIDIFIER | 2019-01-09 | 180
HUMIDIFIER | M SERIES HUMIDIFIER | RESPIRONICS | M SERIES HUMIDIFIER | 2019-01-09 | 180
HUMIDIFIER | M SERIES HUMIDIFIER | RESPIRONICS | M SERIES HUMIDIFIER | 2019-01-09 | 180
HUMIDIFIER | M SERIES HUMIDIFIER | RESPIRONICS | M SERIES HUMIDIFIER | 2019-01-09 | 180
HUMIDIFIER | M SERIES HUMIDIFIER | RESPIRONICS | M SERIES HUMIDIFIER | 2019-01-09 | 180
HUMIDIFIER | M SERIES HUMIDIFIER | RESPIRONICS | M SERIES HUMIDIFIER | 2019-01-09 | 180
HUMIDIFIER | M SERIES HUMIDIFIER | RESPIRONICS | M SERIES HUMIDIFIER | 2019-01-09 | 180
HUMIDIFIER | M SERIES HUMIDIFIER | RESPIRONICS | M SERIES HUMIDIFIER | 2019-01-09 | 180
HUMIDIFIER | M SERIES HUMIDIFIER | RESPIRONICS | M SERIES HUMIDIFIER | 2019-01-09 | 180
HUMIDIFIER | M SERIES HUMIDIFIER | RESPIRONICS | M SERIES HUMIDIFIER | 2019-01-09 | 180
HUMIDIFIER | M SERIES HUMIDIFIER | RESPIRONICS | M SERIES HUMIDIFIER | 2019-01-09 | 180
BIPAP VENTILATORY SUPPORT SYSTEM | TRILOGY 100 VENTILATOR | RESPIRONICS | TRILOGY 100 | 2018-12-18 | 4303.2
BIPAP VENTILATORY SUPPORT SYSTEM | TRILOGY 100 VENTILATOR | RESPIRONICS | TRILOGY 100 | 2018-12-18 | 4303.2
BIPAP VENTILATORY SUPPORT SYSTEM | TRILOGY 100 VENTILATOR | RESPIRONICS | TRILOGY 100 | 2018-12-18 | 4303.2
BIPAP VENTILATORY SUPPORT SYSTEM | TRILOGY 100 VENTILATOR | RESPIRONICS | TRILOGY 100 | 2018-12-18 | 4303.2
BIPAP VENTILATORY SUPPORT SYSTEM | TRILOGY 100 VENTILATOR | RESPIRONICS | TRILOGY 100 | 2018-12-18 | 4303.2
BIPAP VENTILATORY SUPPORT SYSTEM | TRILOGY 100 VENTILATOR | RESPIRONICS | TRILOGY 100 | 2018-12-18 | 4303.2
BIPAP VENTILATORY SUPPORT SYSTEM | BIPAP VENTILATORY SUPPORT SYSTEM | RESPIRONICS | A40 | 2018-12-18 | 2913
BIPAP VENTILATORY SUPPORT SYSTEM | BIPAP VENTILATORY SUPPORT SYSTEM | RESPIRONICS | A40 | 2018-12-18 | 2913
BIPAP VENTILATORY SUPPORT SYSTEM | BIPAP VENTILATORY SUPPORT SYSTEM | RESPIRONICS | A40 | 2018-12-18 | 2913
BIPAP VENTILATORY SUPPORT SYSTEM | TRILOGY 100 VENTILATOR | RESPIRONICS | TRILOGY 100 | 2018-12-18 | 4303.2
BIPAP VENTILATORY SUPPORT SYSTEM | TRILOGY 100 VENTILATOR | RESPIRONICS | TRILOGY 100 | 2018-12-18 | 4303.2
HUMIDIFIER | M SERIES HUMIDIFIER | RESPIRONICS | M SERIES HUMIDIFIER | 2018-12-18 | 180
HUMIDIFIER | M SERIES HUMIDIFIER | RESPIRONICS | M SERIES HUMIDIFIER | 2018-12-18 | 180
HUMIDIFIER | M SERIES HUMIDIFIER | RESPIRONICS | M SERIES HUMIDIFIER | 2018-12-18 | 180
HUMIDIFIER | M SERIES HUMIDIFIER | RESPIRONICS | M SERIES HUMIDIFIER | 2018-12-18 | 180
HUMIDIFIER | M SERIES HUMIDIFIER | RESPIRONICS | M SERIES HUMIDIFIER | 2018-12-18 | 180
HUMIDIFIER | M SERIES HUMIDIFIER | RESPIRONICS | M SERIES HUMIDIFIER | 2018-12-18 | 180
HUMIDIFIER | M SERIES HUMIDIFIER | RESPIRONICS | M SERIES HUMIDIFIER | 2018-12-18 | 180
HUMIDIFIER | M SERIES HUMIDIFIER | RESPIRONICS | M SERIES HUMIDIFIER | 2018-12-18 | 180
HUMIDIFIER | M SERIES HUMIDIFIER | RESPIRONICS | M SERIES HUMIDIFIER | 2018-12-18 | 180
HUMIDIFIER | M SERIES HUMIDIFIER | RESPIRONICS | M SERIES HUMIDIFIER | 2018-12-18 | 180
HUMIDIFIER | M SERIES HUMIDIFIER | RESPIRONICS | M SERIES HUMIDIFIER | 2018-12-18 | 180
HUMIDIFIER | M SERIES HUMIDIFIER | RESPIRONICS | M SERIES HUMIDIFIER | 2018-12-18 | 180
HUMIDIFIER | M SERIES HUMIDIFIER | RESPIRONICS | M SERIES HUMIDIFIER | 2018-12-18 | 180
HUMIDIFIER | M SERIES HUMIDIFIER | RESPIRONICS | M SERIES HUMIDIFIER | 2018-12-18 | 180
HUMIDIFIER | M SERIES HUMIDIFIER | RESPIRONICS | M SERIES HUMIDIFIER | 2018-12-18 | 180
HUMIDIFIER | M SERIES HUMIDIFIER | RESPIRONICS | M SERIES HUMIDIFIER | 2018-12-18 | 180
HUMIDIFIER | M SERIES HUMIDIFIER | RESPIRONICS | M SERIES HUMIDIFIER | 2018-12-18 | 180
HUMIDIFIER | M SERIES HUMIDIFIER | RESPIRONICS | M SERIES HUMIDIFIER | 2018-12-18 | 180
HUMIDIFIER | M SERIES HUMIDIFIER | RESPIRONICS | M SERIES HUMIDIFIER | 2018-12-18 | 180
HUMIDIFIER | M SERIES HUMIDIFIER | RESPIRONICS | M SERIES HUMIDIFIER | 2018-12-18 | 180
HUMIDIFIER | M SERIES HUMIDIFIER | RESPIRONICS | M SERIES HUMIDIFIER | 2018-12-18 | 180
HUMIDIFIER | M SERIES HUMIDIFIER | RESPIRONICS | M SERIES HUMIDIFIER | 2018-12-18 | 180
HUMIDIFIER | M SERIES HUMIDIFIER | RESPIRONICS | M SERIES HUMIDIFIER | 2018-12-18 | 180
HUMIDIFIER | M SERIES HUMIDIFIER | RESPIRONICS | M SERIES HUMIDIFIER | 2018-12-18 | 180
HUMIDIFIER | M SERIES HUMIDIFIER | RESPIRONICS | M SERIES HUMIDIFIER | 2018-12-18 | 180
HUMIDIFIER | M SERIES HUMIDIFIER | RESPIRONICS | M SERIES HUMIDIFIER | 2018-12-18 | 180
HUMIDIFIER | M SERIES HUMIDIFIER | RESPIRONICS | M SERIES HUMIDIFIER | 2018-12-18 | 180
HUMIDIFIER | M SERIES HUMIDIFIER | RESPIRONICS | M SERIES HUMIDIFIER | 2018-12-18 | 180
HUMIDIFIER | M SERIES HUMIDIFIER | RESPIRONICS | M SERIES HUMIDIFIER | 2018-12-18 | 180
HUMIDIFIER | M SERIES HUMIDIFIER | RESPIRONICS | M SERIES HUMIDIFIER | 2018-12-18 | 180
HUMIDIFIER | M SERIES HUMIDIFIER | RESPIRONICS | M SERIES HUMIDIFIER | 2018-12-18 | 180
HUMIDIFIER | M SERIES HUMIDIFIER | RESPIRONICS | M SERIES HUMIDIFIER | 2018-12-18 | 180
HUMIDIFIER | M SERIES HUMIDIFIER | RESPIRONICS | M SERIES HUMIDIFIER | 2018-12-18 | 180
HUMIDIFIER | M SERIES HUMIDIFIER | RESPIRONICS | M SERIES HUMIDIFIER | 2018-12-18 | 180
BIPAP VENTILATORY SUPPORT SYSTEM | TRILOGY 100 VENTILATOR | RESPIRONICS | TRILOGY 100 | 2018-12-18 | 4303.2
BIPAP VENTILATORY SUPPORT SYSTEM | BIPAP VENTILATORY SUPPORT SYSTEM | RESPIRONICS | A40 | 2018-12-18 | 2913
BIPAP VENTILATORY SUPPORT SYSTEM | BIPAP VENTILATORY SUPPORT SYSTEM | RESPIRONICS | A40 | 2018-12-18 | 2913
BIPAP VENTILATORY SUPPORT SYSTEM | BIPAP VENTILATORY SUPPORT SYSTEM | RESPIRONICS | A40 | 2018-12-18 | 2913
BIPAP VENTILATORY SUPPORT SYSTEM | BIPAP VENTILATORY SUPPORT SYSTEM | RESPIRONICS | A40 | 2018-12-18 | 2913
HUMIDIFIER | M SERIES HUMIDIFIER | RESPIRONICS | M SERIES HUMIDIFIER | 2018-12-18 | 180
HUMIDIFIER | M SERIES HUMIDIFIER | RESPIRONICS | M SERIES HUMIDIFIER | 2018-12-18 | 180
HUMIDIFIER | M SERIES HUMIDIFIER | RESPIRONICS | M SERIES HUMIDIFIER | 2018-12-18 | 180
HUMIDIFIER | M SERIES HUMIDIFIER | RESPIRONICS | M SERIES HUMIDIFIER | 2018-12-18 | 180
AREA ALARM SYSTEM | MEDICAL GAS ALARM | SHIRE | SAX-6 | 2018-11-11 | 420 | 2024-08-20 | 2024-11-20
AREA ALARM SYSTEM | MEDICAL GAS ALARM | SHIRE | SAX-6 | 2018-11-11 | 420 | 2024-08-20 | 2024-11-20
AREA ALARM SYSTEM | MEDICAL GAS ALARM | PRECISION | CPX-A | 2018-11-13 | 420 | 2024-09-17 | 2024-12-20
AREA ALARM SYSTEM | MEDICAL GAS ALARM | SHIRE | SAX-6 | 2018-11-13 | 420 | 2024-09-17 | 2024-12-20
GAS REGULATOR & FLOWMETER | MEDICAL AIR REDUCING SETS | NORGREN MART | 20AG/4G | 2018-10-14 | 480 | 2024-08-06 | 2024-11-20
AREA ALARM SYSTEM | MEDICAL GAS ALARM | PRECISION | CPX-A | 2018-10-14 | 420 | 2024-08-20 | 2024-11-20
AREA ALARM SYSTEM | MEDICAL GAS ALARM | PRECISION | CPX-A | 2018-10-14 | 420 | 2024-08-20 | 2024-11-20
AREA ALARM SYSTEM | MEDICAL GAS ALARM | SHIRE | SAX-6 | 2018-10-14 | 420 | 2024-08-20 | 2024-11-20
AREA ALARM SYSTEM | MEDICAL GAS ALARM | SHIRE | SAX-6 | 2018-10-14 | 480 | 2024-08-20 | 2024-11-20
BIPAP VENTILATORY SUPPORT SYSTEM | BIPAP VENTILATORY SUPPORT SYSTEM | RESPIRONICS | A40 | 2018-11-21 | 2913
BIPAP VENTILATORY SUPPORT SYSTEM | BIPAP VENTILATORY SUPPORT SYSTEM | RESPIRONICS | A40 | 2018-11-21 | 2913
HUMIDIFIER | M SERIES HUMIDIFIER | RESPIRONICS | M SERIES HUMIDIFIER | 2018-11-21 | 180
HUMIDIFIER | M SERIES HUMIDIFIER | RESPIRONICS | M SERIES HUMIDIFIER | 2018-11-21 | 180
HUMIDIFIER | M SERIES HUMIDIFIER | RESPIRONICS | M SERIES HUMIDIFIER | 2018-11-21 | 180
HUMIDIFIER | M SERIES HUMIDIFIER | RESPIRONICS | M SERIES HUMIDIFIER | 2018-11-21 | 180
HUMIDIFIER | M SERIES HUMIDIFIER | RESPIRONICS | M SERIES HUMIDIFIER | 2018-11-21 | 180
HUMIDIFIER | M SERIES HUMIDIFIER | RESPIRONICS | M SERIES HUMIDIFIER | 2018-11-21 | 180
HUMIDIFIER | M SERIES HUMIDIFIER | RESPIRONICS | M SERIES HUMIDIFIER | 2018-11-21 | 180
HUMIDIFIER | M SERIES HUMIDIFIER | RESPIRONICS | M SERIES HUMIDIFIER | 2018-11-21 | 180
HUMIDIFIER | M SERIES HUMIDIFIER | RESPIRONICS | M SERIES HUMIDIFIER | 2018-11-21 | 180
HUMIDIFIER | M SERIES HUMIDIFIER | RESPIRONICS | M SERIES HUMIDIFIER | 2018-11-21 | 180
HUMIDIFIER | M SERIES HUMIDIFIER | RESPIRONICS | M SERIES HUMIDIFIER | 2018-11-21 | 180
HUMIDIFIER | M SERIES HUMIDIFIER | RESPIRONICS | M SERIES HUMIDIFIER | 2018-11-21 | 180
HUMIDIFIER | M SERIES HUMIDIFIER | RESPIRONICS | M SERIES HUMIDIFIER | 2018-11-21 | 180
HUMIDIFIER | M SERIES HUMIDIFIER | RESPIRONICS | M SERIES HUMIDIFIER | 2018-11-21 | 180
HUMIDIFIER | M SERIES HUMIDIFIER | RESPIRONICS | M SERIES HUMIDIFIER | 2018-11-21 | 180
HUMIDIFIER | M SERIES HUMIDIFIER | RESPIRONICS | M SERIES HUMIDIFIER | 2018-11-21 | 180
HUMIDIFIER | M SERIES HUMIDIFIER | RESPIRONICS | M SERIES HUMIDIFIER | 2018-11-21 | 180
HUMIDIFIER | M SERIES HUMIDIFIER | RESPIRONICS | M SERIES HUMIDIFIER | 2018-11-21 | 180
HUMIDIFIER | M SERIES HUMIDIFIER | RESPIRONICS | M SERIES HUMIDIFIER | 2018-11-21 | 180
HUMIDIFIER | M SERIES HUMIDIFIER | RESPIRONICS | M SERIES HUMIDIFIER | 2018-11-21 | 180
HUMIDIFIER | M SERIES HUMIDIFIER | RESPIRONICS | M SERIES HUMIDIFIER | 2018-11-21 | 180
HUMIDIFIER | M SERIES HUMIDIFIER | RESPIRONICS | M SERIES HUMIDIFIER | 2018-11-21 | 180
HUMIDIFIER | M SERIES HUMIDIFIER | RESPIRONICS | M SERIES HUMIDIFIER | 2018-11-21 | 180
HUMIDIFIER | M SERIES HUMIDIFIER | RESPIRONICS | M SERIES HUMIDIFIER | 2018-11-21 | 180
HUMIDIFIER | M SERIES HUMIDIFIER | RESPIRONICS | M SERIES HUMIDIFIER | 2018-11-21 | 180
HUMIDIFIER | M SERIES HUMIDIFIER | RESPIRONICS | M SERIES HUMIDIFIER | 2018-11-21 | 180
HUMIDIFIER | M SERIES HUMIDIFIER | RESPIRONICS | M SERIES HUMIDIFIER | 2018-11-21 | 180
HUMIDIFIER | M SERIES HUMIDIFIER | RESPIRONICS | M SERIES HUMIDIFIER | 2018-11-21 | 180
HUMIDIFIER | M SERIES HUMIDIFIER | RESPIRONICS | M SERIES HUMIDIFIER | 2018-11-21 | 180
HUMIDIFIER | M SERIES HUMIDIFIER | RESPIRONICS | M SERIES HUMIDIFIER | 2018-11-21 | 180
HUMIDIFIER | M SERIES HUMIDIFIER | RESPIRONICS | M SERIES HUMIDIFIER | 2018-11-21 | 180
HUMIDIFIER | M SERIES HUMIDIFIER | RESPIRONICS | M SERIES HUMIDIFIER | 2018-11-21 | 180
HUMIDIFIER | M SERIES HUMIDIFIER | RESPIRONICS | M SERIES HUMIDIFIER | 2018-11-21 | 180
HUMIDIFIER | M SERIES HUMIDIFIER | RESPIRONICS | M SERIES HUMIDIFIER | 2018-11-21 | 180
HUMIDIFIER | M SERIES HUMIDIFIER | RESPIRONICS | M SERIES HUMIDIFIER | 2018-11-21 | 180
HUMIDIFIER | M SERIES HUMIDIFIER | RESPIRONICS | M SERIES HUMIDIFIER | 2018-11-21 | 180
HUMIDIFIER | M SERIES HUMIDIFIER | RESPIRONICS | M SERIES HUMIDIFIER | 2018-11-21 | 180
HUMIDIFIER | M SERIES HUMIDIFIER | RESPIRONICS | M SERIES HUMIDIFIER | 2018-11-21 | 180
HUMIDIFIER | M SERIES HUMIDIFIER | RESPIRONICS | M SERIES HUMIDIFIER | 2018-11-21 | 180
HUMIDIFIER | M SERIES HUMIDIFIER | RESPIRONICS | M SERIES HUMIDIFIER | 2018-11-21 | 180
HUMIDIFIER | M SERIES HUMIDIFIER | RESPIRONICS | M SERIES HUMIDIFIER | 2018-11-21 | 180
HUMIDIFIER | M SERIES HUMIDIFIER | RESPIRONICS | M SERIES HUMIDIFIER | 2018-11-21 | 180
HUMIDIFIER | M SERIES HUMIDIFIER | RESPIRONICS | M SERIES HUMIDIFIER | 2018-11-21 | 180
HUMIDIFIER | M SERIES HUMIDIFIER | RESPIRONICS | M SERIES HUMIDIFIER | 2018-11-21 | 180
HUMIDIFIER | M SERIES HUMIDIFIER | RESPIRONICS | M SERIES HUMIDIFIER | 2018-11-21 | 180
HUMIDIFIER | M SERIES HUMIDIFIER | RESPIRONICS | M SERIES HUMIDIFIER | 2018-11-21 | 180
HUMIDIFIER | M SERIES HUMIDIFIER | RESPIRONICS | M SERIES HUMIDIFIER | 2018-11-21 | 180
HUMIDIFIER | M SERIES HUMIDIFIER | RESPIRONICS | M SERIES HUMIDIFIER | 2018-11-21 | 180
HUMIDIFIER | M SERIES HUMIDIFIER | RESPIRONICS | M SERIES HUMIDIFIER | 2018-11-21 | 180
HUMIDIFIER | M SERIES HUMIDIFIER | RESPIRONICS | M SERIES HUMIDIFIER | 2018-11-21 | 180
HUMIDIFIER | M SERIES HUMIDIFIER | RESPIRONICS | M SERIES HUMIDIFIER | 2018-11-21 | 180
HUMIDIFIER | M SERIES HUMIDIFIER | RESPIRONICS | M SERIES HUMIDIFIER | 2018-11-21 | 180
HUMIDIFIER | M SERIES HUMIDIFIER | RESPIRONICS | M SERIES HUMIDIFIER | 2018-11-21 | 180
HUMIDIFIER | M SERIES HUMIDIFIER | RESPIRONICS | M SERIES HUMIDIFIER | 2018-11-21 | 180
BIPAP VENTILATORY SUPPORT SYSTEM | TRILOGY 100 VENTILATOR | RESPIRONICS | TRILOGY 100 | 2018-11-21 | 4303.2
BIPAP VENTILATORY SUPPORT SYSTEM | TRILOGY 100 VENTILATOR | RESPIRONICS | TRILOGY 100 | 2018-11-21 | 4303.2
BIPAP VENTILATORY SUPPORT SYSTEM | TRILOGY 100 VENTILATOR | RESPIRONICS | TRILOGY 100 | 2018-11-21 | 4303.2
BIPAP VENTILATORY SUPPORT SYSTEM | TRILOGY 100 VENTILATOR | RESPIRONICS | TRILOGY 100 | 2018-11-21 | 4303.2
BIPAP VENTILATORY SUPPORT SYSTEM | TRILOGY 100 VENTILATOR | RESPIRONICS | TRILOGY 100 | 2018-11-21 | 4303.2
BIPAP VENTILATORY SUPPORT SYSTEM | TRILOGY 100 VENTILATOR | RESPIRONICS | TRILOGY 100 | 2018-11-21 | 4303.2
BIPAP VENTILATORY SUPPORT SYSTEM | TRILOGY 100 VENTILATOR | RESPIRONICS | TRILOGY 100 | 2018-11-21 | 4303.2
BIPAP VENTILATORY SUPPORT SYSTEM | TRILOGY 100 VENTILATOR | RESPIRONICS | TRILOGY 100 | 2018-11-21 | 4303.2
BIPAP VENTILATORY SUPPORT SYSTEM | TRILOGY 100 VENTILATOR | RESPIRONICS | TRILOGY 100 | 2018-11-21 | 4303.2
BIPAP VENTILATORY SUPPORT SYSTEM | BIPAP VENTILATORY SUPPORT SYSTEM | RESPIRONICS | A40 | 2018-11-21 | 2913
BIPAP VENTILATORY SUPPORT SYSTEM | BIPAP VENTILATORY SUPPORT SYSTEM | RESPIRONICS | A40 | 2018-11-21 | 2913
HUMIDIFIER | M SERIES HUMIDIFIER | RESPIRONICS | M SERIES HUMIDIFIER | 2018-11-21 | 180
HUMIDIFIER | M SERIES HUMIDIFIER | RESPIRONICS | M SERIES HUMIDIFIER | 2018-11-21 | 180
HUMIDIFIER | M SERIES HUMIDIFIER | RESPIRONICS | M SERIES HUMIDIFIER | 2018-11-21 | 180
HUMIDIFIER | M SERIES HUMIDIFIER | RESPIRONICS | M SERIES HUMIDIFIER | 2018-11-21 | 180
HUMIDIFIER | M SERIES HUMIDIFIER | RESPIRONICS | M SERIES HUMIDIFIER | 2018-11-21 | 180
HUMIDIFIER | M SERIES HUMIDIFIER | RESPIRONICS | M SERIES HUMIDIFIER | 2018-11-21 | 180
HUMIDIFIER | M SERIES HUMIDIFIER | RESPIRONICS | M SERIES HUMIDIFIER | 2018-11-21 | 180
HUMIDIFIER | M SERIES HUMIDIFIER | RESPIRONICS | M SERIES HUMIDIFIER | 2018-11-21 | 180
HUMIDIFIER | M SERIES HUMIDIFIER | RESPIRONICS | M SERIES HUMIDIFIER | 2018-11-21 | 180
HUMIDIFIER | M SERIES HUMIDIFIER | RESPIRONICS | M SERIES HUMIDIFIER | 2018-11-21 | 180
HUMIDIFIER | M SERIES HUMIDIFIER | RESPIRONICS | M SERIES HUMIDIFIER | 2018-11-21 | 180
HUMIDIFIER | M SERIES HUMIDIFIER | RESPIRONICS | M SERIES HUMIDIFIER | 2018-11-21 | 180
HUMIDIFIER | M SERIES HUMIDIFIER | RESPIRONICS | M SERIES HUMIDIFIER | 2018-11-21 | 180
HUMIDIFIER | M SERIES HUMIDIFIER | RESPIRONICS | M SERIES HUMIDIFIER | 2018-11-21 | 180
HUMIDIFIER | M SERIES HUMIDIFIER | RESPIRONICS | M SERIES HUMIDIFIER | 2018-11-21 | 180
HUMIDIFIER | M SERIES HUMIDIFIER | RESPIRONICS | M SERIES HUMIDIFIER | 2018-11-21 | 180
HUMIDIFIER | M SERIES HUMIDIFIER | RESPIRONICS | M SERIES HUMIDIFIER | 2018-11-21 | 180
HUMIDIFIER | M SERIES HUMIDIFIER | RESPIRONICS | M SERIES HUMIDIFIER | 2018-11-21 | 180
HUMIDIFIER | M SERIES HUMIDIFIER | RESPIRONICS | M SERIES HUMIDIFIER | 2018-11-21 | 180
HUMIDIFIER | M SERIES HUMIDIFIER | RESPIRONICS | M SERIES HUMIDIFIER | 2018-11-21 | 180
HUMIDIFIER | M SERIES HUMIDIFIER | RESPIRONICS | M SERIES HUMIDIFIER | 2018-11-21 | 180
HUMIDIFIER | M SERIES HUMIDIFIER | RESPIRONICS | M SERIES HUMIDIFIER | 2018-11-21 | 180
HUMIDIFIER | M SERIES HUMIDIFIER | RESPIRONICS | M SERIES HUMIDIFIER | 2018-11-21 | 180
HUMIDIFIER | M SERIES HUMIDIFIER | RESPIRONICS | M SERIES HUMIDIFIER | 2018-11-21 | 180
HUMIDIFIER | M SERIES HUMIDIFIER | RESPIRONICS | M SERIES HUMIDIFIER | 2018-11-21 | 180
HUMIDIFIER | M SERIES HUMIDIFIER | RESPIRONICS | M SERIES HUMIDIFIER | 2018-11-21 | 180
HUMIDIFIER | M SERIES HUMIDIFIER | RESPIRONICS | M SERIES HUMIDIFIER | 2018-11-21 | 180
HUMIDIFIER | M SERIES HUMIDIFIER | RESPIRONICS | M SERIES HUMIDIFIER | 2018-11-21 | 180
HUMIDIFIER | M SERIES HUMIDIFIER | RESPIRONICS | M SERIES HUMIDIFIER | 2018-11-21 | 180
HUMIDIFIER | M SERIES HUMIDIFIER | RESPIRONICS | M SERIES HUMIDIFIER | 2018-11-21 | 180
VACUUM BAG SYSTEM | VACUUM TISSUE CLOSURE SYSTEM | KCI MEDICAL | 60400 | 2018-11-20 | 1200 | 2019-11-06
SUCTION CONTROLLER | HIGH SUCTION CONTROLLER | THERAPY EQUIPMENT | DIAMOND RANGE HIGH | 2018-11-27 | 166.8
VACUUM BAG SYSTEM | VACUUM TISSUE CLOSURE SYSTEM | KCI MEDICAL | 60400 | 2018-11-20 | 1200 | 2019-11-06
DYNAMIC PRESSURE MATTRESS | DYNAMIC MATTRESS SYSTEM | DIRECT HEALTHCARE SERVICES | DYNAFORM MERCURY ADVANCE MKII | 2018-11-09 | 1080 | 2022-12-12 12:20 | 2025-06-30
DYNAMIC PRESSURE MATTRESS | DYNAMIC MATTRESS SYSTEM | DIRECT HEALTHCARE SERVICES | DYNAFORM MERCURY ADVANCE MKII | 2018-11-09 | 1080 | 2023-07-11 | 2025-07-11
SUCTION CONTROLLER | ASPIRATOR | MEDELA | THOPAZ | 2018-12-17 | 3600
SUCTION CONTROLLER | ASPIRATOR | MEDELA | THOPAZ | 2018-12-20 | 3600
ELECTRIC BED | SMART ACUTE CARE ELECTRIC BED | LINET UK | ELEGANZA 2 | 2019-02-04 | 1609.2 | 2023-12-06 | 2024-12-06
ELECTRIC BED | SMART ACUTE CARE ELECTRIC BED | LINET UK | ELEGANZA 2 | 2019-02-04 | 1609.2 | 2023-03-06 09:33 | 2024-11-01
VITAL SIGNS MONITOR | VITAL SIGNS MONITOR: NIBP, SPO2, TEMP | WELCH ALLYN | 74CE CONNEX | 2019-01-02 | 1800 | 2022-04-19 | 2025-12-14
VITAL SIGNS MONITOR | VITAL SIGNS MONITOR: NIBP, SPO2, TEMP | WELCH ALLYN | 74CE CONNEX | 2019-01-02 | 1899.84 | 2023-06-13 | 2026-06-13
SCALES | SCALES - COLUMN | SECA | 704 | 2018-12-28 | 545.76 | 2023-12-04 | 2024-11-15
SCALES | SCALES - COLUMN | SECA | 704 | 2018-12-28 | 545.76 | 2023-12-04 | 2024-11-15
LARYNGOSCOPE | C-MAC LARYNGOSCOPE BLADE | KARL STORZ | 8401BXC | 2019-01-09 | 3300
SCALES | SCALES - CHAIR | SECA | 959 | 2018-12-06 | 678 | 2022-11-16 08:20 | 2024-11-15
NEBULIZER | NEBULIZER | PHILIPS LTD | INNOSPIRE DELUXE | 2018-12-06 | 150
NEBULIZER | NEBULIZER | PHILIPS LTD | INNOSPIRE DELUXE | 2018-12-06 | 150
NEBULIZER | NEBULIZER | PHILIPS LTD | INNOSPIRE DELUXE | 2018-12-06 | 150
SUCTION UNIT | SUCTION - LAERDAL - BATTERY | LAERDAL | LSU-2 | 2018-12-06 | 816 |  | 2025-05-14
SCALES | SCALES - CHAIR | MARSDEN | M-210 | 2018-12-03 | 842.4 | 2023-12-05 | 2024-11-15
CHARGER | AC/DC CHARGER - OXYLOG 3000 | DRAEGER | OXYLOG AC/DC | 2018-12-03 | 289.2
SUCTION CONTROLLER | HIGH SUCTION CONTROLLER | THERAPY EQUIPMENT | DIAMOND RANGE HIGH | 2018-11-27 | 96
SUCTION CONTROLLER | HIGH SUCTION CONTROLLER | THERAPY EQUIPMENT | DIAMOND RANGE HIGH | 2018-11-27 | 96
BATTERY PACK | BATTERY PACK | ARJO HUNTLEIGH | SPL3021 | 2018-11-22 | 216
BATTERY PACK | BATTERY PACK | ARJO HUNTLEIGH | KPA0100 | 2018-11-22 | 252
ULTRASOUND PHANTOM | ULTRASOUND PHANTOM - BLADDER | CIRS | 04740301 | 2018-11-22 | 4596.72
WARMING MATTRESS | WARMING MATTRESS | INDITHERM | OTM1 | 2018-11-20 | 1543.2
GAS REGULATOR & FLOWMETER | REG AND HOSE | NSPIRE HEALT | HD4000N2 | 2019-02-20 | 480
HEADLIGHT SYSTEM | HEADLIGHT SET - INCLUDING ULTRAVIEW CHARGER | TOFFELN | SHL310 | 2018-11-16 | 1800
TRANSPORT MONITOR | PATIENT MONITOR INTELLIVUE X2 | PHILIPS LTD | M3002A-X2 | 2018-11-13 | 6240
DIAGNOSTIC SYSTEM | CHARGER - TWIN PORT | OPTICLAR | VISIONMED TWIN PORT CHARGING POD | 2018-08-23 | 600
DIAGNOSTIC SYSTEM | CHARGER - TWIN PORT | OPTICLAR | VISIONMED TWIN PORT CHARGING POD | 2018-08-23 | 600
DERMATOSCOPE | DERMATOSCOPE | ALBERT WAESCHLE | VISIONMED D-SCOPE | 2018-08-23 | 786
DERMATOSCOPE | DERMATOSCOPE | ALBERT WAESCHLE | VISIONMED D-SCOPE | 2018-08-23 | 786
DERMATOSCOPE | DERMATOSCOPE | ALBERT WAESCHLE | VISIONMED D-SCOPE | 2018-08-23 | 786
DERMATOSCOPE | DERMATOSCOPE | OPTICLAR | DERMATOSCOPE | 2018-08-23 | 786
DERMATOSCOPE | DERMATOSCOPE | ALBERT WAESCHLE | VISIONMED D-SCOPE | 2018-08-23 | 786
DERMATOSCOPE | DERMATOSCOPE | ALBERT WAESCHLE | VISIONMED D-SCOPE | 2018-08-23 | 786
TRANSPORT MONITOR | PATIENT MONITOR INTELLIVUE X3 (6mm NIBP Port) | PHILIPS LTD | INTELLIVUE X3 (6mm NIBP) | 2018-11-05 | 4800 | 2024-02-08 | 2027-02-08
PATIENT MONITOR | PATIENT MONITOR INTELLIVUE | PHILIPS LTD | MX400 | 2018-11-05 | 8706 | 2022-12-16 14:16 | 2025-11-15
ENTONOX DEMAND SYSTEM | ENTONOX DEMAND VALVE | THERAPY EQUIPMENT | ENTONOX | 2018-11-01 | 219 | 2023-02-01 09:36 | 2025-05-01
VASCULAR FLOW DETECT | VASCULAR BP/FLOW MONITOR | VOLCANO CORP | 6800 COMBO MAP | 2018-10-31 | 24000
COUCH | COUCH - 3 SECTION | HUNTLEIGH | 6421 | 2018-10-31 | 1200 | 2019-07-03 | 2025-04-15
TILT CHAIR | TILT CHAIR - PRESSURE MANAGEMENT | CAREFLEX | HYDROFLEX | 2018-10-24 | 3678
SUCTION CONTROLLER | HIGH SUCTION REMOTE | THERAPY EQUIPMENT | DIAMOND RANGE HIGH (REMOTE) | 2018-10-19 | 140.4
SUCTION CONTROLLER | HIGH SUCTION REMOTE | THERAPY EQUIPMENT | DIAMOND RANGE HIGH (REMOTE) | 2018-10-19 | 140.4
SUCTION CONTROLLER | HIGH SUCTION REMOTE | THERAPY EQUIPMENT | DIAMOND RANGE HIGH (REMOTE) | 2018-10-20 | 120
NEBULIZER | NEBULIZER | PHILIPS LTD | INNOSPIRE DELUXE | 2018-10-15 | 150
TILT CHAIR | TILT CHAIR - PRESSURE MANAGEMENT | CAREFLEX | SMARTSEAT | 2018-10-17 | 3000
SUCTION CONTROLLER | HIGH SUCTION CONTROLLER | THERAPY EQUIPMENT | DIAMOND RANGE HIGH | 2018-10-12 | 96
STANDING AID | STANDING AID | HANDICARE | ReTurn 7500 | 2018-10-10 | 414
MULTI FLUID WARMER | BLOOD AND FLUID WARMER | AUGUSTINE MEDICAL | RANGER 245 | 2018-10-04 | 1794 | 2022-07-20 | 2024-06-15
PHOTOTHERAPY UNIT | HANDHELD PHOTOTHERAPY UNIT | DR.HONLE | DERMALIGHT 80 | 2016-09-16 | 600
PATIENT HOIST | PATIENT HOIST - STANDING AID | ARJO HUNTLEIGH | SARA STEDY | 2018-09-28 | 1800 | 2024-07-15 | 2025-07-15
PATIENT HOIST | PATIENT HOIST - STANDING AID | ARJO HUNTLEIGH | SARA STEDY | 2018-09-28 | 1800 | 2024-07-15 | 2025-07-15
ELECTRIC SHAVER | SURGICAL CLIPPERS INCLUDING BASE | MEDLINE | DYND7080*UK | 2018-09-27 | 60
BALANCE | BALANCE | METTLER | MS16001L/01 | 2018-10-04 | 600 |  | 2024-11-15
STANDING AID | STANDING AID | HANDICARE | ReTurn 7500 | 2018-09-26 | 414 | 2024-08-12 | 2025-08-12
TYMPANIC THERMOMETER | TYMPANIC THERMOMETER | COVIDIEN UK | GENIUS 3 | 2018-09-17 | 72 | 2023-06-22 | 2024-12-15
TYMPANIC THERMOMETER | TYMPANIC THERMOMETER | COVIDIEN UK | GENIUS 3 | 2018-09-17 | 72 | 2022-08-24 | 2025-01-15
TYMPANIC THERMOMETER | TYMPANIC THERMOMETER | COVIDIEN UK | GENIUS 3 | 2018-09-17 | 72 | 2024-07-03 | 2025-01-03
TYMPANIC THERMOMETER | TYMPANIC THERMOMETER | COVIDIEN UK | GENIUS 3 | 2018-09-17 | 72 | 2023-01-25 14:28 | 2024-12-15
TYMPANIC THERMOMETER | TYMPANIC THERMOMETER | COVIDIEN UK | GENIUS 3 | 2018-09-17 | 72 | 2023-08-10 | 2024-12-15
TYMPANIC THERMOMETER | TYMPANIC THERMOMETER | COVIDIEN UK | GENIUS 3 | 2018-09-17 | 72 | 2022-06-21 | 2024-12-15
TYMPANIC THERMOMETER | TYMPANIC THERMOMETER | COVIDIEN UK | GENIUS 3 | 2018-09-17 | 72 | 2024-08-19 | 2025-02-19
TYMPANIC THERMOMETER | TYMPANIC THERMOMETER | COVIDIEN UK | GENIUS 3 | 2018-09-17 | 72 | 2024-07-26 | 2025-01-26
TYMPANIC THERMOMETER | TYMPANIC THERMOMETER | COVIDIEN UK | GENIUS 3 | 2018-09-17 | 72 | 2023-06-23 | 2024-12-15
TYMPANIC THERMOMETER | TYMPANIC THERMOMETER | COVIDIEN UK | GENIUS 3 | 2018-09-17 | 72 | 2021-06-01
TYMPANIC THERMOMETER | TYMPANIC THERMOMETER | COVIDIEN UK | GENIUS 3 | 2018-09-17 | 72 | 2024-07-26 | 2025-01-26
TYMPANIC THERMOMETER | TYMPANIC THERMOMETER | COVIDIEN UK | GENIUS 3 | 2018-09-17 | 72 | 2024-08-22 | 2025-02-22
TYMPANIC THERMOMETER | TYMPANIC THERMOMETER | COVIDIEN UK | GENIUS 3 | 2018-09-17 | 72 | 2024-08-06 | 2025-02-06
TYMPANIC THERMOMETER | TYMPANIC THERMOMETER | COVIDIEN UK | GENIUS 3 | 2018-09-17 | 72 | 2023-03-13 15:45 | 2024-09-15
TYMPANIC THERMOMETER | TYMPANIC THERMOMETER | COVIDIEN UK | GENIUS 3 | 2018-09-17 | 72 | 2024-08-23 | 2025-02-23
TYMPANIC THERMOMETER | TYMPANIC THERMOMETER | COVIDIEN UK | GENIUS 3 | 2018-09-17 | 72 | 2022-07-15 | 2024-12-15
TYMPANIC THERMOMETER | TYMPANIC THERMOMETER | COVIDIEN UK | GENIUS 3 | 2018-09-17 | 72 | 2024-02-26 | 2024-08-26
TYMPANIC THERMOMETER | TYMPANIC THERMOMETER | COVIDIEN UK | GENIUS 3 | 2018-09-17 | 72 | 2024-08-23 | 2025-02-23
TYMPANIC THERMOMETER | TYMPANIC THERMOMETER | COVIDIEN UK | GENIUS 3 | 2018-09-17 | 72 | 2022-05-24 | 2024-11-15
TYMPANIC THERMOMETER | TYMPANIC THERMOMETER | COVIDIEN UK | GENIUS 3 | 2018-09-17 | 72 | 2024-07-23 | 2025-01-23
TYMPANIC THERMOMETER | TYMPANIC THERMOMETER | COVIDIEN UK | GENIUS 3 | 2018-09-17 | 72 | 2024-07-26
TYMPANIC THERMOMETER | TYMPANIC THERMOMETER | COVIDIEN UK | GENIUS 3 | 2018-09-17 | 72 | 2024-08-12 | 2025-02-12
TYMPANIC THERMOMETER | TYMPANIC THERMOMETER | COVIDIEN UK | GENIUS 3 | 2018-09-17 | 72 | 2022-08-31 | 2024-09-15
TYMPANIC THERMOMETER | TYMPANIC THERMOMETER | COVIDIEN UK | GENIUS 3 | 2018-09-17 | 72 | 2022-05-23 | 2024-12-15
TYMPANIC THERMOMETER | TYMPANIC THERMOMETER | COVIDIEN UK | GENIUS 3 | 2018-09-17 | 72 | 2024-06-27 | 2024-12-27
TYMPANIC THERMOMETER | TYMPANIC THERMOMETER | COVIDIEN UK | GENIUS 3 | 2018-09-17 | 72 | 2023-06-23 | 2024-12-15
TYMPANIC THERMOMETER | TYMPANIC THERMOMETER | COVIDIEN UK | GENIUS 3 | 2018-09-17 | 72 | 2024-08-14 | 2025-02-14
TYMPANIC THERMOMETER | TYMPANIC THERMOMETER | COVIDIEN UK | GENIUS 3 | 2018-09-17 | 72 | 2024-07-04 | 2025-01-04
HUMIDIFIER | M SERIES HUMIDIFIER | RESPIRONICS | M SERIES HUMIDIFIER | 2019-03-21 | 180
HUMIDIFIER | M SERIES HUMIDIFIER | RESPIRONICS | M SERIES HUMIDIFIER | 2019-03-21 | 180
HUMIDIFIER | M SERIES HUMIDIFIER | RESPIRONICS | M SERIES HUMIDIFIER | 2019-03-21 | 180
HUMIDIFIER | M SERIES HUMIDIFIER | RESPIRONICS | M SERIES HUMIDIFIER | 2019-03-21 | 180
HUMIDIFIER | M SERIES HUMIDIFIER | RESPIRONICS | M SERIES HUMIDIFIER | 2019-03-21 | 180
HUMIDIFIER | M SERIES HUMIDIFIER | RESPIRONICS | M SERIES HUMIDIFIER | 2019-03-21 | 180
HUMIDIFIER | M SERIES HUMIDIFIER | RESPIRONICS | M SERIES HUMIDIFIER | 2019-03-21 | 180
HUMIDIFIER | M SERIES HUMIDIFIER | RESPIRONICS | M SERIES HUMIDIFIER | 2019-03-21 | 180
OXIMETER | PULSE OXIMETER WRIST | MINOLTA | PULSOX-300I | 2019-03-21 | 600
HUMIDIFIER | M SERIES HUMIDIFIER | RESPIRONICS | M SERIES HUMIDIFIER | 2019-03-21 | 180
HUMIDIFIER | M SERIES HUMIDIFIER | RESPIRONICS | M SERIES HUMIDIFIER | 2019-03-21 | 180
HUMIDIFIER | M SERIES HUMIDIFIER | RESPIRONICS | M SERIES HUMIDIFIER | 2019-03-21 | 180
HUMIDIFIER | M SERIES HUMIDIFIER | RESPIRONICS | M SERIES HUMIDIFIER | 2019-03-21 | 180
HUMIDIFIER | M SERIES HUMIDIFIER | RESPIRONICS | M SERIES HUMIDIFIER | 2019-03-21 | 180
HUMIDIFIER | M SERIES HUMIDIFIER | RESPIRONICS | M SERIES HUMIDIFIER | 2019-03-21 | 180
HUMIDIFIER | M SERIES HUMIDIFIER | RESPIRONICS | M SERIES HUMIDIFIER | 2019-03-21 | 180
HUMIDIFIER | M SERIES HUMIDIFIER | RESPIRONICS | M SERIES HUMIDIFIER | 2019-03-21 | 180
HUMIDIFIER | M SERIES HUMIDIFIER | RESPIRONICS | M SERIES HUMIDIFIER | 2019-03-21 | 180
HUMIDIFIER | M SERIES HUMIDIFIER | RESPIRONICS | M SERIES HUMIDIFIER | 2019-03-21 | 180
HUMIDIFIER | M SERIES HUMIDIFIER | RESPIRONICS | M SERIES HUMIDIFIER | 2019-03-21 | 180
HUMIDIFIER | M SERIES HUMIDIFIER | RESPIRONICS | M SERIES HUMIDIFIER | 2019-03-21 | 180
HUMIDIFIER | M SERIES HUMIDIFIER | RESPIRONICS | M SERIES HUMIDIFIER | 2019-03-21 | 180
HUMIDIFIER | M SERIES HUMIDIFIER | RESPIRONICS | M SERIES HUMIDIFIER | 2019-03-21 | 180
HUMIDIFIER | M SERIES HUMIDIFIER | RESPIRONICS | M SERIES HUMIDIFIER | 2019-03-21 | 180
HUMIDIFIER | M SERIES HUMIDIFIER | RESPIRONICS | M SERIES HUMIDIFIER | 2019-03-21 | 180
HUMIDIFIER | M SERIES HUMIDIFIER | RESPIRONICS | M SERIES HUMIDIFIER | 2019-03-21 | 180
HUMIDIFIER | M SERIES HUMIDIFIER | RESPIRONICS | M SERIES HUMIDIFIER | 2019-03-21 | 180
HUMIDIFIER | M SERIES HUMIDIFIER | RESPIRONICS | M SERIES HUMIDIFIER | 2019-03-21 | 180
HUMIDIFIER | M SERIES HUMIDIFIER | RESPIRONICS | M SERIES HUMIDIFIER | 2019-03-21 | 180
HUMIDIFIER | M SERIES HUMIDIFIER | RESPIRONICS | M SERIES HUMIDIFIER | 2019-03-21 | 180
HUMIDIFIER | M SERIES HUMIDIFIER | RESPIRONICS | M SERIES HUMIDIFIER | 2019-03-21 | 180
HUMIDIFIER | M SERIES HUMIDIFIER | RESPIRONICS | M SERIES HUMIDIFIER | 2019-03-21 | 180
HUMIDIFIER | M SERIES HUMIDIFIER | RESPIRONICS | M SERIES HUMIDIFIER | 2019-03-21 | 180
HUMIDIFIER | M SERIES HUMIDIFIER | RESPIRONICS | M SERIES HUMIDIFIER | 2019-03-21 | 180
HUMIDIFIER | M SERIES HUMIDIFIER | RESPIRONICS | M SERIES HUMIDIFIER | 2019-03-21 | 180
HUMIDIFIER | M SERIES HUMIDIFIER | RESPIRONICS | M SERIES HUMIDIFIER | 2019-03-21 | 180
HUMIDIFIER | M SERIES HUMIDIFIER | RESPIRONICS | M SERIES HUMIDIFIER | 2019-03-21 | 180
HUMIDIFIER | M SERIES HUMIDIFIER | RESPIRONICS | M SERIES HUMIDIFIER | 2019-03-21 | 180
HUMIDIFIER | M SERIES HUMIDIFIER | RESPIRONICS | M SERIES HUMIDIFIER | 2019-03-21 | 180
HUMIDIFIER | M SERIES HUMIDIFIER | RESPIRONICS | M SERIES HUMIDIFIER | 2019-03-21 | 180
HUMIDIFIER | M SERIES HUMIDIFIER | RESPIRONICS | M SERIES HUMIDIFIER | 2019-03-21 | 180
HUMIDIFIER | M SERIES HUMIDIFIER | RESPIRONICS | M SERIES HUMIDIFIER | 2019-03-21 | 180
HUMIDIFIER | M SERIES HUMIDIFIER | RESPIRONICS | M SERIES HUMIDIFIER | 2019-03-21 | 180
HUMIDIFIER | M SERIES HUMIDIFIER | RESPIRONICS | M SERIES HUMIDIFIER | 2019-03-21 | 180
HUMIDIFIER | M SERIES HUMIDIFIER | RESPIRONICS | M SERIES HUMIDIFIER | 2019-03-21 | 180
HUMIDIFIER | M SERIES HUMIDIFIER | RESPIRONICS | M SERIES HUMIDIFIER | 2019-03-21 | 180
HUMIDIFIER | M SERIES HUMIDIFIER | RESPIRONICS | M SERIES HUMIDIFIER | 2019-03-21 | 180
HUMIDIFIER | M SERIES HUMIDIFIER | RESPIRONICS | M SERIES HUMIDIFIER | 2019-03-21 | 180
HUMIDIFIER | M SERIES HUMIDIFIER | RESPIRONICS | M SERIES HUMIDIFIER | 2019-03-21 | 180
HUMIDIFIER | M SERIES HUMIDIFIER | RESPIRONICS | M SERIES HUMIDIFIER | 2019-03-21 | 180
HUMIDIFIER | M SERIES HUMIDIFIER | RESPIRONICS | M SERIES HUMIDIFIER | 2019-03-21 | 180
HUMIDIFIER | M SERIES HUMIDIFIER | RESPIRONICS | M SERIES HUMIDIFIER | 2019-03-21 | 180
HUMIDIFIER | M SERIES HUMIDIFIER | RESPIRONICS | M SERIES HUMIDIFIER | 2019-03-21 | 180
HUMIDIFIER | M SERIES HUMIDIFIER | RESPIRONICS | M SERIES HUMIDIFIER | 2019-03-21 | 180
HUMIDIFIER | M SERIES HUMIDIFIER | RESPIRONICS | M SERIES HUMIDIFIER | 2019-03-21 | 180
HUMIDIFIER | M SERIES HUMIDIFIER | RESPIRONICS | M SERIES HUMIDIFIER | 2019-03-21 | 180
BIPAP VENTILATORY SUPPORT SYSTEM | BIPAP VENTILATORY SUPPORT SYSTEM | RESPIRONICS | A40 | 2019-03-21 | 2913
BIPAP VENTILATORY SUPPORT SYSTEM | BIPAP VENTILATORY SUPPORT SYSTEM | RESPIRONICS | A40 | 2019-03-21 | 2913
HUMIDIFIER | M SERIES HUMIDIFIER | RESPIRONICS | M SERIES HUMIDIFIER | 2019-03-21 | 180
HUMIDIFIER | M SERIES HUMIDIFIER | RESPIRONICS | M SERIES HUMIDIFIER | 2019-03-21 | 180
HUMIDIFIER | M SERIES HUMIDIFIER | RESPIRONICS | M SERIES HUMIDIFIER | 2019-03-21 | 180
HUMIDIFIER | M SERIES HUMIDIFIER | RESPIRONICS | M SERIES HUMIDIFIER | 2019-03-21 | 180
HUMIDIFIER | M SERIES HUMIDIFIER | RESPIRONICS | M SERIES HUMIDIFIER | 2019-03-21 | 180
HUMIDIFIER | M SERIES HUMIDIFIER | RESPIRONICS | M SERIES HUMIDIFIER | 2019-03-21 | 180
HUMIDIFIER | M SERIES HUMIDIFIER | RESPIRONICS | M SERIES HUMIDIFIER | 2019-03-21 | 180
HUMIDIFIER | M SERIES HUMIDIFIER | RESPIRONICS | M SERIES HUMIDIFIER | 2019-03-21 | 180
HUMIDIFIER | M SERIES HUMIDIFIER | RESPIRONICS | M SERIES HUMIDIFIER | 2019-03-21 | 180
HUMIDIFIER | M SERIES HUMIDIFIER | RESPIRONICS | M SERIES HUMIDIFIER | 2019-03-21 | 180
HUMIDIFIER | M SERIES HUMIDIFIER | RESPIRONICS | M SERIES HUMIDIFIER | 2019-03-21 | 180
HUMIDIFIER | M SERIES HUMIDIFIER | RESPIRONICS | M SERIES HUMIDIFIER | 2019-03-21 | 180
HUMIDIFIER | M SERIES HUMIDIFIER | RESPIRONICS | M SERIES HUMIDIFIER | 2019-03-21 | 180
HUMIDIFIER | M SERIES HUMIDIFIER | RESPIRONICS | M SERIES HUMIDIFIER | 2019-03-21 | 180
HUMIDIFIER | M SERIES HUMIDIFIER | RESPIRONICS | M SERIES HUMIDIFIER | 2019-03-21 | 180
HUMIDIFIER | M SERIES HUMIDIFIER | RESPIRONICS | M SERIES HUMIDIFIER | 2019-03-21 | 180
HUMIDIFIER | M SERIES HUMIDIFIER | RESPIRONICS | M SERIES HUMIDIFIER | 2019-03-21 | 180
HUMIDIFIER | M SERIES HUMIDIFIER | RESPIRONICS | M SERIES HUMIDIFIER | 2019-03-21 | 180
HUMIDIFIER | M SERIES HUMIDIFIER | RESPIRONICS | M SERIES HUMIDIFIER | 2019-03-21 | 180
HUMIDIFIER | M SERIES HUMIDIFIER | RESPIRONICS | M SERIES HUMIDIFIER | 2019-03-21 | 180
HUMIDIFIER | M SERIES HUMIDIFIER | RESPIRONICS | M SERIES HUMIDIFIER | 2019-03-21 | 180
HUMIDIFIER | M SERIES HUMIDIFIER | RESPIRONICS | M SERIES HUMIDIFIER | 2019-03-21 | 180
HUMIDIFIER | M SERIES HUMIDIFIER | RESPIRONICS | M SERIES HUMIDIFIER | 2019-03-21 | 180
HUMIDIFIER | M SERIES HUMIDIFIER | RESPIRONICS | M SERIES HUMIDIFIER | 2019-03-21 | 180
HUMIDIFIER | M SERIES HUMIDIFIER | RESPIRONICS | M SERIES HUMIDIFIER | 2019-03-21 | 180
HUMIDIFIER | M SERIES HUMIDIFIER | RESPIRONICS | M SERIES HUMIDIFIER | 2019-03-21 | 180
HUMIDIFIER | M SERIES HUMIDIFIER | RESPIRONICS | M SERIES HUMIDIFIER | 2019-03-21 | 180
BIPAP VENTILATORY SUPPORT SYSTEM | BIPAP VENTILATORY SUPPORT SYSTEM | RESPIRONICS | A40 | 2019-03-21 | 2913
HUMIDIFIER | M SERIES HUMIDIFIER | RESPIRONICS | M SERIES HUMIDIFIER | 2019-03-21 | 180
HUMIDIFIER | M SERIES HUMIDIFIER | RESPIRONICS | M SERIES HUMIDIFIER | 2019-03-21 | 180
HUMIDIFIER | M SERIES HUMIDIFIER | RESPIRONICS | M SERIES HUMIDIFIER | 2019-03-21 | 180
HUMIDIFIER | M SERIES HUMIDIFIER | RESPIRONICS | M SERIES HUMIDIFIER | 2019-03-21 | 180
HUMIDIFIER | M SERIES HUMIDIFIER | RESPIRONICS | M SERIES HUMIDIFIER | 2019-03-21 | 180
HUMIDIFIER | M SERIES HUMIDIFIER | RESPIRONICS | M SERIES HUMIDIFIER | 2019-03-21 | 180
HUMIDIFIER | M SERIES HUMIDIFIER | RESPIRONICS | M SERIES HUMIDIFIER | 2019-03-21 | 180
HUMIDIFIER | M SERIES HUMIDIFIER | RESPIRONICS | M SERIES HUMIDIFIER | 2019-03-21 | 180
HUMIDIFIER | M SERIES HUMIDIFIER | RESPIRONICS | M SERIES HUMIDIFIER | 2019-03-21 | 180
HUMIDIFIER | M SERIES HUMIDIFIER | RESPIRONICS | M SERIES HUMIDIFIER | 2019-03-21 | 180
HUMIDIFIER | M SERIES HUMIDIFIER | RESPIRONICS | M SERIES HUMIDIFIER | 2019-03-21 | 180
HUMIDIFIER | M SERIES HUMIDIFIER | RESPIRONICS | M SERIES HUMIDIFIER | 2019-03-21 | 180
HUMIDIFIER | M SERIES HUMIDIFIER | RESPIRONICS | M SERIES HUMIDIFIER | 2019-03-21 | 180
HUMIDIFIER | M SERIES HUMIDIFIER | RESPIRONICS | M SERIES HUMIDIFIER | 2019-03-21 | 180
HUMIDIFIER | M SERIES HUMIDIFIER | RESPIRONICS | M SERIES HUMIDIFIER | 2019-03-21 | 180
HUMIDIFIER | M SERIES HUMIDIFIER | RESPIRONICS | M SERIES HUMIDIFIER | 2019-03-21 | 180
HUMIDIFIER | M SERIES HUMIDIFIER | RESPIRONICS | M SERIES HUMIDIFIER | 2019-03-21 | 180
HUMIDIFIER | M SERIES HUMIDIFIER | RESPIRONICS | M SERIES HUMIDIFIER | 2019-03-21 | 180
HUMIDIFIER | M SERIES HUMIDIFIER | RESPIRONICS | M SERIES HUMIDIFIER | 2019-03-21 | 180
HUMIDIFIER | M SERIES HUMIDIFIER | RESPIRONICS | M SERIES HUMIDIFIER | 2019-03-21 | 180
HUMIDIFIER | M SERIES HUMIDIFIER | RESPIRONICS | M SERIES HUMIDIFIER | 2019-03-21 | 180
HUMIDIFIER | M SERIES HUMIDIFIER | RESPIRONICS | M SERIES HUMIDIFIER | 2019-03-21 | 180
HUMIDIFIER | M SERIES HUMIDIFIER | RESPIRONICS | M SERIES HUMIDIFIER | 2019-03-21 | 180
HUMIDIFIER | M SERIES HUMIDIFIER | RESPIRONICS | M SERIES HUMIDIFIER | 2019-03-21 | 180
HUMIDIFIER | M SERIES HUMIDIFIER | RESPIRONICS | M SERIES HUMIDIFIER | 2019-03-21 | 180
HUMIDIFIER | M SERIES HUMIDIFIER | RESPIRONICS | M SERIES HUMIDIFIER | 2019-03-21 | 180
HUMIDIFIER | M SERIES HUMIDIFIER | RESPIRONICS | M SERIES HUMIDIFIER | 2019-03-21 | 180
HUMIDIFIER | M SERIES HUMIDIFIER | RESPIRONICS | M SERIES HUMIDIFIER | 2019-03-21 | 180
HUMIDIFIER | M SERIES HUMIDIFIER | RESPIRONICS | M SERIES HUMIDIFIER | 2019-03-21 | 180
HUMIDIFIER | M SERIES HUMIDIFIER | RESPIRONICS | M SERIES HUMIDIFIER | 2019-03-21 | 180
HUMIDIFIER | M SERIES HUMIDIFIER | RESPIRONICS | M SERIES HUMIDIFIER | 2019-03-21 | 180
HUMIDIFIER | M SERIES HUMIDIFIER | RESPIRONICS | M SERIES HUMIDIFIER | 2019-03-21 | 180
HUMIDIFIER | M SERIES HUMIDIFIER | RESPIRONICS | M SERIES HUMIDIFIER | 2019-03-21 | 180
HUMIDIFIER | M SERIES HUMIDIFIER | RESPIRONICS | M SERIES HUMIDIFIER | 2019-03-21 | 180
HUMIDIFIER | M SERIES HUMIDIFIER | RESPIRONICS | M SERIES HUMIDIFIER | 2019-03-21 | 180
HUMIDIFIER | M SERIES HUMIDIFIER | RESPIRONICS | M SERIES HUMIDIFIER | 2019-03-21 | 180
HUMIDIFIER | M SERIES HUMIDIFIER | RESPIRONICS | M SERIES HUMIDIFIER | 2019-03-21 | 180
HUMIDIFIER | M SERIES HUMIDIFIER | RESPIRONICS | M SERIES HUMIDIFIER | 2019-03-21 | 180
HUMIDIFIER | M SERIES HUMIDIFIER | RESPIRONICS | M SERIES HUMIDIFIER | 2019-03-21 | 180
HUMIDIFIER | M SERIES HUMIDIFIER | RESPIRONICS | M SERIES HUMIDIFIER | 2019-03-21 | 180
HUMIDIFIER | M SERIES HUMIDIFIER | RESPIRONICS | M SERIES HUMIDIFIER | 2019-03-21 | 180
HUMIDIFIER | M SERIES HUMIDIFIER | RESPIRONICS | M SERIES HUMIDIFIER | 2019-03-21 | 180
HUMIDIFIER | M SERIES HUMIDIFIER | RESPIRONICS | M SERIES HUMIDIFIER | 2019-03-21 | 180
HUMIDIFIER | M SERIES HUMIDIFIER | RESPIRONICS | M SERIES HUMIDIFIER | 2019-03-21 | 180
HUMIDIFIER | M SERIES HUMIDIFIER | RESPIRONICS | M SERIES HUMIDIFIER | 2019-03-21 | 180
HUMIDIFIER | M SERIES HUMIDIFIER | RESPIRONICS | M SERIES HUMIDIFIER | 2019-03-21 | 180
HUMIDIFIER | M SERIES HUMIDIFIER | RESPIRONICS | M SERIES HUMIDIFIER | 2019-03-21 | 180
HUMIDIFIER | M SERIES HUMIDIFIER | RESPIRONICS | M SERIES HUMIDIFIER | 2019-03-21 | 180
HUMIDIFIER | M SERIES HUMIDIFIER | RESPIRONICS | M SERIES HUMIDIFIER | 2019-03-21 | 180
HUMIDIFIER | M SERIES HUMIDIFIER | RESPIRONICS | M SERIES HUMIDIFIER | 2019-03-21 | 180
HUMIDIFIER | M SERIES HUMIDIFIER | RESPIRONICS | M SERIES HUMIDIFIER | 2019-03-21 | 180
HUMIDIFIER | M SERIES HUMIDIFIER | RESPIRONICS | M SERIES HUMIDIFIER | 2019-03-21 | 180
HUMIDIFIER | M SERIES HUMIDIFIER | RESPIRONICS | M SERIES HUMIDIFIER | 2019-03-21 | 180
HUMIDIFIER | M SERIES HUMIDIFIER | RESPIRONICS | M SERIES HUMIDIFIER | 2019-03-21 | 180
HUMIDIFIER | M SERIES HUMIDIFIER | RESPIRONICS | M SERIES HUMIDIFIER | 2019-03-21 | 180
HUMIDIFIER | M SERIES HUMIDIFIER | RESPIRONICS | M SERIES HUMIDIFIER | 2019-03-21 | 180
HUMIDIFIER | M SERIES HUMIDIFIER | RESPIRONICS | M SERIES HUMIDIFIER | 2019-03-21 | 180
HUMIDIFIER | M SERIES HUMIDIFIER | RESPIRONICS | M SERIES HUMIDIFIER | 2019-03-21 | 180
HUMIDIFIER | M SERIES HUMIDIFIER | RESPIRONICS | M SERIES HUMIDIFIER | 2019-03-21 | 180
HUMIDIFIER | M SERIES HUMIDIFIER | RESPIRONICS | M SERIES HUMIDIFIER | 2019-03-21 | 180
HUMIDIFIER | M SERIES HUMIDIFIER | RESPIRONICS | M SERIES HUMIDIFIER | 2019-03-21 | 180
HUMIDIFIER | M SERIES HUMIDIFIER | RESPIRONICS | M SERIES HUMIDIFIER | 2019-03-21 | 180
HUMIDIFIER | M SERIES HUMIDIFIER | RESPIRONICS | M SERIES HUMIDIFIER | 2019-03-21 | 180
HUMIDIFIER | M SERIES HUMIDIFIER | RESPIRONICS | M SERIES HUMIDIFIER | 2019-03-21 | 180
HUMIDIFIER | M SERIES HUMIDIFIER | RESPIRONICS | M SERIES HUMIDIFIER | 2019-03-21 | 180
HUMIDIFIER | M SERIES HUMIDIFIER | RESPIRONICS | M SERIES HUMIDIFIER | 2019-03-21 | 180
HUMIDIFIER | M SERIES HUMIDIFIER | RESPIRONICS | M SERIES HUMIDIFIER | 2019-03-21 | 180
HUMIDIFIER | M SERIES HUMIDIFIER | RESPIRONICS | M SERIES HUMIDIFIER | 2019-03-21 | 180
HUMIDIFIER | M SERIES HUMIDIFIER | RESPIRONICS | M SERIES HUMIDIFIER | 2019-03-21 | 180
HUMIDIFIER | M SERIES HUMIDIFIER | RESPIRONICS | M SERIES HUMIDIFIER | 2019-03-21 | 180
HUMIDIFIER | M SERIES HUMIDIFIER | RESPIRONICS | M SERIES HUMIDIFIER | 2019-03-21 | 180
HUMIDIFIER | M SERIES HUMIDIFIER | RESPIRONICS | M SERIES HUMIDIFIER | 2019-03-21 | 180
HUMIDIFIER | M SERIES HUMIDIFIER | RESPIRONICS | M SERIES HUMIDIFIER | 2019-03-21 | 180
HUMIDIFIER | M SERIES HUMIDIFIER | RESPIRONICS | M SERIES HUMIDIFIER | 2019-03-21 | 180
HUMIDIFIER | M SERIES HUMIDIFIER | RESPIRONICS | M SERIES HUMIDIFIER | 2019-03-21 | 180
BIPAP VENTILATORY SUPPORT SYSTEM | BIPAP VENTILATORY SUPPORT SYSTEM | RESPIRONICS | A40 | 2019-03-21 | 2913
BIPAP VENTILATORY SUPPORT SYSTEM | BIPAP VENTILATORY SUPPORT SYSTEM | RESPIRONICS | A40 | 2019-03-21 | 2913
HUMIDIFIER | M SERIES HUMIDIFIER | RESPIRONICS | M SERIES HUMIDIFIER | 2019-03-21 | 180
HUMIDIFIER | M SERIES HUMIDIFIER | RESPIRONICS | M SERIES HUMIDIFIER | 2019-03-21 | 180
HUMIDIFIER | M SERIES HUMIDIFIER | RESPIRONICS | M SERIES HUMIDIFIER | 2019-03-21 | 180
HUMIDIFIER | M SERIES HUMIDIFIER | RESPIRONICS | M SERIES HUMIDIFIER | 2019-03-21 | 180
HUMIDIFIER | M SERIES HUMIDIFIER | RESPIRONICS | M SERIES HUMIDIFIER | 2019-03-21 | 180
HUMIDIFIER | M SERIES HUMIDIFIER | RESPIRONICS | M SERIES HUMIDIFIER | 2019-03-21 | 180
HUMIDIFIER | M SERIES HUMIDIFIER | RESPIRONICS | M SERIES HUMIDIFIER | 2019-03-21 | 180
HUMIDIFIER | M SERIES HUMIDIFIER | RESPIRONICS | M SERIES HUMIDIFIER | 2019-03-21 | 180
HUMIDIFIER | M SERIES HUMIDIFIER | RESPIRONICS | M SERIES HUMIDIFIER | 2019-03-21 | 180
HUMIDIFIER | M SERIES HUMIDIFIER | RESPIRONICS | M SERIES HUMIDIFIER | 2019-03-21 | 180
HUMIDIFIER | M SERIES HUMIDIFIER | RESPIRONICS | M SERIES HUMIDIFIER | 2019-03-21 | 180
HUMIDIFIER | M SERIES HUMIDIFIER | RESPIRONICS | M SERIES HUMIDIFIER | 2019-03-21 | 180
HUMIDIFIER | M SERIES HUMIDIFIER | RESPIRONICS | M SERIES HUMIDIFIER | 2019-03-21 | 180
HUMIDIFIER | M SERIES HUMIDIFIER | RESPIRONICS | M SERIES HUMIDIFIER | 2019-03-21 | 180
HUMIDIFIER | M SERIES HUMIDIFIER | RESPIRONICS | M SERIES HUMIDIFIER | 2019-03-21 | 180
HUMIDIFIER | M SERIES HUMIDIFIER | RESPIRONICS | M SERIES HUMIDIFIER | 2019-03-21 | 180
HUMIDIFIER | M SERIES HUMIDIFIER | RESPIRONICS | M SERIES HUMIDIFIER | 2019-03-21 | 180
HUMIDIFIER | M SERIES HUMIDIFIER | RESPIRONICS | M SERIES HUMIDIFIER | 2019-03-21 | 180
HUMIDIFIER | M SERIES HUMIDIFIER | RESPIRONICS | M SERIES HUMIDIFIER | 2019-03-21 | 180
BIPAP VENTILATORY SUPPORT SYSTEM | TRILOGY 100 VENTILATOR | RESPIRONICS | TRILOGY 100 | 2019-03-21 | 4303.2
BIPAP VENTILATORY SUPPORT SYSTEM | TRILOGY 100 VENTILATOR | RESPIRONICS | TRILOGY 100 | 2019-03-21 | 4303.2
HUMIDIFIER | M SERIES HUMIDIFIER | RESPIRONICS | M SERIES HUMIDIFIER | 2019-03-21 | 180
HUMIDIFIER | M SERIES HUMIDIFIER | RESPIRONICS | M SERIES HUMIDIFIER | 2019-03-21 | 180
HUMIDIFIER | M SERIES HUMIDIFIER | RESPIRONICS | M SERIES HUMIDIFIER | 2019-03-21 | 180
HUMIDIFIER | M SERIES HUMIDIFIER | RESPIRONICS | M SERIES HUMIDIFIER | 2019-03-21 | 180
HUMIDIFIER | M SERIES HUMIDIFIER | RESPIRONICS | M SERIES HUMIDIFIER | 2019-03-21 | 180
HUMIDIFIER | M SERIES HUMIDIFIER | RESPIRONICS | M SERIES HUMIDIFIER | 2019-03-21 | 180
COMPUTER - LAPTOP/NOTEBOOK | LAPTOP COMPUTER | DELL COMPUTERS | LATITUDE 7280 | 2019-01-18 | 2190
COUCH | COUCH - GYNAECOLOGICAL EXAMINATION | SEERS MEDICAL | SM8583D | 2020-09-28 | 1440 | 2024-06-28 | 2024-07-01
COUCH | COUCH - GYNAECOLOGICAL EXAMINATION | SEERS MEDICAL | SM8583D | 2020-09-28 | 1440 | 2022-03-18 | 2023-07-01
GEL WARMER | THERMASONIC GEL WARMER | PARKER | 82-01-20 | 2020-09-28 | 600 | 2021-02-10 | 2023-07-01
ULTRASOUND PROBE | ULTRASOUND PROBE | TOSHIBA MED | PVU-712BT | 2024-09-27 | 5988
HUMIDIFIER | M SERIES HUMIDIFIER | RESPIRONICS | M SERIES HUMIDIFIER | 2018-09-13 | 180
HUMIDIFIER | M SERIES HUMIDIFIER | RESPIRONICS | M SERIES HUMIDIFIER | 2018-09-13 | 180
HUMIDIFIER | M SERIES HUMIDIFIER | RESPIRONICS | M SERIES HUMIDIFIER | 2018-09-13 | 180
HUMIDIFIER | M SERIES HUMIDIFIER | RESPIRONICS | M SERIES HUMIDIFIER | 2018-09-13 | 180
HUMIDIFIER | M SERIES HUMIDIFIER | RESPIRONICS | M SERIES HUMIDIFIER | 2018-09-13 | 180
HUMIDIFIER | M SERIES HUMIDIFIER | RESPIRONICS | M SERIES HUMIDIFIER | 2018-09-13 | 180
HUMIDIFIER | M SERIES HUMIDIFIER | RESPIRONICS | M SERIES HUMIDIFIER | 2018-09-13 | 180
HUMIDIFIER | M SERIES HUMIDIFIER | RESPIRONICS | M SERIES HUMIDIFIER | 2018-09-13 | 180
HUMIDIFIER | M SERIES HUMIDIFIER | RESPIRONICS | M SERIES HUMIDIFIER | 2018-09-13 | 180
HUMIDIFIER | M SERIES HUMIDIFIER | RESPIRONICS | M SERIES HUMIDIFIER | 2018-09-13 | 180
HUMIDIFIER | M SERIES HUMIDIFIER | RESPIRONICS | M SERIES HUMIDIFIER | 2018-09-13 | 180
HUMIDIFIER | M SERIES HUMIDIFIER | RESPIRONICS | M SERIES HUMIDIFIER | 2018-09-13 | 180
HUMIDIFIER | M SERIES HUMIDIFIER | RESPIRONICS | M SERIES HUMIDIFIER | 2018-09-13 | 180
HUMIDIFIER | M SERIES HUMIDIFIER | RESPIRONICS | M SERIES HUMIDIFIER | 2018-09-13 | 180
HUMIDIFIER | M SERIES HUMIDIFIER | RESPIRONICS | M SERIES HUMIDIFIER | 2018-09-13 | 180
HUMIDIFIER | M SERIES HUMIDIFIER | RESPIRONICS | M SERIES HUMIDIFIER | 2018-09-13 | 180
HUMIDIFIER | M SERIES HUMIDIFIER | RESPIRONICS | M SERIES HUMIDIFIER | 2018-09-13 | 180
HUMIDIFIER | M SERIES HUMIDIFIER | RESPIRONICS | M SERIES HUMIDIFIER | 2018-09-13 | 180
HUMIDIFIER | M SERIES HUMIDIFIER | RESPIRONICS | M SERIES HUMIDIFIER | 2018-09-13 | 180
HUMIDIFIER | M SERIES HUMIDIFIER | RESPIRONICS | M SERIES HUMIDIFIER | 2018-09-13 | 180
HUMIDIFIER | M SERIES HUMIDIFIER | RESPIRONICS | M SERIES HUMIDIFIER | 2018-09-13 | 180
HUMIDIFIER | M SERIES HUMIDIFIER | RESPIRONICS | M SERIES HUMIDIFIER | 2018-09-13 | 180
HUMIDIFIER | M SERIES HUMIDIFIER | RESPIRONICS | M SERIES HUMIDIFIER | 2018-09-13 | 180
BIPAP VENTILATORY SUPPORT SYSTEM | BIPAP VENTILATORY SUPPORT SYSTEM | RESPIRONICS | A40 | 2018-09-13 | 2913
BIPAP VENTILATORY SUPPORT SYSTEM | BIPAP VENTILATORY SUPPORT SYSTEM | RESPIRONICS | A40 | 2018-09-13 | 2913
HUMIDIFIER | M SERIES HUMIDIFIER | RESPIRONICS | M SERIES HUMIDIFIER | 2018-09-13 | 180
HUMIDIFIER | M SERIES HUMIDIFIER | RESPIRONICS | M SERIES HUMIDIFIER | 2018-09-13 | 180
HUMIDIFIER | M SERIES HUMIDIFIER | RESPIRONICS | M SERIES HUMIDIFIER | 2018-09-13 | 180
HUMIDIFIER | M SERIES HUMIDIFIER | RESPIRONICS | M SERIES HUMIDIFIER | 2018-09-13 | 180
HUMIDIFIER | M SERIES HUMIDIFIER | RESPIRONICS | M SERIES HUMIDIFIER | 2018-09-13 | 180
HUMIDIFIER | M SERIES HUMIDIFIER | RESPIRONICS | M SERIES HUMIDIFIER | 2018-09-13 | 180
HUMIDIFIER | M SERIES HUMIDIFIER | RESPIRONICS | M SERIES HUMIDIFIER | 2018-09-13 | 180
HUMIDIFIER | M SERIES HUMIDIFIER | RESPIRONICS | M SERIES HUMIDIFIER | 2018-09-13 | 180
HUMIDIFIER | M SERIES HUMIDIFIER | RESPIRONICS | M SERIES HUMIDIFIER | 2018-09-13 | 180
HUMIDIFIER | M SERIES HUMIDIFIER | RESPIRONICS | M SERIES HUMIDIFIER | 2018-09-13 | 180
HUMIDIFIER | M SERIES HUMIDIFIER | RESPIRONICS | M SERIES HUMIDIFIER | 2018-09-13 | 180
HUMIDIFIER | M SERIES HUMIDIFIER | RESPIRONICS | M SERIES HUMIDIFIER | 2018-09-13 | 180
HUMIDIFIER | M SERIES HUMIDIFIER | RESPIRONICS | M SERIES HUMIDIFIER | 2018-09-13 | 180
HUMIDIFIER | M SERIES HUMIDIFIER | RESPIRONICS | M SERIES HUMIDIFIER | 2018-09-13 | 180
BIPAP VENTILATORY SUPPORT SYSTEM | BIPAP VENTILATORY SUPPORT SYSTEM | RESPIRONICS | A40 | 2018-09-13 | 2913
HUMIDIFIER | M SERIES HUMIDIFIER | RESPIRONICS | M SERIES HUMIDIFIER | 2018-09-13 | 180
HUMIDIFIER | M SERIES HUMIDIFIER | RESPIRONICS | M SERIES HUMIDIFIER | 2018-09-13 | 180
HUMIDIFIER | M SERIES HUMIDIFIER | RESPIRONICS | M SERIES HUMIDIFIER | 2018-09-13 | 180
HUMIDIFIER | M SERIES HUMIDIFIER | RESPIRONICS | M SERIES HUMIDIFIER | 2018-09-13 | 180
HUMIDIFIER | M SERIES HUMIDIFIER | RESPIRONICS | M SERIES HUMIDIFIER | 2018-09-13 | 180
HUMIDIFIER | M SERIES HUMIDIFIER | RESPIRONICS | M SERIES HUMIDIFIER | 2018-09-13 | 180
HUMIDIFIER | M SERIES HUMIDIFIER | RESPIRONICS | M SERIES HUMIDIFIER | 2018-09-13 | 180
HUMIDIFIER | M SERIES HUMIDIFIER | RESPIRONICS | M SERIES HUMIDIFIER | 2018-09-13 | 180
HUMIDIFIER | M SERIES HUMIDIFIER | RESPIRONICS | M SERIES HUMIDIFIER | 2018-09-13 | 180
HUMIDIFIER | M SERIES HUMIDIFIER | RESPIRONICS | M SERIES HUMIDIFIER | 2018-09-13 | 180
HUMIDIFIER | M SERIES HUMIDIFIER | RESPIRONICS | M SERIES HUMIDIFIER | 2018-09-13 | 180
HUMIDIFIER | M SERIES HUMIDIFIER | RESPIRONICS | M SERIES HUMIDIFIER | 2018-09-13 | 180
HUMIDIFIER | M SERIES HUMIDIFIER | RESPIRONICS | M SERIES HUMIDIFIER | 2018-09-13 | 180
HUMIDIFIER | M SERIES HUMIDIFIER | RESPIRONICS | M SERIES HUMIDIFIER | 2018-09-13 | 180
HUMIDIFIER | M SERIES HUMIDIFIER | RESPIRONICS | M SERIES HUMIDIFIER | 2018-09-13 | 180
HUMIDIFIER | M SERIES HUMIDIFIER | RESPIRONICS | M SERIES HUMIDIFIER | 2018-09-13 | 180
HUMIDIFIER | M SERIES HUMIDIFIER | RESPIRONICS | M SERIES HUMIDIFIER | 2018-09-13 | 180
HUMIDIFIER | M SERIES HUMIDIFIER | RESPIRONICS | M SERIES HUMIDIFIER | 2018-09-13 | 180
HUMIDIFIER | M SERIES HUMIDIFIER | RESPIRONICS | M SERIES HUMIDIFIER | 2018-09-13 | 180
HUMIDIFIER | M SERIES HUMIDIFIER | RESPIRONICS | M SERIES HUMIDIFIER | 2018-09-13 | 180
HUMIDIFIER | M SERIES HUMIDIFIER | RESPIRONICS | M SERIES HUMIDIFIER | 2018-09-13 | 180
HUMIDIFIER | M SERIES HUMIDIFIER | RESPIRONICS | M SERIES HUMIDIFIER | 2018-09-13 | 180
HUMIDIFIER | M SERIES HUMIDIFIER | RESPIRONICS | M SERIES HUMIDIFIER | 2018-09-13 | 180
HUMIDIFIER | M SERIES HUMIDIFIER | RESPIRONICS | M SERIES HUMIDIFIER | 2018-09-13 | 180
HUMIDIFIER | M SERIES HUMIDIFIER | RESPIRONICS | M SERIES HUMIDIFIER | 2018-09-13 | 180
HUMIDIFIER | M SERIES HUMIDIFIER | RESPIRONICS | M SERIES HUMIDIFIER | 2018-09-13 | 180
HUMIDIFIER | M SERIES HUMIDIFIER | RESPIRONICS | M SERIES HUMIDIFIER | 2018-09-13 | 180
HUMIDIFIER | M SERIES HUMIDIFIER | RESPIRONICS | M SERIES HUMIDIFIER | 2018-09-13 | 180
HUMIDIFIER | M SERIES HUMIDIFIER | RESPIRONICS | M SERIES HUMIDIFIER | 2018-09-13 | 180
HUMIDIFIER | M SERIES HUMIDIFIER | RESPIRONICS | M SERIES HUMIDIFIER | 2018-09-13 | 180
HUMIDIFIER | M SERIES HUMIDIFIER | RESPIRONICS | M SERIES HUMIDIFIER | 2018-09-13 | 180
HUMIDIFIER | M SERIES HUMIDIFIER | RESPIRONICS | M SERIES HUMIDIFIER | 2018-09-13 | 180
HUMIDIFIER | M SERIES HUMIDIFIER | RESPIRONICS | M SERIES HUMIDIFIER | 2018-09-13 | 180
HUMIDIFIER | M SERIES HUMIDIFIER | RESPIRONICS | M SERIES HUMIDIFIER | 2018-09-13 | 180
HUMIDIFIER | M SERIES HUMIDIFIER | RESPIRONICS | M SERIES HUMIDIFIER | 2018-09-13 | 180
HUMIDIFIER | M SERIES HUMIDIFIER | RESPIRONICS | M SERIES HUMIDIFIER | 2018-09-13 | 180
HUMIDIFIER | M SERIES HUMIDIFIER | RESPIRONICS | M SERIES HUMIDIFIER | 2018-09-13 | 180
HUMIDIFIER | M SERIES HUMIDIFIER | RESPIRONICS | M SERIES HUMIDIFIER | 2018-09-13 | 180
HUMIDIFIER | M SERIES HUMIDIFIER | RESPIRONICS | M SERIES HUMIDIFIER | 2018-09-13 | 180
HUMIDIFIER | M SERIES HUMIDIFIER | RESPIRONICS | M SERIES HUMIDIFIER | 2018-09-13 | 180
HUMIDIFIER | M SERIES HUMIDIFIER | RESPIRONICS | M SERIES HUMIDIFIER | 2018-09-13 | 180
HUMIDIFIER | M SERIES HUMIDIFIER | RESPIRONICS | M SERIES HUMIDIFIER | 2018-09-13 | 180
HUMIDIFIER | M SERIES HUMIDIFIER | RESPIRONICS | M SERIES HUMIDIFIER | 2018-09-13 | 180
HUMIDIFIER | M SERIES HUMIDIFIER | RESPIRONICS | M SERIES HUMIDIFIER | 2018-09-13 | 180
HUMIDIFIER | M SERIES HUMIDIFIER | RESPIRONICS | M SERIES HUMIDIFIER | 2018-09-13 | 180
HUMIDIFIER | M SERIES HUMIDIFIER | RESPIRONICS | M SERIES HUMIDIFIER | 2018-09-13 | 180
HUMIDIFIER | M SERIES HUMIDIFIER | RESPIRONICS | M SERIES HUMIDIFIER | 2018-09-13 | 180
HUMIDIFIER | M SERIES HUMIDIFIER | RESPIRONICS | M SERIES HUMIDIFIER | 2018-09-13 | 180
HUMIDIFIER | M SERIES HUMIDIFIER | RESPIRONICS | M SERIES HUMIDIFIER | 2018-09-13 | 180
HUMIDIFIER | M SERIES HUMIDIFIER | RESPIRONICS | M SERIES HUMIDIFIER | 2018-09-13 | 180
HUMIDIFIER | M SERIES HUMIDIFIER | RESPIRONICS | M SERIES HUMIDIFIER | 2018-09-13 | 180
HUMIDIFIER | M SERIES HUMIDIFIER | RESPIRONICS | M SERIES HUMIDIFIER | 2018-09-13 | 180
HUMIDIFIER | M SERIES HUMIDIFIER | RESPIRONICS | M SERIES HUMIDIFIER | 2018-09-13 | 180
HUMIDIFIER | M SERIES HUMIDIFIER | RESPIRONICS | M SERIES HUMIDIFIER | 2018-09-13 | 180
HUMIDIFIER | M SERIES HUMIDIFIER | RESPIRONICS | M SERIES HUMIDIFIER | 2018-09-13 | 180
HUMIDIFIER | M SERIES HUMIDIFIER | RESPIRONICS | M SERIES HUMIDIFIER | 2018-09-13 | 180
ANALYSER-URINE CHEM | PH-IMPEDANCE MONITORING | JINSHAN GROUP | JSIPR-1 | 2018-08-29 | 1320
DIAGNOSTIC SYSTEM | CHARGER - TWIN PORT | OPTICLAR | VISIONMED TWIN PORT CHARGING POD | 2018-08-23 | 600
DIAGNOSTIC SYSTEM | CHARGER - TWIN PORT | OPTICLAR | VISIONMED TWIN PORT CHARGING POD | 2018-08-23 | 600
DERMATOSCOPE | DERMATOSCOPE | ALBERT WAESCHLE | VISIONMED D-SCOPE | 2018-08-23 | 786
DERMATOSCOPE | DERMATOSCOPE | ALBERT WAESCHLE | VISIONMED D-SCOPE | 2018-08-23 | 786
DERMATOSCOPE | DERMATOSCOPE | ALBERT WAESCHLE | VISIONMED D-SCOPE | 2018-08-23 | 786
DIAGNOSTIC SYSTEM | DIAGNOSTIC SYSTEM - WALL TRANSFORMER | WELCH ALLYN | GS777 | 2018-08-07 | 712.8
DIAGNOSTIC SYSTEM | DIAGNOSTIC SYSTEM - WALL TRANSFORMER | WELCH ALLYN | GS777 | 2018-08-07 | 712.8
DIAGNOSTIC SYSTEM | DIAGNOSTIC SYSTEM - WALL TRANSFORMER | WELCH ALLYN | GS777 | 2018-08-07 | 712.8
DIAGNOSTIC SYSTEM | DIAGNOSTIC SYSTEM - WALL TRANSFORMER | WELCH ALLYN | GS777 | 2018-08-07 | 712.8
DIAGNOSTIC SYSTEM | DIAGNOSTIC SYSTEM - WALL TRANSFORMER | WELCH ALLYN | GS777 | 2018-08-10 | 712.8
DIAGNOSTIC SYSTEM | DIAGNOSTIC SYSTEM - WALL TRANSFORMER | WELCH ALLYN | GS777 | 2018-08-07 | 712.8
PMG TERMINALS | VACUUM SPLITTER | OXYLITRE | VAC SPLITTER | 2018-07-27 | 96
SUCTION CONTROLLER | HIGH SUCTION CONTROLLER | THERAPY EQUIPMENT | DIAMOND RANGE HIGH | 2018-07-19 | 96
SUCTION CONTROLLER | HIGH SUCTION CONTROLLER | THERAPY EQUIPMENT | DIAMOND RANGE HIGH | 2018-07-18 | 96
HUMIDIFIER | M SERIES HUMIDIFIER | RESPIRONICS | M SERIES HUMIDIFIER | 2018-09-13 | 180
HUMIDIFIER | M SERIES HUMIDIFIER | RESPIRONICS | M SERIES HUMIDIFIER | 2018-09-13 | 180
HUMIDIFIER | M SERIES HUMIDIFIER | RESPIRONICS | M SERIES HUMIDIFIER | 2018-09-13 | 180
HUMIDIFIER | M SERIES HUMIDIFIER | RESPIRONICS | M SERIES HUMIDIFIER | 2018-09-13 | 180
HUMIDIFIER | M SERIES HUMIDIFIER | RESPIRONICS | M SERIES HUMIDIFIER | 2018-09-13 | 180
HUMIDIFIER | M SERIES HUMIDIFIER | RESPIRONICS | M SERIES HUMIDIFIER | 2018-09-13 | 180
HUMIDIFIER | M SERIES HUMIDIFIER | RESPIRONICS | M SERIES HUMIDIFIER | 2018-09-13 | 180
HUMIDIFIER | M SERIES HUMIDIFIER | RESPIRONICS | M SERIES HUMIDIFIER | 2018-09-13 | 180
HUMIDIFIER | M SERIES HUMIDIFIER | RESPIRONICS | M SERIES HUMIDIFIER | 2018-09-13 | 180
HUMIDIFIER | M SERIES HUMIDIFIER | RESPIRONICS | M SERIES HUMIDIFIER | 2018-09-13 | 180
HUMIDIFIER | M SERIES HUMIDIFIER | RESPIRONICS | M SERIES HUMIDIFIER | 2018-09-13 | 180
HUMIDIFIER | M SERIES HUMIDIFIER | RESPIRONICS | M SERIES HUMIDIFIER | 2018-09-13 | 180
HUMIDIFIER | M SERIES HUMIDIFIER | RESPIRONICS | M SERIES HUMIDIFIER | 2018-09-13 | 180
HUMIDIFIER | M SERIES HUMIDIFIER | RESPIRONICS | M SERIES HUMIDIFIER | 2018-09-13 | 180
HUMIDIFIER | M SERIES HUMIDIFIER | RESPIRONICS | M SERIES HUMIDIFIER | 2018-09-13 | 180
HUMIDIFIER | M SERIES HUMIDIFIER | RESPIRONICS | M SERIES HUMIDIFIER | 2018-09-13 | 180
HUMIDIFIER | M SERIES HUMIDIFIER | RESPIRONICS | M SERIES HUMIDIFIER | 2018-09-13 | 180
HUMIDIFIER | M SERIES HUMIDIFIER | RESPIRONICS | M SERIES HUMIDIFIER | 2018-09-13 | 180
HUMIDIFIER | M SERIES HUMIDIFIER | RESPIRONICS | M SERIES HUMIDIFIER | 2018-09-13 | 180
HUMIDIFIER | M SERIES HUMIDIFIER | RESPIRONICS | M SERIES HUMIDIFIER | 2018-09-13 | 180
HUMIDIFIER | M SERIES HUMIDIFIER | RESPIRONICS | M SERIES HUMIDIFIER | 2018-09-13 | 180
HUMIDIFIER | M SERIES HUMIDIFIER | RESPIRONICS | M SERIES HUMIDIFIER | 2018-09-13 | 180
HUMIDIFIER | M SERIES HUMIDIFIER | RESPIRONICS | M SERIES HUMIDIFIER | 2018-09-13 | 180
HUMIDIFIER | M SERIES HUMIDIFIER | RESPIRONICS | M SERIES HUMIDIFIER | 2018-09-13 | 180
HUMIDIFIER | M SERIES HUMIDIFIER | RESPIRONICS | M SERIES HUMIDIFIER | 2018-09-13 | 180
HUMIDIFIER | M SERIES HUMIDIFIER | RESPIRONICS | M SERIES HUMIDIFIER | 2018-09-13 | 180
HUMIDIFIER | M SERIES HUMIDIFIER | RESPIRONICS | M SERIES HUMIDIFIER | 2018-09-13 | 180
HUMIDIFIER | M SERIES HUMIDIFIER | RESPIRONICS | M SERIES HUMIDIFIER | 2018-09-13 | 180
HUMIDIFIER | M SERIES HUMIDIFIER | RESPIRONICS | M SERIES HUMIDIFIER | 2018-09-13 | 180
HUMIDIFIER | M SERIES HUMIDIFIER | RESPIRONICS | M SERIES HUMIDIFIER | 2018-09-13 | 180
HUMIDIFIER | M SERIES HUMIDIFIER | RESPIRONICS | M SERIES HUMIDIFIER | 2018-09-13 | 180
HUMIDIFIER | M SERIES HUMIDIFIER | RESPIRONICS | M SERIES HUMIDIFIER | 2018-09-13 | 180
HUMIDIFIER | M SERIES HUMIDIFIER | RESPIRONICS | M SERIES HUMIDIFIER | 2018-09-13 | 180
HUMIDIFIER | M SERIES HUMIDIFIER | RESPIRONICS | M SERIES HUMIDIFIER | 2018-09-13 | 180
HUMIDIFIER | M SERIES HUMIDIFIER | RESPIRONICS | M SERIES HUMIDIFIER | 2018-09-13 | 180
HUMIDIFIER | M SERIES HUMIDIFIER | RESPIRONICS | M SERIES HUMIDIFIER | 2018-09-13 | 180
HUMIDIFIER | M SERIES HUMIDIFIER | RESPIRONICS | M SERIES HUMIDIFIER | 2018-09-13 | 180
HUMIDIFIER | M SERIES HUMIDIFIER | RESPIRONICS | M SERIES HUMIDIFIER | 2018-09-13 | 180
HUMIDIFIER | M SERIES HUMIDIFIER | RESPIRONICS | M SERIES HUMIDIFIER | 2018-09-13 | 180
HUMIDIFIER | M SERIES HUMIDIFIER | RESPIRONICS | M SERIES HUMIDIFIER | 2018-09-13 | 180
HUMIDIFIER | M SERIES HUMIDIFIER | RESPIRONICS | M SERIES HUMIDIFIER | 2018-09-13 | 180
HUMIDIFIER | M SERIES HUMIDIFIER | RESPIRONICS | M SERIES HUMIDIFIER | 2018-09-13 | 180
HUMIDIFIER | M SERIES HUMIDIFIER | RESPIRONICS | M SERIES HUMIDIFIER | 2018-09-13 | 180
HUMIDIFIER | M SERIES HUMIDIFIER | RESPIRONICS | M SERIES HUMIDIFIER | 2018-09-13 | 180
HUMIDIFIER | M SERIES HUMIDIFIER | RESPIRONICS | M SERIES HUMIDIFIER | 2018-09-13 | 180
HUMIDIFIER | M SERIES HUMIDIFIER | RESPIRONICS | M SERIES HUMIDIFIER | 2018-09-13 | 180
HUMIDIFIER | M SERIES HUMIDIFIER | RESPIRONICS | M SERIES HUMIDIFIER | 2018-09-13 | 180
HUMIDIFIER | M SERIES HUMIDIFIER | RESPIRONICS | M SERIES HUMIDIFIER | 2018-09-13 | 180
HUMIDIFIER | M SERIES HUMIDIFIER | RESPIRONICS | M SERIES HUMIDIFIER | 2018-09-13 | 180
HUMIDIFIER | M SERIES HUMIDIFIER | RESPIRONICS | M SERIES HUMIDIFIER | 2018-09-13 | 180
HUMIDIFIER | M SERIES HUMIDIFIER | RESPIRONICS | M SERIES HUMIDIFIER | 2018-09-13 | 180
HUMIDIFIER | M SERIES HUMIDIFIER | RESPIRONICS | M SERIES HUMIDIFIER | 2018-09-13 | 180
HUMIDIFIER | M SERIES HUMIDIFIER | RESPIRONICS | M SERIES HUMIDIFIER | 2018-09-13 | 180
HUMIDIFIER | M SERIES HUMIDIFIER | RESPIRONICS | M SERIES HUMIDIFIER | 2018-09-13 | 180
HUMIDIFIER | M SERIES HUMIDIFIER | RESPIRONICS | M SERIES HUMIDIFIER | 2018-09-13 | 180
HUMIDIFIER | M SERIES HUMIDIFIER | RESPIRONICS | M SERIES HUMIDIFIER | 2018-09-13 | 180
HUMIDIFIER | M SERIES HUMIDIFIER | RESPIRONICS | M SERIES HUMIDIFIER | 2018-09-13 | 180
HUMIDIFIER | M SERIES HUMIDIFIER | RESPIRONICS | M SERIES HUMIDIFIER | 2018-09-13 | 180
HUMIDIFIER | M SERIES HUMIDIFIER | RESPIRONICS | M SERIES HUMIDIFIER | 2018-09-13 | 180
HUMIDIFIER | M SERIES HUMIDIFIER | RESPIRONICS | M SERIES HUMIDIFIER | 2018-09-13 | 180
HUMIDIFIER | M SERIES HUMIDIFIER | RESPIRONICS | M SERIES HUMIDIFIER | 2018-09-13 | 180
HUMIDIFIER | M SERIES HUMIDIFIER | RESPIRONICS | M SERIES HUMIDIFIER | 2018-09-13 | 180
HUMIDIFIER | M SERIES HUMIDIFIER | RESPIRONICS | M SERIES HUMIDIFIER | 2018-09-13 | 180
HUMIDIFIER | M SERIES HUMIDIFIER | RESPIRONICS | M SERIES HUMIDIFIER | 2018-09-13 | 180
HUMIDIFIER | M SERIES HUMIDIFIER | RESPIRONICS | M SERIES HUMIDIFIER | 2018-09-13 | 180
HUMIDIFIER | M SERIES HUMIDIFIER | RESPIRONICS | M SERIES HUMIDIFIER | 2018-09-13 | 180
HUMIDIFIER | M SERIES HUMIDIFIER | RESPIRONICS | M SERIES HUMIDIFIER | 2018-09-13 | 180
HUMIDIFIER | M SERIES HUMIDIFIER | RESPIRONICS | M SERIES HUMIDIFIER | 2018-09-13 | 180
HUMIDIFIER | M SERIES HUMIDIFIER | RESPIRONICS | M SERIES HUMIDIFIER | 2018-09-13 | 180
HUMIDIFIER | M SERIES HUMIDIFIER | RESPIRONICS | M SERIES HUMIDIFIER | 2018-09-13 | 180
HUMIDIFIER | M SERIES HUMIDIFIER | RESPIRONICS | M SERIES HUMIDIFIER | 2018-09-13 | 180
HUMIDIFIER | M SERIES HUMIDIFIER | RESPIRONICS | M SERIES HUMIDIFIER | 2018-09-13 | 180
HUMIDIFIER | M SERIES HUMIDIFIER | RESPIRONICS | M SERIES HUMIDIFIER | 2018-09-13 | 180
HUMIDIFIER | M SERIES HUMIDIFIER | RESPIRONICS | M SERIES HUMIDIFIER | 2018-09-13 | 180
HUMIDIFIER | M SERIES HUMIDIFIER | RESPIRONICS | M SERIES HUMIDIFIER | 2018-09-13 | 180
HUMIDIFIER | M SERIES HUMIDIFIER | RESPIRONICS | M SERIES HUMIDIFIER | 2018-09-13 | 180
HUMIDIFIER | M SERIES HUMIDIFIER | RESPIRONICS | M SERIES HUMIDIFIER | 2018-09-13 | 180
HUMIDIFIER | M SERIES HUMIDIFIER | RESPIRONICS | M SERIES HUMIDIFIER | 2018-09-13 | 180
HUMIDIFIER | M SERIES HUMIDIFIER | RESPIRONICS | M SERIES HUMIDIFIER | 2018-09-13 | 180
HUMIDIFIER | M SERIES HUMIDIFIER | RESPIRONICS | M SERIES HUMIDIFIER | 2018-09-13 | 180
HUMIDIFIER | M SERIES HUMIDIFIER | RESPIRONICS | M SERIES HUMIDIFIER | 2018-09-13 | 180
HUMIDIFIER | M SERIES HUMIDIFIER | RESPIRONICS | M SERIES HUMIDIFIER | 2018-09-13 | 180
HUMIDIFIER | M SERIES HUMIDIFIER | RESPIRONICS | M SERIES HUMIDIFIER | 2018-09-13 | 180
HUMIDIFIER | M SERIES HUMIDIFIER | RESPIRONICS | M SERIES HUMIDIFIER | 2018-09-13 | 180
HUMIDIFIER | M SERIES HUMIDIFIER | RESPIRONICS | M SERIES HUMIDIFIER | 2018-09-13 | 180
HUMIDIFIER | M SERIES HUMIDIFIER | RESPIRONICS | M SERIES HUMIDIFIER | 2018-09-13 | 180
NASAL CPAP | CPAP | PHILIPS LTD | AUTO SV | 2018-09-13 | 180
HUMIDIFIER | M SERIES HUMIDIFIER | RESPIRONICS | M SERIES HUMIDIFIER | 2018-09-13 | 180
HUMIDIFIER | M SERIES HUMIDIFIER | RESPIRONICS | M SERIES HUMIDIFIER | 2018-09-13 | 180
HUMIDIFIER | M SERIES HUMIDIFIER | RESPIRONICS | M SERIES HUMIDIFIER | 2018-09-13 | 180
HUMIDIFIER | M SERIES HUMIDIFIER | RESPIRONICS | M SERIES HUMIDIFIER | 2018-09-13 | 180
HUMIDIFIER | M SERIES HUMIDIFIER | RESPIRONICS | M SERIES HUMIDIFIER | 2018-09-13 | 180
HUMIDIFIER | M SERIES HUMIDIFIER | RESPIRONICS | M SERIES HUMIDIFIER | 2018-09-13 | 180
HUMIDIFIER | M SERIES HUMIDIFIER | RESPIRONICS | M SERIES HUMIDIFIER | 2018-09-13 | 180
HUMIDIFIER | M SERIES HUMIDIFIER | RESPIRONICS | M SERIES HUMIDIFIER | 2018-09-13 | 180
HUMIDIFIER | M SERIES HUMIDIFIER | RESPIRONICS | M SERIES HUMIDIFIER | 2018-09-13 | 180
HUMIDIFIER | M SERIES HUMIDIFIER | RESPIRONICS | M SERIES HUMIDIFIER | 2018-09-13 | 180
HUMIDIFIER | M SERIES HUMIDIFIER | RESPIRONICS | M SERIES HUMIDIFIER | 2018-09-13 | 180
HUMIDIFIER | M SERIES HUMIDIFIER | RESPIRONICS | M SERIES HUMIDIFIER | 2018-09-13 | 180
HUMIDIFIER | M SERIES HUMIDIFIER | RESPIRONICS | M SERIES HUMIDIFIER | 2018-09-13 | 180
HUMIDIFIER | M SERIES HUMIDIFIER | RESPIRONICS | M SERIES HUMIDIFIER | 2018-09-13 | 180
HUMIDIFIER | M SERIES HUMIDIFIER | RESPIRONICS | M SERIES HUMIDIFIER | 2018-09-13 | 180
HUMIDIFIER | M SERIES HUMIDIFIER | RESPIRONICS | M SERIES HUMIDIFIER | 2018-09-13 | 180
HUMIDIFIER | M SERIES HUMIDIFIER | RESPIRONICS | M SERIES HUMIDIFIER | 2018-09-13 | 180
HUMIDIFIER | M SERIES HUMIDIFIER | RESPIRONICS | M SERIES HUMIDIFIER | 2018-09-13 | 180
HUMIDIFIER | M SERIES HUMIDIFIER | RESPIRONICS | M SERIES HUMIDIFIER | 2018-09-13 | 180
HUMIDIFIER | M SERIES HUMIDIFIER | RESPIRONICS | M SERIES HUMIDIFIER | 2018-09-13 | 180
HUMIDIFIER | M SERIES HUMIDIFIER | RESPIRONICS | M SERIES HUMIDIFIER | 2018-09-13 | 180
HUMIDIFIER | M SERIES HUMIDIFIER | RESPIRONICS | M SERIES HUMIDIFIER | 2018-09-13 | 180
HUMIDIFIER | M SERIES HUMIDIFIER | RESPIRONICS | M SERIES HUMIDIFIER | 2018-09-13 | 180
HUMIDIFIER | M SERIES HUMIDIFIER | RESPIRONICS | M SERIES HUMIDIFIER | 2018-09-13 | 180
HUMIDIFIER | M SERIES HUMIDIFIER | RESPIRONICS | M SERIES HUMIDIFIER | 2018-09-13 | 180
HUMIDIFIER | M SERIES HUMIDIFIER | RESPIRONICS | M SERIES HUMIDIFIER | 2018-09-13 | 180
HUMIDIFIER | M SERIES HUMIDIFIER | RESPIRONICS | M SERIES HUMIDIFIER | 2018-09-13 | 180
HUMIDIFIER | M SERIES HUMIDIFIER | RESPIRONICS | M SERIES HUMIDIFIER | 2018-09-13 | 180
HUMIDIFIER | M SERIES HUMIDIFIER | RESPIRONICS | M SERIES HUMIDIFIER | 2018-09-13 | 180
HUMIDIFIER | M SERIES HUMIDIFIER | RESPIRONICS | M SERIES HUMIDIFIER | 2018-09-13 | 180
BIPAP VENTILATORY SUPPORT SYSTEM | BIPAP VENTILATORY SUPPORT SYSTEM | RESPIRONICS | A40 | 2018-09-13 | 2913
BIPAP VENTILATORY SUPPORT SYSTEM | BIPAP VENTILATORY SUPPORT SYSTEM | RESPIRONICS | A40 | 2018-09-13 | 2913
BIPAP VENTILATORY SUPPORT SYSTEM | BIPAP VENTILATORY SUPPORT SYSTEM | RESPIRONICS | A40 | 2018-09-13 | 2913
HUMIDIFIER | M SERIES HUMIDIFIER | RESPIRONICS | M SERIES HUMIDIFIER | 2018-09-13 | 180
HUMIDIFIER | M SERIES HUMIDIFIER | RESPIRONICS | M SERIES HUMIDIFIER | 2018-09-13 | 180
HUMIDIFIER | M SERIES HUMIDIFIER | RESPIRONICS | M SERIES HUMIDIFIER | 2018-09-13 | 180
HUMIDIFIER | M SERIES HUMIDIFIER | RESPIRONICS | M SERIES HUMIDIFIER | 2018-09-13 | 180
HUMIDIFIER | M SERIES HUMIDIFIER | RESPIRONICS | M SERIES HUMIDIFIER | 2018-09-13 | 180
HUMIDIFIER | M SERIES HUMIDIFIER | RESPIRONICS | M SERIES HUMIDIFIER | 2018-09-13 | 180
HUMIDIFIER | M SERIES HUMIDIFIER | RESPIRONICS | M SERIES HUMIDIFIER | 2018-09-13 | 180
HUMIDIFIER | M SERIES HUMIDIFIER | RESPIRONICS | M SERIES HUMIDIFIER | 2018-09-13 | 180
HUMIDIFIER | M SERIES HUMIDIFIER | RESPIRONICS | M SERIES HUMIDIFIER | 2018-09-13 | 180
HUMIDIFIER | M SERIES HUMIDIFIER | RESPIRONICS | M SERIES HUMIDIFIER | 2018-09-13 | 180
HUMIDIFIER | M SERIES HUMIDIFIER | RESPIRONICS | M SERIES HUMIDIFIER | 2018-09-13 | 180
HUMIDIFIER | M SERIES HUMIDIFIER | RESPIRONICS | M SERIES HUMIDIFIER | 2018-09-13 | 180
HUMIDIFIER | M SERIES HUMIDIFIER | RESPIRONICS | M SERIES HUMIDIFIER | 2018-09-13 | 180
HUMIDIFIER | M SERIES HUMIDIFIER | RESPIRONICS | M SERIES HUMIDIFIER | 2018-09-13 | 180
HUMIDIFIER | M SERIES HUMIDIFIER | RESPIRONICS | M SERIES HUMIDIFIER | 2018-09-13 | 180
HUMIDIFIER | M SERIES HUMIDIFIER | RESPIRONICS | M SERIES HUMIDIFIER | 2018-09-13 | 180
HUMIDIFIER | M SERIES HUMIDIFIER | RESPIRONICS | M SERIES HUMIDIFIER | 2018-09-13 | 180
HUMIDIFIER | M SERIES HUMIDIFIER | RESPIRONICS | M SERIES HUMIDIFIER | 2018-09-13 | 180
HUMIDIFIER | M SERIES HUMIDIFIER | RESPIRONICS | M SERIES HUMIDIFIER | 2018-09-13 | 180
HUMIDIFIER | M SERIES HUMIDIFIER | RESPIRONICS | M SERIES HUMIDIFIER | 2018-09-13 | 180
HUMIDIFIER | M SERIES HUMIDIFIER | RESPIRONICS | M SERIES HUMIDIFIER | 2018-09-13 | 180
HUMIDIFIER | M SERIES HUMIDIFIER | RESPIRONICS | M SERIES HUMIDIFIER | 2018-09-13 | 180
HUMIDIFIER | M SERIES HUMIDIFIER | RESPIRONICS | M SERIES HUMIDIFIER | 2018-09-13 | 180
HUMIDIFIER | M SERIES HUMIDIFIER | RESPIRONICS | M SERIES HUMIDIFIER | 2018-09-13 | 180
HUMIDIFIER | M SERIES HUMIDIFIER | RESPIRONICS | M SERIES HUMIDIFIER | 2018-09-13 | 180
HUMIDIFIER | M SERIES HUMIDIFIER | RESPIRONICS | M SERIES HUMIDIFIER | 2018-09-13 | 180
HUMIDIFIER | M SERIES HUMIDIFIER | RESPIRONICS | M SERIES HUMIDIFIER | 2018-09-13 | 180
HUMIDIFIER | M SERIES HUMIDIFIER | RESPIRONICS | M SERIES HUMIDIFIER | 2018-09-13 | 180
HUMIDIFIER | M SERIES HUMIDIFIER | RESPIRONICS | M SERIES HUMIDIFIER | 2018-09-13 | 180
HUMIDIFIER | M SERIES HUMIDIFIER | RESPIRONICS | M SERIES HUMIDIFIER | 2018-09-13 | 180
HUMIDIFIER | M SERIES HUMIDIFIER | RESPIRONICS | M SERIES HUMIDIFIER | 2018-09-13 | 180
HUMIDIFIER | M SERIES HUMIDIFIER | RESPIRONICS | M SERIES HUMIDIFIER | 2018-09-13 | 180
HUMIDIFIER | M SERIES HUMIDIFIER | RESPIRONICS | M SERIES HUMIDIFIER | 2018-09-13 | 180
HUMIDIFIER | M SERIES HUMIDIFIER | RESPIRONICS | M SERIES HUMIDIFIER | 2018-09-13 | 180
HUMIDIFIER | M SERIES HUMIDIFIER | RESPIRONICS | M SERIES HUMIDIFIER | 2018-09-13 | 180
HUMIDIFIER | M SERIES HUMIDIFIER | RESPIRONICS | M SERIES HUMIDIFIER | 2018-09-13 | 180
HUMIDIFIER | M SERIES HUMIDIFIER | RESPIRONICS | M SERIES HUMIDIFIER | 2018-09-13 | 180
HUMIDIFIER | M SERIES HUMIDIFIER | RESPIRONICS | M SERIES HUMIDIFIER | 2018-09-13 | 180
HUMIDIFIER | M SERIES HUMIDIFIER | RESPIRONICS | M SERIES HUMIDIFIER | 2018-09-13 | 180
HUMIDIFIER | M SERIES HUMIDIFIER | RESPIRONICS | M SERIES HUMIDIFIER | 2018-09-13 | 180
BIPAP VENTILATORY SUPPORT SYSTEM | BIPAP VENTILATORY SUPPORT SYSTEM | RESPIRONICS | A40 | 2018-09-13 | 2913
BIPAP VENTILATORY SUPPORT SYSTEM | BIPAP VENTILATORY SUPPORT SYSTEM | RESPIRONICS | A40 | 2018-09-13 | 2913
BIPAP VENTILATORY SUPPORT SYSTEM | BIPAP VENTILATORY SUPPORT SYSTEM | RESPIRONICS | A40 | 2018-09-13 | 2913
BIPAP VENTILATORY SUPPORT SYSTEM | BIPAP VENTILATORY SUPPORT SYSTEM | RESPIRONICS | A40 | 2018-09-13 | 2913
NASAL CPAP | CPAP | PHILIPS LTD | AUTO SV | 2018-09-13 | 180
HUMIDIFIER | M SERIES HUMIDIFIER | RESPIRONICS | M SERIES HUMIDIFIER | 2018-09-13 | 180
HUMIDIFIER | M SERIES HUMIDIFIER | RESPIRONICS | M SERIES HUMIDIFIER | 2018-09-13 | 180
HUMIDIFIER | M SERIES HUMIDIFIER | RESPIRONICS | M SERIES HUMIDIFIER | 2018-09-13 | 180
HUMIDIFIER | M SERIES HUMIDIFIER | RESPIRONICS | M SERIES HUMIDIFIER | 2018-09-13 | 180
HUMIDIFIER | M SERIES HUMIDIFIER | RESPIRONICS | M SERIES HUMIDIFIER | 2018-09-13 | 180
HUMIDIFIER | M SERIES HUMIDIFIER | RESPIRONICS | M SERIES HUMIDIFIER | 2018-09-13 | 180
HUMIDIFIER | M SERIES HUMIDIFIER | RESPIRONICS | M SERIES HUMIDIFIER | 2018-09-13 | 180
HUMIDIFIER | M SERIES HUMIDIFIER | RESPIRONICS | M SERIES HUMIDIFIER | 2018-09-13 | 180
HUMIDIFIER | M SERIES HUMIDIFIER | RESPIRONICS | M SERIES HUMIDIFIER | 2018-09-13 | 180
HUMIDIFIER | M SERIES HUMIDIFIER | RESPIRONICS | M SERIES HUMIDIFIER | 2018-09-13 | 180
HUMIDIFIER | M SERIES HUMIDIFIER | RESPIRONICS | M SERIES HUMIDIFIER | 2018-09-13 | 180
HUMIDIFIER | M SERIES HUMIDIFIER | RESPIRONICS | M SERIES HUMIDIFIER | 2018-09-13 | 180
HUMIDIFIER | M SERIES HUMIDIFIER | RESPIRONICS | M SERIES HUMIDIFIER | 2018-09-13 | 180
HUMIDIFIER | M SERIES HUMIDIFIER | RESPIRONICS | M SERIES HUMIDIFIER | 2018-09-13 | 180
HUMIDIFIER | M SERIES HUMIDIFIER | RESPIRONICS | M SERIES HUMIDIFIER | 2018-09-13 | 180
HUMIDIFIER | M SERIES HUMIDIFIER | RESPIRONICS | M SERIES HUMIDIFIER | 2018-09-13 | 180
HUMIDIFIER | M SERIES HUMIDIFIER | RESPIRONICS | M SERIES HUMIDIFIER | 2018-09-13 | 180
HUMIDIFIER | M SERIES HUMIDIFIER | RESPIRONICS | M SERIES HUMIDIFIER | 2018-09-13 | 180
HUMIDIFIER | M SERIES HUMIDIFIER | RESPIRONICS | M SERIES HUMIDIFIER | 2018-09-13 | 180
HUMIDIFIER | M SERIES HUMIDIFIER | RESPIRONICS | M SERIES HUMIDIFIER | 2018-09-13 | 180
HUMIDIFIER | M SERIES HUMIDIFIER | RESPIRONICS | M SERIES HUMIDIFIER | 2018-09-13 | 180
HUMIDIFIER | M SERIES HUMIDIFIER | RESPIRONICS | M SERIES HUMIDIFIER | 2018-09-13 | 180
HUMIDIFIER | M SERIES HUMIDIFIER | RESPIRONICS | M SERIES HUMIDIFIER | 2018-09-13 | 180
HUMIDIFIER | M SERIES HUMIDIFIER | RESPIRONICS | M SERIES HUMIDIFIER | 2018-09-13 | 180
HUMIDIFIER | M SERIES HUMIDIFIER | RESPIRONICS | M SERIES HUMIDIFIER | 2018-09-13 | 180
HUMIDIFIER | M SERIES HUMIDIFIER | RESPIRONICS | M SERIES HUMIDIFIER | 2018-09-13 | 180
HUMIDIFIER | M SERIES HUMIDIFIER | RESPIRONICS | M SERIES HUMIDIFIER | 2018-09-13 | 180
HUMIDIFIER | M SERIES HUMIDIFIER | RESPIRONICS | M SERIES HUMIDIFIER | 2018-09-13 | 180
HUMIDIFIER | M SERIES HUMIDIFIER | RESPIRONICS | M SERIES HUMIDIFIER | 2018-09-13 | 180
HUMIDIFIER | M SERIES HUMIDIFIER | RESPIRONICS | M SERIES HUMIDIFIER | 2018-09-13 | 180
BIPAP VENTILATORY SUPPORT SYSTEM | TRILOGY 100 VENTILATOR | RESPIRONICS | TRILOGY 100 | 2018-09-13 | 4303.2
BIPAP VENTILATORY SUPPORT SYSTEM | TRILOGY 100 VENTILATOR | RESPIRONICS | TRILOGY 100 | 2018-09-13 | 4303.2
BIPAP VENTILATORY SUPPORT SYSTEM | BIPAP VENTILATORY SUPPORT SYSTEM | RESPIRONICS | A40 | 2018-09-13 | 2913
EXTENSION BLOCK | EXTENSION BLOCK | SAFETY MEDIC | MOB8T | 2018-09-14 | 604.8 | 2024-02-16 | 2024-12-06
EXTENSION BLOCK | EXTENSION BLOCK | SAFETY MEDIC | MOB8T | 2018-09-14 | 604.8 | 2024-02-20 | 2024-12-06
EXTENSION BLOCK | EXTENSION BLOCK | SAFETY MEDIC | MOB8T | 2018-09-14 | 604.8 | 2024-02-16 | 2024-12-22
EXTENSION BLOCK | EXTENSION BLOCK | SAFETY MEDIC | MOB8T | 2018-09-14 | 604.8 | 2024-05-15 | 2025-05-15
EXTENSION BLOCK | EXTENSION BLOCK | SAFETY MEDIC | MOB8T | 2018-09-14 | 604.8 | 2024-02-20 | 2024-12-06
ELECTRIC SHAVER | MEDICLIP ELECTRICAL SURGICAL CLIPPER WITH BASE | MEDLINE | MEDICLIP DYND708400K | 2019-04-09 | 60 | 2024-01-26 | 2025-06-15
ELECTRIC SHAVER | MEDICLIP ELECTRICAL SURGICAL CLIPPER WITH BASE | MEDLINE | MEDICLIP DYND708400K | 2019-04-09 | 60 | 2024-01-26 | 2025-06-15
SLIT LAMP | PHOTO SLIT LAMP | HAAG-STREIT | BX900 | 2018-10-18 | 78000 | 2021-12-31 | 2024-11-11
EXHALE HYDROGEN MONITOR | AMMONIA BREATH TESTER | BREATHDX | AMBER UCD | 2018-10-10 | 600
EXHALE HYDROGEN MONITOR | AMMONIA BREATH TESTER | BREATHDX | AMBER UCD | 2018-10-10 | 600
HANDPIECE | CONTRA ANGLE HANDPIECE | NSK | NAC-EC | 2018-09-11 | 165.6
HANDPIECE | CONTRA ANGLE HANDPIECE | NSK | FX25M | 2018-09-11 | 280.8
AMBULATORY 24 HR NIBP MONITOR | AMBULATORY PHYSICAL ACTIVITY MONITOR | PAL TECHNOLOGIES LTD | ACTIVPAL | 2018-08-23 | 192
AMBULATORY 24 HR NIBP MONITOR | AMBULATORY PHYSICAL ACTIVITY MONITOR | PAL TECHNOLOGIES LTD | ACTIVPAL | 2018-08-23 | 192
AMBULATORY 24 HR NIBP MONITOR | AMBULATORY PHYSICAL ACTIVITY MONITOR | PAL TECHNOLOGIES LTD | ACTIVPAL | 2018-08-23 | 192
AMBULATORY 24 HR NIBP MONITOR | AMBULATORY PHYSICAL ACTIVITY MONITOR | PAL TECHNOLOGIES LTD | ACTIVPAL | 2018-08-23 | 192
AMBULATORY 24 HR NIBP MONITOR | AMBULATORY PHYSICAL ACTIVITY MONITOR | PAL TECHNOLOGIES LTD | ACTIVPAL | 2018-08-23 | 192
AMBULATORY 24 HR NIBP MONITOR | AMBULATORY PHYSICAL ACTIVITY MONITOR | PAL TECHNOLOGIES LTD | ACTIVPAL | 2018-08-23 | 192
AMBULATORY 24 HR NIBP MONITOR | AMBULATORY PHYSICAL ACTIVITY MONITOR | PAL TECHNOLOGIES LTD | ACTIVPAL | 2018-08-23 | 192
AMBULATORY 24 HR NIBP MONITOR | AMBULATORY PHYSICAL ACTIVITY MONITOR | PAL TECHNOLOGIES LTD | ACTIVPAL | 2018-08-23 | 192
AMBULATORY 24 HR NIBP MONITOR | AMBULATORY PHYSICAL ACTIVITY MONITOR | PAL TECHNOLOGIES LTD | ACTIVPAL | 2018-08-23 | 192
AMBULATORY 24 HR NIBP MONITOR | AMBULATORY PHYSICAL ACTIVITY MONITOR | PAL TECHNOLOGIES LTD | ACTIVPAL | 2018-08-23 | 192
AMBULATORY 24 HR NIBP MONITOR | AMBULATORY 24HR NIBP MONITOR | ACTIGRAPH LLC | GT3X+ | 2018-08-23 | 192
AMBULATORY 24 HR NIBP MONITOR | AMBULATORY 24HR NIBP MONITOR | ACTIGRAPH LLC | GT3X+ | 2018-08-23 | 192
AMBULATORY 24 HR NIBP MONITOR | AMBULATORY 24HR NIBP MONITOR | ACTIGRAPH LLC | GT3X+ | 2018-08-23 | 192
AMBULATORY 24 HR NIBP MONITOR | AMBULATORY 24HR NIBP MONITOR | ACTIGRAPH LLC | GT3X+ | 2018-08-23 | 192
AMBULATORY 24 HR NIBP MONITOR | AMBULATORY 24HR NIBP MONITOR | ACTIGRAPH LLC | GT3X+ | 2018-08-23 | 192
AMBULATORY 24 HR NIBP MONITOR | AMBULATORY 24HR NIBP MONITOR | ACTIGRAPH LLC | GT3X+ | 2018-08-23 | 192
AMBULATORY 24 HR NIBP MONITOR | AMBULATORY 24HR NIBP MONITOR | ACTIGRAPH LLC | GT3X+ | 2018-08-23 | 192
AMBULATORY 24 HR NIBP MONITOR | AMBULATORY 24HR NIBP MONITOR | ACTIGRAPH LLC | GT3X+ | 2018-08-23 | 192
AMBULATORY 24 HR NIBP MONITOR | AMBULATORY 24HR NIBP MONITOR | ACTIGRAPH LLC | GT3X+ | 2018-08-23 | 192
AMBULATORY 24 HR NIBP MONITOR | AMBULATORY 24HR NIBP MONITOR | ACTIGRAPH LLC | GT3X+ | 2018-08-23 | 192
HANDPIECE | HANDPIECE | W&H UK LTD | S11 | 2018-11-21 | 720
HANDPIECE | DENTAL HANDPIECE | W&H UK LTD | SYNEA WA56A | 2018-10-24 | 360
HANDPIECE | DENTAL HANDPIECE | W&H UK LTD | SYNEA WA56A | 2018-10-24 | 360
HANDPIECE | DENTAL HANDPIECE | W&H UK LTD | SYNEA WA56A | 2018-10-24 | 360
HANDPIECE | DENTAL HANDPIECE | W&H UK LTD | SYNEA WA56A | 2018-10-24 | 360
HANDPIECE | DENTAL HANDPIECE | W&H UK LTD | SYNEA WA56A | 2018-10-24 | 360
HANDPIECE | DENTAL HANDPIECE | W&H UK LTD | SYNEA WA56A | 2018-11-02 | 360
INFUSION PUMP | VOLUMETRIC INFUSION PUMP | FRESENIUS KABI | VOLUMAT MC AGILIA | 2018-10-19 | 360 | 2022-01-13 | 2024-10-15
INFUSION PUMP | VOLUMETRIC INFUSION PUMP | FRESENIUS KABI | VOLUMAT MC AGILIA | 2018-10-19 | 360 | 2022-01-13 | 2024-10-15
INFUSION PUMP | VOLUMETRIC INFUSION PUMP | FRESENIUS KABI | VOLUMAT MC AGILIA | 2018-10-19 | 360 | 2022-01-13 | 2024-10-15
VITALITY SCANNER | PULP VITALITY TESTER | PARKELL | D624 | 2018-10-23 | 156
HANDPIECE | DENTAL HANDPIECE | W&H UK LTD | SYNEA TA-98 | 2018-10-17 | 480
HANDPIECE | DENTAL HANDPIECE | W&H UK LTD | SYNEA TA-98 | 2018-10-17 | 480
HANDPIECE | DENTAL HANDPIECE | W&H UK LTD | SYNEA TA-98 | 2018-10-17 | 480
HANDPIECE | DENTAL HANDPIECE | W&H UK LTD | SYNEA TA-98 | 2018-10-17 | 480
HANDPIECE | DENTAL HANDPIECE | W&H UK LTD | SYNEA TA-98 | 2018-10-17 | 480
HANDPIECE | DENTAL HANDPIECE | W&H UK LTD | A25/RM INCO | 2018-10-15 | 420
HANDPIECE | DENTAL HANDPIECE | W&H UK LTD | A25/RM INCO | 2018-10-15 | 420
HANDPIECE | DENTAL HANDPIECE | W&H UK LTD | A25/RM INCO | 2018-10-15 | 420
HANDPIECE | DENTAL HANDPIECE | W&H UK LTD | A25/RM INCO | 2018-10-15 | 420
HANDPIECE | DENTAL HANDPIECE | W&H UK LTD | A25/RM INCO | 2018-10-15 | 420
HANDPIECE | DENTAL HANDPIECE | W&H UK LTD | A25/RM INCO | 2018-10-15 | 420
ULTRASONIC SCALER | PIEZO ULTRASONIC BONE SURGERY SYSTEM | NSK | VARIO SURG 3 | 2018-10-04 | 7552.8 | 2019-12-24 | 2024-11-14
HANDPIECE MICROMOTOR | HANDPIECE MICROMOTOR | W&H UK LTD | EA-52 LED | 2018-09-18 | 722.4
WAX HEATER | WAX HEATER | AMANN | NO FLAME PLUS | 2018-09-14 | 432 | 2022-09-09 | 2024-09-09
WAX HEATER | WAX HEATER | AMANN | NO FLAME PLUS | 2018-08-28 | 432 | 2022-02-18 | 2024-08-15
WAX HEATER | WAX HEATER | AMANN | NO FLAME PLUS | 2018-08-21 | 432 | 2023-09-21 | 2025-09-21
WAX HEATER | WAX HEATER | AMANN | NO FLAME PLUS | 2018-08-21 | 432 | 2022-02-09 | 2024-08-15
WAX HEATER | WAX HEATER | AMANN | NO FLAME PLUS | 2018-08-21 | 432 | 2023-01-18 15:22 | 2025-01-18
OPHTHALMOSCOPE-INDIRECT | OPTHALMOSCOPE LITHIUM MINI CHARGER | KEELER | 1941-P-1341 | 2018-08-14 | 360 | 2024-04-11 | 2026-01-05
OPHTHALMOSCOPE | OPHTHALMOSCOPE | KEELER | PRACTITIONER | 2018-08-24 | 480 | 2022-06-23 | 2023-06-23
HANDPIECE MICROMOTOR | HANDPIECE MICROMOTOR | BIEN-AIR UK | MC3 | 2018-07-13 | 484.8
EXTENSION BLOCK | EXTENSION BLOCK | SAFETY MEDIC | MOB8T | 2018-07-13 | 604.8 | 2023-06-12 | 2024-06-12
EXTENSION BLOCK | EXTENSION BLOCK | SAFETY MEDIC | MOB8T | 2018-07-13 | 604.8 | 2023-06-12 | 2024-06-12
BATTERY CHARGER | LI-ION BATTERY CHARGER | CADEX ELECTRONICS INC. | UCC1 60W | 2018-07-05 | 325.2 |  | 2024-10-16
FLAT SCREEN DISPLAY | 12.1 INCH LCD TEACHING MONITOR | PSI DISPLAY LTD | L121AKH | 2019-08-30 | 17994
VIDEO CAMERA | PASCAL HDMI SINGLE CHIP VIDEO CAMERA | TUCSEN PHOTONICS CO. LTD | TRUECHROME METRICS | 2019-08-29 | 7194
LASER | LASER - PASCAL PATTERN SCAN | OPTIMA LTD | PASCAL | 2010-03-01 | 92400
WAX HEATER | WAX HEATER | AMANN | NO FLAME PLUS | 2018-08-31 | 432 | 2023-09-21 | 2025-09-21
WAX HEATER | WAX HEATER | AMANN | NO FLAME PLUS | 2018-08-31 | 432 | 2022-02-18 | 2024-08-15
HANDPIECE | HANDPIECE | W&H UK LTD | S11 | 2018-08-30 | 720
ULTRASONIC CLEANER | ULTRASONIC CLEANER | HENRY SCHEIN | SE220 | 2018-08-21 | 294 | 2021-07-02 | 2025-06-18
GAS REGULATOR & FLOWMETER | AIR REGULATOR | EAST HEALTH | TWO-STAGE | 2018-07-16 | 267.6 |  | 2023-07-16
HANDPIECE KNEE CONTROL | KNEE CONTROLLER | KAVO | TLC 4955 | 2018-07-02 | 920.4 | 2024-01-19 | 2026-06-17
DUST EXTRACTOR | DUST EXTRACTOR | KAVO | SMARTAIR EVO | 2018-07-02 | 1380 | 2024-03-26 | 2026-06-17
DUST EXTRACTOR | DUST EXTRACTOR | KAVO | SMARTAIR EVO | 2018-07-02 | 1380 | 2024-03-14 | 2026-06-17
DUST EXTRACTOR | DUST EXTRACTOR | KAVO | SMARTAIR EVO | 2018-07-02 | 1380 | 2024-03-14 | 2026-06-17
DUST EXTRACTOR | DUST EXTRACTOR | KAVO | SMARTAIR EVO | 2018-07-02 | 1380 | 2024-03-14 | 2026-06-17
DUST EXTRACTOR | DUST EXTRACTOR | KAVO | SMARTAIR EVO | 2018-07-02 | 1380 | 2024-03-14 | 2026-06-17
HANDPIECE KNEE CONTROL | KNEE CONTROLLER | KAVO | TLC 4955 | 2021-07-14 | 920.4 | 2024-03-18 | 2026-06-17
HANDPIECE KNEE CONTROL | KNEE CONTROLLER | KAVO | TLC 4955 | 2021-09-03 | 920.4 | 2024-03-14 | 2026-06-17
DUST EXTRACTOR | DUST EXTRACTOR | KAVO | SMARTAIR EVO | 2015-12-01 | 1380 | 2024-03-18 | 2026-06-17
CARDIOGRAPH | CARDIOGRAPH | MORTARA INST | ELI 150C | 2018-06-26 | 3600
MICROSCOPE OPERATING | OPERATING MICROSCOPE | LEICA | M320 | 2019-07-11 | 15425.568 | 2023-09-06 | 2024-09-06
FLAT SCREEN DISPLAY | FLAT SCREEN DISPLAY | FSN MEDICAL TECHNOLOGIES | FS-L2403D | 2019-07-11 | 15360 | 2023-12-22 | 2024-12-22
ULTRASOUND PROBE | ULTRASOUND PROBE | GE LIMITED | C2-9-D | 2022-09-22 | 6000
ULTRASOUND PROBE | ULTRASOUND PROBE | GE LIMITED | C1-6-D | 2019-07-05 | 6000 | 2021-06-29
ULTRASOUND SCANNER | ULTRASOUND SCANNER | GE LIMITED | VOLUSON E8 | 2019-07-05 | 84000 | 2024-05-22 | 2025-05-06
ULTRASOUND PROBE | ULTRASOUND PROBE | GE LIMITED | C2-9-D | 2023-08-16 | 0
ULTRASOUND PROBE | ULTRASOUND PROBE | GE LIMITED | C1-6-D | 2019-07-05 | 6000 | 2021-06-29
ULTRASOUND SCANNER | ULTRASOUND SCANNER | GE LIMITED | VOLUSON E8 | 2019-07-05 | 84000 | 2024-07-04 | 2025-05-06
ULTRASOUND PROBE | ULTRASOUND PROBE | GE LIMITED | RIC6-12-D | 2022-08-19 | 7200
ULTRASOUND PROBE | ULTRASOUND PROBE | GE LIMITED | RM6C | 2021-06-09 | 7200
ULTRASOUND PROBE | ULTRASOUND PROBE | GE LIMITED | C2-9-D | 2020-10-22 | 7200 | 2021-06-07
ULTRASOUND PROBE | ULTRASOUND PROBE | GE LIMITED | C1-6-D | 2020-10-22 | 7200 | 2021-06-07
ULTRASOUND SCANNER | ULTRASOUND SCANNER | GE LIMITED | VOLUSON E10 BT19 | 2020-10-22 | 96000 | 2024-06-04 | 2025-04-19
ULTRASOUND PROBE | ULTRASOUND PROBE | GE LIMITED | C2-9-D | 2023-11-13 | 7200
ULTRASOUND PROBE | ULTRASOUND PROBE | GE LIMITED | RM6C | 2019-11-29 | 6000
ULTRASOUND PROBE | ULTRASOUND PROBE | GE LIMITED | C1-6-D | 2019-07-15 | 6000 | 2021-06-29
ULTRASOUND PROBE | ULTRASOUND PROBE | GE LIMITED | RIC5-9-D | 2019-07-15 | 6000
ULTRASOUND SCANNER | ULTRASOUND SCANNER | GE LIMITED | VOLUSON E8 | 2019-07-12 | 84000 | 2024-07-03 | 2025-05-06
ULTRASOUND PROBE | ULTRASOUND PROBE | GE LIMITED | RM6C | 2023-06-12 | 7200
ULTRASOUND PROBE | ULTRASOUND PROBE | GE LIMITED | RIC6-12-D | 2023-02-08 | 7200
ULTRASOUND PROBE | ULTRASOUND PROBE | GE LIMITED | C1-6-D | 2022-03-07 | 0
ULTRASOUND PROBE | ULTRASOUND PROBE | GE LIMITED | RM6C | 2020-10-22 | 7200
ULTRASOUND PROBE | ULTRASOUND PROBE | GE LIMITED | C2-9-D | 2020-10-22 | 7200
ULTRASOUND SCANNER | ULTRASOUND SCANNER | GE LIMITED | VOLUSON E10 BT19 | 2020-10-22 | 96000 | 2024-05-23 | 2025-04-19
SCALES | SCALES - BABY | SECA | 384 | 2019-05-09 | 210 | 2023-04-05 | 2024-11-15
SPEECH AID | ELECTRONIC SPEECH AID | GRIFFIN PROD | TRUTONE ELECTROLARYN | 2019-04-12 | 360
SPEECH AID | ELECTRONIC SPEECH AID | GRIFFIN PROD | TRUTONE ELECTROLARYN | 2019-04-12 | 360
NECROPSY SAW | Swordfish 5000 | MEDEZINE | MSYS 5000 | 2019-04-09 | 0 | 2023-08-30 | 2024-08-30
HEATED COT/RESUS.UNIT | NEONATAL WARMING BED | WEYER GMBH | THERMOCARE K | 2019-04-08 | 10230 | 2024-10-15 | 2025-10-15
SPHYGMOMANOMETER | SPHYGMOMANOMETER | WELCH ALLYN | DS-5501-300 | 2019-04-08 | 216 | 2021-01-15 | 2025-04-01
SPHYGMOMANOMETER | SPHYGMOMANOMETER | WELCH ALLYN | DS-5501-300 | 2019-04-08 | 216 |  | 2025-04-01
SPHYGMOMANOMETER | SPHYGMOMANOMETER | WELCH ALLYN | DS-5501-300 | 2019-04-08 | 216 |  | 2025-04-01
SPHYGMOMANOMETER | SPHYGMOMANOMETER | WELCH ALLYN | DS-5501-300 | 2019-04-08 | 216 |  | 2025-04-01
SPHYGMOMANOMETER | SPHYGMOMANOMETER | WELCH ALLYN | DS-5501-300 | 2019-04-08 | 216 |  | 2025-04-01
SPHYGMOMANOMETER | SPHYGMOMANOMETER | WELCH ALLYN | DS-5501-300 | 2019-04-08 | 216 |  | 2025-04-01
SPHYGMOMANOMETER | SPHYGMOMANOMETER | WELCH ALLYN | DS-5501-300 | 2019-04-08 | 216 |  | 2025-04-01
COUCH | COUCH - VARIABLE H/L | HNE | 43100 | 2019-03-11 | 0 | 2022-06-10 | 2025-06-10
SPHYGMOMANOMETER | MOBILE SPHYGMOMANOMETER | WELCH ALLYN | 7670-03 | 2019-03-08 | 261.6 | 2024-03-25 | 2025-03-25
LASER - CLASS 4 | LASER | A.R.C. LASER GMBH | NUVOLAS GEN II | 2019-03-07 | 36330 | 2023-12-27 | 2024-06-27
SCALES | SCALES - BABY | SECA | 384 | 2019-03-05 | 210 | 2023-12-08 | 2024-11-15
SUCTION UNIT | PORTABLE SUCTION UNIT | WEINMANN | ACCUVAC PRO | 2019-02-20 | 0 | 2024-09-03 | 2025-09-03
COUCH | MINOR OPERATIONS BARIATRIC COUCH | MEDI-PLINTH | BE3120 | 2019-02-15 | 2476.32 |  | 2024-09-01
BATTERY THERMOMETER | BATTERY THERMOMETER | WELCH ALLYN | SURETEMP PLUS 692 | 2019-02-05 | 283.2
BATTERY THERMOMETER | BATTERY THERMOMETER | WELCH ALLYN | SURETEMP PLUS 692 | 2019-02-05 | 283.2
BATTERY THERMOMETER | BATTERY THERMOMETER | WELCH ALLYN | SURETEMP PLUS 692 | 2019-02-05 | 283.2
SCALES | SCALES - BABY | SECA | 385 | 2019-01-23 | 270 | 2023-12-06 | 2024-11-15
AUDIO DOPPLER | AUDIO DOPPLER | HUNTLEIGH | D920 | 2019-01-15 | 354
SCALES | SCALES - BABY | MARSDEN | M-300 | 2019-01-04 | 300 | 2023-12-08 | 2024-11-15
CONTROL-WARMING MATT | CONTROL-WARMING MATT | INSPIRATION | ALPHACORE 5 | 2018-12-27 | 0 | 2024-01-26 | 2025-01-26
AUDIO DOPPLER | AUDIO DOPPLER | HUNTLEIGH | D920 | 2018-12-20 | 354
AUDIO DOPPLER | AUDIO DOPPLER | HUNTLEIGH | D920 | 2018-12-20 | 354
SCALES | SCALES - BABY | SECA | 384 | 2018-12-13 | 210 | 2023-12-07 | 2024-11-15
NEBULIZER | PRO-X CONTROLLER | AEROGEN | AG-PX-1050-IN | 2018-12-11 | 240
NEBULIZER | PRO-X CONTROLLER | AEROGEN | AG-PX-1050-IN | 2018-12-11 | 240
TYMPANOGRAPH | TYMPANOMETER | GRASON STADLER | TYMSTAR PRO | 2019-01-28 | 11160 | 2024-01-25 | 2025-01-25
ULTRASOUND SCANNER - BLADDER | ULTRASOUND SCANNER - BLADDER | BARD LTD | BARDSCAN IIS | 2018-10-30 | 6600 | 2024-07-12 | 2026-08-16
SCALES | SCALES - BABY | SECA | 384 | 2018-10-08 | 204 | 2021-03-31 | 2024-11-15
SCALES | SCALES - STAND ON | SECA | 877 | 2018-10-08 | 216 | 2022-11-25 11:01 | 2024-11-15
HUMALACTOR | HUMALACTOR | MEDELA | SYMPHONY | 2018-09-25 | 2280 | 2022-11-30 09:17 | 2025-08-10
SPHYGMOMANOMETER | DESK SPHYGMOMANOMETER | WELCH ALLYN | 7670-16 | 2018-09-12 | 217.488 | 2023-03-13 16:04 | 2025-04-01
BABY INCUBATOR | INCUBATOR | DRAEGER | CALEO | 2018-08-15 | 12000 | 2022-10-24 | 2024-10-24
BABY INCUBATOR | INCUBATOR | DRAEGER | CALEO | 2018-08-15 | 21600 | 2024-09-16 | 2025-03-07
BABY INCUBATOR | INCUBATOR | DRAEGER | CALEO | 2018-08-15 | 12000 | 2024-09-05 | 2025-09-05
BABY INCUBATOR | INCUBATOR | DRAEGER | CALEO | 2018-08-15 | 12000 | 2024-08-28 | 2025-08-28
BABY INCUBATOR | INCUBATOR | DRAEGER | CALEO | 2018-08-15 | 12000 | 2024-10-15 | 2025-10-15
BABY INCUBATOR | INCUBATOR | DRAEGER | CALEO | 2018-08-15 | 12000 | 2024-07-01 | 2025-07-01
BABY INCUBATOR | INCUBATOR | DRAEGER | CALEO | 2018-08-15 | 12000 | 2024-09-20 | 2025-09-20
COUCH | STREAMLINE POPULAR A | ARJO HUNTLEIGH | A2221 | 2018-07-13 | 1200 |  | 2024-09-01
BATTERY THERMOMETER | BATTERY THERMOMETER | WELCH ALLYN | SURETEMP PLUS 692 | 2018-06-28 | 283.2
SCALES | SCALES - BABY | SECA | 384 | 2018-06-26 | 210 | 2023-12-06 | 2024-11-15
SCALES | SCALES - BABY | SECA | 384 | 2018-08-13 | 210 | 2023-04-05 | 2024-11-15
CARDIOGRAPH | CARDIOGRAPH | MORTARA INST | ELI 150C | 2018-06-26 | 3600 |  | 2024-09-01
SPHYGMOMANOMETER | DESK SPHYGMOMANOMETER | WELCH ALLYN | 7670-16 | 2018-06-19 | 120 | 2022-11-29 12:54 | 2024-11-01
EXTENSION LEAD | MAINS ADAPTOR BLOCK | SAFETY MEDIC | 10 WAY | 2018-06-12 | 720 | 2023-09-20 | 2024-09-20
EXTENSION LEAD | MAINS ADAPTOR BLOCK | SAFETY MEDIC | 10 WAY | 2018-06-12 | 720 | 2023-11-22 | 2024-11-22
EXTENSION LEAD | MAINS ADAPTOR BLOCK | SAFETY MEDIC | 10 WAY | 2018-06-12 | 720 | 2022-11-23 11:06 | 2024-11-01
EXTENSION LEAD | MAINS ADAPTOR BLOCK | SAFETY MEDIC | 10 WAY | 2018-06-12 | 720 | 2023-09-20 | 2024-09-20
EXTENSION LEAD | MAINS ADAPTOR BLOCK | SAFETY MEDIC | 10 WAY | 2018-06-12 | 720 | 2023-11-22 | 2024-11-22
TRANSDUCER | WIRELESS TOCO+ MP | PHILIPS LTD | 866075 | 2018-06-12 | 720
TRANSDUCER | WIRELESS TOCO+ MP | PHILIPS LTD | 866075 | 2018-06-12 | 720
TRANSDUCER | WIRELESS TOCO+ MP | PHILIPS LTD | 866075 | 2018-06-12 | 720
TRANSDUCER | WIRELESS TOCO+ MP | PHILIPS LTD | 866075 | 2018-06-12 | 720
TRANSDUCER | WIRELESS TOCO+ MP | PHILIPS LTD | 866075 | 2018-06-12 | 720
TRANSDUCER | WIRELESS ULTRASOUND TRANSDUCER | PHILIPS LTD | 866076 | 2018-06-12 | 1080
TRANSDUCER | WIRELESS ULTRASOUND TRANSDUCER | PHILIPS LTD | 866076 | 2018-06-12 | 1080
TRANSDUCER | WIRELESS ULTRASOUND TRANSDUCER | PHILIPS LTD | 866076 | 2018-06-12 | 1080
TRANSDUCER | WIRELESS ULTRASOUND TRANSDUCER | PHILIPS LTD | 866076 | 2018-06-12 | 1080
TRANSDUCER | WIRELESS ULTRASOUND TRANSDUCER | PHILIPS LTD | 866076 | 2018-06-12 | 1080
TRANSDUCER | WIRELESS ULTRASOUND TRANSDUCER | PHILIPS LTD | 866076 | 2018-06-12 | 1080
TRANSDUCER | WIRELESS ULTRASOUND TRANSDUCER | PHILIPS LTD | 866076 | 2018-06-12 | 1080
TRANSDUCER | WIRELESS ULTRASOUND TRANSDUCER | PHILIPS LTD | 866076 | 2018-06-12 | 1080
TRANSDUCER | WIRELESS ULTRASOUND TRANSDUCER | PHILIPS LTD | 866076 | 2018-06-12 | 1080
TRANSDUCER | WIRELESS ULTRASOUND TRANSDUCER | PHILIPS LTD | 866076 | 2018-06-12 | 1080
TRANSDUCER | WIRELESS ULTRASOUND TRANSDUCER | PHILIPS LTD | 866076 | 2018-06-12 | 1080
GAS REGULATOR & FLOWMETER | 2 STAGE AIR REG | B.O.C. | SAFFIRE | 2024-09-25 | 275.4 |  | 2025-06-11
VENTILATOR | VENTILATOR | BREAS MEDICAL | NIPPY CLEARWAY | 2018-09-24 | 5400 | 2023-11-16 | 2024-11-14
VENTILATOR | VENTILATOR | BREAS MEDICAL | NIPPY CLEARWAY | 2018-09-24 | 5400 | 2024-03-06 | 2025-03-14
SUCTION CONTROLLER | HIGH SUCTION REMOTE | THERAPY EQUIPMENT | DIAMOND RANGE HIGH (REMOTE) | 2018-09-20 | 120
SUCTION CONTROLLER | HIGH SUCTION CONTROLLER | THERAPY EQUIPMENT | DIAMOND RANGE HIGH | 2018-09-13 | 96
MICROSCOPE | LAB MICROSCOPE | OLYMPUS | BX53F2 | 2018-09-11 | 30314.928
SUCTION CONTROLLER | HIGH SUCTION CONTROLLER | THERAPY EQUIPMENT | DIAMOND RANGE HIGH | 2018-09-11 | 96
HUMIDIFIER | HUMIDIFIER RESPIRATORY | F & P | F&P 950 | 2018-09-11 | 2400 | 2021-02-24
SUCTION CONTROLLER | HIGH SUCTION CONTROLLER | THERAPY EQUIPMENT | DIAMOND RANGE HIGH | 2018-09-06 | 96
HEART LUNG PUMP | HEART LUNG BASE UNIT | SORIN BIOMED | S5 CONSOLE | 2018-09-04 | 122968.584 | 2022-11-10 15:57 | 2024-11-10
SUCTION CONTROLLER | HIGH SUCTION CONTROLLER | THERAPY EQUIPMENT | DIAMOND RANGE HIGH | 2018-09-03 | 96
NEBULIZER | NEBULIZER | MEDIX LTD | AC2000 | 2018-08-31 | 240
NEBULIZER | NEBULIZER | MEDIX LTD | AC2000 | 2018-08-31 | 240
NEBULIZER | NEBULIZER | MEDIX LTD | AC2000 | 2018-08-31 | 240
NEBULIZER | NEBULIZER | MEDIX LTD | AC2000 | 2018-08-31 | 240
NEBULIZER | NEBULIZER | MEDIX LTD | AC2000 | 2018-08-31 | 240
NEBULIZER | NEBULIZER | MEDIX LTD | AC2000 | 2018-08-31 | 240
NEBULIZER | NEBULIZER | MEDIX LTD | AC2000 | 2018-08-31 | 240
NEBULIZER | NEBULIZER | MEDIX LTD | AC2000 | 2018-08-31 | 240 | 2021-12-13
NEBULIZER | NEBULIZER | MEDIX LTD | AC2000 | 2018-08-31 | 240
NEBULIZER | NEBULIZER | MEDIX LTD | AC2000 | 2018-08-31 | 240
SCALES | SCALES - CHAIR | SECA | 959 | 2018-08-31 | 678 | 2023-11-28 | 2024-11-15
STANDING AID | STANDING AID | HANDICARE | ReTurn 7600 | 2018-08-30 | 720 | 2024-08-21 | 2025-08-21
SUCTION CONTROLLER | HIGH SUCTION CONTROLLER | THERAPY EQUIPMENT | DIAMOND RANGE HIGH | 2019-08-31 | 96
LARYNGOSCOPE | C-MAC LARYNGOSCOPE BLADE | KARL STORZ | 8403HX | 2018-08-29 | 4500
LARYNGOSCOPE | C-MAC LARYNGOSCOPE BLADE | KARL STORZ | 8403HX | 2018-08-29 | 4500
LARYNGOSCOPE | C-MAC LARYNGOSCOPE BLADE | KARL STORZ | 8403BXC | 2018-08-29 | 3304.8
LARYNGOSCOPE | C-MAC LARYNGOSCOPE BLADE | KARL STORZ | 8403AXC | 2018-08-29 | 3304.8
LARYNGOSCOPE | C-MAC LARYNGOSCOPE BLADE | KARL STORZ | 8403AXC | 2018-08-29 | 3304.8
ENDOSCOPY VIDEO SYSTEM | DIGITAL VIDEO LARYNGOSCOPE | KARL STORZ | 8403ZX | 2018-08-29 | 6600 | 2022-06-21 | 2024-06-15
VENTILATOR | VENTILATOR | BREAS MEDICAL | NIPPY CLEARWAY | 2018-08-29 | 5400 | 2024-01-12 | 2024-12-12
VENTILATOR | VENTILATOR | BREAS MEDICAL | NIPPY CLEARWAY | 2018-08-29 | 5400 | 2023-01-10 08:33 | 2025-01-12
VENTILATOR | VENTILATOR | BREAS MEDICAL | NIPPY CLEARWAY | 2018-08-29 | 5400 | 2023-04-12 09:22 | 2025-05-14
STANDING AID | STANDING AID | HANDICARE | ReTurn 7500 | 2018-08-28 | 720
TILT CHAIR | TILT CHAIR - PRESSURE MANAGEMENT | CAREFLEX | HYDROFLEX | 2018-08-28 | 3973.2 |  | 2024-09-15
ANALYZER | ELISA ANALYZER | BIOMERIEUX | MINIVIDAS | 2018-08-24 | 18000
HEIGHT GAUGE | HEIGHT GAUGE | SECA | 216 | 2018-08-24 | 240
HEIGHT GAUGE | HEIGHT GAUGE | SECA | 216 | 2018-08-24 | 240
HEIGHT GAUGE | HEIGHT GAUGE | SECA | 216 | 2018-08-24 | 240
AMBULATORY ARRHYTHMIA MONITOR | AMBULATORY ECG RECORDER | SPACELABS | LIFECARD CF | 2018-08-23 | 2152.8
AMBULATORY ARRHYTHMIA MONITOR | AMBULATORY ECG RECORDER | SPACELABS | LIFECARD CF | 2018-08-23 | 2152.8
VITAL SIGNS MONITOR | VITAL SIGNS MONITOR: NBP/SPO2/TEMP. | WELCH ALLYN | SPOT 420(NBP/SPO2) | 2018-08-20 | 2400 | 2024-04-11 | 2027-04-11
LITHOCLAST | EHL LITHOTRIPTER | NORTHGATE TECHNOLOGIES | AUTOLITH TOUCH | 2018-08-21 | 23868 | 2020-02-28 | 2024-12-15
VITAL SIGNS MONITOR | VITAL SIGNS MONITOR: NBP/SPO2/TEMP. | WELCH ALLYN | SPOT 420(NBP/SPO2) | 2018-08-14 | 1339.5 | 2024-04-09 | 2027-04-09
VITAL SIGNS MONITOR | VITAL SIGNS MONITOR: NBP/SPO2/TEMP. | WELCH ALLYN | SPOT 420(NBP/SPO2) | 2018-08-14 | 2400 | 2024-08-29 | 2027-08-29
VITAL SIGNS MONITOR | VITAL SIGNS MONITOR: NBP/SPO2/TEMP. | WELCH ALLYN | SPOT 420(NBP/SPO2) | 2018-08-14 | 2400 | 2023-04-05 11:37 | 2026-04-05
SUCTION CONTROLLER | HIGH SUCTION CONTROLLER | THERAPY EQUIPMENT | DIAMOND RANGE HIGH | 2018-08-08 | 96
COUCH | COUCH 3 SECTION ELECTRIC | MEDI-PLINTH | BE3165 | 2018-08-06 | 2338.8 |  | 2024-06-15
SCALES | SCALES - FLUID | SECA | 856 | 2018-08-02 | 120 | 2023-11-28 | 2024-11-15
SCALES | SCALES - FLUID | SECA | 856 | 2018-08-02 | 120 | 2023-11-28 | 2024-11-15
SCALES | SCALES - FLUID | SECA | 856 | 2018-08-02 | 120 | 2023-11-28 | 2024-11-15
INSUFFLATOR CO2 | HIGH FLOW INSUFFLATOR | SURGIQUEST | AIRSEAL IFS | 2018-07-31 | 24966 | 2024-03-13 | 2026-03-15
ENDOSCOPY STACKING TROLLEY | ENDOSCOPY STACKING TROLLEY | OLYMPUS | WM-NP2 | 2018-08-01 | 3240 | 2023-11-14 | 2024-11-14
ULTRASOUND SYSTEM | ULTRASOUND PROCESSOR | OLYMPUS | EU-ME2 | 2018-08-01 | 84829.92 | 2023-11-14 | 2024-11-14
FLAT SCREEN DISPLAY | LCD MONITOR HD - 26 INCH | OLYMPUS | OEV262H | 2018-08-01 | 7898.4 | 2023-11-14 | 2024-11-14
HAEMOGLOBINOMETER | HEMOCUE | HEMOCUE | HB201+ | 2018-07-24 | 600
SUCTION CONTROLLER | HIGH SUCTION CONTROLLER | THERAPY EQUIPMENT | DIAMOND RANGE HIGH | 2018-07-23 | 96
SUCTION UNIT | SUCTION - LAERDAL - BATTERY | LAERDAL | LSU-2 | 2018-07-24 | 816 | 2024-08-06 | 2027-08-06
LITHOCLAST | INTRAVASCULAR LITHOTRIPSY SYSTEM | SHOCKWAVE MEDICAL INC | IVL GENERATOR | 2018-07-17 | 18000
LASER - CLASS 4 | LASER MICROMANIPULATOR | LUMENIS | ACUSPOT 712 | 2018-07-18 | 21540
LASER - CLASS 4 | LASER - CO2 | LUMENIS | ACUPULSE DUO | 2018-07-18 | 91140 | 2023-07-25 | 2024-07-15
SUCTION CONTROLLER | HIGH SUCTION CONTROLLER | THERAPY EQUIPMENT | DIAMOND RANGE HIGH | 2018-07-18 | 96
SUCTION CONTROLLER | ELITE SUCTION CONTROLLER LOW | OXYLITRE | ELITE SUCTION CONTROLLER LOW | 2018-07-13 | 315.6
SUCTION UNIT | TWIN MOBILE SUCTION UNIT | THERAPY EQUIPMENT | 7763 | 2018-07-06 | 654
PACEMAKER PROGRAMMER | PACEMAKER PROGRAMMER | MEDTRONIC | 2090 | 2018-07-05 | 14400 |  | 2025-07-15
TRANSILLUMINATOR | VEIN VIEWING SYSTEM | ACCUVEIN | AV400 | 2018-06-28 | 7200
NEBULIZER | NEBULIZER | PHILIPS LTD | INNOSPIRE DELUXE | 2018-06-26 | 150
NEBULIZER | NEBULIZER | PHILIPS LTD | INNOSPIRE DELUXE | 2018-06-26 | 150
NEBULIZER | NEBULIZER | PHILIPS LTD | INNOSPIRE DELUXE | 2018-06-26 | 150
CONTINUOUS FLUID MANAGEMENT SY | HAEMOFILTRATION UNIT | FRESENIUS MEDICAL CARE | MULTIFILTRATE PRO | 2018-06-07 | 27600 | 2023-12-28 | 2024-12-28
CONTINUOUS FLUID MANAGEMENT SY | HAEMOFILTRATION UNIT | FRESENIUS MEDICAL CARE | MULTIFILTRATE PRO | 2018-06-07 | 27600 | 2024-04-19 | 2025-04-19
CONTINUOUS FLUID MANAGEMENT SY | HAEMOFILTRATION UNIT | FRESENIUS MEDICAL CARE | MULTIFILTRATE PRO | 2018-06-07 | 27600 | 2023-12-08 | 2024-12-08
CONTINUOUS FLUID MANAGEMENT SY | HAEMOFILTRATION UNIT | FRESENIUS MEDICAL CARE | MULTIFILTRATE PRO | 2018-06-07 | 27600 | 2024-03-18 | 2025-03-18
CONTINUOUS FLUID MANAGEMENT SY | HAEMOFILTRATION UNIT | FRESENIUS MEDICAL CARE | MULTIFILTRATE PRO | 2018-06-07 | 27600 | 2023-10-27 | 2024-10-27
CONTINUOUS FLUID MANAGEMENT SY | HAEMOFILTRATION UNIT | FRESENIUS MEDICAL CARE | MULTIFILTRATE PRO | 2018-06-07 | 27600 | 2023-10-26 | 2024-10-26
CONTINUOUS FLUID MANAGEMENT SY | HAEMOFILTRATION UNIT | FRESENIUS MEDICAL CARE | MULTIFILTRATE PRO | 2018-06-07 | 27600 | 2023-11-27 | 2024-11-27
CONTINUOUS FLUID MANAGEMENT SY | HAEMOFILTRATION UNIT | FRESENIUS MEDICAL CARE | MULTIFILTRATE PRO | 2018-06-07 | 27600 | 2023-11-09 | 2024-11-09
CONTINUOUS FLUID MANAGEMENT SY | HAEMOFILTRATION UNIT | FRESENIUS MEDICAL CARE | MULTIFILTRATE PRO | 2018-06-07 | 27600 | 2023-11-09 | 2024-11-09
CONTINUOUS FLUID MANAGEMENT SY | HAEMOFILTRATION UNIT | FRESENIUS MEDICAL CARE | MULTIFILTRATE PRO | 2018-06-07 | 27600 | 2023-11-27 | 2024-07-28
CONTINUOUS FLUID MANAGEMENT SY | HAEMOFILTRATION UNIT | FRESENIUS MEDICAL CARE | MULTIFILTRATE PRO | 2018-06-07 | 27600 | 2023-11-09 | 2024-11-09
OXIMETER | PULSE OXIMETER WRIST | MINOLTA | PULSOX-300I | 2019-06-11 | 600
WARMING MATTRESS | WARMING MATTRESS | INDITHERM | OTM1 | 2018-06-04 | 1543.2
HAEMOGLOBINOMETER | HEMOCUE | HEMOCUE | HB201+ | 2018-07-05 | 600
VENTILATOR | VENTILATOR | BREAS MEDICAL | NIPPY CLEARWAY | 2018-07-05 | 5400 | 2024-03-05 | 2025-03-15
SUCTION CONTROLLER | HIGH SUCTION CONTROLLER | THERAPY EQUIPMENT | DIAMOND RANGE HIGH | 2018-07-05 | 96
SCALES | SCALES - CHAIR | SECA | 959 | 2018-07-04 | 834 | 2023-11-28 | 2024-11-15
SUCTION CONTROLLER | HIGH SUCTION CONTROLLER | THERAPY EQUIPMENT | DIAMOND RANGE HIGH | 2018-06-26 | 240
SUCTION UNIT | SUCTION - LAERDAL - BATTERY | LAERDAL | LSU-2 | 2018-06-13 | 816 | 2022-12-29 12:51 | 2025-12-29
SUCTION UNIT | SUCTION - LAERDAL - BATTERY | LAERDAL | LSU-2 | 2018-06-11 | 816 | 2022-06-08 | 2025-06-08
COMPUTER - DESKTOP | PERSONAL COMPUTER | DELL COMPUTERS | OPTIPLEX 5050 | 2018-05-21 | 600
COMPUTER - DESKTOP | PERSONAL COMPUTER | DELL COMPUTERS | OPTIPLEX 5050 | 2018-05-21 | 600
COMPUTER - DESKTOP | PERSONAL COMPUTER | DELL COMPUTERS | OPTIPLEX 5050 | 2018-05-21 | 600
COMPUTER - DESKTOP | PERSONAL COMPUTER | DELL COMPUTERS | OPTIPLEX 5050 | 2018-05-21 | 600
SUCTION UNIT | TWIN MOBILE SUCTION UNIT | THERAPY EQUIPMENT | 7763 | 2018-05-31 | 654
MAINS DIST. STAND | MAINS DISTRIBUTION SYSTEM | MEMO-INTERNAL | MEO SEP96 | 2009-01-30 | 144 |  | 2024-09-15
MAINS DIST. STAND | MAINS DISTRIBUTION SYSTEM | MEMO-INTERNAL | MEO SEP96 | 2018-05-01 | 144 | 2023-08-24 | 2024-08-24
VAPORIZERS | VAPORIZER - SEVOFLURANE | DATEX-OHMEDA | TEC7 SEVO | 2018-05-29 | 2400 | 2024-09-27 | 2025-10-15
HEADLIGHT SYSTEM | PORTABLE LED HEADLAMP | XENOSYS CO LTD | L2S09 | 2018-05-21 | 1200
STANDING AID | STANDING AID | HANDICARE | ReTurn 7500 | 2018-05-21 | 414
BAG SEALER | BAG SEALER | SBW(HAWO) | HM850DC-V | 2018-05-18 | 6000
BAG SEALER | BAG SEALER | SBW(HAWO) | HM850DC-V | 2018-05-18 | 6000
BAG SEALER | BAG SEALER | SBW(HAWO) | HM850DC-V | 2018-05-18 | 6000
SUCTION UNIT | TWIN MOBILE SUCTION UNIT | THERAPY EQUIPMENT | 7763 | 2018-05-17 | 654
SUCTION CONTROLLER | HIGH SUCTION CONTROLLER | THERAPY EQUIPMENT | DIAMOND RANGE HIGH | 2018-05-15 | 460.8
SUCTION UNIT | TWIN MOBILE SUCTION UNIT | THERAPY EQUIPMENT | 7763 | 2018-05-04 | 240
COAGULATION TIMER | HEMOSTASIS SYSTEM | HAEMONETICS | TEG 6S | 2018-05-01 | 29447.4
COAGULATION TIMER | HEMOSTASIS SYSTEM | HAEMONETICS | TEG 6S | 2018-05-01 | 29447.4
COAGULATION TIMER | HEMOSTASIS SYSTEM | HAEMONETICS | TEG 6S | 2018-05-01 | 29447.4
COAGULATION TIMER | HEMOSTASIS SYSTEM | HAEMONETICS | TEG 6S | 2018-05-01 | 29447.4
SUCTION CONTROLLER | HIGH SUCTION CONTROLLER | THERAPY EQUIPMENT | DIAMOND RANGE HIGH | 2018-04-30 | 96
TEMPERATURE DATA LOGGER | TEMPERATURE DATA LOGGER | LASCAR | EL-USB-1-PRO | 2019-04-26 | 120 | 2023-08-22 | 2024-08-22
CARDIOGRAPH | CARDIOGRAPH | GE LIMITED | MAC2000 | 2018-04-26 | 6960 | 2024-08-05 | 2025-06-01
CENTRIFUGE | CENTRIFUGE | MSE KESTREL | MISSING | 2018-04-25 | 12000 | 2024-03-12 | 2025-03-12
CARDIOGRAPH | CARDIOGRAPH | GE LIMITED | MAC2000 | 2018-04-26 | 6960 | 2024-03-14 | 2025-03-14
TEMPERATURE DATA LOGGER | TEMPERATURE DATA LOGGER | LASCAR | EL-USB-1-PRO | 2018-04-24 | 120 | 2020-05-06
TEMPERATURE DATA LOGGER | TEMPERATURE DATA LOGGER | LASCAR | EL-USB-1-PRO | 2018-04-24 | 120 | 2020-04-29
TEMPERATURE DATA LOGGER | TEMPERATURE DATA LOGGER | LASCAR | EL-USB-1-PRO | 2019-04-26 | 120 | 2020-04-30
TEMPERATURE DATA LOGGER | TEMPERATURE DATA LOGGER | LASCAR | EL-USB-1-PRO | 2019-04-26 | 120 | 2020-04-30
EXAMINATION CHAIR | PHLEBOTOMY EXAMINATION CHAIR | BRISTOL MAID (HOSP.M.CRAFT) | EC4305 | 2018-04-20 | 1900.8 |  | 2024-08-15
HUMIDIFIER | M SERIES HUMIDIFIER | RESPIRONICS | M SERIES HUMIDIFIER | 2018-08-13 | 180
HUMIDIFIER | M SERIES HUMIDIFIER | RESPIRONICS | M SERIES HUMIDIFIER | 2018-08-13 | 180
HUMIDIFIER | M SERIES HUMIDIFIER | RESPIRONICS | M SERIES HUMIDIFIER | 2018-08-13 | 180
HUMIDIFIER | M SERIES HUMIDIFIER | RESPIRONICS | M SERIES HUMIDIFIER | 2018-08-13 | 180
HUMIDIFIER | M SERIES HUMIDIFIER | RESPIRONICS | M SERIES HUMIDIFIER | 2018-08-13 | 180
HUMIDIFIER | M SERIES HUMIDIFIER | RESPIRONICS | M SERIES HUMIDIFIER | 2018-08-13 | 180
HUMIDIFIER | M SERIES HUMIDIFIER | RESPIRONICS | M SERIES HUMIDIFIER | 2018-08-13 | 180
HUMIDIFIER | M SERIES HUMIDIFIER | RESPIRONICS | M SERIES HUMIDIFIER | 2018-08-13 | 180
HUMIDIFIER | M SERIES HUMIDIFIER | RESPIRONICS | M SERIES HUMIDIFIER | 2018-08-13 | 180
HUMIDIFIER | M SERIES HUMIDIFIER | RESPIRONICS | M SERIES HUMIDIFIER | 2018-08-13 | 180
HUMIDIFIER | M SERIES HUMIDIFIER | RESPIRONICS | M SERIES HUMIDIFIER | 2018-08-13 | 180
HUMIDIFIER | M SERIES HUMIDIFIER | RESPIRONICS | M SERIES HUMIDIFIER | 2018-08-13 | 180
HUMIDIFIER | M SERIES HUMIDIFIER | RESPIRONICS | M SERIES HUMIDIFIER | 2018-08-13 | 180
HUMIDIFIER | M SERIES HUMIDIFIER | RESPIRONICS | M SERIES HUMIDIFIER | 2018-08-13 | 180
HUMIDIFIER | M SERIES HUMIDIFIER | RESPIRONICS | M SERIES HUMIDIFIER | 2018-08-13 | 180
HUMIDIFIER | M SERIES HUMIDIFIER | RESPIRONICS | M SERIES HUMIDIFIER | 2018-08-13 | 180
HUMIDIFIER | M SERIES HUMIDIFIER | RESPIRONICS | M SERIES HUMIDIFIER | 2018-08-13 | 180
HUMIDIFIER | M SERIES HUMIDIFIER | RESPIRONICS | M SERIES HUMIDIFIER | 2018-08-13 | 180
HUMIDIFIER | M SERIES HUMIDIFIER | RESPIRONICS | M SERIES HUMIDIFIER | 2018-08-13 | 180
HUMIDIFIER | M SERIES HUMIDIFIER | RESPIRONICS | M SERIES HUMIDIFIER | 2018-08-13 | 180
HUMIDIFIER | M SERIES HUMIDIFIER | RESPIRONICS | M SERIES HUMIDIFIER | 2018-08-13 | 180
HUMIDIFIER | M SERIES HUMIDIFIER | RESPIRONICS | M SERIES HUMIDIFIER | 2018-08-13 | 180
HUMIDIFIER | M SERIES HUMIDIFIER | RESPIRONICS | M SERIES HUMIDIFIER | 2018-08-13 | 180
HUMIDIFIER | M SERIES HUMIDIFIER | RESPIRONICS | M SERIES HUMIDIFIER | 2018-08-13 | 180
HUMIDIFIER | M SERIES HUMIDIFIER | RESPIRONICS | M SERIES HUMIDIFIER | 2018-08-13 | 180
HUMIDIFIER | M SERIES HUMIDIFIER | RESPIRONICS | M SERIES HUMIDIFIER | 2018-08-13 | 180
HUMIDIFIER | M SERIES HUMIDIFIER | RESPIRONICS | M SERIES HUMIDIFIER | 2018-08-13 | 180
HUMIDIFIER | M SERIES HUMIDIFIER | RESPIRONICS | M SERIES HUMIDIFIER | 2018-08-13 | 180
HUMIDIFIER | M SERIES HUMIDIFIER | RESPIRONICS | M SERIES HUMIDIFIER | 2018-08-13 | 180
HUMIDIFIER | M SERIES HUMIDIFIER | RESPIRONICS | M SERIES HUMIDIFIER | 2018-08-13 | 180
HUMIDIFIER | M SERIES HUMIDIFIER | RESPIRONICS | M SERIES HUMIDIFIER | 2018-08-13 | 180
HUMIDIFIER | M SERIES HUMIDIFIER | RESPIRONICS | M SERIES HUMIDIFIER | 2018-08-13 | 180
HUMIDIFIER | M SERIES HUMIDIFIER | RESPIRONICS | M SERIES HUMIDIFIER | 2018-08-13 | 180
HUMIDIFIER | M SERIES HUMIDIFIER | RESPIRONICS | M SERIES HUMIDIFIER | 2018-08-13 | 180
HUMIDIFIER | M SERIES HUMIDIFIER | RESPIRONICS | M SERIES HUMIDIFIER | 2018-08-13 | 180
HUMIDIFIER | M SERIES HUMIDIFIER | RESPIRONICS | M SERIES HUMIDIFIER | 2018-08-13 | 180
HUMIDIFIER | M SERIES HUMIDIFIER | RESPIRONICS | M SERIES HUMIDIFIER | 2018-08-13 | 180
HUMIDIFIER | M SERIES HUMIDIFIER | RESPIRONICS | M SERIES HUMIDIFIER | 2018-08-13 | 180
HUMIDIFIER | M SERIES HUMIDIFIER | RESPIRONICS | M SERIES HUMIDIFIER | 2018-08-13 | 180
HUMIDIFIER | M SERIES HUMIDIFIER | RESPIRONICS | M SERIES HUMIDIFIER | 2018-08-13 | 180
HUMIDIFIER | M SERIES HUMIDIFIER | RESPIRONICS | M SERIES HUMIDIFIER | 2018-08-13 | 180
HUMIDIFIER | M SERIES HUMIDIFIER | RESPIRONICS | M SERIES HUMIDIFIER | 2018-08-13 | 180
HUMIDIFIER | M SERIES HUMIDIFIER | RESPIRONICS | M SERIES HUMIDIFIER | 2018-08-13 | 180
HUMIDIFIER | M SERIES HUMIDIFIER | RESPIRONICS | M SERIES HUMIDIFIER | 2018-08-13 | 180
HUMIDIFIER | M SERIES HUMIDIFIER | RESPIRONICS | M SERIES HUMIDIFIER | 2018-08-13 | 180
HUMIDIFIER | M SERIES HUMIDIFIER | RESPIRONICS | M SERIES HUMIDIFIER | 2018-08-13 | 180
HUMIDIFIER | M SERIES HUMIDIFIER | RESPIRONICS | M SERIES HUMIDIFIER | 2018-08-13 | 180
HUMIDIFIER | M SERIES HUMIDIFIER | RESPIRONICS | M SERIES HUMIDIFIER | 2018-08-13 | 180
HUMIDIFIER | M SERIES HUMIDIFIER | RESPIRONICS | M SERIES HUMIDIFIER | 2018-08-13 | 180
HUMIDIFIER | M SERIES HUMIDIFIER | RESPIRONICS | M SERIES HUMIDIFIER | 2018-08-13 | 180
HUMIDIFIER | M SERIES HUMIDIFIER | RESPIRONICS | M SERIES HUMIDIFIER | 2018-08-13 | 180
HUMIDIFIER | M SERIES HUMIDIFIER | RESPIRONICS | M SERIES HUMIDIFIER | 2018-08-13 | 180
BIPAP VENTILATORY SUPPORT SYSTEM | BIPAP VENTILATORY SUPPORT SYSTEM | RESPIRONICS | A40 | 2018-08-08 | 2913
BIPAP VENTILATORY SUPPORT SYSTEM | TRILOGY 100 VENTILATOR | RESPIRONICS | TRILOGY 100 | 2018-08-08 | 4303.2
BIPAP VENTILATORY SUPPORT SYSTEM | BIPAP VENTILATORY SUPPORT SYSTEM | RESPIRONICS | A40 | 2018-08-08 | 2913
BIPAP VENTILATORY SUPPORT SYSTEM | TRILOGY 100 VENTILATOR | RESPIRONICS | TRILOGY 100 | 2018-08-08 | 4303.2
HUMIDIFIER | M SERIES HUMIDIFIER | RESPIRONICS | M SERIES HUMIDIFIER | 2018-08-13 | 180
HUMIDIFIER | M SERIES HUMIDIFIER | RESPIRONICS | M SERIES HUMIDIFIER | 2018-08-13 | 180
HUMIDIFIER | M SERIES HUMIDIFIER | RESPIRONICS | M SERIES HUMIDIFIER | 2018-08-13 | 180
HUMIDIFIER | M SERIES HUMIDIFIER | RESPIRONICS | M SERIES HUMIDIFIER | 2018-08-13 | 180
HUMIDIFIER | M SERIES HUMIDIFIER | RESPIRONICS | M SERIES HUMIDIFIER | 2018-08-13 | 180
HUMIDIFIER | M SERIES HUMIDIFIER | RESPIRONICS | M SERIES HUMIDIFIER | 2018-08-13 | 180
HUMIDIFIER | M SERIES HUMIDIFIER | RESPIRONICS | M SERIES HUMIDIFIER | 2018-08-13 | 180
HUMIDIFIER | M SERIES HUMIDIFIER | RESPIRONICS | M SERIES HUMIDIFIER | 2018-08-13 | 180
HUMIDIFIER | M SERIES HUMIDIFIER | RESPIRONICS | M SERIES HUMIDIFIER | 2018-08-13 | 180
HUMIDIFIER | M SERIES HUMIDIFIER | RESPIRONICS | M SERIES HUMIDIFIER | 2018-08-13 | 180
HUMIDIFIER | M SERIES HUMIDIFIER | RESPIRONICS | M SERIES HUMIDIFIER | 2018-08-13 | 180
HUMIDIFIER | M SERIES HUMIDIFIER | RESPIRONICS | M SERIES HUMIDIFIER | 2018-08-13 | 180
HUMIDIFIER | M SERIES HUMIDIFIER | RESPIRONICS | M SERIES HUMIDIFIER | 2018-08-13 | 180
OXIMETER | PULSE OXIMETER WRIST | MINOLTA | PULSOX-300I | 2018-08-08 | 600
BIPAP VENTILATORY SUPPORT SYSTEM | TRILOGY 100 VENTILATOR | RESPIRONICS | TRILOGY 100 | 2018-08-08 | 4303.2
BIPAP VENTILATORY SUPPORT SYSTEM | BIPAP VENTILATORY SUPPORT SYSTEM | RESPIRONICS | A40 | 2018-08-08 | 2913
BIPAP VENTILATORY SUPPORT SYSTEM | BIPAP VENTILATORY SUPPORT SYSTEM | RESPIRONICS | A40 | 2018-08-08 | 2913
BIPAP VENTILATORY SUPPORT SYSTEM | BIPAP VENTILATORY SUPPORT SYSTEM | RESPIRONICS | A40 | 2018-08-08 | 2913
HUMIDIFIER | M SERIES HUMIDIFIER | RESPIRONICS | M SERIES HUMIDIFIER | 2018-08-13 | 180
HUMIDIFIER | M SERIES HUMIDIFIER | RESPIRONICS | M SERIES HUMIDIFIER | 2018-08-13 | 180
HUMIDIFIER | M SERIES HUMIDIFIER | RESPIRONICS | M SERIES HUMIDIFIER | 2018-08-13 | 180
HUMIDIFIER | M SERIES HUMIDIFIER | RESPIRONICS | M SERIES HUMIDIFIER | 2018-08-13 | 180
HUMIDIFIER | M SERIES HUMIDIFIER | RESPIRONICS | M SERIES HUMIDIFIER | 2018-08-13 | 180
HUMIDIFIER | M SERIES HUMIDIFIER | RESPIRONICS | M SERIES HUMIDIFIER | 2018-08-13 | 180
HUMIDIFIER | M SERIES HUMIDIFIER | RESPIRONICS | M SERIES HUMIDIFIER | 2018-08-13 | 180
HUMIDIFIER | M SERIES HUMIDIFIER | RESPIRONICS | M SERIES HUMIDIFIER | 2018-08-13 | 180
HUMIDIFIER | M SERIES HUMIDIFIER | RESPIRONICS | M SERIES HUMIDIFIER | 2018-08-13 | 180
HUMIDIFIER | M SERIES HUMIDIFIER | RESPIRONICS | M SERIES HUMIDIFIER | 2018-08-13 | 180
HUMIDIFIER | M SERIES HUMIDIFIER | RESPIRONICS | M SERIES HUMIDIFIER | 2018-08-13 | 180
HUMIDIFIER | M SERIES HUMIDIFIER | RESPIRONICS | M SERIES HUMIDIFIER | 2018-08-13 | 180
HUMIDIFIER | M SERIES HUMIDIFIER | RESPIRONICS | M SERIES HUMIDIFIER | 2018-08-13 | 180
HUMIDIFIER | M SERIES HUMIDIFIER | RESPIRONICS | M SERIES HUMIDIFIER | 2018-08-13 | 180
HUMIDIFIER | M SERIES HUMIDIFIER | RESPIRONICS | M SERIES HUMIDIFIER | 2018-08-13 | 180
HUMIDIFIER | M SERIES HUMIDIFIER | RESPIRONICS | M SERIES HUMIDIFIER | 2018-08-13 | 180
HUMIDIFIER | M SERIES HUMIDIFIER | RESPIRONICS | M SERIES HUMIDIFIER | 2018-08-13 | 180
HUMIDIFIER | M SERIES HUMIDIFIER | RESPIRONICS | M SERIES HUMIDIFIER | 2018-08-13 | 180
HUMIDIFIER | M SERIES HUMIDIFIER | RESPIRONICS | M SERIES HUMIDIFIER | 2018-08-13 | 180
BIPAP VENTILATORY SUPPORT SYSTEM | BIPAP VENTILATORY SUPPORT SYSTEM | RESPIRONICS | A40 | 2018-08-08 | 2913
BIPAP VENTILATORY SUPPORT SYSTEM | BIPAP VENTILATORY SUPPORT SYSTEM | RESPIRONICS | A40 | 2018-08-08 | 2913
HUMIDIFIER | M SERIES HUMIDIFIER | RESPIRONICS | M SERIES HUMIDIFIER | 2018-08-13 | 180
HUMIDIFIER | M SERIES HUMIDIFIER | RESPIRONICS | M SERIES HUMIDIFIER | 2018-08-13 | 180
HUMIDIFIER | M SERIES HUMIDIFIER | RESPIRONICS | M SERIES HUMIDIFIER | 2018-08-13 | 180
HUMIDIFIER | M SERIES HUMIDIFIER | RESPIRONICS | M SERIES HUMIDIFIER | 2018-08-13 | 180
HUMIDIFIER | M SERIES HUMIDIFIER | RESPIRONICS | M SERIES HUMIDIFIER | 2018-08-13 | 180
HUMIDIFIER | M SERIES HUMIDIFIER | RESPIRONICS | M SERIES HUMIDIFIER | 2018-08-13 | 180
HUMIDIFIER | M SERIES HUMIDIFIER | RESPIRONICS | M SERIES HUMIDIFIER | 2018-08-13 | 180
HUMIDIFIER | M SERIES HUMIDIFIER | RESPIRONICS | M SERIES HUMIDIFIER | 2018-08-13 | 180
HUMIDIFIER | M SERIES HUMIDIFIER | RESPIRONICS | M SERIES HUMIDIFIER | 2018-08-13 | 180
HUMIDIFIER | M SERIES HUMIDIFIER | RESPIRONICS | M SERIES HUMIDIFIER | 2018-08-13 | 180
HUMIDIFIER | M SERIES HUMIDIFIER | RESPIRONICS | M SERIES HUMIDIFIER | 2018-08-13 | 180
HUMIDIFIER | M SERIES HUMIDIFIER | RESPIRONICS | M SERIES HUMIDIFIER | 2018-08-13 | 180
HUMIDIFIER | M SERIES HUMIDIFIER | RESPIRONICS | M SERIES HUMIDIFIER | 2018-08-13 | 180
HUMIDIFIER | M SERIES HUMIDIFIER | RESPIRONICS | M SERIES HUMIDIFIER | 2018-08-13 | 180
HUMIDIFIER | M SERIES HUMIDIFIER | RESPIRONICS | M SERIES HUMIDIFIER | 2018-08-13 | 180
HUMIDIFIER | M SERIES HUMIDIFIER | RESPIRONICS | M SERIES HUMIDIFIER | 2018-08-13 | 180
HUMIDIFIER | M SERIES HUMIDIFIER | RESPIRONICS | M SERIES HUMIDIFIER | 2018-08-13 | 180
HUMIDIFIER | M SERIES HUMIDIFIER | RESPIRONICS | M SERIES HUMIDIFIER | 2018-08-13 | 180
HUMIDIFIER | M SERIES HUMIDIFIER | RESPIRONICS | M SERIES HUMIDIFIER | 2018-08-13 | 180
HUMIDIFIER | M SERIES HUMIDIFIER | RESPIRONICS | M SERIES HUMIDIFIER | 2018-08-13 | 180
BIPAP VENTILATORY SUPPORT SYSTEM | BIPAP VENTILATORY SUPPORT SYSTEM | RESPIRONICS | A40 | 2018-08-08 | 2913
BIPAP VENTILATORY SUPPORT SYSTEM | BIPAP VENTILATORY SUPPORT SYSTEM | RESPIRONICS | A40 | 2018-08-08 | 2913
HUMIDIFIER | M SERIES HUMIDIFIER | RESPIRONICS | M SERIES HUMIDIFIER | 2018-08-08 | 180
HUMIDIFIER | M SERIES HUMIDIFIER | RESPIRONICS | M SERIES HUMIDIFIER | 2018-08-08 | 180
HUMIDIFIER | M SERIES HUMIDIFIER | RESPIRONICS | M SERIES HUMIDIFIER | 2018-08-08 | 180
HUMIDIFIER | M SERIES HUMIDIFIER | RESPIRONICS | M SERIES HUMIDIFIER | 2018-08-08 | 180
HUMIDIFIER | M SERIES HUMIDIFIER | RESPIRONICS | M SERIES HUMIDIFIER | 2018-08-08 | 180
HUMIDIFIER | M SERIES HUMIDIFIER | RESPIRONICS | M SERIES HUMIDIFIER | 2018-08-08 | 180
HUMIDIFIER | M SERIES HUMIDIFIER | RESPIRONICS | M SERIES HUMIDIFIER | 2018-08-08 | 180
HUMIDIFIER | M SERIES HUMIDIFIER | RESPIRONICS | M SERIES HUMIDIFIER | 2018-08-08 | 180
HUMIDIFIER | M SERIES HUMIDIFIER | RESPIRONICS | M SERIES HUMIDIFIER | 2018-08-08 | 180
HUMIDIFIER | M SERIES HUMIDIFIER | RESPIRONICS | M SERIES HUMIDIFIER | 2018-08-08 | 180
HUMIDIFIER | M SERIES HUMIDIFIER | RESPIRONICS | M SERIES HUMIDIFIER | 2018-08-08 | 180
HUMIDIFIER | M SERIES HUMIDIFIER | RESPIRONICS | M SERIES HUMIDIFIER | 2018-08-08 | 180
HUMIDIFIER | M SERIES HUMIDIFIER | RESPIRONICS | M SERIES HUMIDIFIER | 2018-08-08 | 180
HUMIDIFIER | M SERIES HUMIDIFIER | RESPIRONICS | M SERIES HUMIDIFIER | 2018-08-08 | 180
HUMIDIFIER | M SERIES HUMIDIFIER | RESPIRONICS | M SERIES HUMIDIFIER | 2018-08-08 | 180
HUMIDIFIER | M SERIES HUMIDIFIER | RESPIRONICS | M SERIES HUMIDIFIER | 2018-08-08 | 180
HUMIDIFIER | M SERIES HUMIDIFIER | RESPIRONICS | M SERIES HUMIDIFIER | 2018-08-08 | 180
HUMIDIFIER | M SERIES HUMIDIFIER | RESPIRONICS | M SERIES HUMIDIFIER | 2018-08-08 | 180
HUMIDIFIER | M SERIES HUMIDIFIER | RESPIRONICS | M SERIES HUMIDIFIER | 2018-08-08 | 180
HUMIDIFIER | M SERIES HUMIDIFIER | RESPIRONICS | M SERIES HUMIDIFIER | 2018-08-08 | 180
HUMIDIFIER | M SERIES HUMIDIFIER | RESPIRONICS | M SERIES HUMIDIFIER | 2018-08-08 | 180
HUMIDIFIER | M SERIES HUMIDIFIER | RESPIRONICS | M SERIES HUMIDIFIER | 2018-08-08 | 180
HUMIDIFIER | M SERIES HUMIDIFIER | RESPIRONICS | M SERIES HUMIDIFIER | 2018-08-08 | 180
HUMIDIFIER | M SERIES HUMIDIFIER | RESPIRONICS | M SERIES HUMIDIFIER | 2018-08-08 | 180
HUMIDIFIER | M SERIES HUMIDIFIER | RESPIRONICS | M SERIES HUMIDIFIER | 2018-08-08 | 180
HUMIDIFIER | M SERIES HUMIDIFIER | RESPIRONICS | M SERIES HUMIDIFIER | 2018-08-08 | 180
HUMIDIFIER | M SERIES HUMIDIFIER | RESPIRONICS | M SERIES HUMIDIFIER | 2018-08-08 | 180
HUMIDIFIER | M SERIES HUMIDIFIER | RESPIRONICS | M SERIES HUMIDIFIER | 2018-08-08 | 180
HUMIDIFIER | M SERIES HUMIDIFIER | RESPIRONICS | M SERIES HUMIDIFIER | 2018-08-08 | 180
HUMIDIFIER | M SERIES HUMIDIFIER | RESPIRONICS | M SERIES HUMIDIFIER | 2018-08-08 | 180
HUMIDIFIER | M SERIES HUMIDIFIER | RESPIRONICS | M SERIES HUMIDIFIER | 2018-08-08 | 180
HUMIDIFIER | M SERIES HUMIDIFIER | RESPIRONICS | M SERIES HUMIDIFIER | 2018-08-08 | 180
HUMIDIFIER | M SERIES HUMIDIFIER | RESPIRONICS | M SERIES HUMIDIFIER | 2018-08-08 | 180
HUMIDIFIER | M SERIES HUMIDIFIER | RESPIRONICS | M SERIES HUMIDIFIER | 2018-08-08 | 180
HUMIDIFIER | M SERIES HUMIDIFIER | RESPIRONICS | M SERIES HUMIDIFIER | 2018-08-08 | 180
HUMIDIFIER | M SERIES HUMIDIFIER | RESPIRONICS | M SERIES HUMIDIFIER | 2018-08-08 | 180
HUMIDIFIER | M SERIES HUMIDIFIER | RESPIRONICS | M SERIES HUMIDIFIER | 2018-08-08 | 180
HUMIDIFIER | M SERIES HUMIDIFIER | RESPIRONICS | M SERIES HUMIDIFIER | 2018-08-08 | 180
HUMIDIFIER | M SERIES HUMIDIFIER | RESPIRONICS | M SERIES HUMIDIFIER | 2018-08-08 | 180
HUMIDIFIER | M SERIES HUMIDIFIER | RESPIRONICS | M SERIES HUMIDIFIER | 2018-08-08 | 180
HUMIDIFIER | M SERIES HUMIDIFIER | RESPIRONICS | M SERIES HUMIDIFIER | 2018-08-08 | 180
HUMIDIFIER | M SERIES HUMIDIFIER | RESPIRONICS | M SERIES HUMIDIFIER | 2018-08-08 | 180
HUMIDIFIER | M SERIES HUMIDIFIER | RESPIRONICS | M SERIES HUMIDIFIER | 2018-08-08 | 180
HUMIDIFIER | M SERIES HUMIDIFIER | RESPIRONICS | M SERIES HUMIDIFIER | 2018-08-08 | 180
HUMIDIFIER | M SERIES HUMIDIFIER | RESPIRONICS | M SERIES HUMIDIFIER | 2018-08-08 | 180
HUMIDIFIER | M SERIES HUMIDIFIER | RESPIRONICS | M SERIES HUMIDIFIER | 2018-08-08 | 180
HUMIDIFIER | M SERIES HUMIDIFIER | RESPIRONICS | M SERIES HUMIDIFIER | 2018-08-08 | 180
HUMIDIFIER | M SERIES HUMIDIFIER | RESPIRONICS | M SERIES HUMIDIFIER | 2018-08-08 | 180
HUMIDIFIER | M SERIES HUMIDIFIER | RESPIRONICS | M SERIES HUMIDIFIER | 2018-08-08 | 180
HUMIDIFIER | M SERIES HUMIDIFIER | RESPIRONICS | M SERIES HUMIDIFIER | 2018-08-08 | 180
HUMIDIFIER | M SERIES HUMIDIFIER | RESPIRONICS | M SERIES HUMIDIFIER | 2018-08-08 | 180
HUMIDIFIER | M SERIES HUMIDIFIER | RESPIRONICS | M SERIES HUMIDIFIER | 2018-08-08 | 180
HUMIDIFIER | M SERIES HUMIDIFIER | RESPIRONICS | M SERIES HUMIDIFIER | 2018-08-08 | 180
HUMIDIFIER | M SERIES HUMIDIFIER | RESPIRONICS | M SERIES HUMIDIFIER | 2018-08-08 | 180
HUMIDIFIER | M SERIES HUMIDIFIER | RESPIRONICS | M SERIES HUMIDIFIER | 2018-08-08 | 180
HUMIDIFIER | M SERIES HUMIDIFIER | RESPIRONICS | M SERIES HUMIDIFIER | 2018-08-08 | 180
HUMIDIFIER | M SERIES HUMIDIFIER | RESPIRONICS | M SERIES HUMIDIFIER | 2018-08-08 | 180
HUMIDIFIER | M SERIES HUMIDIFIER | RESPIRONICS | M SERIES HUMIDIFIER | 2018-08-08 | 180
HUMIDIFIER | M SERIES HUMIDIFIER | RESPIRONICS | M SERIES HUMIDIFIER | 2018-08-08 | 180
HUMIDIFIER | M SERIES HUMIDIFIER | RESPIRONICS | M SERIES HUMIDIFIER | 2018-08-08 | 180
HUMIDIFIER | M SERIES HUMIDIFIER | RESPIRONICS | M SERIES HUMIDIFIER | 2018-08-08 | 180
HUMIDIFIER | M SERIES HUMIDIFIER | RESPIRONICS | M SERIES HUMIDIFIER | 2018-08-08 | 180
HUMIDIFIER | M SERIES HUMIDIFIER | RESPIRONICS | M SERIES HUMIDIFIER | 2018-08-08 | 180
HUMIDIFIER | M SERIES HUMIDIFIER | RESPIRONICS | M SERIES HUMIDIFIER | 2018-08-08 | 180
HUMIDIFIER | M SERIES HUMIDIFIER | RESPIRONICS | M SERIES HUMIDIFIER | 2018-08-08 | 180
HUMIDIFIER | M SERIES HUMIDIFIER | RESPIRONICS | M SERIES HUMIDIFIER | 2018-08-08 | 180
HUMIDIFIER | M SERIES HUMIDIFIER | RESPIRONICS | M SERIES HUMIDIFIER | 2018-08-08 | 180
HUMIDIFIER | M SERIES HUMIDIFIER | RESPIRONICS | M SERIES HUMIDIFIER | 2018-08-08 | 180
HUMIDIFIER | M SERIES HUMIDIFIER | RESPIRONICS | M SERIES HUMIDIFIER | 2018-08-08 | 180
HUMIDIFIER | M SERIES HUMIDIFIER | RESPIRONICS | M SERIES HUMIDIFIER | 2018-08-08 | 180
HUMIDIFIER | M SERIES HUMIDIFIER | RESPIRONICS | M SERIES HUMIDIFIER | 2018-08-08 | 180
HUMIDIFIER | M SERIES HUMIDIFIER | RESPIRONICS | M SERIES HUMIDIFIER | 2018-08-08 | 180
HUMIDIFIER | M SERIES HUMIDIFIER | RESPIRONICS | M SERIES HUMIDIFIER | 2018-08-08 | 180
HUMIDIFIER | M SERIES HUMIDIFIER | RESPIRONICS | M SERIES HUMIDIFIER | 2018-08-08 | 180
BIPAP VENTILATORY SUPPORT SYSTEM | TRILOGY 100 VENTILATOR | RESPIRONICS | TRILOGY 100 | 2018-08-08 | 4303.2
BIPAP VENTILATORY SUPPORT SYSTEM | TRILOGY 100 VENTILATOR | RESPIRONICS | TRILOGY 100 | 2018-08-08 | 4303.2
HUMIDIFIER | M SERIES HUMIDIFIER | RESPIRONICS | M SERIES HUMIDIFIER | 2018-08-08 | 180
HUMIDIFIER | M SERIES HUMIDIFIER | RESPIRONICS | M SERIES HUMIDIFIER | 2018-08-08 | 180
HUMIDIFIER | M SERIES HUMIDIFIER | RESPIRONICS | M SERIES HUMIDIFIER | 2018-08-08 | 180
HUMIDIFIER | M SERIES HUMIDIFIER | RESPIRONICS | M SERIES HUMIDIFIER | 2018-08-08 | 180
DUST EXTRACTOR | DUST EXTRACTOR | KAVO | SMARTAIR EVO | 2018-07-01 | 1380 | 2024-01-19 | 2026-06-17
DUST EXTRACTOR | DUST EXTRACTOR | KAVO | SMARTAIR EVO | 2018-07-01 | 1380 | 2024-03-15 | 2026-06-17
HANDPIECE KNEE CONTROL | KNEE CONTROLLER | KAVO | TLC 4955 | 2018-07-02 | 920.4 | 2024-03-15 | 2026-06-17
HANDPIECE KNEE CONTROL | KNEE CONTROLLER | KAVO | TLC 4955 | 2018-07-02 | 920.4 | 2024-03-21 | 2026-06-17
HANDPIECE KNEE CONTROL | KNEE CONTROLLER | KAVO | TLC 4955 | 2018-07-02 | 920.4 | 2024-03-15 | 2026-06-17
HANDPIECE KNEE CONTROL | HANDPIECE | KAVO | K5 MODEL 4911 | 2018-07-02 | 960
HANDPIECE KNEE CONTROL | HANDPIECE | KAVO | K5 MODEL 4911 | 2018-07-02 | 960
HANDPIECE MICROMOTOR | ENDODONTIC MICROMOTOR | DENTSPLY LTD | X-SMART | 2018-06-13 | 840 | 2024-10-15 | 2025-10-15
LIGHT CURE UNIT | LIGHT CURE UNIT | OPTIMA LTD | BA OPTIMA 10 | 2018-06-13 | 252 | 2024-04-29 | 2025-04-05
LIGHT CURE UNIT | LIGHT CURE UNIT | OPTIMA LTD | BA OPTIMA 10 | 2018-06-13 | 252 | 2024-05-16 | 2025-04-15
HANDPIECE MICROMOTOR | HANDPIECE MICROMOTOR | BIEN-AIR UK | MC3 | 2018-05-16 | 480
HANDPIECE | ENDEA CONTRA ANGLE | W&H UK LTD | EB-79 | 2018-04-17 | 335.4
HANDPIECE | ENDEA CONTRA ANGLE | W&H UK LTD | EB-79 | 2018-04-17 | 335.4
HANDPIECE | ENDEA CONTRA ANGLE | W&H UK LTD | EB-79 | 2018-04-17 | 335.4
HANDPIECE | ENDEA CONTRA ANGLE | W&H UK LTD | EB-79 | 2018-04-17 | 335.4
HANDPIECE | HANDPIECE | W&H UK LTD | S11 | 2018-04-13 | 720
HANDPIECE | HANDPIECE | W&H UK LTD | S11 | 2018-04-13 | 720
HANDPIECE | HANDPIECE | W&H UK LTD | S11 | 2018-04-13 | 720
HANDPIECE | HANDPIECE | W&H UK LTD | S11 | 2018-04-13 | 720
HANDPIECE | HANDPIECE | W&H UK LTD | S11 | 2018-04-13 | 720
HANDPIECE | HANDPIECE | W&H UK LTD | S11 | 2018-04-13 | 720
HANDPIECE | HANDPIECE | W&H UK LTD | S11 | 2018-04-13 | 720
HANDPIECE | HANDPIECE | W&H UK LTD | S11 | 2018-04-13 | 720
HANDPIECE | HANDPIECE | W&H UK LTD | S11 | 2018-04-13 | 720
HANDPIECE | HANDPIECE | W&H UK LTD | S11 | 2018-04-13 | 720
HANDPIECE MICROMOTOR | HANDPIECE MICROMOTOR | BIEN-AIR UK | BASCH | 2018-04-13 | 1080
HANDPIECE MICROMOTOR | HANDPIECE MICROMOTOR | BIEN-AIR UK | BASCH | 2018-04-13 | 1080
HANDPIECE MICROMOTOR | HANDPIECE MICROMOTOR | BIEN-AIR UK | BASCH | 2018-04-13 | 1080
HANDPIECE MICROMOTOR | HANDPIECE MICROMOTOR | BIEN-AIR UK | BASCH | 2018-04-13 | 1080
HANDPIECE MICROMOTOR | HANDPIECE MICROMOTOR | BIEN-AIR UK | BASCH | 2018-04-13 | 1080
HANDPIECE MICROMOTOR | HANDPIECE MICROMOTOR | BIEN-AIR UK | BASCH | 2018-04-13 | 1080
HANDPIECE MICROMOTOR | HANDPIECE MICROMOTOR | BIEN-AIR UK | BASCH | 2018-04-13 | 1080
HANDPIECE MICROMOTOR | HANDPIECE MICROMOTOR | BIEN-AIR UK | BASCH | 2018-04-13 | 1080
HANDPIECE MICROMOTOR | HANDPIECE MICROMOTOR | BIEN-AIR UK | BASCH | 2018-04-13 | 1080
HANDPIECE MICROMOTOR | HANDPIECE MICROMOTOR | BIEN-AIR UK | BASCH | 2018-04-13 | 1080
CRIMP TOOL | 141193-019 | CEMBRE LTD | B450ND-BVE | 2019-05-23 | 2340 | 2022-11-08 09:57
PRESSURE GAUGE | UNIVERSAL PRESSURE METER TESTER | FLUKE | DPM2 PLUS | 2019-05-30 | 1282.5 | 2024-07-24 | 2025-07-24
MULTI PARAM SIMULAT | MULTI PARAMETER SIMULATOR | FLUKE | PROSIM 8 | 2017-02-23 | 5460.6 | 2024-07-30 | 2025-07-30
DEFIB TESTER | DEFIBRILLATOR ANALYSER | FLUKE | IMPULSE 7000DP | 2018-04-19 | 4542.9 | 2024-07-02 | 2025-07-02
DIGITAL PRESS GAUGE | DIGITAL PRESSURE GAUGE | DRUCK LTD | DPI 705 | 2019-01-02 | 480 | 2024-04-12 | 2025-04-12
THERMOMETER CALIBRATOR | SURETEMP/THERMOSCAN CALIBRATOR | WELCH ALLYN | 9600 PLUS CALIBRATION TESTER | 2018-03-09 | 0 | 2024-02-01 | 2025-02-01
SAFETY TESTERS | ELECTRICAL SAFETY ANALYSER | FLUKE | ESA615 | 2018-09-11 | 5160 | 2024-08-16 | 2025-08-16
INSUFFLATOR AIR | COLON INSUFFLATOR - INTUSSUSCEPTION REDUCTION DEVICE | MEMO-INTERNAL | COLON-INSUFFLATOR | 2019-03-06 | 0 | 2023-12-27 | 2024-10-12
PEDESTAL DRILLS | FLOOR DRILL PRESS | AXMINSTER PO | SB-16 | 2018-07-20 | 1347.6 | 2023-08-04 | 2024-07-31
WHEELCHAIR | INVACARE ACTION 3 NG TRANSIT | INVACARE LTD | 17H05007136 | 2018-08-28 | 1200
WHEELCHAIR | FREEDOM NXT | INVACARE LTD | NXT | 2018-08-30 | 3000
WHEELCHAIR | FREEDOM NXT | INVACARE LTD | NXT | 2018-08-30 | 3000
MEGGER | MEGGER | MEGGER | MIT320 | 2018-07-24 | 612 | 2021-10-19 | 2022-10-19
LIGHTWRITER | LIGHTWRITER | T.CHURCHILL | LW40 | 2024-01-26 | 0 | 2024-04-15
PATIENT DEPARTURE ALERTS SYSTEM | PROFESSIONAL TABS VOICE + | WANDER GUARD | 25023 | 2014-02-26 | 264
IRRIGATION SYSTEM | IRRIGATION SYSTEM (ENDOSCOPY) | BYRNE MEDICAL | EGP-100 | 2018-10-19 | 1080 | 2023-06-01 | 2025-06-01
NEBULIZER | PORTABLE NEBULISER | PHILIPS LTD | INNOSPIRE MINI | 2019-01-07 | 130.8
TEMP PROBE - FOOD | TEMP PROBE - FOOD | COMARK | CF21 | 2023-10-31 | 0
AUDIO DOPPLER | AUDIO DOPPLER | SUNRAY | SRF618E | 2021-10-28 | 180 | 2021-10-28
AUDIO DOPPLER | AUDIO DOPPLER | SUNRAY | SRF618E | 2023-07-07 | 0
AUDIO DOPPLER | AUDIO DOPPLER | SUNRAY | SRF618E | 2020-08-27 | 180
SAFETY TESTERS | ELECTRICAL SAFETY ANALYSER | FLUKE | ESA615 | 2018-08-22 | 5160 | 2024-07-24 | 2025-07-24
PATIENT MONITOR | PATIENT MONITOR INTELLIVUE | PHILIPS LTD | MX400 | 2018-03-08 | 6240 | 2024-06-04 | 2027-06-15
TRANSPORT MONITOR | PATIENT MONITOR INTELLIVUE X3 (6mm NIBP Port) | PHILIPS LTD | INTELLIVUE X3 (6mm NIBP) | 2018-08-22 | 4800 | 2022-01-27 | 2025-01-27
TRANSPORT MONITOR | PATIENT MONITOR INTELLIVUE X3 (6mm NIBP Port) | PHILIPS LTD | INTELLIVUE X3 (6mm NIBP) | 2018-08-22 | 4800 | 2023-10-16 | 2026-11-15
TRANSPORT MONITOR | PATIENT MONITOR INTELLIVUE X3 (6mm NIBP Port) | PHILIPS LTD | INTELLIVUE X3 (6mm NIBP) | 2018-08-22 | 4800 | 2022-09-02 | 2027-09-02
TRANSPORT MONITOR | PATIENT MONITOR INTELLIVUE X3 (6mm NIBP Port) | PHILIPS LTD | INTELLIVUE X3 (6mm NIBP) | 2018-08-22 | 4800 | 2024-05-10 | 2026-12-15
TRANSPORT MONITOR | PATIENT MONITOR INTELLIVUE X3 (6mm NIBP Port) | PHILIPS LTD | INTELLIVUE X3 (6mm NIBP) | 2018-08-22 | 4800 | 2024-10-08 | 2027-11-15
TRANSPORT MONITOR | PATIENT MONITOR INTELLIVUE X3 (6mm NIBP Port) | PHILIPS LTD | INTELLIVUE X3 (6mm NIBP) | 2018-08-22 | 4800 | 2023-09-19 | 2024-07-15
TRANSPORT MONITOR | PATIENT MONITOR INTELLIVUE X3 (6mm NIBP Port) | PHILIPS LTD | INTELLIVUE X3 (6mm NIBP) | 2018-08-22 | 4800 | 2024-09-27 | 2027-08-15
TRANSPORT MONITOR | PATIENT MONITOR INTELLIVUE X3 (6mm NIBP Port) | PHILIPS LTD | INTELLIVUE X3 (6mm NIBP) | 2018-08-22 | 4800 | 2021-10-05 | 2024-10-15
BLOOD GAS ANALYSER | BLOOD TEST DEVICE | ALERE LTD | AFINION 2 | 2018-08-13 | 3600 | 2023-12-19 | 2025-12-19
LABEL PRINTER | UNIVERSAL PRINTER | ALERE LTD | BTP-L560 | 2018-08-13 | 3600 | 2023-12-19 | 2025-12-19
LIGHT SOURCE | LIGHT SOURCE - LED | SAPI MED | ECOLITE | 2016-01-01 | 900 | 2022-01-27 | 2025-01-15
VACUUM BAG SYSTEM | VACUUM TISSUE CLOSURE SYSTEM | KCI MEDICAL | 60400 | 2018-07-31 | 1200
VACUUM BAG SYSTEM | VACUUM TISSUE CLOSURE SYSTEM | KCI MEDICAL | 60400 | 2018-07-31 | 1200
VACUUM BAG SYSTEM | VACUUM TISSUE CLOSURE SYSTEM | KCI MEDICAL | 60400 | 2018-07-31 | 1200
VACUUM BAG SYSTEM | VACUUM TISSUE CLOSURE SYSTEM | KCI MEDICAL | 60400 | 2018-07-31 | 1200
VACUUM BAG SYSTEM | VACUUM TISSUE CLOSURE SYSTEM | KCI MEDICAL | 60400 | 2018-07-31 | 1200
VIS/FIELD ANALYSER | VISUAL FIELD ANALYSER | ZEISS | 840 | 2019-04-16 | 29050.164 | 2024-10-22 | 2025-11-15
DEFIBRILLATOR | DEFIBRILLATOR | PHILIPS LTD | EFFICIA DFM100 | 2019-05-13 | 4438.8 | 2024-05-17 | 2025-05-16
DEFIBRILLATOR | DEFIBRILLATOR | PHILIPS LTD | EFFICIA DFM100 | 2019-05-13 | 4438.8 | 2024-05-07 | 2025-05-15
DEFIBRILLATOR | DEFIBRILLATOR | PHILIPS LTD | EFFICIA DFM100 | 2019-05-13 | 4438.8 | 2024-05-15 | 2025-05-16
DEFIBRILLATOR | DEFIBRILLATOR | PHILIPS LTD | EFFICIA DFM100 | 2019-05-13 | 4438.8 | 2024-05-15 | 2025-05-16
DEFIBRILLATOR | DEFIBRILLATOR | PHILIPS LTD | EFFICIA DFM100 | 2019-05-13 | 4438.8 | 2024-05-15 | 2025-05-15
DEFIBRILLATOR | DEFIBRILLATOR - PACED | PHILIPS LTD | EFFICIA DFM100 PACED | 2019-05-09 | 5554.8 | 2024-06-24 | 2025-05-15
DEFIBRILLATOR | DEFIBRILLATOR - PACED | PHILIPS LTD | EFFICIA DFM100 PACED | 2019-05-09 | 5554.8 | 2024-05-15 | 2025-05-15
DEFIBRILLATOR | DEFIBRILLATOR - PACED | PHILIPS LTD | EFFICIA DFM100 PACED | 2019-05-09 | 5554.8 | 2024-05-07 | 2025-05-12
DEFIBRILLATOR | DEFIBRILLATOR | PHILIPS LTD | EFFICIA DFM100 | 2019-05-13 | 4438.8 | 2024-04-26 | 2025-05-12
DEFIBRILLATOR | DEFIBRILLATOR | PHILIPS LTD | EFFICIA DFM100 | 2019-05-13 | 4438.8 | 2024-05-03 | 2025-05-16
DEFIBRILLATOR | DEFIBRILLATOR | PHILIPS LTD | EFFICIA DFM100 | 2019-05-13 | 4438.8 | 2024-05-09 | 2025-05-12
DEFIBRILLATOR | DEFIBRILLATOR | PHILIPS LTD | EFFICIA DFM100 | 2019-05-13 | 4438.8 | 2024-05-01 | 2025-05-12
DEFIBRILLATOR | DEFIBRILLATOR | PHILIPS LTD | EFFICIA DFM100 | 2019-05-13 | 4438.8 | 2024-05-03 | 2025-05-16
DEFIBRILLATOR | DEFIBRILLATOR - PACED | PHILIPS LTD | EFFICIA DFM100 PACED | 2019-05-09 | 5554.8 | 2024-04-26 | 2025-05-15
SUCTION CONTROLLER | HIGH SUCTION CONTROLLER | THERAPY EQUIPMENT | DIAMOND RANGE HIGH | 2019-04-26 | 166.8
SCALES | SCALES - STAND ON | MARSDEN | MS-4203 | 2019-04-18 | 1980 | 2022-03-30 | 2024-11-15
AMBULATORY ARRHYTHMIA MONITOR | AMBULATORY ECG RECORDER | SPACELABS | LIFECARD CF | 2018-07-18 | 2197.2 | 2024-10-16
AMBULATORY ARRHYTHMIA MONITOR | AMBULATORY ECG RECORDER | SPACELABS | LIFECARD CF | 2018-07-18 | 2197.2 | 2024-09-04 | 2026-09-04
SUCTION CONTROLLER | HIGH SUCTION CONTROLLER | THERAPY EQUIPMENT | DIAMOND RANGE HIGH | 2018-06-14 | 120
SUCTION CONTROLLER | HIGH SUCTION CONTROLLER | THERAPY EQUIPMENT | DIAMOND RANGE HIGH | 2018-10-22 | 166.8
CARDIAC OUTPUT COMP | MODULE CARDIAC OUTPUT | PHILIPS LTD | M1012A | 2016-01-01 | 2094
CAMERA HEAD | HD CAMERA | CONMED | IM8120 | 2018-09-06 | 6000 | 2023-07-17 | 2025-07-17
DVD RECORDER | HD IMAGE CAPTURE SYSTEM | CONMED | MEDXCHANGE | 2018-09-06 | 6360 | 2023-01-27 14:36 | 2025-01-27
CAMERA CONTROL UNIT | HD CAMERA CONTROL UNIT | CONMED | IM8000 | 2018-09-06 | 17400 | 2021-08-12 | 2025-08-15
FLAT SCREEN MONITOR - TOUCH | DISPLAY LCD FLAT SCREEN TOUCH SCREEN | CONMED | DR502 | 2018-09-06 | 18000 | 2023-01-27 14:28 | 2025-01-27
ABLATION MACHINE | THERMAL ENDOMETRIAL ABLATION SYSTEM | IDOMAN TEORANTA | THERMOBLATE EAS | 2018-07-11 | 600 | 2024-02-26 | 2025-02-26
ABLATION MACHINE | THERMAL ENDOMETRIAL ABLATION SYSTEM | IDOMAN TEORANTA | THERMOBLATE EAS | 2018-07-11 | 600 | 2024-08-16 | 2025-08-16
SPHYGMOMANOMETER | ANEROID SPHYGMOMANOMETER | WELCH ALLYN | DS54 | 2021-01-19 | 0 |  | 2024-11-01
SPHYGMOMANOMETER | ANEROID SPHYGMOMANOMETER | WELCH ALLYN | DS54 | 2021-01-19 | 0 |  | 2024-11-01
ENDOSCOPE | RIGID ENDOSCOPE - WOLF | WOLF RICHARD | RIGID ENDOSCOPE - WOLF | 2016-01-01 | 3000
ABLATION MACHINE | THERMAL ENDOMETRIAL ABLATION SYSTEM | IDOMAN TEORANTA | THERMOBLATE EAS | 2018-06-27 | 600 | 2024-03-21 | 2025-03-21
DIETARY FEED PUMP | ENTERAL FEEDING PUMP | NUTRICIA | FLOCARE INFINITY | 2016-07-06 | 960 | 2021-11-15 | 2025-03-15
DIETARY FEED PUMP | ENTERAL FEEDING PUMP | NUTRICIA | FLOCARE INFINITY | 2016-07-06 | 960 | 2021-11-15 | 2025-03-15
DIETARY FEED PUMP | ENTERAL FEEDING PUMP | NUTRICIA | FLOCARE INFINITY | 2016-07-06 | 960 | 2021-11-15 | 2025-03-15
DIETARY FEED PUMP | ENTERAL FEEDING PUMP | NUTRICIA | FLOCARE INFINITY | 2016-07-06 | 960 | 2021-11-30 | 2025-03-15
DIETARY FEED PUMP | ENTERAL FEEDING PUMP | NUTRICIA | FLOCARE INFINITY | 2016-07-06 | 960 | 2021-11-15 | 2025-03-15
DIETARY FEED PUMP | ENTERAL FEEDING PUMP | NUTRICIA | FLOCARE INFINITY | 2016-07-06 | 960 | 2021-11-15 | 2025-03-15
DIETARY FEED PUMP | ENTERAL FEEDING PUMP | NUTRICIA | FLOCARE INFINITY | 2016-07-06 | 960 | 2021-11-15 | 2025-03-15
DIETARY FEED PUMP | ENTERAL FEEDING PUMP | NUTRICIA | FLOCARE INFINITY | 2016-07-06 | 960 | 2021-11-15 | 2025-03-15
DIETARY FEED PUMP | ENTERAL FEEDING PUMP | NUTRICIA | FLOCARE INFINITY | 2016-07-06 | 960 | 2021-11-15 | 2025-03-15
DIETARY FEED PUMP | ENTERAL FEEDING PUMP | NUTRICIA | FLOCARE INFINITY | 2016-07-06 | 960 | 2021-11-15 | 2025-03-15
DIETARY FEED PUMP | ENTERAL FEEDING PUMP | NUTRICIA | FLOCARE INFINITY | 2016-07-06 | 960 | 2021-11-15 | 2025-05-15
DIETARY FEED PUMP | ENTERAL FEEDING PUMP | NUTRICIA | FLOCARE INFINITY | 2016-07-06 | 960 | 2021-11-15 | 2025-05-15
DIETARY FEED PUMP | ENTERAL FEEDING PUMP | NUTRICIA | FLOCARE INFINITY | 2016-07-06 | 960 | 2021-11-15 | 2025-05-15
DIETARY FEED PUMP | ENTERAL FEEDING PUMP | NUTRICIA | FLOCARE INFINITY | 2016-07-06 | 960 | 2021-11-15 | 2025-05-15
DIETARY FEED PUMP | ENTERAL FEEDING PUMP | NUTRICIA | FLOCARE INFINITY | 2016-07-06 | 960 | 2021-11-15 | 2025-05-15
DIETARY FEED PUMP | ENTERAL FEEDING PUMP | NUTRICIA | FLOCARE INFINITY | 2016-07-06 | 960 | 2021-11-15 | 2025-05-15
DIETARY FEED PUMP | ENTERAL FEEDING PUMP | NUTRICIA | FLOCARE INFINITY | 2018-06-26 | 960 | 2022-07-13 | 2025-05-15
NEBULIZER | NEBULIZER | PHILIPS LTD | INNOSPIRE DELUXE | 2018-06-26 | 126
NEBULIZER | NEBULIZER | PHILIPS LTD | INNOSPIRE DELUXE | 2018-06-26 | 126
NEBULIZER | NEBULIZER | PHILIPS LTD | INNOSPIRE DELUXE | 2018-06-26 | 126
NEBULIZER | NEBULIZER | PHILIPS LTD | INNOSPIRE DELUXE | 2018-06-26 | 126 | 2019-08-23
NEBULIZER | NEBULIZER | PHILIPS LTD | INNOSPIRE DELUXE | 2018-06-26 | 126
NEBULIZER | NEBULIZER | PHILIPS LTD | INNOSPIRE DELUXE | 2018-06-26 | 126
NEBULIZER | NEBULIZER | PHILIPS LTD | INNOSPIRE DELUXE | 2018-06-26 | 126
NEBULIZER | NEBULIZER | PHILIPS LTD | INNOSPIRE DELUXE | 2018-06-26 | 126
NEBULIZER | NEBULIZER | PHILIPS LTD | INNOSPIRE DELUXE | 2018-06-26 | 126
NEBULIZER | NEBULIZER | PHILIPS LTD | INNOSPIRE DELUXE | 2018-06-26 | 126
NEBULIZER | NEBULIZER | PHILIPS LTD | INNOSPIRE DELUXE | 2018-06-26 | 126
VITAL SIGNS MONITOR | VITAL SIGNS MONITOR: NBP. | MINDRAY | VS-900 | 2018-06-22 | 1200
VITAL SIGNS MONITOR | VITAL SIGNS MONITOR: NBP. | MINDRAY | VS-900 | 2018-06-22 | 1200
VITAL SIGNS MONITOR | VITAL SIGNS MONITOR: NBP. | MINDRAY | VS-900 | 2018-06-22 | 1200 | 2022-11-21 12:02 | 2025-12-15
VITAL SIGNS MONITOR | VITAL SIGNS MONITOR: NBP. | MINDRAY | VS-900 | 2018-06-22 | 1200 | 2024-08-15 | 2027-08-15
VITAL SIGNS MONITOR | VITAL SIGNS MONITOR: NBP. | MINDRAY | VS-900 | 2018-06-22 | 1200 | 2021-08-24 | 2025-05-15
VITAL SIGNS MONITOR | VITAL SIGNS MONITOR: NBP. | MINDRAY | VS-900 | 2018-06-22 | 1200 | 2021-12-03 | 2024-12-15
VITAL SIGNS MONITOR | VITAL SIGNS MONITOR: NBP. | MINDRAY | VS-900 | 2018-06-22 | 1200 | 2023-03-21 11:34 | 2026-03-15
VITAL SIGNS MONITOR | VITAL SIGNS MONITOR: NBP. | MINDRAY | VS-900 | 2018-06-22 | 1200 | 2021-12-30 | 2024-12-15
VITAL SIGNS MONITOR | VITAL SIGNS MONITOR: NBP. | MINDRAY | VS-900 | 2018-06-22 | 1200 | 2024-01-16 | 2026-11-15
VITAL SIGNS MONITOR | VITAL SIGNS MONITOR: NBP. | MINDRAY | VS-900 | 2018-06-22 | 1200 | 2024-08-12 | 2027-07-15
VITAL SIGNS MONITOR | VITAL SIGNS MONITOR: NBP. | MINDRAY | VS-900 | 2018-06-22 | 1200 | 2022-02-17 | 2025-02-17
VITAL SIGNS MONITOR | VITAL SIGNS MONITOR: NBP. | MINDRAY | VS-900 | 2018-06-22 | 1200 | 2021-12-03 | 2024-12-15
VITAL SIGNS MONITOR | VITAL SIGNS MONITOR: NBP. | MINDRAY | VS-900 | 2018-06-22 | 1200 | 2024-09-09 | 2027-10-15
VITAL SIGNS MONITOR | VITAL SIGNS MONITOR: NBP. | MINDRAY | VS-900 | 2018-06-22 | 1200 | 2024-08-14 | 2027-08-15
VITAL SIGNS MONITOR | VITAL SIGNS MONITOR: NBP. | MINDRAY | VS-900 | 2018-06-22 | 1200 | 2021-12-06 | 2024-12-15
VITAL SIGNS MONITOR | VITAL SIGNS MONITOR: NBP. | MINDRAY | VS-900 | 2018-06-22 | 1200 | 2021-12-30 | 2024-12-15
VITAL SIGNS MONITOR | VITAL SIGNS MONITOR: NBP. | MINDRAY | VS-900 | 2018-06-22 | 1200 | 2021-12-30 | 2024-12-15
VITAL SIGNS MONITOR | VITAL SIGNS MONITOR: NBP. | MINDRAY | VS-900 | 2018-06-22 | 1200 | 2024-08-14 | 2027-07-15
VITAL SIGNS MONITOR | VITAL SIGNS MONITOR: NBP. | MINDRAY | VS-900 | 2018-06-22 | 1200 | 2023-05-23 | 2026-06-15
VITAL SIGNS MONITOR | VITAL SIGNS MONITOR: NBP. | MINDRAY | VS-900 | 2018-06-22 | 1200 | 2021-12-03 | 2024-12-15
VITAL SIGNS MONITOR | VITAL SIGNS MONITOR: NBP. | MINDRAY | VS-900 | 2018-06-22 | 1200 | 2021-12-31 | 2024-12-30
VITAL SIGNS MONITOR | VITAL SIGNS MONITOR: NBP. | MINDRAY | VS-900 | 2018-06-22 | 1200 | 2021-12-31 | 2024-12-30
NEBULIZER | NEBULIZER | PHILIPS LTD | INNOSPIRE DELUXE | 2018-06-06 | 126
AUDIO DOPPLER | AUDIO DOPPLER | HUNTLEIGH | FD1 | 2018-08-15 | 283.2 | 2021-05-10
UNINTERRUPTIBLE POWER SUPPLY | UNINTERRUPTIBLE POWER SUPPLY | TRIPP-LITE | SMX700HG | 2018-08-01 | 840
UNINTERRUPTIBLE POWER SUPPLY | UNINTERRUPTIBLE POWER SUPPLY | TRIPP-LITE | SMX700HG | 2018-08-01 | 840 | 2019-08-21
UNINTERRUPTIBLE POWER SUPPLY | UNINTERRUPTIBLE POWER SUPPLY | TRIPP-LITE | SMX700HG | 2018-08-01 | 840 | 2019-08-27
UNINTERRUPTIBLE POWER SUPPLY | UNINTERRUPTIBLE POWER SUPPLY | TRIPP-LITE | SMX700HG | 2018-08-01 | 840 | 2019-08-14
SCALES | SCALES - HOIST | MARSDEN | M-600 | 2018-07-16 | 720 | 2023-12-06 | 2024-11-15
HUMIDIFIER | HUMIDIFIER AND FLOW GENERATOR | F & P | AIRVO 2 | 2018-07-16 | 1320 | 2024-08-16 | 2025-09-15
UNINTERRUPTIBLE POWER SUPPLY | UNINTERRUPTIBLE POWER SUPPLY | TRIPP-LITE | SMX700HG | 2018-07-03 | 840 | 2019-07-02
UNINTERRUPTIBLE POWER SUPPLY | UNINTERRUPTIBLE POWER SUPPLY | TRIPP-LITE | SMX700HG | 2018-07-03 | 840 | 2019-08-19
UNINTERRUPTIBLE POWER SUPPLY | UNINTERRUPTIBLE POWER SUPPLY | TRIPP-LITE | SMX700HG | 2018-07-03 | 840 | 2019-07-02
HUMIDIFIER | HUMIDIFIER AND FLOW GENERATOR | F & P | AIRVO 2 | 2018-06-08 | 1320 | 2024-07-24 | 2025-08-15
HUMIDIFIER | HUMIDIFIER AND FLOW GENERATOR | F & P | AIRVO 2 | 2018-06-08 | 1320 | 2023-01-16 10:17 | 2025-02-15
PATIENT MONITOR | PATIENT MONITOR INTELLIVUE | PHILIPS LTD | MX800 | 2018-06-04 | 10800 | 2019-07-23 | 2025-07-15
SCALES | SCALES - BABY WITH BLUETOOTH | MARSDEN | M-400 | 2019-05-29 | 360 | 2023-11-17 | 2024-11-15
SCALES | SCALES - BABY WITH BLUETOOTH | MARSDEN | M-400 | 2020-10-22 | 442.8 | 2023-11-17 | 2024-11-15
SCALES | SCALES - BABY WITH BLUETOOTH | MARSDEN | M-400 | 2019-05-29 | 360 | 2023-12-07 | 2024-11-15
SCALES | SCALES - BABY WITH BLUETOOTH | MARSDEN | M-400 | 2019-05-29 | 360 | 2023-11-14 | 2024-11-15
SCALES | SCALES - BABY WITH BLUETOOTH | MARSDEN | M-400 | 2019-05-29 | 360 | 2021-12-17 | 2024-11-15
SCALES | SCALES - BABY WITH BLUETOOTH | MARSDEN | M-400 | 2019-05-29 | 360 | 2022-11-29 16:11 | 2024-11-15
SCALES | SCALES - BABY WITH BLUETOOTH | MARSDEN | M-400 | 2019-05-29 | 360 | 2023-12-06 | 2024-11-15
SCALES | SCALES - BABY WITH BLUETOOTH | MARSDEN | M-400 | 2019-05-29 | 360 | 2023-11-17 | 2024-11-15
SCALES | SCALES - BABY WITH BLUETOOTH | MARSDEN | M-400 | 2019-07-03 | 360 | 2023-11-17 | 2024-11-15
SCALES | SCALES - BABY | MARSDEN | M-300 | 2019-05-29 | 360 | 2022-01-12 | 2024-11-15
SCALES | SCALES - BABY WITH BLUETOOTH | MARSDEN | M-400 | 2020-03-25 | 442.8 | 2023-11-14 | 2024-11-15
SCALES | SCALES - BABY WITH BLUETOOTH | MARSDEN | M-400 | 2020-05-14 | 442.8 | 2023-11-17 | 2024-11-15
VACUUM BAG SYSTEM | VACUUM TISSUE CLOSURE SYSTEM | KCI MEDICAL | 60400 | 2018-04-25 | 1200
TEMPERATURE DATA LOGGER | TEMPERATURE DATA LOGGER WITH LCD SCREEN | LASCAR | EL-USB-TP-LCD | 2019-01-14 | 0 | 2021-03-01
CALIBRATION SYRINGE | CALIBRATION SYRINGE - 3 LITRE | VITALOGRAPH | 2040 | 2018-11-21 | 120 | 2024-05-28 | 2025-05-28
SAFETY TESTERS | ELECTRICAL SAFETY ANALYSER | FLUKE | ESA615 | 2018-06-18 | 4794 | 2024-09-27 | 2025-09-27
RADIOMETER PHOTOMETER | POLYMERIZATION LIGHT METER | IVOCLAR VIVADENT | BLUEPHASE METER II | 2018-05-23 | 403.2 | 2021-05-11 | 2024-05-11
FAN ELECTRIC | 12 INCH DESK FAN | CHALLENGE | FT-30C | 2018-05-18 | 17.988
FAN ELECTRIC | 12 INCH DESK FAN | CHALLENGE | FT-30C | 2018-05-18 | 17.988
FAN ELECTRIC | 12 INCH DESK FAN | CHALLENGE | FT-30C | 2018-05-18 | 17.988
TEMP MONITOR | DIGITAL THERMOMETER HAND HELD | RS | RS-41 | 2018-05-01 | 129.6 | 2024-05-23 | 2025-05-23
COUCH | COUCH 3-SECTION ELECTRIC | MEDI-PLINTH | BA03E | 2018-09-11 | 870 | 2023-12-28 | 2025-12-28
COUCH | COUCH - VARIABLE H/L | MEDI-PLINTH | BA02H | 2009-01-01 | 1200 | 2022-09-12 | 2025-07-15
ABLATION MACHINE | RF ABLATION GENERATOR | ST JUDE MEDICAL | NT2000iX | 2022-02-09 | 9600 |  | 2024-02-09
ULTRASOUND PROBE | ULTRASOUND PROBE | GE LIMITED | 9L-D | 2019-08-28 | 6000
ULTRASOUND PROBE | ULTRASOUND PROBE | GE LIMITED | M5SC-D | 2019-08-28 | 6000
ULTRASOUND PROBE | ULTRASOUND PROBE | GE LIMITED | C1-6-D | 2019-08-28 | 6000
ULTRASOUND-CARDIO | ULTRASOUND SCANNER | GE LIMITED | VS70N | 2019-08-28 | 60000 | 2023-10-16 | 2024-10-16
COUCH | COUCH 3-SECTION ELECTRIC | MEDI-PLINTH | BA03E | 2018-09-11 | 870 | 2023-12-28 | 2024-12-28
ULTRASOUND PROBE | ULTRASOUND PROBE | BK MEDICAL | 8666 | 2019-05-10 | 21600
DENTAL FILM PROCESSOR | DENTAL X-RAY DEVELOPER | VELOPEX | INTRA-X MKV | 2019-02-13 | 2040 | 2024-02-02 | 2025-02-02
SUCTION CONTROLLER | HIGH SUCTION CONTROLLER | THERAPY EQUIPMENT | DIAMOND RANGE HIGH | 2019-02-05 | 96
SUCTION CONTROLLER | HIGH SUCTION CONTROLLER | THERAPY EQUIPMENT | DIAMOND RANGE HIGH | 2019-02-05 | 96
SUCTION CONTROLLER | HIGH SUCTION CONTROLLER | THERAPY EQUIPMENT | DIAMOND RANGE HIGH | 2019-02-05 | 96
SUCTION CONTROLLER | HIGH SUCTION CONTROLLER | THERAPY EQUIPMENT | DIAMOND RANGE HIGH | 2019-02-05 | 96
SUCTION CONTROLLER | HIGH SUCTION CONTROLLER | THERAPY EQUIPMENT | DIAMOND RANGE HIGH | 2019-02-05 | 96
COUCH | COUCH | MEDI-PLINTH | MISSING | 2021-09-08 | 1200 | 2022-03-07 | 2024-03-07
ULTRASOUND PROBE | ULTRASOUND PROBE | GE LIMITED | RIC5-9-D | 2013-01-01 | 6000
ULTRASOUND PROBE | ULTRASOUND PROBE | CANON | PVI-475BX | 2024-03-25 | 7200
ULTRASOUND PROBE | CARDIAC SECTOR PROBE (PAEDIATRIC) | CANON | PST-65BT | 2023-01-24 | 6000
ULTRASOUND PROBE | CARDIAC SECTOR PROBE (PAEDIATRIC) | CANON | PST-50BT | 2023-02-01 | 7200
ULTRASOUND PROBE | CARDIAC SECTOR PROBE | CANON | PST-30BT | 2023-01-24 | 7200
ULTRASOUND PROBE | ULTRASOUND PROBE | CANON | PVI-475BX | 2023-01-20 | 7200
ULTRASOUND SYSTEM | ULTRASOUND SCANNER | TOSHIBA MED | TUS I800 | 2018-11-07 | 60645 | 2024-02-19 | 2025-02-19
ISOLATION POWER SUPPLY | 4KV ISOLATED POWER SUPPLY | STARKSTROM | 4KVA | 2018-10-31 | 6000
UNINTERRUPTIBLE POWER SUPPLY | B300-06L | BORRI | B300-06L | 2018-10-31 | 6000
TORQUE WRENCH | TORQUE WRENCH 3-40NM | RS | RS PRO DIAL | 2018-10-18 | 287.052 | 2022-12-05 16:32 | 2024-12-05
TORQUE WRENCH | TORQUE WRENCH 20-100NM | RS | 7001 B | 2018-10-18 | 262.74 | 2022-12-05 16:26 | 2024-12-05
ULTRASOUND PROBE | ULTRASOUND PROBE | TOSHIBA MED | PVU-674BT | 2020-05-22 | 6000
ULTRASOUND PROBE | ULTRASOUND PROBE | CANON | PLU-1204BT | 2020-05-22 | 6000
ULTRASOUND SCANNER | ULTRASOUND SCANNER - XARIO 200 | TOSHIBA MED | TUS-X200 | 2018-10-05 | 36000 | 2023-12-06 | 2024-12-06
ULTRASOUND PROBE | ULTRASOUND PROBE | GE LIMITED | M5SC-RS | 2021-02-26 | 7200
ULTRASOUND SCANNER | ULTRASOUND SCANNER - PORTABLE | GE LIMITED | VIVID IQ | 2018-10-02 | 60000 | 2024-06-11 | 2026-03-01
ULTRASOUND PROBE | ULTRASOUND PROBE | BK MEDICAL | 9040 6C2 | 2024-02-05 | 0
ULTRASOUND PROBE | ULTRASOUND PROBE | BK MEDICAL | 9048S E14CL4B | 2018-09-14 | 12000 | 2022-10-18
ULTRASOUND PROBE | ULTRASOUND PROBE | BK MEDICAL | 9070 18L5 | 2018-09-14 | 8400
ULTRASOUND SCANNER | ULTRASOUND SCANNER | BK MEDICAL | BK3000 | 2018-09-14 | 79200 | 2023-10-30 | 2024-10-30
ULTRASOUND PROBE | ULTRASOUND PROBE | PHILIPS LTD | L15-7io | 2023-05-22 | 6000
ULTRASOUND PROBE | ULTRASOUND PROBE | PHILIPS LTD | EL18-4 | 2023-01-26 | 6000
ULTRASOUND PROBE | ULTRASOUND PROBE | PHILIPS LTD | C10-3V | 2018-07-20 | 6000
ULTRASOUND PROBE | ULTRASOUND PROBE | PHILIPS LTD | C5-1 | 2018-07-20 | 6000
ULTRASOUND SCANNER | ULTRASOUND SCANNER | PHILIPS LTD | EPIQ 5G | 2018-07-20 | 111592.8 | 2024-10-14 | 2025-10-14
TYMPANIC THERMOMETER | TYMPANIC THERMOMETER | COVIDIEN UK | GENIUS 2 | 2018-04-17 | 144
HUMIDIFIER | M SERIES HUMIDIFIER | RESPIRONICS | M SERIES HUMIDIFIER | 2018-08-07 | 180
HUMIDIFIER | M SERIES HUMIDIFIER | RESPIRONICS | M SERIES HUMIDIFIER | 2018-08-07 | 180
HUMIDIFIER | M SERIES HUMIDIFIER | RESPIRONICS | M SERIES HUMIDIFIER | 2018-08-07 | 180
HUMIDIFIER | M SERIES HUMIDIFIER | RESPIRONICS | M SERIES HUMIDIFIER | 2018-08-07 | 180
HUMIDIFIER | M SERIES HUMIDIFIER | RESPIRONICS | M SERIES HUMIDIFIER | 2018-08-07 | 180
HUMIDIFIER | M SERIES HUMIDIFIER | RESPIRONICS | M SERIES HUMIDIFIER | 2018-08-07 | 180
HUMIDIFIER | M SERIES HUMIDIFIER | RESPIRONICS | M SERIES HUMIDIFIER | 2018-08-07 | 180
HUMIDIFIER | M SERIES HUMIDIFIER | RESPIRONICS | M SERIES HUMIDIFIER | 2018-08-07 | 180
HUMIDIFIER | M SERIES HUMIDIFIER | RESPIRONICS | M SERIES HUMIDIFIER | 2018-08-07 | 180
HUMIDIFIER | M SERIES HUMIDIFIER | RESPIRONICS | M SERIES HUMIDIFIER | 2018-08-07 | 180
HUMIDIFIER | M SERIES HUMIDIFIER | RESPIRONICS | M SERIES HUMIDIFIER | 2018-08-07 | 180
HUMIDIFIER | M SERIES HUMIDIFIER | RESPIRONICS | M SERIES HUMIDIFIER | 2018-08-07 | 180
HUMIDIFIER | M SERIES HUMIDIFIER | RESPIRONICS | M SERIES HUMIDIFIER | 2018-08-07 | 180
HUMIDIFIER | M SERIES HUMIDIFIER | RESPIRONICS | M SERIES HUMIDIFIER | 2018-08-07 | 180
HUMIDIFIER | M SERIES HUMIDIFIER | RESPIRONICS | M SERIES HUMIDIFIER | 2018-04-30 | 180
HUMIDIFIER | M SERIES HUMIDIFIER | RESPIRONICS | M SERIES HUMIDIFIER | 2018-04-30 | 180
HUMIDIFIER | M SERIES HUMIDIFIER | RESPIRONICS | M SERIES HUMIDIFIER | 2018-04-30 | 180
HUMIDIFIER | M SERIES HUMIDIFIER | RESPIRONICS | M SERIES HUMIDIFIER | 2018-04-27 | 180
HUMIDIFIER | M SERIES HUMIDIFIER | RESPIRONICS | M SERIES HUMIDIFIER | 2018-04-27 | 180
HUMIDIFIER | M SERIES HUMIDIFIER | RESPIRONICS | M SERIES HUMIDIFIER | 2018-04-27 | 180
HUMIDIFIER | M SERIES HUMIDIFIER | RESPIRONICS | M SERIES HUMIDIFIER | 2018-04-27 | 180
HUMIDIFIER | M SERIES HUMIDIFIER | RESPIRONICS | M SERIES HUMIDIFIER | 2018-04-27 | 180
HUMIDIFIER | M SERIES HUMIDIFIER | RESPIRONICS | M SERIES HUMIDIFIER | 2018-04-27 | 180
HUMIDIFIER | M SERIES HUMIDIFIER | RESPIRONICS | M SERIES HUMIDIFIER | 2018-04-27 | 180
HUMIDIFIER | M SERIES HUMIDIFIER | RESPIRONICS | M SERIES HUMIDIFIER | 2018-04-27 | 180
HUMIDIFIER | M SERIES HUMIDIFIER | RESPIRONICS | M SERIES HUMIDIFIER | 2018-04-27 | 180
HUMIDIFIER | M SERIES HUMIDIFIER | RESPIRONICS | M SERIES HUMIDIFIER | 2018-04-27 | 180
HUMIDIFIER | M SERIES HUMIDIFIER | RESPIRONICS | M SERIES HUMIDIFIER | 2018-04-27 | 180
HUMIDIFIER | M SERIES HUMIDIFIER | RESPIRONICS | M SERIES HUMIDIFIER | 2018-04-27 | 180
HUMIDIFIER | M SERIES HUMIDIFIER | RESPIRONICS | M SERIES HUMIDIFIER | 2018-04-27 | 180
HUMIDIFIER | M SERIES HUMIDIFIER | RESPIRONICS | M SERIES HUMIDIFIER | 2018-04-27 | 180
HUMIDIFIER | M SERIES HUMIDIFIER | RESPIRONICS | M SERIES HUMIDIFIER | 2018-04-27 | 180
HUMIDIFIER | M SERIES HUMIDIFIER | RESPIRONICS | M SERIES HUMIDIFIER | 2018-04-27 | 180
HUMIDIFIER | M SERIES HUMIDIFIER | RESPIRONICS | M SERIES HUMIDIFIER | 2018-04-27 | 180
HUMIDIFIER | M SERIES HUMIDIFIER | RESPIRONICS | M SERIES HUMIDIFIER | 2018-04-27 | 180
HUMIDIFIER | M SERIES HUMIDIFIER | RESPIRONICS | M SERIES HUMIDIFIER | 2018-04-27 | 180
HUMIDIFIER | M SERIES HUMIDIFIER | RESPIRONICS | M SERIES HUMIDIFIER | 2018-04-27 | 180
HUMIDIFIER | M SERIES HUMIDIFIER | RESPIRONICS | M SERIES HUMIDIFIER | 2018-04-27 | 180
HUMIDIFIER | M SERIES HUMIDIFIER | RESPIRONICS | M SERIES HUMIDIFIER | 2018-04-27 | 180
HUMIDIFIER | M SERIES HUMIDIFIER | RESPIRONICS | M SERIES HUMIDIFIER | 2018-04-27 | 180
HUMIDIFIER | M SERIES HUMIDIFIER | RESPIRONICS | M SERIES HUMIDIFIER | 2018-04-27 | 180
HUMIDIFIER | M SERIES HUMIDIFIER | RESPIRONICS | M SERIES HUMIDIFIER | 2018-04-27 | 180
HUMIDIFIER | M SERIES HUMIDIFIER | RESPIRONICS | M SERIES HUMIDIFIER | 2018-04-27 | 180
HUMIDIFIER | M SERIES HUMIDIFIER | RESPIRONICS | M SERIES HUMIDIFIER | 2018-04-27 | 180
HUMIDIFIER | M SERIES HUMIDIFIER | RESPIRONICS | M SERIES HUMIDIFIER | 2018-04-27 | 180
HUMIDIFIER | M SERIES HUMIDIFIER | RESPIRONICS | M SERIES HUMIDIFIER | 2018-04-27 | 180
HUMIDIFIER | M SERIES HUMIDIFIER | RESPIRONICS | M SERIES HUMIDIFIER | 2018-04-27 | 180
HUMIDIFIER | M SERIES HUMIDIFIER | RESPIRONICS | M SERIES HUMIDIFIER | 2018-04-27 | 180
HUMIDIFIER | M SERIES HUMIDIFIER | RESPIRONICS | M SERIES HUMIDIFIER | 2018-04-27 | 180
HUMIDIFIER | M SERIES HUMIDIFIER | RESPIRONICS | M SERIES HUMIDIFIER | 2018-04-27 | 180
HUMIDIFIER | M SERIES HUMIDIFIER | RESPIRONICS | M SERIES HUMIDIFIER | 2018-04-27 | 180
HUMIDIFIER | M SERIES HUMIDIFIER | RESPIRONICS | M SERIES HUMIDIFIER | 2018-04-27 | 180
HUMIDIFIER | M SERIES HUMIDIFIER | RESPIRONICS | M SERIES HUMIDIFIER | 2018-04-27 | 180
HUMIDIFIER | M SERIES HUMIDIFIER | RESPIRONICS | M SERIES HUMIDIFIER | 2018-04-27 | 180
HUMIDIFIER | M SERIES HUMIDIFIER | RESPIRONICS | M SERIES HUMIDIFIER | 2018-04-27 | 180
HUMIDIFIER | M SERIES HUMIDIFIER | RESPIRONICS | M SERIES HUMIDIFIER | 2018-04-27 | 180
HUMIDIFIER | M SERIES HUMIDIFIER | RESPIRONICS | M SERIES HUMIDIFIER | 2018-04-27 | 180
HUMIDIFIER | M SERIES HUMIDIFIER | RESPIRONICS | M SERIES HUMIDIFIER | 2018-04-27 | 180
HUMIDIFIER | M SERIES HUMIDIFIER | RESPIRONICS | M SERIES HUMIDIFIER | 2018-04-27 | 180
HUMIDIFIER | M SERIES HUMIDIFIER | RESPIRONICS | M SERIES HUMIDIFIER | 2018-04-27 | 180
HUMIDIFIER | M SERIES HUMIDIFIER | RESPIRONICS | M SERIES HUMIDIFIER | 2018-04-27 | 180
HUMIDIFIER | M SERIES HUMIDIFIER | RESPIRONICS | M SERIES HUMIDIFIER | 2018-04-27 | 180
HUMIDIFIER | M SERIES HUMIDIFIER | RESPIRONICS | M SERIES HUMIDIFIER | 2018-04-27 | 180
HUMIDIFIER | M SERIES HUMIDIFIER | RESPIRONICS | M SERIES HUMIDIFIER | 2018-04-27 | 180
HUMIDIFIER | M SERIES HUMIDIFIER | RESPIRONICS | M SERIES HUMIDIFIER | 2018-04-27 | 180
HUMIDIFIER | M SERIES HUMIDIFIER | RESPIRONICS | M SERIES HUMIDIFIER | 2018-04-27 | 180
HUMIDIFIER | M SERIES HUMIDIFIER | RESPIRONICS | M SERIES HUMIDIFIER | 2018-04-27 | 180
HUMIDIFIER | M SERIES HUMIDIFIER | RESPIRONICS | M SERIES HUMIDIFIER | 2018-04-27 | 180
HUMIDIFIER | M SERIES HUMIDIFIER | RESPIRONICS | M SERIES HUMIDIFIER | 2018-04-27 | 180
HUMIDIFIER | M SERIES HUMIDIFIER | RESPIRONICS | M SERIES HUMIDIFIER | 2018-04-27 | 180
HUMIDIFIER | M SERIES HUMIDIFIER | RESPIRONICS | M SERIES HUMIDIFIER | 2018-04-27 | 180
HUMIDIFIER | M SERIES HUMIDIFIER | RESPIRONICS | M SERIES HUMIDIFIER | 2018-04-27 | 180
HUMIDIFIER | M SERIES HUMIDIFIER | RESPIRONICS | M SERIES HUMIDIFIER | 2018-04-27 | 180
HUMIDIFIER | M SERIES HUMIDIFIER | RESPIRONICS | M SERIES HUMIDIFIER | 2018-04-27 | 180
HUMIDIFIER | M SERIES HUMIDIFIER | RESPIRONICS | M SERIES HUMIDIFIER | 2018-04-27 | 180
HUMIDIFIER | M SERIES HUMIDIFIER | RESPIRONICS | M SERIES HUMIDIFIER | 2018-04-27 | 180
HUMIDIFIER | M SERIES HUMIDIFIER | RESPIRONICS | M SERIES HUMIDIFIER | 2018-04-27 | 180
HUMIDIFIER | M SERIES HUMIDIFIER | RESPIRONICS | M SERIES HUMIDIFIER | 2018-04-27 | 180
HUMIDIFIER | M SERIES HUMIDIFIER | RESPIRONICS | M SERIES HUMIDIFIER | 2018-04-27 | 180
HUMIDIFIER | M SERIES HUMIDIFIER | RESPIRONICS | M SERIES HUMIDIFIER | 2018-04-27 | 180
HUMIDIFIER | M SERIES HUMIDIFIER | RESPIRONICS | M SERIES HUMIDIFIER | 2018-04-27 | 180
HUMIDIFIER | M SERIES HUMIDIFIER | RESPIRONICS | M SERIES HUMIDIFIER | 2018-04-27 | 180
HUMIDIFIER | M SERIES HUMIDIFIER | RESPIRONICS | M SERIES HUMIDIFIER | 2018-04-27 | 180
HUMIDIFIER | M SERIES HUMIDIFIER | RESPIRONICS | M SERIES HUMIDIFIER | 2018-04-27 | 180
HUMIDIFIER | M SERIES HUMIDIFIER | RESPIRONICS | M SERIES HUMIDIFIER | 2018-04-27 | 180
HUMIDIFIER | M SERIES HUMIDIFIER | RESPIRONICS | M SERIES HUMIDIFIER | 2018-04-27 | 180
HUMIDIFIER | M SERIES HUMIDIFIER | RESPIRONICS | M SERIES HUMIDIFIER | 2018-04-27 | 180
HUMIDIFIER | M SERIES HUMIDIFIER | RESPIRONICS | M SERIES HUMIDIFIER | 2018-04-27 | 180
HUMIDIFIER | M SERIES HUMIDIFIER | RESPIRONICS | M SERIES HUMIDIFIER | 2018-04-27 | 180
HUMIDIFIER | M SERIES HUMIDIFIER | RESPIRONICS | M SERIES HUMIDIFIER | 2018-04-27 | 180
HUMIDIFIER | M SERIES HUMIDIFIER | RESPIRONICS | M SERIES HUMIDIFIER | 2018-04-27 | 180
HUMIDIFIER | M SERIES HUMIDIFIER | RESPIRONICS | M SERIES HUMIDIFIER | 2018-04-27 | 180
HUMIDIFIER | M SERIES HUMIDIFIER | RESPIRONICS | M SERIES HUMIDIFIER | 2018-04-27 | 180
HUMIDIFIER | M SERIES HUMIDIFIER | RESPIRONICS | M SERIES HUMIDIFIER | 2018-04-27 | 180
HUMIDIFIER | M SERIES HUMIDIFIER | RESPIRONICS | M SERIES HUMIDIFIER | 2018-04-27 | 180
HUMIDIFIER | M SERIES HUMIDIFIER | RESPIRONICS | M SERIES HUMIDIFIER | 2018-04-27 | 180
HUMIDIFIER | M SERIES HUMIDIFIER | RESPIRONICS | M SERIES HUMIDIFIER | 2018-04-27 | 180
HUMIDIFIER | M SERIES HUMIDIFIER | RESPIRONICS | M SERIES HUMIDIFIER | 2018-04-27 | 180
HUMIDIFIER | M SERIES HUMIDIFIER | RESPIRONICS | M SERIES HUMIDIFIER | 2018-04-27 | 180
HUMIDIFIER | M SERIES HUMIDIFIER | RESPIRONICS | M SERIES HUMIDIFIER | 2018-04-27 | 180
HUMIDIFIER | M SERIES HUMIDIFIER | RESPIRONICS | M SERIES HUMIDIFIER | 2018-04-27 | 180
HUMIDIFIER | M SERIES HUMIDIFIER | RESPIRONICS | M SERIES HUMIDIFIER | 2018-04-27 | 180
HUMIDIFIER | M SERIES HUMIDIFIER | RESPIRONICS | M SERIES HUMIDIFIER | 2018-04-27 | 180
HUMIDIFIER | M SERIES HUMIDIFIER | RESPIRONICS | M SERIES HUMIDIFIER | 2018-04-27 | 180
HUMIDIFIER | M SERIES HUMIDIFIER | RESPIRONICS | M SERIES HUMIDIFIER | 2018-04-27 | 180
HUMIDIFIER | M SERIES HUMIDIFIER | RESPIRONICS | M SERIES HUMIDIFIER | 2018-04-27 | 180
HUMIDIFIER | M SERIES HUMIDIFIER | RESPIRONICS | M SERIES HUMIDIFIER | 2018-04-27 | 180
HUMIDIFIER | M SERIES HUMIDIFIER | RESPIRONICS | M SERIES HUMIDIFIER | 2018-04-27 | 180
HUMIDIFIER | M SERIES HUMIDIFIER | RESPIRONICS | M SERIES HUMIDIFIER | 2018-04-27 | 180
HUMIDIFIER | M SERIES HUMIDIFIER | RESPIRONICS | M SERIES HUMIDIFIER | 2018-04-27 | 180
HUMIDIFIER | M SERIES HUMIDIFIER | RESPIRONICS | M SERIES HUMIDIFIER | 2018-04-27 | 180
HUMIDIFIER | M SERIES HUMIDIFIER | RESPIRONICS | M SERIES HUMIDIFIER | 2018-04-27 | 180
HUMIDIFIER | M SERIES HUMIDIFIER | RESPIRONICS | M SERIES HUMIDIFIER | 2018-04-27 | 180
HUMIDIFIER | M SERIES HUMIDIFIER | RESPIRONICS | M SERIES HUMIDIFIER | 2018-04-27 | 180
HUMIDIFIER | M SERIES HUMIDIFIER | RESPIRONICS | M SERIES HUMIDIFIER | 2018-04-27 | 180
HUMIDIFIER | M SERIES HUMIDIFIER | RESPIRONICS | M SERIES HUMIDIFIER | 2018-04-27 | 180
HUMIDIFIER | M SERIES HUMIDIFIER | RESPIRONICS | M SERIES HUMIDIFIER | 2018-04-27 | 180
HUMIDIFIER | M SERIES HUMIDIFIER | RESPIRONICS | M SERIES HUMIDIFIER | 2018-04-27 | 180
HUMIDIFIER | M SERIES HUMIDIFIER | RESPIRONICS | M SERIES HUMIDIFIER | 2018-04-27 | 180
HUMIDIFIER | M SERIES HUMIDIFIER | RESPIRONICS | M SERIES HUMIDIFIER | 2018-04-27 | 180
HUMIDIFIER | M SERIES HUMIDIFIER | RESPIRONICS | M SERIES HUMIDIFIER | 2018-04-27 | 180
HUMIDIFIER | M SERIES HUMIDIFIER | RESPIRONICS | M SERIES HUMIDIFIER | 2018-04-27 | 180
HUMIDIFIER | M SERIES HUMIDIFIER | RESPIRONICS | M SERIES HUMIDIFIER | 2018-04-27 | 180
HUMIDIFIER | M SERIES HUMIDIFIER | RESPIRONICS | M SERIES HUMIDIFIER | 2018-04-27 | 180
HUMIDIFIER | M SERIES HUMIDIFIER | RESPIRONICS | M SERIES HUMIDIFIER | 2018-04-27 | 180
HUMIDIFIER | M SERIES HUMIDIFIER | RESPIRONICS | M SERIES HUMIDIFIER | 2018-04-27 | 180
HUMIDIFIER | M SERIES HUMIDIFIER | RESPIRONICS | M SERIES HUMIDIFIER | 2018-04-27 | 180
HUMIDIFIER | M SERIES HUMIDIFIER | RESPIRONICS | M SERIES HUMIDIFIER | 2018-04-27 | 180
HUMIDIFIER | M SERIES HUMIDIFIER | RESPIRONICS | M SERIES HUMIDIFIER | 2018-04-27 | 180
BIPAP VENTILATORY SUPPORT SYSTEM | BIPAP VENTILATORY SUPPORT SYSTEM | RESPIRONICS | A40 | 2018-04-27 | 2913
BIPAP VENTILATORY SUPPORT SYSTEM | BIPAP VENTILATORY SUPPORT SYSTEM | RESPIRONICS | A40 | 2018-04-27 | 2913
BIPAP VENTILATORY SUPPORT SYSTEM | BIPAP VENTILATORY SUPPORT SYSTEM | RESPIRONICS | A40 | 2018-04-27 | 2913
BIPAP VENTILATORY SUPPORT SYSTEM | BIPAP VENTILATORY SUPPORT SYSTEM | RESPIRONICS | A40 | 2018-04-27 | 2913
BIPAP VENTILATORY SUPPORT SYSTEM | BIPAP VENTILATORY SUPPORT SYSTEM | RESPIRONICS | A40 | 2018-04-27 | 2913
BIPAP VENTILATORY SUPPORT SYSTEM | BIPAP VENTILATORY SUPPORT SYSTEM | RESPIRONICS | A40 | 2018-04-27 | 2913
BIPAP VENTILATORY SUPPORT SYSTEM | BIPAP VENTILATORY SUPPORT SYSTEM | RESPIRONICS | A40 | 2018-04-27 | 2913
BIPAP VENTILATORY SUPPORT SYSTEM | BIPAP VENTILATORY SUPPORT SYSTEM | RESPIRONICS | A40 | 2018-04-27 | 2913
BIPAP VENTILATORY SUPPORT SYSTEM | BIPAP VENTILATORY SUPPORT SYSTEM | RESPIRONICS | A40 | 2018-04-27 | 2913
HUMIDIFIER | M SERIES HUMIDIFIER | RESPIRONICS | M SERIES HUMIDIFIER | 2018-04-27 | 180
HUMIDIFIER | M SERIES HUMIDIFIER | RESPIRONICS | M SERIES HUMIDIFIER | 2018-04-27 | 180
HUMIDIFIER | M SERIES HUMIDIFIER | RESPIRONICS | M SERIES HUMIDIFIER | 2018-04-27 | 180
HUMIDIFIER | M SERIES HUMIDIFIER | RESPIRONICS | M SERIES HUMIDIFIER | 2018-04-27 | 180
HUMIDIFIER | M SERIES HUMIDIFIER | RESPIRONICS | M SERIES HUMIDIFIER | 2018-04-27 | 180
HUMIDIFIER | M SERIES HUMIDIFIER | RESPIRONICS | M SERIES HUMIDIFIER | 2018-04-27 | 180
HUMIDIFIER | M SERIES HUMIDIFIER | RESPIRONICS | M SERIES HUMIDIFIER | 2018-04-27 | 180
HUMIDIFIER | M SERIES HUMIDIFIER | RESPIRONICS | M SERIES HUMIDIFIER | 2018-04-27 | 180
HUMIDIFIER | M SERIES HUMIDIFIER | RESPIRONICS | M SERIES HUMIDIFIER | 2018-04-27 | 180
HUMIDIFIER | M SERIES HUMIDIFIER | RESPIRONICS | M SERIES HUMIDIFIER | 2018-04-27 | 180
HUMIDIFIER | M SERIES HUMIDIFIER | RESPIRONICS | M SERIES HUMIDIFIER | 2018-04-27 | 180
HUMIDIFIER | M SERIES HUMIDIFIER | RESPIRONICS | M SERIES HUMIDIFIER | 2018-04-27 | 180
HUMIDIFIER | M SERIES HUMIDIFIER | RESPIRONICS | M SERIES HUMIDIFIER | 2018-04-27 | 180
HUMIDIFIER | M SERIES HUMIDIFIER | RESPIRONICS | M SERIES HUMIDIFIER | 2018-04-27 | 180
HUMIDIFIER | M SERIES HUMIDIFIER | RESPIRONICS | M SERIES HUMIDIFIER | 2018-04-27 | 180
HUMIDIFIER | M SERIES HUMIDIFIER | RESPIRONICS | M SERIES HUMIDIFIER | 2018-04-27 | 180
HUMIDIFIER | M SERIES HUMIDIFIER | RESPIRONICS | M SERIES HUMIDIFIER | 2018-04-27 | 180
HUMIDIFIER | M SERIES HUMIDIFIER | RESPIRONICS | M SERIES HUMIDIFIER | 2018-04-27 | 180
HUMIDIFIER | M SERIES HUMIDIFIER | RESPIRONICS | M SERIES HUMIDIFIER | 2018-04-27 | 180
HUMIDIFIER | M SERIES HUMIDIFIER | RESPIRONICS | M SERIES HUMIDIFIER | 2018-04-27 | 180
HUMIDIFIER | M SERIES HUMIDIFIER | RESPIRONICS | M SERIES HUMIDIFIER | 2018-04-27 | 180
HUMIDIFIER | M SERIES HUMIDIFIER | RESPIRONICS | M SERIES HUMIDIFIER | 2018-04-27 | 180
HUMIDIFIER | M SERIES HUMIDIFIER | RESPIRONICS | M SERIES HUMIDIFIER | 2018-04-27 | 180
HUMIDIFIER | M SERIES HUMIDIFIER | RESPIRONICS | M SERIES HUMIDIFIER | 2018-04-27 | 180
HUMIDIFIER | M SERIES HUMIDIFIER | RESPIRONICS | M SERIES HUMIDIFIER | 2018-04-27 | 180
HUMIDIFIER | M SERIES HUMIDIFIER | RESPIRONICS | M SERIES HUMIDIFIER | 2018-04-27 | 180
HUMIDIFIER | M SERIES HUMIDIFIER | RESPIRONICS | M SERIES HUMIDIFIER | 2018-04-27 | 180
HUMIDIFIER | M SERIES HUMIDIFIER | RESPIRONICS | M SERIES HUMIDIFIER | 2018-04-27 | 180
HUMIDIFIER | M SERIES HUMIDIFIER | RESPIRONICS | M SERIES HUMIDIFIER | 2018-04-27 | 180
HUMIDIFIER | M SERIES HUMIDIFIER | RESPIRONICS | M SERIES HUMIDIFIER | 2018-04-27 | 180
HUMIDIFIER | M SERIES HUMIDIFIER | RESPIRONICS | M SERIES HUMIDIFIER | 2018-04-27 | 180
HUMIDIFIER | M SERIES HUMIDIFIER | RESPIRONICS | M SERIES HUMIDIFIER | 2018-04-27 | 180
HUMIDIFIER | M SERIES HUMIDIFIER | RESPIRONICS | M SERIES HUMIDIFIER | 2018-04-27 | 180
HUMIDIFIER | M SERIES HUMIDIFIER | RESPIRONICS | M SERIES HUMIDIFIER | 2018-04-27 | 180
SCALES | SCALES - HOIST | MARSDEN | M-600 | 2018-03-06 | 810 | 2023-12-06 | 2024-11-15
EXAMINATION LAMP | EXAMINATION LAMP - HALOGEN | LUXO UK LTD | LHH | 2018-05-25 | 360 | 2022-03-18 | 2023-07-01
SCALES | SCALES - STAND ON | SECA | 875 | 2018-07-20 | 477.6 | 2021-02-06 | 2024-11-15
SCALES | SCALES - BABY | SECA | 384 | 2019-07-26 | 240 | 2023-12-06 | 2024-11-15
SCALES | SCALES - BABY | SECA | 384 | 2019-07-26 | 210 | 2023-12-06 | 2024-11-15
TRANSCUT NERVE STIMULATOR | TENS | BOOTS | 33-74-491 | 2019-07-22 | 60
ENDOSCOPE | VIDEO BRONCHOSCOPE | PENTAX | EB-1970TK | 2018-02-15 | 23476.32
COLONOSCOPE | COLONOSCOPE | OLYMPUS | CF-HW290L | 2018-02-15 | 54414.72
COLONOSCOPE | COLONOSCOPE | OLYMPUS | CF-HW290L | 2018-02-15 | 54414.72
COLONOSCOPE | COLONOSCOPE | OLYMPUS | CF-HW290L | 2018-02-15 | 54414.72
COLONOSCOPE | COLONOSCOPE | OLYMPUS | CF-HW290L | 2018-02-15 | 54414.72
COLONOSCOPE | COLONOSCOPE | OLYMPUS | CF-HW290L | 2018-02-15 | 54414.72
GASTROSCOPE | GASTROSCOPE | OLYMPUS | GIF-HQ290 | 2018-02-15 | 48549.576
GASTROSCOPE | GASTROSCOPE | OLYMPUS | GIF-HQ290 | 2018-02-15 | 48549.576
CHARGER | PCA PUMP CHARGER | CME MEDICAL | BODYGUARD 575 CHARGER | 2018-04-27 | 660
INFUSION PUMP | PCA PUMP | CME MEDICAL | BODYGUARD 575 COLORVISION | 2018-04-27 | 1200 | 2022-06-13
COMPUTER WORKSTATION | LINAC SEQUENCER | ELEKTA | 1019601 | 2018-02-06 | 8712
LINAC MULTI MODE MLC | VERSA HD LINAC XVI FFF | ELEKTA | VERSA HD LINAC | 2018-02-01 | 2180731.704 | 2024-08-30 | 2024-10-19
DEFIB TESTER | DEFIBRILLATOR ANALYSER | FLUKE | IMPULSE 7000DP | 2018-04-19 | 4542.9 | 2024-09-27 | 2025-09-27
HANDPIECE MICROMOTOR | MICROMOTOR | W&H UK LTD | IMPLANTMED MICROMOTOR | 2018-04-05 | 780
HANDPIECE MICROMOTOR | MICROMOTOR | W&H UK LTD | IMPLANTMED MICROMOTOR | 2018-04-05 | 780
BOWL ALGINATE MIXER | ALGINATE MIXER | HENRY SCHEIN | 9003892 | 2018-05-25 | 921.6 | 2023-09-28 | 2024-09-28
APPLANATION TONOM | TONOMETER | HAAG STREIT | AT900 | 2018-05-15 | 1440
OPHTHALMOSCOPE-INDIRECT | VANTAGE PLUS LED/BULB | KEELER | 1205-P-1020 | 2018-05-15 | 3813.6 | 2021-10-25 | 2024-12-18
PACHYMETER | PACHYMETER | CAREFUSION | PALMSCAN P2000 | 2018-05-01 | 5760 | 2024-02-02 | 2025-02-02
ULTRASONIC SCALER | ULTRASONIC SCALER | DENTSPLY LTD | CAVITRON SELECT SPS | 2018-05-07 | 1968 | 2023-08-17 | 2025-06-18
ULTRASONIC SCALER | ULTRASONIC SCALER | DENTSPLY LTD | CAVITRON SELECT SPS | 2018-05-07 | 1968 | 2023-08-17 | 2025-06-18
ULTRASONIC SCALER | ULTRASONIC SCALER | DENTSPLY LTD | CAVITRON SELECT SPS | 2018-05-07 | 1968 | 2024-04-17 | 2025-04-17
POWER SUPPLY | POWER SUPPLY - 50 VOLT | MASCOT | 2420 | 2018-05-09 | 120
COMPUTER - TABLET/NETBOOK | TABLET/NETBOOK | SAMSUNG | SMT-113 | 2018-05-09 | 600
ELECTRO ACUPUNCTURE | ELECTROPORATION SYSTEM | EYEVENSYS SAS | EP02 | 2018-05-09 | 180
ULTRASONIC SCALER | PIEZO ULTRASONIC BONE SURGERY SYSTEM | NSK | VARIO SURG 3 | 2018-04-16 | 7552.8 | 2023-01-17 16:21 | 2024-08-15
LIGHT-O-METER | LUX METER | SINOMETER | LX1010BS | 2009-07-14 | 97.2
CAMERA BODY | DSLR CAMERA | NIKON | D810 | 2018-03-29 | 2139
CAMERA BODY | DSLR CAMERA | NIKON | D810 | 2018-03-29 | 2611.56
CAMERA BODY | DSLR CAMERA | NIKON | D810 | 2018-03-29 | 2611.56
CAMERA BODY | DSLR CAMERA | NIKON | D810 | 2018-03-29 | 2611.56
SAFETY TESTERS | ELECTRICAL SAFETY ANALYSER | FLUKE | ESA615 | 2018-03-21 | 5160 | 2024-08-15 | 2025-08-15
THERMOMETER CALIBRATOR | SURETEMP/THERMOSCAN CALIBRATOR | WELCH ALLYN | 9600 PLUS CALIBRATION TESTER | 2018-03-09 | 1027.8 | 2024-02-27 | 2025-02-27
GEL WARMER | ULTRASOUND GEL WARMER | DIAG. SONAR | SONARWARM | 2015-01-01 | 180 | 2024-10-11 | 2025-10-11
DIGITAL R/F ROOM | DIGITAL R/F ROOM | TOSHIBA MED | ULTIMAX-I | 2018-05-11 | 510000 | 2024-06-28 | 2024-12-28
DIGITAL X-RAY ROOM | DIGITAL X-RAY ROOM | ARCOMA | T3 PRECISION | 2018-04-27 | 417952.8 | 2024-03-25 | 2024-09-25
ULTRASOUND SCANNER | ULTRASOUND SCANNER | GE LIMITED | LOGIQ E | 2018-02-23 | 24019.008 | 2022-11-17 16:05
ULTRASOUND PLINTH | ULTRASOUND PLINTH | MEDI-PLINTH | US03TE | 2018-02-20 | 2160 | 2021-02-18 | 2024-02-18
INSUFFLATOR CO2 | ENDOSCOPIC CO2 REGULATION UNIT | OLYMPUS | UCR | 2018-04-18 | 2040 | 2023-11-14 | 2024-11-12
ULTRASOUND SYSTEM | SCOPE GUIDE - RECEIVER DISH | OLYMPUS | MAJ-1868 | 2018-04-18 | 2400
ULTRASOUND SYSTEM | SCOPE GUIDE | OLYMPUS | UPD-3 | 2018-04-18 | 48000 | 2023-11-15 | 2024-12-15
INSUFFLATOR CO2 | ENDOSCOPIC CO2 REGULATION UNIT | OLYMPUS | UCR | 2018-04-18 | 2040 | 2023-05-27 | 2024-05-27
INSUFFLATOR CO2 | ENDOSCOPIC CO2 REGULATION UNIT | OLYMPUS | UCR | 2018-04-18 | 2040 | 2024-04-24 | 2025-04-24
SUCTION CONTROLLER | HIGH SUCTION CONTROLLER | THERAPY EQUIPMENT | DIAMOND RANGE HIGH | 2018-04-13 | 96
VENTILATOR | VENTILATOR | BREAS MEDICAL | NIPPY CLEARWAY | 2018-04-13 | 5400 | 2024-01-12 | 2024-12-15
VENTILATOR | VENTILATOR | BREAS MEDICAL | NIPPY CLEARWAY | 2018-04-13 | 5400 | 2024-01-12 | 2025-01-14
VENTILATOR | VENTILATOR | BREAS MEDICAL | NIPPY CLEARWAY | 2018-04-13 | 5400 | 2022-07-05 | 2024-09-01
VENTILATOR | VENTILATOR | BREAS MEDICAL | NIPPY CLEARWAY | 2018-04-13 | 5400 | 2024-04-11 | 2025-04-01
VENTILATOR | VENTILATOR | BREAS MEDICAL | NIPPY CLEARWAY | 2018-04-13 | 5400 | 2024-10-17 | 2025-10-14
VENTILATOR | VENTILATOR | BREAS MEDICAL | NIPPY CLEARWAY | 2018-04-13 | 5400 | 2023-11-13 | 2024-11-15
VENTILATOR | VENTILATOR | BREAS MEDICAL | NIPPY CLEARWAY | 2018-04-13 | 5400 | 2024-02-23 | 2025-02-22
VENTILATOR | VENTILATOR | BREAS MEDICAL | NIPPY CLEARWAY | 2018-04-13 | 5400 | 2024-10-22 | 2025-10-15
ENDOSCOPE | ENDOSCOPES | PENTAX | VNL9-CP | 2018-04-10 | 12000
BLOOD PUMP | AUTOMATED IMPELLA CONTROLLER | ABIOMED | AUTOMATED IMPELLA CONTROLLER | 2018-04-10 | 360 | 2023-02-02 10:11 | 2024-07-15
BLOOD PUMP | AUTOMATED IMPELLA CONTROLLER | ABIOMED | AUTOMATED IMPELLA CONTROLLER | 2018-04-10 | 360 | 2023-02-02 10:26 | 2024-07-15
NEBULIZER | NEBULIZER | PARI MEDICAL | EFLOW RAPID | 2018-04-09 | 240
NEBULIZER | NEBULIZER | PARI MEDICAL | EFLOW RAPID | 2018-04-09 | 240
NEBULIZER | NEBULIZER | PARI MEDICAL | EFLOW RAPID | 2018-04-09 | 240
TRANSPORT MONITOR | PATIENT MONITOR INTELLIVUE MP2 | PHILIPS LTD | M8102A-MP2 | 2018-04-05 | 3000 |  | 2024-06-15
TRANSPORT MONITOR | PATIENT MONITOR INTELLIVUE MP2 | PHILIPS LTD | M8102A-MP2 | 2018-04-05 | 3000 |  | 2024-06-15
SUCTION CONTROLLER | LOW SUCTION REMOTE | THERAPY EQUIPMENT | DIAMOND RANGE LOW (REMOTE) | 2018-03-28 | 120
VENTILATOR | VENTILATOR - EVITA INFINITY | DRAEGER | EVITA V500 | 2018-03-27 | 31442.208 | 2023-10-19 | 2024-10-16
VENTILATOR | VENTILATOR - EVITA INFINITY | DRAEGER | EVITA V500 | 2018-03-27 | 31442.196 | 2024-10-24 | 2025-09-16
VENTILATOR | VENTILATOR | DRAEGER | EVITA 300 | 2018-03-27 | 21662.688 | 2024-08-09 | 2025-08-15
VENTILATOR | VENTILATOR | DRAEGER | EVITA 300 | 2018-03-27 | 21662.676 | 2024-03-13 | 2025-04-15
SUCTION CONTROLLER | HIGH SUCTION CONTROLLER | THERAPY EQUIPMENT | DIAMOND RANGE HIGH | 2018-03-27 | 372
SCALES | SCALES - FLUID | SALTER | WHDR14 | 2019-10-17 | 120 | 2021-02-15 | 2024-11-15
SCALES | SCALES - FLUID | WEIGHSTATION | F201 | 2022-02-10 | 0 | 2023-11-28 | 2024-11-15
SCALES | SCALES - STAND ON | SECA | 877 | 2021-03-20 | 300 | 2022-11-17 08:46 | 2024-11-15
SCALES | SCALES - COLUMN | SECA | 799 | 2021-03-20 | 300 | 2023-11-30 | 2024-11-15
SCALES | SCALES - FLUID | TERAOKA | DS-502 | 2021-03-20 | 204 | 2023-12-04 | 2024-11-15
SCALES | SCALES - COLUMN | SECA | 799 | 2021-03-20 | 300 | 2023-11-30 | 2024-11-15
IRRIGATION SYSTEM | IRRIGATION PUMP | ST JUDE MEDICAL | COOL POINT | 2018-05-02 | 1800 | 2024-02-15 | 2025-02-15
ABLATION MACHINE | RF ABLATION GENERATOR | ST JUDE MEDICAL | AMPERE | 2018-05-02 | 6000 | 2023-04-14 10:09 | 2025-07-15
CARDIAC MONITOR SYSTEM | CARDIAC MAPPING SYSTEM AMPLIFIER | ST JUDE MEDICAL | ENSITE VELOCITY | 2018-05-02 | 60000 |  | 2025-07-15
ELECTRODIAG.NEUROPHYSIOLOGICAL | ENSITE DISPLAY WORKSTATION | ST JUDE MEDICAL | ENSITE SYSTEM | 2018-05-02 | 3600
VITAL SIGNS MONITOR | VITAL SIGNS MONITOR: NBP/SPO2/TEMP. | WELCH ALLYN | SPOT 420(NBP/SPO2) | 2018-04-04 | 2400 | 2023-09-07 | 2026-09-07
ELECTRIC BED | SMART ACUTE CARE ELECTRIC BED | LINET UK | ELEGANZA 2 | 2018-03-16 | 1609.2 | 2023-03-31 11:19 | 2024-11-01
ELECTRIC BED | SMART ACUTE CARE ELECTRIC BED | LINET UK | ELEGANZA 2 | 2018-03-16 | 1609.2 | 2024-05-24 | 2025-05-24
ELECTRIC BED | SMART ACUTE CARE ELECTRIC BED | LINET UK | ELEGANZA 2 | 2018-03-16 | 1609.2 | 2024-02-28 | 2025-02-28
ELECTRIC BED | SMART ACUTE CARE ELECTRIC BED | LINET UK | ELEGANZA 2 | 2018-03-16 | 1609.2 | 2023-04-25 | 2024-11-01
ELECTRIC BED | SMART ACUTE CARE ELECTRIC BED | LINET UK | ELEGANZA 2 | 2018-03-16 | 1609.2 | 2024-06-07 | 2025-06-07
ELECTRIC BED | SMART ACUTE CARE ELECTRIC BED | LINET UK | ELEGANZA 2 | 2018-03-16 | 1609.2 | 2023-09-21 | 2024-09-21
ELECTRIC BED | SMART ACUTE CARE ELECTRIC BED | LINET UK | ELEGANZA 2 | 2018-03-16 | 1609.2 | 2023-03-22 10:18 | 2024-11-01
ELECTRIC BED | SMART ACUTE CARE ELECTRIC BED | LINET UK | ELEGANZA 2 | 2018-03-16 | 1609.2 | 2023-01-05 17:16 | 2024-11-01
ELECTRIC BED | SMART ACUTE CARE ELECTRIC BED | LINET UK | ELEGANZA 2 | 2018-03-16 | 1609.2 | 2023-05-02 | 2024-11-01
ELECTRIC BED | SMART ACUTE CARE ELECTRIC BED | LINET UK | ELEGANZA 2 | 2018-03-16 | 1609.2 | 2023-04-27 | 2024-11-01
ELECTRIC BED | SMART ACUTE CARE ELECTRIC BED | LINET UK | ELEGANZA 2 | 2018-03-16 | 1609.2 | 2021-04-19 | 2024-11-01
ELECTRIC BED | SMART ACUTE CARE ELECTRIC BED | LINET UK | ELEGANZA 2 | 2018-03-16 | 1609.2 | 2024-04-30 | 2025-04-30
ELECTRIC BED | SMART ACUTE CARE ELECTRIC BED | LINET UK | ELEGANZA 2 | 2018-03-16 | 1609.2 | 2024-06-12 | 2025-06-12
ELECTRIC BED | SMART ACUTE CARE ELECTRIC BED | LINET UK | ELEGANZA 2 | 2018-03-16 | 1609.2 | 2022-09-09 10:51 | 2024-11-01
ELECTRIC BED | SMART ACUTE CARE ELECTRIC BED | LINET UK | ELEGANZA 2 | 2018-03-16 | 1609.2 | 2021-03-26 | 2024-11-01
ELECTRIC BED | SMART ACUTE CARE ELECTRIC BED | LINET UK | ELEGANZA 2 | 2018-03-16 | 1609.2 | 2023-12-11 | 2024-12-11
ELECTRIC BED | SMART ACUTE CARE ELECTRIC BED | LINET UK | ELEGANZA 2 | 2018-03-16 | 1609.2 | 2023-08-24 | 2024-08-24
ELECTRIC BED | SMART ACUTE CARE ELECTRIC BED | LINET UK | ELEGANZA 2 | 2018-03-16 | 1609.2 | 2024-02-19 | 2025-02-19
ELECTRIC BED | SMART ACUTE CARE ELECTRIC BED | LINET UK | ELEGANZA 2 | 2018-03-16 | 1609.2 | 2023-10-03 | 2024-10-03
ELECTRIC BED | SMART ACUTE CARE ELECTRIC BED | LINET UK | ELEGANZA 2 | 2018-03-16 | 1609.2 | 2023-08-24 | 2024-08-24
CHARGER/PSU | AC ADAPTOR | OLYMPUS | VEK0N57 | 2018-04-19 | 1174.8
ULTRASOUND SYSTEM | SCOPE GUIDE - RECEIVER DISH | OLYMPUS | MAJ-1868 | 2018-04-18 | 2400
VENTILATOR | VENTILATOR - EVITA INFINITY | DRAEGER | EVITA V500 | 2018-03-15 | 31442.208 | 2023-11-07 | 2024-09-11
COMPUTER - DESKTOP | PERSONAL COMPUTER | DELL COMPUTERS | OPTIPLEX 5050 | 2018-05-21 | 600
ULTRASOUND PROBE | ULTRASOUND PROBE | ECHOSENS | XL | 2018-03-09 | 18000
ULTRASOUND PROBE | ULTRASOUND PROBE | ECHOSENS | M | 2018-03-09 | 18000
ULTRASOUND SCANNER | LIVER SCANNER | ECHOSENS | FIBROSCAN 430 MINI | 2018-03-09 | 40074 | 2024-03-08 | 2025-03-08
LABEL PRINTER | UNIVERSAL PRINTER | ALERE LTD | BTP-L560 | 2018-03-08 | 600
SCALES | SCALES - COLUMN | SECA | 799 | 2018-02-28 | 506.196 | 2023-11-30 | 2024-11-15
PHOTOTHERAPY UNIT | PHOTOTHERAPY CUBICLE | MEDLIGHT GMBH | N-LINE PRO | 2018-02-28 | 30120.6 | 2023-02-16 16:21 | 2024-02-16
PHOTOTHERAPY UNIT | PHOTOTHERAPY CUBICLE | MEDLIGHT GMBH | N-LINE PRO | 2018-02-28 | 30120.6 | 2023-02-16 14:35 | 2024-02-15
DIAGNOSTIC SYSTEM | DIAGNOSTIC SYSTEM - WALL TRANSFORMER | WELCH ALLYN | GS777 | 2018-02-13 | 712.8
DIAGNOSTIC SYSTEM | DIAGNOSTIC SYSTEM - WALL TRANSFORMER | WELCH ALLYN | GS777 | 2018-02-13 | 712.8
DIAGNOSTIC SYSTEM | DIAGNOSTIC SYSTEM - WALL TRANSFORMER | WELCH ALLYN | GS777 | 2018-02-13 | 712.8
DIAGNOSTIC SYSTEM | DIAGNOSTIC SYSTEM - WALL TRANSFORMER | WELCH ALLYN | GS777 | 2018-02-13 | 712.8
HUMIDIFIER | M SERIES HUMIDIFIER | RESPIRONICS | M SERIES HUMIDIFIER | 2018-03-22 | 180
HUMIDIFIER | M SERIES HUMIDIFIER | RESPIRONICS | M SERIES HUMIDIFIER | 2018-03-22 | 180
HUMIDIFIER | M SERIES HUMIDIFIER | RESPIRONICS | M SERIES HUMIDIFIER | 2018-03-22 | 180
HUMIDIFIER | M SERIES HUMIDIFIER | RESPIRONICS | M SERIES HUMIDIFIER | 2018-03-22 | 180
HUMIDIFIER | M SERIES HUMIDIFIER | RESPIRONICS | M SERIES HUMIDIFIER | 2018-03-22 | 180
HUMIDIFIER | M SERIES HUMIDIFIER | RESPIRONICS | M SERIES HUMIDIFIER | 2018-03-22 | 180
HUMIDIFIER | M SERIES HUMIDIFIER | RESPIRONICS | M SERIES HUMIDIFIER | 2018-03-22 | 180
HUMIDIFIER | M SERIES HUMIDIFIER | RESPIRONICS | M SERIES HUMIDIFIER | 2018-03-22 | 180
HUMIDIFIER | M SERIES HUMIDIFIER | RESPIRONICS | M SERIES HUMIDIFIER | 2018-03-22 | 180
HUMIDIFIER | M SERIES HUMIDIFIER | RESPIRONICS | M SERIES HUMIDIFIER | 2018-03-22 | 180
HUMIDIFIER | M SERIES HUMIDIFIER | RESPIRONICS | M SERIES HUMIDIFIER | 2018-03-22 | 180
HUMIDIFIER | M SERIES HUMIDIFIER | RESPIRONICS | M SERIES HUMIDIFIER | 2018-03-22 | 180
HUMIDIFIER | M SERIES HUMIDIFIER | RESPIRONICS | M SERIES HUMIDIFIER | 2018-03-22 | 180
HUMIDIFIER | M SERIES HUMIDIFIER | RESPIRONICS | M SERIES HUMIDIFIER | 2018-03-22 | 180
HUMIDIFIER | M SERIES HUMIDIFIER | RESPIRONICS | M SERIES HUMIDIFIER | 2018-03-22 | 180
HUMIDIFIER | M SERIES HUMIDIFIER | RESPIRONICS | M SERIES HUMIDIFIER | 2018-03-22 | 180
HUMIDIFIER | M SERIES HUMIDIFIER | RESPIRONICS | M SERIES HUMIDIFIER | 2018-03-22 | 180
HUMIDIFIER | M SERIES HUMIDIFIER | RESPIRONICS | M SERIES HUMIDIFIER | 2018-03-22 | 180
HUMIDIFIER | M SERIES HUMIDIFIER | RESPIRONICS | M SERIES HUMIDIFIER | 2018-03-22 | 180
HUMIDIFIER | M SERIES HUMIDIFIER | RESPIRONICS | M SERIES HUMIDIFIER | 2018-03-22 | 180
HUMIDIFIER | M SERIES HUMIDIFIER | RESPIRONICS | M SERIES HUMIDIFIER | 2018-03-22 | 180
BIPAP VENTILATORY SUPPORT SYSTEM | BIPAP VENTILATORY SUPPORT SYSTEM | RESPIRONICS | A40 | 2018-03-22 | 2913
BIPAP VENTILATORY SUPPORT SYSTEM | BIPAP VENTILATORY SUPPORT SYSTEM | RESPIRONICS | A40 | 2018-03-22 | 2913
BIPAP VENTILATORY SUPPORT SYSTEM | BIPAP VENTILATORY SUPPORT SYSTEM | RESPIRONICS | A40 | 2018-03-22 | 2913
BIPAP VENTILATORY SUPPORT SYSTEM | BIPAP VENTILATORY SUPPORT SYSTEM | RESPIRONICS | A40 | 2018-03-22 | 2913
BIPAP VENTILATORY SUPPORT SYSTEM | BIPAP VENTILATORY SUPPORT SYSTEM | RESPIRONICS | A40 | 2018-03-22 | 2913
OXIMETER | PULSE OXIMETER WRIST | MINOLTA | PULSOX-300I | 2018-03-22 | 600
HUMIDIFIER | M SERIES HUMIDIFIER | RESPIRONICS | M SERIES HUMIDIFIER | 2018-03-19 | 180
HUMIDIFIER | M SERIES HUMIDIFIER | RESPIRONICS | M SERIES HUMIDIFIER | 2018-03-19 | 180
HUMIDIFIER | M SERIES HUMIDIFIER | RESPIRONICS | M SERIES HUMIDIFIER | 2018-03-19 | 180
HUMIDIFIER | M SERIES HUMIDIFIER | RESPIRONICS | M SERIES HUMIDIFIER | 2018-03-19 | 180
HUMIDIFIER | M SERIES HUMIDIFIER | RESPIRONICS | M SERIES HUMIDIFIER | 2018-03-19 | 180
HUMIDIFIER | M SERIES HUMIDIFIER | RESPIRONICS | M SERIES HUMIDIFIER | 2018-03-19 | 180
HUMIDIFIER | M SERIES HUMIDIFIER | RESPIRONICS | M SERIES HUMIDIFIER | 2018-03-19 | 180
HUMIDIFIER | M SERIES HUMIDIFIER | RESPIRONICS | M SERIES HUMIDIFIER | 2018-03-19 | 180
HUMIDIFIER | M SERIES HUMIDIFIER | RESPIRONICS | M SERIES HUMIDIFIER | 2018-03-19 | 180
HUMIDIFIER | M SERIES HUMIDIFIER | RESPIRONICS | M SERIES HUMIDIFIER | 2018-03-19 | 180
HUMIDIFIER | M SERIES HUMIDIFIER | RESPIRONICS | M SERIES HUMIDIFIER | 2018-03-19 | 180
HUMIDIFIER | M SERIES HUMIDIFIER | RESPIRONICS | M SERIES HUMIDIFIER | 2018-03-19 | 180
HUMIDIFIER | M SERIES HUMIDIFIER | RESPIRONICS | M SERIES HUMIDIFIER | 2018-03-19 | 180
HUMIDIFIER | M SERIES HUMIDIFIER | RESPIRONICS | M SERIES HUMIDIFIER | 2018-03-19 | 180
HUMIDIFIER | M SERIES HUMIDIFIER | RESPIRONICS | M SERIES HUMIDIFIER | 2018-03-19 | 180
HUMIDIFIER | M SERIES HUMIDIFIER | RESPIRONICS | M SERIES HUMIDIFIER | 2018-03-19 | 180
HUMIDIFIER | M SERIES HUMIDIFIER | RESPIRONICS | M SERIES HUMIDIFIER | 2018-03-19 | 180
HUMIDIFIER | M SERIES HUMIDIFIER | RESPIRONICS | M SERIES HUMIDIFIER | 2018-03-19 | 180
HUMIDIFIER | M SERIES HUMIDIFIER | RESPIRONICS | M SERIES HUMIDIFIER | 2018-03-19 | 180
HUMIDIFIER | M SERIES HUMIDIFIER | RESPIRONICS | M SERIES HUMIDIFIER | 2018-03-19 | 180
HUMIDIFIER | M SERIES HUMIDIFIER | RESPIRONICS | M SERIES HUMIDIFIER | 2018-03-19 | 180
HUMIDIFIER | M SERIES HUMIDIFIER | RESPIRONICS | M SERIES HUMIDIFIER | 2018-03-19 | 180
HUMIDIFIER | M SERIES HUMIDIFIER | RESPIRONICS | M SERIES HUMIDIFIER | 2018-03-19 | 180
HUMIDIFIER | M SERIES HUMIDIFIER | RESPIRONICS | M SERIES HUMIDIFIER | 2018-03-19 | 180
HUMIDIFIER | M SERIES HUMIDIFIER | RESPIRONICS | M SERIES HUMIDIFIER | 2018-03-19 | 180
HUMIDIFIER | M SERIES HUMIDIFIER | RESPIRONICS | M SERIES HUMIDIFIER | 2018-03-19 | 180
HUMIDIFIER | M SERIES HUMIDIFIER | RESPIRONICS | M SERIES HUMIDIFIER | 2018-03-19 | 180
HUMIDIFIER | M SERIES HUMIDIFIER | RESPIRONICS | M SERIES HUMIDIFIER | 2018-03-19 | 180
HUMIDIFIER | M SERIES HUMIDIFIER | RESPIRONICS | M SERIES HUMIDIFIER | 2018-03-19 | 180
HUMIDIFIER | M SERIES HUMIDIFIER | RESPIRONICS | M SERIES HUMIDIFIER | 2018-03-19 | 180
HUMIDIFIER | M SERIES HUMIDIFIER | RESPIRONICS | M SERIES HUMIDIFIER | 2018-03-19 | 180
HUMIDIFIER | M SERIES HUMIDIFIER | RESPIRONICS | M SERIES HUMIDIFIER | 2018-03-19 | 180
HUMIDIFIER | M SERIES HUMIDIFIER | RESPIRONICS | M SERIES HUMIDIFIER | 2018-03-19 | 180
HUMIDIFIER | M SERIES HUMIDIFIER | RESPIRONICS | M SERIES HUMIDIFIER | 2018-03-19 | 180
HUMIDIFIER | M SERIES HUMIDIFIER | RESPIRONICS | M SERIES HUMIDIFIER | 2018-03-19 | 180
HUMIDIFIER | M SERIES HUMIDIFIER | RESPIRONICS | M SERIES HUMIDIFIER | 2018-03-19 | 180
HUMIDIFIER | M SERIES HUMIDIFIER | RESPIRONICS | M SERIES HUMIDIFIER | 2018-03-19 | 180
HUMIDIFIER | M SERIES HUMIDIFIER | RESPIRONICS | M SERIES HUMIDIFIER | 2018-03-19 | 180
HUMIDIFIER | M SERIES HUMIDIFIER | RESPIRONICS | M SERIES HUMIDIFIER | 2018-03-19 | 180
HUMIDIFIER | M SERIES HUMIDIFIER | RESPIRONICS | M SERIES HUMIDIFIER | 2018-03-19 | 180
HUMIDIFIER | M SERIES HUMIDIFIER | RESPIRONICS | M SERIES HUMIDIFIER | 2018-03-19 | 180
HUMIDIFIER | M SERIES HUMIDIFIER | RESPIRONICS | M SERIES HUMIDIFIER | 2018-03-19 | 180
HUMIDIFIER | M SERIES HUMIDIFIER | RESPIRONICS | M SERIES HUMIDIFIER | 2018-03-19 | 180
HUMIDIFIER | M SERIES HUMIDIFIER | RESPIRONICS | M SERIES HUMIDIFIER | 2018-03-19 | 180
HUMIDIFIER | M SERIES HUMIDIFIER | RESPIRONICS | M SERIES HUMIDIFIER | 2018-03-19 | 180
HUMIDIFIER | M SERIES HUMIDIFIER | RESPIRONICS | M SERIES HUMIDIFIER | 2018-03-19 | 180
HUMIDIFIER | M SERIES HUMIDIFIER | RESPIRONICS | M SERIES HUMIDIFIER | 2018-03-19 | 180
HUMIDIFIER | M SERIES HUMIDIFIER | RESPIRONICS | M SERIES HUMIDIFIER | 2018-03-19 | 180
HUMIDIFIER | M SERIES HUMIDIFIER | RESPIRONICS | M SERIES HUMIDIFIER | 2018-03-19 | 180
HUMIDIFIER | M SERIES HUMIDIFIER | RESPIRONICS | M SERIES HUMIDIFIER | 2018-03-19 | 180
HUMIDIFIER | M SERIES HUMIDIFIER | RESPIRONICS | M SERIES HUMIDIFIER | 2018-03-19 | 180
HUMIDIFIER | M SERIES HUMIDIFIER | RESPIRONICS | M SERIES HUMIDIFIER | 2018-03-19 | 180
HUMIDIFIER | M SERIES HUMIDIFIER | RESPIRONICS | M SERIES HUMIDIFIER | 2018-03-19 | 180
HUMIDIFIER | M SERIES HUMIDIFIER | RESPIRONICS | M SERIES HUMIDIFIER | 2018-03-19 | 180
HUMIDIFIER | M SERIES HUMIDIFIER | RESPIRONICS | M SERIES HUMIDIFIER | 2018-03-19 | 180
HUMIDIFIER | M SERIES HUMIDIFIER | RESPIRONICS | M SERIES HUMIDIFIER | 2018-03-19 | 180
HUMIDIFIER | M SERIES HUMIDIFIER | RESPIRONICS | M SERIES HUMIDIFIER | 2018-03-19 | 180
HUMIDIFIER | M SERIES HUMIDIFIER | RESPIRONICS | M SERIES HUMIDIFIER | 2018-03-19 | 180
HUMIDIFIER | M SERIES HUMIDIFIER | RESPIRONICS | M SERIES HUMIDIFIER | 2018-03-19 | 180
HUMIDIFIER | M SERIES HUMIDIFIER | RESPIRONICS | M SERIES HUMIDIFIER | 2018-03-19 | 180
HUMIDIFIER | M SERIES HUMIDIFIER | RESPIRONICS | M SERIES HUMIDIFIER | 2018-03-19 | 180
HUMIDIFIER | M SERIES HUMIDIFIER | RESPIRONICS | M SERIES HUMIDIFIER | 2018-03-19 | 180
HUMIDIFIER | M SERIES HUMIDIFIER | RESPIRONICS | M SERIES HUMIDIFIER | 2018-03-19 | 180
HUMIDIFIER | M SERIES HUMIDIFIER | RESPIRONICS | M SERIES HUMIDIFIER | 2018-03-19 | 180
HUMIDIFIER | M SERIES HUMIDIFIER | RESPIRONICS | M SERIES HUMIDIFIER | 2018-03-19 | 180
HUMIDIFIER | M SERIES HUMIDIFIER | RESPIRONICS | M SERIES HUMIDIFIER | 2018-03-19 | 180
HUMIDIFIER | M SERIES HUMIDIFIER | RESPIRONICS | M SERIES HUMIDIFIER | 2018-03-19 | 180
HUMIDIFIER | M SERIES HUMIDIFIER | RESPIRONICS | M SERIES HUMIDIFIER | 2018-03-19 | 180
HUMIDIFIER | M SERIES HUMIDIFIER | RESPIRONICS | M SERIES HUMIDIFIER | 2018-03-19 | 180
HUMIDIFIER | M SERIES HUMIDIFIER | RESPIRONICS | M SERIES HUMIDIFIER | 2018-03-19 | 180
HUMIDIFIER | M SERIES HUMIDIFIER | RESPIRONICS | M SERIES HUMIDIFIER | 2018-03-19 | 180
HUMIDIFIER | M SERIES HUMIDIFIER | RESPIRONICS | M SERIES HUMIDIFIER | 2018-03-19 | 180
HUMIDIFIER | M SERIES HUMIDIFIER | RESPIRONICS | M SERIES HUMIDIFIER | 2018-03-19 | 180
HUMIDIFIER | M SERIES HUMIDIFIER | RESPIRONICS | M SERIES HUMIDIFIER | 2018-03-19 | 180
HUMIDIFIER | M SERIES HUMIDIFIER | RESPIRONICS | M SERIES HUMIDIFIER | 2018-03-19 | 180
HUMIDIFIER | M SERIES HUMIDIFIER | RESPIRONICS | M SERIES HUMIDIFIER | 2018-03-19 | 180
HUMIDIFIER | M SERIES HUMIDIFIER | RESPIRONICS | M SERIES HUMIDIFIER | 2018-03-19 | 180
HUMIDIFIER | M SERIES HUMIDIFIER | RESPIRONICS | M SERIES HUMIDIFIER | 2018-03-19 | 180
HUMIDIFIER | M SERIES HUMIDIFIER | RESPIRONICS | M SERIES HUMIDIFIER | 2018-03-19 | 180
HUMIDIFIER | M SERIES HUMIDIFIER | RESPIRONICS | M SERIES HUMIDIFIER | 2018-03-19 | 180
HUMIDIFIER | M SERIES HUMIDIFIER | RESPIRONICS | M SERIES HUMIDIFIER | 2018-03-19 | 180
HUMIDIFIER | M SERIES HUMIDIFIER | RESPIRONICS | M SERIES HUMIDIFIER | 2018-03-19 | 180
HUMIDIFIER | M SERIES HUMIDIFIER | RESPIRONICS | M SERIES HUMIDIFIER | 2018-03-19 | 180
HUMIDIFIER | M SERIES HUMIDIFIER | RESPIRONICS | M SERIES HUMIDIFIER | 2018-03-19 | 180
HUMIDIFIER | M SERIES HUMIDIFIER | RESPIRONICS | M SERIES HUMIDIFIER | 2018-03-19 | 180
HUMIDIFIER | M SERIES HUMIDIFIER | RESPIRONICS | M SERIES HUMIDIFIER | 2018-03-19 | 180
HUMIDIFIER | M SERIES HUMIDIFIER | RESPIRONICS | M SERIES HUMIDIFIER | 2018-03-19 | 180
HUMIDIFIER | M SERIES HUMIDIFIER | RESPIRONICS | M SERIES HUMIDIFIER | 2018-03-19 | 180
HUMIDIFIER | M SERIES HUMIDIFIER | RESPIRONICS | M SERIES HUMIDIFIER | 2018-03-19 | 180
HUMIDIFIER | M SERIES HUMIDIFIER | RESPIRONICS | M SERIES HUMIDIFIER | 2018-03-19 | 180
HUMIDIFIER | M SERIES HUMIDIFIER | RESPIRONICS | M SERIES HUMIDIFIER | 2018-03-19 | 180
HUMIDIFIER | M SERIES HUMIDIFIER | RESPIRONICS | M SERIES HUMIDIFIER | 2018-03-19 | 180
HUMIDIFIER | M SERIES HUMIDIFIER | RESPIRONICS | M SERIES HUMIDIFIER | 2018-03-19 | 180
HUMIDIFIER | M SERIES HUMIDIFIER | RESPIRONICS | M SERIES HUMIDIFIER | 2018-03-19 | 180
HUMIDIFIER | M SERIES HUMIDIFIER | RESPIRONICS | M SERIES HUMIDIFIER | 2018-03-19 | 180
HUMIDIFIER | M SERIES HUMIDIFIER | RESPIRONICS | M SERIES HUMIDIFIER | 2018-03-19 | 180
HUMIDIFIER | M SERIES HUMIDIFIER | RESPIRONICS | M SERIES HUMIDIFIER | 2018-03-19 | 180
HUMIDIFIER | M SERIES HUMIDIFIER | RESPIRONICS | M SERIES HUMIDIFIER | 2018-03-19 | 180
HUMIDIFIER | M SERIES HUMIDIFIER | RESPIRONICS | M SERIES HUMIDIFIER | 2018-03-19 | 180
HUMIDIFIER | M SERIES HUMIDIFIER | RESPIRONICS | M SERIES HUMIDIFIER | 2018-03-19 | 180
HUMIDIFIER | M SERIES HUMIDIFIER | RESPIRONICS | M SERIES HUMIDIFIER | 2018-03-19 | 180
HUMIDIFIER | M SERIES HUMIDIFIER | RESPIRONICS | M SERIES HUMIDIFIER | 2018-03-19 | 180
HUMIDIFIER | M SERIES HUMIDIFIER | RESPIRONICS | M SERIES HUMIDIFIER | 2018-03-19 | 180
HUMIDIFIER | M SERIES HUMIDIFIER | RESPIRONICS | M SERIES HUMIDIFIER | 2018-03-19 | 180
HUMIDIFIER | M SERIES HUMIDIFIER | RESPIRONICS | M SERIES HUMIDIFIER | 2018-03-19 | 180
HUMIDIFIER | M SERIES HUMIDIFIER | RESPIRONICS | M SERIES HUMIDIFIER | 2018-03-19 | 180
HUMIDIFIER | M SERIES HUMIDIFIER | RESPIRONICS | M SERIES HUMIDIFIER | 2018-03-19 | 180
HUMIDIFIER | M SERIES HUMIDIFIER | RESPIRONICS | M SERIES HUMIDIFIER | 2018-03-19 | 180
HUMIDIFIER | M SERIES HUMIDIFIER | RESPIRONICS | M SERIES HUMIDIFIER | 2018-03-19 | 180
HUMIDIFIER | M SERIES HUMIDIFIER | RESPIRONICS | M SERIES HUMIDIFIER | 2018-03-19 | 180
HUMIDIFIER | M SERIES HUMIDIFIER | RESPIRONICS | M SERIES HUMIDIFIER | 2018-03-19 | 180
HUMIDIFIER | M SERIES HUMIDIFIER | RESPIRONICS | M SERIES HUMIDIFIER | 2018-03-19 | 180
HUMIDIFIER | M SERIES HUMIDIFIER | RESPIRONICS | M SERIES HUMIDIFIER | 2018-03-19 | 180
HUMIDIFIER | M SERIES HUMIDIFIER | RESPIRONICS | M SERIES HUMIDIFIER | 2018-03-19 | 180
BIPAP VENTILATORY SUPPORT SYSTEM | BIPAP VENTILATORY SUPPORT SYSTEM | RESPIRONICS | A40 | 2018-03-19 | 2913
BIPAP VENTILATORY SUPPORT SYSTEM | BIPAP VENTILATORY SUPPORT SYSTEM | RESPIRONICS | A40 | 2018-03-19 | 2913
BIPAP VENTILATORY SUPPORT SYSTEM | BIPAP VENTILATORY SUPPORT SYSTEM | RESPIRONICS | A40 | 2018-03-19 | 2913
OXIMETER | PULSE OXIMETER WRIST | MINOLTA | PULSOX-300I | 2018-03-19 | 600
OXIMETER | PULSE OXIMETER WRIST | MINOLTA | PULSOX-300I | 2018-03-19 | 600
OXIMETER | PULSE OXIMETER WRIST | MINOLTA | PULSOX-300I | 2018-03-19 | 600
OXIMETER | PULSE OXIMETER WRIST | MINOLTA | PULSOX-300I | 2018-03-19 | 600
OXIMETER | PULSE OXIMETER WRIST | MINOLTA | PULSOX-300I | 2018-03-19 | 600
OXIMETER | PULSE OXIMETER WRIST | MINOLTA | PULSOX-300I | 2018-03-19 | 600
OXIMETER | PULSE OXIMETER WRIST | MINOLTA | PULSOX-300I | 2018-03-19 | 600
OXIMETER | PULSE OXIMETER WRIST | MINOLTA | PULSOX-300I | 2018-03-19 | 600
OXIMETER | PULSE OXIMETER WRIST | MINOLTA | PULSOX-300I | 2018-03-19 | 600
OXIMETER | PULSE OXIMETER WRIST | MINOLTA | PULSOX-300I | 2018-03-19 | 600
OXIMETER | PULSE OXIMETER WRIST | MINOLTA | PULSOX-300I | 2018-03-19 | 600
OXIMETER | PULSE OXIMETER WRIST | MINOLTA | PULSOX-300I | 2018-03-19 | 600
OXIMETER | PULSE OXIMETER WRIST | MINOLTA | PULSOX-300I | 2018-03-19 | 600
OXIMETER | PULSE OXIMETER WRIST | MINOLTA | PULSOX-300I | 2018-03-19 | 600
OXIMETER | PULSE OXIMETER WRIST | MINOLTA | PULSOX-300I | 2018-03-19 | 600
OXIMETER | PULSE OXIMETER WRIST | MINOLTA | PULSOX-300I | 2018-03-19 | 600
HUMIDIFIER | M SERIES HUMIDIFIER | RESPIRONICS | M SERIES HUMIDIFIER | 2018-03-19 | 180
HUMIDIFIER | M SERIES HUMIDIFIER | RESPIRONICS | M SERIES HUMIDIFIER | 2018-03-19 | 180
HUMIDIFIER | M SERIES HUMIDIFIER | RESPIRONICS | M SERIES HUMIDIFIER | 2018-03-19 | 180
NASAL CPAP | NASAL CPAP | PHILIPS LTD | DREAMSTATION | 2018-03-19 | 538.8
NASAL CPAP | NASAL CPAP | PHILIPS LTD | DREAMSTATION | 2018-03-19 | 538.8
NASAL CPAP | NASAL CPAP | PHILIPS LTD | DREAMSTATION | 2018-03-19 | 538.8
NASAL CPAP | NASAL CPAP | PHILIPS LTD | DREAMSTATION | 2018-03-19 | 538.8
NASAL CPAP | NASAL CPAP | PHILIPS LTD | DREAMSTATION | 2018-03-19 | 538.8
NASAL CPAP | NASAL CPAP | PHILIPS LTD | DREAMSTATION | 2018-03-19 | 538.8
NASAL CPAP | NASAL CPAP | PHILIPS LTD | DREAMSTATION | 2018-03-19 | 538.8
NASAL CPAP | NASAL CPAP | PHILIPS LTD | DREAMSTATION | 2018-03-19 | 538.8
NASAL CPAP | NASAL CPAP | PHILIPS LTD | DREAMSTATION | 2018-03-19 | 538.8
NASAL CPAP | NASAL CPAP | PHILIPS LTD | DREAMSTATION | 2018-03-19 | 538.8
NASAL CPAP | NASAL CPAP | PHILIPS LTD | DREAMSTATION | 2018-03-19 | 538.8
NASAL CPAP | NASAL CPAP | PHILIPS LTD | DREAMSTATION | 2018-03-19 | 538.8
NASAL CPAP | NASAL CPAP | PHILIPS LTD | DREAMSTATION | 2018-03-19 | 538.8
NASAL CPAP | NASAL CPAP | PHILIPS LTD | DREAMSTATION | 2018-03-19 | 538.8
NASAL CPAP | NASAL CPAP | PHILIPS LTD | DREAMSTATION | 2018-03-19 | 538.8
NASAL CPAP | NASAL CPAP | PHILIPS LTD | DREAMSTATION | 2018-03-19 | 538.8
NASAL CPAP | NASAL CPAP | PHILIPS LTD | DREAMSTATION | 2018-03-19 | 538.8
NASAL CPAP | NASAL CPAP | PHILIPS LTD | DREAMSTATION | 2018-03-19 | 538.8
NASAL CPAP | NASAL CPAP | PHILIPS LTD | DREAMSTATION | 2018-03-19 | 538.8
NASAL CPAP | NASAL CPAP | PHILIPS LTD | DREAMSTATION | 2018-03-19 | 538.8
NASAL CPAP | NASAL CPAP | PHILIPS LTD | DREAMSTATION | 2018-03-19 | 538.8
NASAL CPAP | NASAL CPAP | PHILIPS LTD | DREAMSTATION | 2018-03-19 | 538.8
NASAL CPAP | NASAL CPAP | PHILIPS LTD | DREAMSTATION | 2018-03-19 | 538.8
NASAL CPAP | NASAL CPAP | PHILIPS LTD | DREAMSTATION | 2018-03-19 | 538.8
NASAL CPAP | NASAL CPAP | PHILIPS LTD | DREAMSTATION | 2018-03-19 | 538.8
NASAL CPAP | NASAL CPAP | PHILIPS LTD | DREAMSTATION | 2018-03-19 | 538.8
NASAL CPAP | NASAL CPAP | PHILIPS LTD | DREAMSTATION | 2018-03-19 | 538.8
NASAL CPAP | NASAL CPAP | PHILIPS LTD | DREAMSTATION | 2018-03-19 | 538.8
NASAL CPAP | NASAL CPAP | PHILIPS LTD | DREAMSTATION | 2018-03-19 | 538.8
FLOWMETER TEST GAUGE | ANEMOMETER | RS | IM-740 ANEMOMETER | 2018-02-08 | 60
TELEMETRY/FETAL | TELEMETRY BASE STATION | PHILIPS LTD | AVALON CL | 2018-07-07 | 11399.856
TELEMETRY/FETAL | TELEMETRY BASE STATION | PHILIPS LTD | AVALON CL | 2018-07-07 | 11399.856
TELEMETRY/FETAL | TELEMETRY BASE STATION | PHILIPS LTD | AVALON CL | 2018-07-07 | 11399.856
TELEMETRY/FETAL | TELEMETRY BASE STATION | PHILIPS LTD | AVALON CL | 2018-07-07 | 11399.856
TELEMETRY/FETAL | TELEMETRY BASE STATION | PHILIPS LTD | AVALON CL | 2018-07-07 | 11399.856
FLUID WARMER | CALESCA WARMING DEVICE | MEDELA | CALESCA | 2018-06-06 | 1080 | 2024-07-31 | 2025-07-31
FLUID WARMER | CALESCA WARMING DEVICE | MEDELA | CALESCA | 2018-06-06 | 1080 | 2022-06-01 | 2025-08-01
FLUID WARMER | CALESCA WARMING DEVICE | MEDELA | CALESCA | 2018-06-06 | 1080 | 2023-05-23 | 2025-03-01
FLUID WARMER | CALESCA WARMING DEVICE | MEDELA | CALESCA | 2018-06-06 | 1080 | 2024-09-27 | 2025-09-27
FLUID WARMER | CALESCA WARMING DEVICE | MEDELA | CALESCA | 2018-06-06 | 1080 | 2023-05-23 | 2024-05-23
FLUID WARMER | CALESCA WARMING DEVICE | MEDELA | CALESCA | 2018-06-06 | 1080 | 2023-03-06 15:21 | 2025-04-01
SCALES | SCALES - BABY | SECA | 385 | 2018-05-25 | 205.5 | 2023-12-08 | 2024-11-15
NEURO NAVIGATION SYSTEM | FUSION COMPACT | MEDTRONIC | 9735602 | 2015-02-15 | 9600 | 2022-06-27
EXAMINATION LAMP | EXAMINATION LAMP | WELCH ALLYN | GS 300 | 2018-04-27 | 420 | 2023-09-15 | 2024-06-10
EXAMINATION LAMP | EXAMINATION LAMP | WELCH ALLYN | GS 300 | 2018-04-27 | 420 | 2023-09-18 | 2024-07-28
DEFIBRILLATOR | DEFIBRILLATOR - PACED/SPO2/NIBP/CO2/IBP/TEMP | ZOLL MEDICAL | X SERIES | 2018-04-12 | 21108.6 | 2024-09-30 | 2025-09-30
DEFIBRILLATOR | DEFIBRILLATOR - PACED/SPO2/NIBP/CO2/IBP/TEMP | ZOLL MEDICAL | X SERIES | 2018-04-12 | 21108.6 | 2023-12-11 | 2024-11-01
BATTERY SUPPORT UNIT | BATTERY SUPPORT UNIT | ZOLL MEDICAL | SUREPOWER | 2018-04-12 | 1200 | 2023-06-14 | 2024-06-14
HAEMOGLOBINOMETER | HEMOCUE | HEMOCUE | HB201+ | 2018-03-26 | 600
UNINTERRUPTIBLE POWER SUPPLY | UNINTERRUPTIBLE POWER SUPPLY | POWERCOM | BNT-1500AP | 2018-04-05 | 120 | 2022-04-22 | 2024-04-22
FLAT SCREEN DISPLAY | DISPLAY LCD MONITOR | EIZO | FLEXSCAN S2133 | 2018-04-05 | 600
FLAT SCREEN DISPLAY | DISPLAY LCD MONITOR | EIZO | FLEXSCAN S2133 | 2018-04-05 | 600
PRINTER | PRINTER - LASER MONO | HP | LASERJET P2035 | 2018-04-05 | 240
FLAT SCREEN DISPLAY | DISPLAY LCD MONITOR | EIZO | FLEXSCAN S2133 | 2018-04-05 | 600
PRINTER | PRINTER - LASER MONO | HP | LASERJET P2035 | 2018-04-05 | 240
FLAT SCREEN DISPLAY | DISPLAY LCD MONITOR | EIZO | FLEXSCAN S2133 | 2018-04-05 | 600
FLAT SCREEN DISPLAY | DISPLAY LCD MONITOR | EIZO | FLEXSCAN S2133 | 2018-04-05 | 600
PRINTER | PRINTER - LASER MONO | HP | LASERJET P2035 | 2018-04-03 | 240
FLAT SCREEN DISPLAY | DISPLAY LCD MONITOR | EIZO | FLEXSCAN S2133 | 2018-04-03 | 600
FLAT SCREEN DISPLAY | DISPLAY LCD MONITOR | EIZO | FLEXSCAN S2133 | 2018-04-03 | 600
SATELLITE MODULE RAC | PATIENT DATA MODULE BASE STATION | GE LIMITED | PDM BASE STATION PLUS | 2018-04-03 | 2400
SATELLITE MODULE RAC | PATIENT DATA MODULE BASE STATION | GE LIMITED | PDM BASE STATION PLUS | 2018-04-03 | 2400
FLAT SCREEN DISPLAY | DISPLAY LCD MONITOR | EIZO | FLEXSCAN S2133 | 2018-03-28 | 600
FLAT SCREEN DISPLAY | DISPLAY LCD MONITOR | EIZO | FLEXSCAN S2133 | 2018-03-28 | 600
SATELLITE MODULE RAC | PATIENT DATA MODULE BASE STATION | GE LIMITED | PDM BASE STATION PLUS | 2018-03-26 | 2400
MODULE | MULTIPARAMETER MODULE - ECG, SPO2, NIBP, IBP, TEMP MODULE | GE LIMITED | PATIENT DATA MODULE | 2018-03-26 | 4800
MODULE | MULTIPARAMETER MODULE - ECG, SPO2, NIBP, IBP, TEMP MODULE | GE LIMITED | PATIENT DATA MODULE | 2018-03-26 | 4800
MODULE | MULTIPARAMETER MODULE - ECG, SPO2, NIBP, IBP, TEMP MODULE | GE LIMITED | PATIENT DATA MODULE | 2018-03-26 | 4800
PRINTER | PRINTER - LASER MONO | HP | LASERJET P2035 | 2018-03-26 | 240
MODULE | MULTIPARAMETER MODULE - ECG, SPO2, NIBP, IBP, TEMP MODULE | GE LIMITED | PATIENT DATA MODULE | 2018-03-26 | 4800
SATELLITE MODULE RAC | PATIENT DATA MODULE BASE STATION | GE LIMITED | PDM BASE STATION PLUS | 2018-03-26 | 2400
SUCTION CONTROLLER | HIGH SUCTION CONTROLLER | THERAPY EQUIPMENT | DIAMOND RANGE HIGH | 2018-02-28 | 96
CAPNOGRAPH | CAPNOGRAPH | NONIN | RESPSENSE II LS1R | 2018-02-13 | 3600
NASAL CPAP | NASAL CPAP | PHILIPS LTD | DREAMSTATION | 2018-03-08 | 538.8
NASAL CPAP | NASAL CPAP | PHILIPS LTD | DREAMSTATION | 2018-03-08 | 538.8
NASAL CPAP | NASAL CPAP | PHILIPS LTD | DREAMSTATION | 2018-03-08 | 538.8
NASAL CPAP | NASAL CPAP | PHILIPS LTD | DREAMSTATION | 2018-03-08 | 538.8
NASAL CPAP | NASAL CPAP | PHILIPS LTD | DREAMSTATION | 2018-03-08 | 538.8
NASAL CPAP | NASAL CPAP | PHILIPS LTD | DREAMSTATION | 2018-03-08 | 538.8
NASAL CPAP | NASAL CPAP | PHILIPS LTD | DREAMSTATION | 2018-03-08 | 538.8
NASAL CPAP | NASAL CPAP | PHILIPS LTD | DREAMSTATION | 2018-03-08 | 538.8
NASAL CPAP | NASAL CPAP | PHILIPS LTD | DREAMSTATION | 2018-03-08 | 538.8
NASAL CPAP | NASAL CPAP | PHILIPS LTD | DREAMSTATION | 2018-03-08 | 538.8
NASAL CPAP | NASAL CPAP | PHILIPS LTD | DREAMSTATION | 2018-03-08 | 538.8
NASAL CPAP | NASAL CPAP | PHILIPS LTD | DREAMSTATION | 2018-03-08 | 538.8
NASAL CPAP | NASAL CPAP | PHILIPS LTD | DREAMSTATION | 2018-03-08 | 538.8
NASAL CPAP | NASAL CPAP | PHILIPS LTD | DREAMSTATION | 2018-03-08 | 538.8
NASAL CPAP | NASAL CPAP | PHILIPS LTD | DREAMSTATION | 2018-03-08 | 538.8
NASAL CPAP | NASAL CPAP | PHILIPS LTD | DREAMSTATION | 2018-03-08 | 538.8
NASAL CPAP | NASAL CPAP | PHILIPS LTD | DREAMSTATION | 2018-03-08 | 538.8
NASAL CPAP | NASAL CPAP | PHILIPS LTD | DREAMSTATION | 2018-03-08 | 538.8
NASAL CPAP | NASAL CPAP | PHILIPS LTD | DREAMSTATION | 2018-03-08 | 538.8
NASAL CPAP | NASAL CPAP | PHILIPS LTD | DREAMSTATION | 2018-03-08 | 538.8
NASAL CPAP | NASAL CPAP | PHILIPS LTD | DREAMSTATION | 2018-03-08 | 538.8
NASAL CPAP | NASAL CPAP | PHILIPS LTD | DREAMSTATION | 2018-03-08 | 538.8
NASAL CPAP | NASAL CPAP | PHILIPS LTD | DREAMSTATION | 2018-03-08 | 538.8
NASAL CPAP | NASAL CPAP | PHILIPS LTD | DREAMSTATION | 2018-03-08 | 538.8
NASAL CPAP | NASAL CPAP | PHILIPS LTD | DREAMSTATION | 2018-03-08 | 538.8
NASAL CPAP | NASAL CPAP | PHILIPS LTD | DREAMSTATION | 2018-03-08 | 538.8
NASAL CPAP | NASAL CPAP | PHILIPS LTD | DREAMSTATION | 2018-03-08 | 538.8
NASAL CPAP | NASAL CPAP | PHILIPS LTD | DREAMSTATION | 2018-03-08 | 538.8
NASAL CPAP | NASAL CPAP | PHILIPS LTD | DREAMSTATION | 2018-03-08 | 538.8
NASAL CPAP | NASAL CPAP | PHILIPS LTD | DREAMSTATION | 2018-03-08 | 538.8
NASAL CPAP | NASAL CPAP | PHILIPS LTD | DREAMSTATION | 2018-03-08 | 538.8
BIPAP VENTILATORY SUPPORT SYSTEM | BIPAP VENTILATORY SUPPORT SYSTEM | RESPIRONICS | A40 | 2018-03-08 | 2913
BIPAP VENTILATORY SUPPORT SYSTEM | BIPAP VENTILATORY SUPPORT SYSTEM | RESPIRONICS | A40 | 2018-03-08 | 2913
BIPAP VENTILATORY SUPPORT SYSTEM | BIPAP VENTILATORY SUPPORT SYSTEM | RESPIRONICS | A40 | 2018-03-08 | 2913
BIPAP VENTILATORY SUPPORT SYSTEM | BIPAP VENTILATORY SUPPORT SYSTEM | RESPIRONICS | A40 | 2018-03-08 | 2913
BIPAP VENTILATORY SUPPORT SYSTEM | BIPAP VENTILATORY SUPPORT SYSTEM | RESPIRONICS | A40 | 2018-03-08 | 2913
HUMIDIFIER | M SERIES HUMIDIFIER | RESPIRONICS | M SERIES HUMIDIFIER | 2018-03-08 | 180
HUMIDIFIER | M SERIES HUMIDIFIER | RESPIRONICS | M SERIES HUMIDIFIER | 2018-03-08 | 180
HUMIDIFIER | M SERIES HUMIDIFIER | RESPIRONICS | M SERIES HUMIDIFIER | 2018-03-08 | 180
HUMIDIFIER | M SERIES HUMIDIFIER | RESPIRONICS | M SERIES HUMIDIFIER | 2018-03-08 | 180
HUMIDIFIER | M SERIES HUMIDIFIER | RESPIRONICS | M SERIES HUMIDIFIER | 2018-03-08 | 180
HUMIDIFIER | M SERIES HUMIDIFIER | RESPIRONICS | M SERIES HUMIDIFIER | 2018-03-08 | 180
HUMIDIFIER | M SERIES HUMIDIFIER | RESPIRONICS | M SERIES HUMIDIFIER | 2018-03-08 | 180
HUMIDIFIER | M SERIES HUMIDIFIER | RESPIRONICS | M SERIES HUMIDIFIER | 2018-03-08 | 180
HUMIDIFIER | M SERIES HUMIDIFIER | RESPIRONICS | M SERIES HUMIDIFIER | 2018-03-08 | 180
HUMIDIFIER | M SERIES HUMIDIFIER | RESPIRONICS | M SERIES HUMIDIFIER | 2018-03-08 | 180
HUMIDIFIER | M SERIES HUMIDIFIER | RESPIRONICS | M SERIES HUMIDIFIER | 2018-03-08 | 180
HUMIDIFIER | M SERIES HUMIDIFIER | RESPIRONICS | M SERIES HUMIDIFIER | 2018-03-08 | 180
HUMIDIFIER | M SERIES HUMIDIFIER | RESPIRONICS | M SERIES HUMIDIFIER | 2018-03-08 | 180
HUMIDIFIER | M SERIES HUMIDIFIER | RESPIRONICS | M SERIES HUMIDIFIER | 2018-03-08 | 180
HUMIDIFIER | M SERIES HUMIDIFIER | RESPIRONICS | M SERIES HUMIDIFIER | 2018-03-08 | 180
HUMIDIFIER | M SERIES HUMIDIFIER | RESPIRONICS | M SERIES HUMIDIFIER | 2018-03-08 | 180
HUMIDIFIER | M SERIES HUMIDIFIER | RESPIRONICS | M SERIES HUMIDIFIER | 2018-03-08 | 180
HUMIDIFIER | M SERIES HUMIDIFIER | RESPIRONICS | M SERIES HUMIDIFIER | 2018-03-08 | 180
HUMIDIFIER | M SERIES HUMIDIFIER | RESPIRONICS | M SERIES HUMIDIFIER | 2018-03-08 | 180
HUMIDIFIER | M SERIES HUMIDIFIER | RESPIRONICS | M SERIES HUMIDIFIER | 2018-03-08 | 180
HUMIDIFIER | M SERIES HUMIDIFIER | RESPIRONICS | M SERIES HUMIDIFIER | 2018-03-08 | 180
HUMIDIFIER | M SERIES HUMIDIFIER | RESPIRONICS | M SERIES HUMIDIFIER | 2018-03-08 | 180
HUMIDIFIER | M SERIES HUMIDIFIER | RESPIRONICS | M SERIES HUMIDIFIER | 2018-03-08 | 180
HUMIDIFIER | M SERIES HUMIDIFIER | RESPIRONICS | M SERIES HUMIDIFIER | 2018-03-08 | 180
HUMIDIFIER | M SERIES HUMIDIFIER | RESPIRONICS | M SERIES HUMIDIFIER | 2018-03-08 | 180
HUMIDIFIER | M SERIES HUMIDIFIER | RESPIRONICS | M SERIES HUMIDIFIER | 2018-03-08 | 180
HUMIDIFIER | M SERIES HUMIDIFIER | RESPIRONICS | M SERIES HUMIDIFIER | 2018-03-08 | 180
HUMIDIFIER | M SERIES HUMIDIFIER | RESPIRONICS | M SERIES HUMIDIFIER | 2018-03-08 | 180
HUMIDIFIER | M SERIES HUMIDIFIER | RESPIRONICS | M SERIES HUMIDIFIER | 2018-03-08 | 180
HUMIDIFIER | M SERIES HUMIDIFIER | RESPIRONICS | M SERIES HUMIDIFIER | 2018-03-08 | 180
HUMIDIFIER | M SERIES HUMIDIFIER | RESPIRONICS | M SERIES HUMIDIFIER | 2018-03-08 | 180
HUMIDIFIER | M SERIES HUMIDIFIER | RESPIRONICS | M SERIES HUMIDIFIER | 2018-03-08 | 180
HUMIDIFIER | M SERIES HUMIDIFIER | RESPIRONICS | M SERIES HUMIDIFIER | 2018-03-08 | 180
HUMIDIFIER | M SERIES HUMIDIFIER | RESPIRONICS | M SERIES HUMIDIFIER | 2018-03-08 | 180
HUMIDIFIER | M SERIES HUMIDIFIER | RESPIRONICS | M SERIES HUMIDIFIER | 2018-03-08 | 180
HUMIDIFIER | M SERIES HUMIDIFIER | RESPIRONICS | M SERIES HUMIDIFIER | 2018-03-08 | 180
HUMIDIFIER | M SERIES HUMIDIFIER | RESPIRONICS | M SERIES HUMIDIFIER | 2018-03-08 | 180
HUMIDIFIER | M SERIES HUMIDIFIER | RESPIRONICS | M SERIES HUMIDIFIER | 2018-03-08 | 180
HUMIDIFIER | M SERIES HUMIDIFIER | RESPIRONICS | M SERIES HUMIDIFIER | 2018-03-08 | 180
HUMIDIFIER | M SERIES HUMIDIFIER | RESPIRONICS | M SERIES HUMIDIFIER | 2018-03-08 | 180
HUMIDIFIER | M SERIES HUMIDIFIER | RESPIRONICS | M SERIES HUMIDIFIER | 2018-03-08 | 180
HUMIDIFIER | M SERIES HUMIDIFIER | RESPIRONICS | M SERIES HUMIDIFIER | 2018-03-08 | 180
HUMIDIFIER | M SERIES HUMIDIFIER | RESPIRONICS | M SERIES HUMIDIFIER | 2018-03-08 | 180
HUMIDIFIER | M SERIES HUMIDIFIER | RESPIRONICS | M SERIES HUMIDIFIER | 2018-03-08 | 180
HUMIDIFIER | M SERIES HUMIDIFIER | RESPIRONICS | M SERIES HUMIDIFIER | 2018-03-08 | 180
HUMIDIFIER | M SERIES HUMIDIFIER | RESPIRONICS | M SERIES HUMIDIFIER | 2018-03-08 | 180
OXIMETER | PULSE OXIMETER WRIST | MINOLTA | PULSOX-300I | 2018-03-07 | 600
OXIMETER | PULSE OXIMETER WRIST | MINOLTA | PULSOX-300I | 2018-03-07 | 600
OXIMETER | PULSE OXIMETER WRIST | MINOLTA | PULSOX-300I | 2018-03-07 | 600
OXIMETER | PULSE OXIMETER WRIST | MINOLTA | PULSOX-300I | 2018-03-07 | 600
OXIMETER | PULSE OXIMETER WRIST | MINOLTA | PULSOX-300I | 2018-03-07 | 600
OXIMETER | PULSE OXIMETER WRIST | MINOLTA | PULSOX-300I | 2018-03-07 | 600
OXIMETER | PULSE OXIMETER WRIST | MINOLTA | PULSOX-300I | 2018-03-07 | 600
OXIMETER | PULSE OXIMETER WRIST | MINOLTA | PULSOX-300I | 2018-03-07 | 600
OXIMETER | PULSE OXIMETER WRIST | MINOLTA | PULSOX-300I | 2018-03-07 | 600
OXIMETER | PULSE OXIMETER WRIST | MINOLTA | PULSOX-300I | 2018-03-07 | 600
HUMIDIFIER | M SERIES HUMIDIFIER | RESPIRONICS | M SERIES HUMIDIFIER | 2018-03-07 | 180
HUMIDIFIER | M SERIES HUMIDIFIER | RESPIRONICS | M SERIES HUMIDIFIER | 2018-03-07 | 180
BIPAP VENTILATORY SUPPORT SYSTEM | BIPAP VENTILATORY SUPPORT SYSTEM | RESPIRONICS | BIPAP A30 | 2018-03-07 | 2706
HUMIDIFIER | M SERIES HUMIDIFIER | RESPIRONICS | M SERIES HUMIDIFIER | 2018-03-07 | 180
HUMIDIFIER | M SERIES HUMIDIFIER | RESPIRONICS | M SERIES HUMIDIFIER | 2018-03-07 | 180
HUMIDIFIER | M SERIES HUMIDIFIER | RESPIRONICS | M SERIES HUMIDIFIER | 2018-03-07 | 180
HUMIDIFIER | M SERIES HUMIDIFIER | RESPIRONICS | M SERIES HUMIDIFIER | 2018-03-07 | 180
HUMIDIFIER | M SERIES HUMIDIFIER | RESPIRONICS | M SERIES HUMIDIFIER | 2018-03-07 | 180
HUMIDIFIER | M SERIES HUMIDIFIER | RESPIRONICS | M SERIES HUMIDIFIER | 2018-03-07 | 180
HUMIDIFIER | M SERIES HUMIDIFIER | RESPIRONICS | M SERIES HUMIDIFIER | 2018-03-07 | 180
HUMIDIFIER | M SERIES HUMIDIFIER | RESPIRONICS | M SERIES HUMIDIFIER | 2018-03-07 | 180
HUMIDIFIER | M SERIES HUMIDIFIER | RESPIRONICS | M SERIES HUMIDIFIER | 2018-03-07 | 180
HUMIDIFIER | M SERIES HUMIDIFIER | RESPIRONICS | M SERIES HUMIDIFIER | 2018-03-07 | 180
HUMIDIFIER | M SERIES HUMIDIFIER | RESPIRONICS | M SERIES HUMIDIFIER | 2018-03-07 | 180
HUMIDIFIER | M SERIES HUMIDIFIER | RESPIRONICS | M SERIES HUMIDIFIER | 2018-03-07 | 180
HUMIDIFIER | M SERIES HUMIDIFIER | RESPIRONICS | M SERIES HUMIDIFIER | 2018-03-07 | 180
HUMIDIFIER | M SERIES HUMIDIFIER | RESPIRONICS | M SERIES HUMIDIFIER | 2018-03-07 | 180
HUMIDIFIER | M SERIES HUMIDIFIER | RESPIRONICS | M SERIES HUMIDIFIER | 2018-03-07 | 180
HUMIDIFIER | M SERIES HUMIDIFIER | RESPIRONICS | M SERIES HUMIDIFIER | 2018-03-07 | 180
HUMIDIFIER | M SERIES HUMIDIFIER | RESPIRONICS | M SERIES HUMIDIFIER | 2018-03-07 | 180
HUMIDIFIER | M SERIES HUMIDIFIER | RESPIRONICS | M SERIES HUMIDIFIER | 2018-03-07 | 180
HUMIDIFIER | M SERIES HUMIDIFIER | RESPIRONICS | M SERIES HUMIDIFIER | 2018-03-07 | 180
HUMIDIFIER | M SERIES HUMIDIFIER | RESPIRONICS | M SERIES HUMIDIFIER | 2018-03-07 | 180
HUMIDIFIER | M SERIES HUMIDIFIER | RESPIRONICS | M SERIES HUMIDIFIER | 2018-03-07 | 180
HUMIDIFIER | M SERIES HUMIDIFIER | RESPIRONICS | M SERIES HUMIDIFIER | 2018-03-07 | 180
HUMIDIFIER | M SERIES HUMIDIFIER | RESPIRONICS | M SERIES HUMIDIFIER | 2018-03-07 | 180
HUMIDIFIER | M SERIES HUMIDIFIER | RESPIRONICS | M SERIES HUMIDIFIER | 2018-03-07 | 180
HUMIDIFIER | M SERIES HUMIDIFIER | RESPIRONICS | M SERIES HUMIDIFIER | 2018-03-07 | 180
HUMIDIFIER | M SERIES HUMIDIFIER | RESPIRONICS | M SERIES HUMIDIFIER | 2018-03-07 | 180
HUMIDIFIER | M SERIES HUMIDIFIER | RESPIRONICS | M SERIES HUMIDIFIER | 2018-03-07 | 180
HUMIDIFIER | M SERIES HUMIDIFIER | RESPIRONICS | M SERIES HUMIDIFIER | 2018-03-07 | 180
HUMIDIFIER | M SERIES HUMIDIFIER | RESPIRONICS | M SERIES HUMIDIFIER | 2018-03-07 | 180
HUMIDIFIER | M SERIES HUMIDIFIER | RESPIRONICS | M SERIES HUMIDIFIER | 2018-03-07 | 180
HUMIDIFIER | M SERIES HUMIDIFIER | RESPIRONICS | M SERIES HUMIDIFIER | 2018-03-07 | 180
HUMIDIFIER | M SERIES HUMIDIFIER | RESPIRONICS | M SERIES HUMIDIFIER | 2018-03-07 | 180
HUMIDIFIER | M SERIES HUMIDIFIER | RESPIRONICS | M SERIES HUMIDIFIER | 2018-03-07 | 180
HUMIDIFIER | M SERIES HUMIDIFIER | RESPIRONICS | M SERIES HUMIDIFIER | 2018-03-07 | 180
HUMIDIFIER | M SERIES HUMIDIFIER | RESPIRONICS | M SERIES HUMIDIFIER | 2018-03-07 | 180
HUMIDIFIER | M SERIES HUMIDIFIER | RESPIRONICS | M SERIES HUMIDIFIER | 2018-03-07 | 180
HUMIDIFIER | M SERIES HUMIDIFIER | RESPIRONICS | M SERIES HUMIDIFIER | 2018-03-07 | 180
HUMIDIFIER | M SERIES HUMIDIFIER | RESPIRONICS | M SERIES HUMIDIFIER | 2018-03-07 | 180
HUMIDIFIER | M SERIES HUMIDIFIER | RESPIRONICS | M SERIES HUMIDIFIER | 2018-03-07 | 180
HUMIDIFIER | M SERIES HUMIDIFIER | RESPIRONICS | M SERIES HUMIDIFIER | 2018-03-07 | 180
HUMIDIFIER | M SERIES HUMIDIFIER | RESPIRONICS | M SERIES HUMIDIFIER | 2018-03-07 | 180
HUMIDIFIER | M SERIES HUMIDIFIER | RESPIRONICS | M SERIES HUMIDIFIER | 2018-03-07 | 180
HUMIDIFIER | M SERIES HUMIDIFIER | RESPIRONICS | M SERIES HUMIDIFIER | 2018-03-07 | 180
HUMIDIFIER | M SERIES HUMIDIFIER | RESPIRONICS | M SERIES HUMIDIFIER | 2018-03-07 | 180
HUMIDIFIER | M SERIES HUMIDIFIER | RESPIRONICS | M SERIES HUMIDIFIER | 2018-03-07 | 180
HUMIDIFIER | M SERIES HUMIDIFIER | RESPIRONICS | M SERIES HUMIDIFIER | 2018-03-07 | 180
HUMIDIFIER | M SERIES HUMIDIFIER | RESPIRONICS | M SERIES HUMIDIFIER | 2018-03-07 | 180
HUMIDIFIER | M SERIES HUMIDIFIER | RESPIRONICS | M SERIES HUMIDIFIER | 2018-03-07 | 180
HUMIDIFIER | M SERIES HUMIDIFIER | RESPIRONICS | M SERIES HUMIDIFIER | 2018-03-07 | 180
HUMIDIFIER | M SERIES HUMIDIFIER | RESPIRONICS | M SERIES HUMIDIFIER | 2018-03-07 | 180
HUMIDIFIER | M SERIES HUMIDIFIER | RESPIRONICS | M SERIES HUMIDIFIER | 2018-03-07 | 180
HUMIDIFIER | M SERIES HUMIDIFIER | RESPIRONICS | M SERIES HUMIDIFIER | 2018-03-07 | 180
HUMIDIFIER | M SERIES HUMIDIFIER | RESPIRONICS | M SERIES HUMIDIFIER | 2018-03-07 | 180
HUMIDIFIER | M SERIES HUMIDIFIER | RESPIRONICS | M SERIES HUMIDIFIER | 2018-03-07 | 180
HUMIDIFIER | M SERIES HUMIDIFIER | RESPIRONICS | M SERIES HUMIDIFIER | 2018-03-07 | 180
HUMIDIFIER | M SERIES HUMIDIFIER | RESPIRONICS | M SERIES HUMIDIFIER | 2018-03-07 | 180
HUMIDIFIER | M SERIES HUMIDIFIER | RESPIRONICS | M SERIES HUMIDIFIER | 2018-03-07 | 180
HUMIDIFIER | M SERIES HUMIDIFIER | RESPIRONICS | M SERIES HUMIDIFIER | 2018-03-07 | 180
HUMIDIFIER | M SERIES HUMIDIFIER | RESPIRONICS | M SERIES HUMIDIFIER | 2018-03-07 | 180
HUMIDIFIER | M SERIES HUMIDIFIER | RESPIRONICS | M SERIES HUMIDIFIER | 2018-03-07 | 180
HUMIDIFIER | M SERIES HUMIDIFIER | RESPIRONICS | M SERIES HUMIDIFIER | 2018-03-07 | 180
HUMIDIFIER | M SERIES HUMIDIFIER | RESPIRONICS | M SERIES HUMIDIFIER | 2018-03-07 | 180
HUMIDIFIER | M SERIES HUMIDIFIER | RESPIRONICS | M SERIES HUMIDIFIER | 2018-03-07 | 180
HUMIDIFIER | M SERIES HUMIDIFIER | RESPIRONICS | M SERIES HUMIDIFIER | 2018-03-07 | 180
HUMIDIFIER | M SERIES HUMIDIFIER | RESPIRONICS | M SERIES HUMIDIFIER | 2018-03-07 | 180
HUMIDIFIER | M SERIES HUMIDIFIER | RESPIRONICS | M SERIES HUMIDIFIER | 2018-03-07 | 180
HUMIDIFIER | M SERIES HUMIDIFIER | RESPIRONICS | M SERIES HUMIDIFIER | 2018-03-07 | 180
HUMIDIFIER | M SERIES HUMIDIFIER | RESPIRONICS | M SERIES HUMIDIFIER | 2018-03-07 | 180
HUMIDIFIER | M SERIES HUMIDIFIER | RESPIRONICS | M SERIES HUMIDIFIER | 2018-03-07 | 180
HUMIDIFIER | M SERIES HUMIDIFIER | RESPIRONICS | M SERIES HUMIDIFIER | 2018-03-07 | 180
HUMIDIFIER | M SERIES HUMIDIFIER | RESPIRONICS | M SERIES HUMIDIFIER | 2018-03-07 | 180
HUMIDIFIER | M SERIES HUMIDIFIER | RESPIRONICS | M SERIES HUMIDIFIER | 2018-03-07 | 180
HUMIDIFIER | M SERIES HUMIDIFIER | RESPIRONICS | M SERIES HUMIDIFIER | 2018-03-07 | 180
HUMIDIFIER | M SERIES HUMIDIFIER | RESPIRONICS | M SERIES HUMIDIFIER | 2018-03-07 | 180
HUMIDIFIER | M SERIES HUMIDIFIER | RESPIRONICS | M SERIES HUMIDIFIER | 2018-03-07 | 180
HUMIDIFIER | M SERIES HUMIDIFIER | RESPIRONICS | M SERIES HUMIDIFIER | 2018-03-07 | 180
HUMIDIFIER | M SERIES HUMIDIFIER | RESPIRONICS | M SERIES HUMIDIFIER | 2018-03-07 | 180
HUMIDIFIER | M SERIES HUMIDIFIER | RESPIRONICS | M SERIES HUMIDIFIER | 2018-03-07 | 180
HUMIDIFIER | M SERIES HUMIDIFIER | RESPIRONICS | M SERIES HUMIDIFIER | 2018-03-07 | 180
HUMIDIFIER | M SERIES HUMIDIFIER | RESPIRONICS | M SERIES HUMIDIFIER | 2018-03-07 | 180
HUMIDIFIER | M SERIES HUMIDIFIER | RESPIRONICS | M SERIES HUMIDIFIER | 2018-03-07 | 180
HUMIDIFIER | M SERIES HUMIDIFIER | RESPIRONICS | M SERIES HUMIDIFIER | 2018-03-07 | 180
HUMIDIFIER | M SERIES HUMIDIFIER | RESPIRONICS | M SERIES HUMIDIFIER | 2018-03-07 | 180
HUMIDIFIER | M SERIES HUMIDIFIER | RESPIRONICS | M SERIES HUMIDIFIER | 2018-03-07 | 180
HUMIDIFIER | M SERIES HUMIDIFIER | RESPIRONICS | M SERIES HUMIDIFIER | 2018-03-07 | 180
HUMIDIFIER | M SERIES HUMIDIFIER | RESPIRONICS | M SERIES HUMIDIFIER | 2018-03-07 | 180
HUMIDIFIER | M SERIES HUMIDIFIER | RESPIRONICS | M SERIES HUMIDIFIER | 2018-03-07 | 180
HUMIDIFIER | M SERIES HUMIDIFIER | RESPIRONICS | M SERIES HUMIDIFIER | 2018-03-07 | 180
HUMIDIFIER | M SERIES HUMIDIFIER | RESPIRONICS | M SERIES HUMIDIFIER | 2018-03-07 | 180
HUMIDIFIER | M SERIES HUMIDIFIER | RESPIRONICS | M SERIES HUMIDIFIER | 2018-03-07 | 180
HUMIDIFIER | M SERIES HUMIDIFIER | RESPIRONICS | M SERIES HUMIDIFIER | 2018-03-07 | 180
HUMIDIFIER | M SERIES HUMIDIFIER | RESPIRONICS | M SERIES HUMIDIFIER | 2018-03-07 | 180
HUMIDIFIER | M SERIES HUMIDIFIER | RESPIRONICS | M SERIES HUMIDIFIER | 2018-03-07 | 180
NASAL CPAP | NASAL CPAP | PHILIPS LTD | DREAMSTATION | 2018-03-07 | 538.8
NASAL CPAP | NASAL CPAP | PHILIPS LTD | DREAMSTATION | 2018-03-07 | 538.8
NASAL CPAP | NASAL CPAP | PHILIPS LTD | DREAMSTATION | 2018-03-07 | 538.8
DIETARY FEED PUMP | ENTERAL FEEDING PUMP | NUTRICIA | FLOCARE INFINITY | 2018-01-11 | 960
DIETARY FEED PUMP | ENTERAL FEEDING PUMP | NUTRICIA | FLOCARE INFINITY | 2018-01-11 | 960
DIETARY FEED PUMP | ENTERAL FEEDING PUMP | NUTRICIA | FLOCARE INFINITY | 2018-01-11 | 960
DIETARY FEED PUMP | ENTERAL FEEDING PUMP | NUTRICIA | FLOCARE INFINITY | 2018-01-11 | 960
DIETARY FEED PUMP | ENTERAL FEEDING PUMP | NUTRICIA | FLOCARE INFINITY | 2018-01-11 | 960
DIETARY FEED PUMP | ENTERAL FEEDING PUMP | NUTRICIA | FLOCARE INFINITY | 2018-01-11 | 960
DIETARY FEED PUMP | ENTERAL FEEDING PUMP | NUTRICIA | FLOCARE INFINITY | 2018-01-11 | 960
DIETARY FEED PUMP | ENTERAL FEEDING PUMP | NUTRICIA | FLOCARE INFINITY | 2018-01-11 | 960
DIETARY FEED PUMP | ENTERAL FEEDING PUMP | NUTRICIA | FLOCARE INFINITY | 2018-01-11 | 960
DIETARY FEED PUMP | ENTERAL FEEDING PUMP | NUTRICIA | FLOCARE INFINITY | 2018-01-11 | 960
DIETARY FEED PUMP | ENTERAL FEEDING PUMP | NUTRICIA | FLOCARE INFINITY | 2018-01-11 | 960
DIETARY FEED PUMP | ENTERAL FEEDING PUMP | NUTRICIA | FLOCARE INFINITY | 2018-01-11 | 960
DIETARY FEED PUMP | ENTERAL FEEDING PUMP | NUTRICIA | FLOCARE INFINITY | 2018-01-11 | 960
DIETARY FEED PUMP | ENTERAL FEEDING PUMP | NUTRICIA | FLOCARE INFINITY | 2018-01-11 | 960
DIETARY FEED PUMP | ENTERAL FEEDING PUMP | NUTRICIA | FLOCARE INFINITY | 2018-01-11 | 960
BATTERY CHARGER | POWER TOOL BATTERY CHARGER | BOSCH | GAL 1880 CV | 2018-01-08 | 64.992 | 2022-12-23 09:55
DIAGNOSTIC SYSTEM | DIAGNOSTIC SYSTEM - WALL TRANSFORMER | WELCH ALLYN | GS777 | 2018-02-13 | 712.8
DIAGNOSTIC SYSTEM | DIAGNOSTIC SYSTEM - WALL TRANSFORMER | WELCH ALLYN | GS777 | 2018-02-13 | 712.8
DIAGNOSTIC SYSTEM | DIAGNOSTIC SYSTEM - WALL TRANSFORMER | WELCH ALLYN | GS777 | 2018-02-13 | 712.8
DIAGNOSTIC SYSTEM | DIAGNOSTIC SYSTEM - WALL TRANSFORMER | WELCH ALLYN | GS777 | 2018-02-13 | 712.8
DIAGNOSTIC SYSTEM | DIAGNOSTIC SYSTEM - WALL TRANSFORMER | WELCH ALLYN | GS777 | 2018-02-13 | 712.8
DIAGNOSTIC SYSTEM | DIAGNOSTIC SYSTEM - WALL TRANSFORMER | WELCH ALLYN | GS777 | 2018-02-13 | 712.8
DIAGNOSTIC SYSTEM | DIAGNOSTIC SYSTEM - WALL TRANSFORMER | WELCH ALLYN | GS777 | 2018-02-13 | 712.8
DIAGNOSTIC SYSTEM | DIAGNOSTIC SYSTEM - WALL TRANSFORMER | WELCH ALLYN | GS777 | 2018-02-13 | 712.8
DIAGNOSTIC SYSTEM | DIAGNOSTIC SYSTEM - WALL TRANSFORMER | WELCH ALLYN | GS777 | 2018-02-13 | 712.8
DIAGNOSTIC SYSTEM | DIAGNOSTIC SYSTEM - WALL TRANSFORMER | WELCH ALLYN | GS777 | 2018-02-13 | 712.8
ENDOSCOPY STACKING TROLLEY | ENDOSCOPY STACKING TROLLEY | OLYMPUS | WM-NP2 | 2018-02-13 | 3240 |  | 2024-05-01
FLAT SCREEN DISPLAY | LCD MONITOR HD - 26 INCH | OLYMPUS | OEV262H | 2018-02-13 | 7898.4 | 2023-10-12 | 2024-10-12
FIBRE OPTIC SOURCE | LIGHT SOURCE - XENON 300 | OLYMPUS | CLV-290SL | 2018-02-13 | 600 | 2021-06-28 | 2024-10-15
ENDOSCOPY VIDEO SYSTEM | SCOPE PROCESSOR | OLYMPUS | CV-290 | 2018-02-13 | 600 | 2021-06-28 | 2024-10-15
POWERSAW | ISOMET 1000 PRECISION BONE SAW | BUEHLER | 11-2180 | 2018-04-11 | 600
ABLATION MACHINE | PLASMA BLADE GENERATOR | MEDTRONIC | 40-405-1 | 2018-02-07 | 12000 | 2023-04-14 10:08 | 2025-07-15
WARMING MATTRESS | WARMING MATTRESS | INDITHERM | OTM1 | 2018-01-22 | 1020
SOFTWARE | INFUSION DEVICE TESTER SOFTWARE | MEMO-INTERNAL | INFUSION DEVICE TESTER V6.1 | 2018-01-22 | 376.476 | 2024-06-03 | 2025-06-03
SOFTWARE | INFUSION DEVICE TESTER SOFTWARE | MEMO-INTERNAL | INFUSION DEVICE TESTER V6.1 | 2018-01-22 | 376.476 | 2024-06-03 | 2025-06-03
SCALES | SCALES - FLUID | TERAOKA | DS-502 | 2018-01-12 | 226.8 | 2023-11-28 | 2024-11-15
HEART LUNG PUMP | HEART LUNG BASE UNIT | SORIN BIOMED | S5 CONSOLE | 2018-01-12 | 120515.736 | 2024-10-08 | 2025-09-15
VENTILATOR | VENTILATOR | PENLON | NUFFIELD 200 | 2018-01-09 | 10800 | 2023-11-29 | 2024-12-12
PATIENT TROLLEY | CRITICAL CARE TROLLEY | FERNO | CCT-P/BP | 2016-02-04 | 15054.48 | 2022-06-01 | 2023-10-15
BATTERY PACK | HOIST BATTERY PACK | ARJO HUNTLEIGH | NDA0100-XX | 2018-01-03 | 236.388
ANAESTHETIC MACHINE | ANAESTHETIC MACHINE - PRIMA 451 MRI | PENLON | PRIMA 451 | 2017-12-28 | 23824.8 | 2024-04-03 | 2025-03-12
ENDOSCOPY STACKING TROLLEY | ENDOSCOPY SLAVE TROLLEY | KARL STORZ | VC-2010MC | 2017-12-27 | 3600 | 2020-01-07 | 2024-10-15
FLAT SCREEN DISPLAY | DISPLAY WIDEVIEW HD MONITOR 26 INCH | KARL STORZ | SC-WU26-A1511 | 2017-12-27 | 5454 | 2023-10-19 | 2024-10-19
SUCTION CONTROLLER | HIGH SUCTION CONTROLLER | THERAPY EQUIPMENT | DIAMOND RANGE HIGH | 2017-12-22 | 96
NASAL CPAP | NASAL CPAP | PHILIPS LTD | DREAMSTATION | 2018-03-06 | 538.8
NASAL CPAP | NASAL CPAP | PHILIPS LTD | DREAMSTATION | 2018-03-06 | 538.8
NASAL CPAP | NASAL CPAP | PHILIPS LTD | DREAMSTATION | 2018-03-06 | 538.8
NASAL CPAP | NASAL CPAP | PHILIPS LTD | DREAMSTATION | 2018-03-06 | 538.8
NASAL CPAP | NASAL CPAP | PHILIPS LTD | DREAMSTATION | 2018-03-06 | 538.8
NASAL CPAP | NASAL CPAP | PHILIPS LTD | DREAMSTATION | 2018-03-06 | 538.8
NASAL CPAP | NASAL CPAP | PHILIPS LTD | DREAMSTATION | 2018-03-06 | 538.8
NASAL CPAP | NASAL CPAP | PHILIPS LTD | DREAMSTATION | 2018-03-06 | 538.8
NASAL CPAP | NASAL CPAP | PHILIPS LTD | DREAMSTATION | 2018-03-06 | 538.8
NASAL CPAP | NASAL CPAP | PHILIPS LTD | DREAMSTATION | 2018-03-06 | 538.8
NASAL CPAP | NASAL CPAP | PHILIPS LTD | DREAMSTATION | 2018-03-06 | 538.8
NASAL CPAP | NASAL CPAP | PHILIPS LTD | DREAMSTATION | 2018-03-06 | 538.8
NASAL CPAP | NASAL CPAP | PHILIPS LTD | DREAMSTATION | 2018-03-06 | 538.8
NASAL CPAP | NASAL CPAP | PHILIPS LTD | DREAMSTATION | 2018-03-06 | 538.8
NASAL CPAP | NASAL CPAP | PHILIPS LTD | DREAMSTATION | 2018-03-06 | 538.8
NASAL CPAP | NASAL CPAP | PHILIPS LTD | DREAMSTATION | 2018-03-06 | 538.8
NASAL CPAP | NASAL CPAP | PHILIPS LTD | DREAMSTATION | 2018-03-06 | 538.8
NASAL CPAP | NASAL CPAP | PHILIPS LTD | DREAMSTATION | 2018-03-06 | 538.8
NASAL CPAP | NASAL CPAP | PHILIPS LTD | DREAMSTATION | 2018-03-06 | 538.8
NASAL CPAP | NASAL CPAP | PHILIPS LTD | DREAMSTATION | 2018-03-06 | 538.8
NASAL CPAP | NASAL CPAP | PHILIPS LTD | DREAMSTATION | 2018-03-06 | 538.8
NASAL CPAP | NASAL CPAP | PHILIPS LTD | DREAMSTATION | 2018-03-06 | 538.8
NASAL CPAP | NASAL CPAP | PHILIPS LTD | DREAMSTATION | 2018-03-06 | 538.8
NASAL CPAP | NASAL CPAP | PHILIPS LTD | DREAMSTATION | 2018-03-06 | 538.8
NASAL CPAP | NASAL CPAP | PHILIPS LTD | DREAMSTATION | 2018-03-06 | 538.8
NASAL CPAP | NASAL CPAP | PHILIPS LTD | DREAMSTATION | 2018-03-06 | 538.8
NASAL CPAP | NASAL CPAP | PHILIPS LTD | DREAMSTATION | 2018-03-06 | 538.8
NASAL CPAP | NASAL CPAP | PHILIPS LTD | DREAMSTATION | 2018-03-06 | 538.8
NASAL CPAP | NASAL CPAP | PHILIPS LTD | DREAMSTATION | 2018-03-06 | 538.8
NASAL CPAP | NASAL CPAP | PHILIPS LTD | DREAMSTATION | 2018-03-06 | 538.8
NASAL CPAP | NASAL CPAP | PHILIPS LTD | DREAMSTATION | 2018-03-06 | 538.8
NASAL CPAP | NASAL CPAP | PHILIPS LTD | DREAMSTATION | 2018-03-06 | 538.8
NASAL CPAP | NASAL CPAP | PHILIPS LTD | DREAMSTATION | 2018-03-06 | 538.8
NASAL CPAP | NASAL CPAP | PHILIPS LTD | DREAMSTATION | 2018-03-06 | 538.8
NASAL CPAP | NASAL CPAP | PHILIPS LTD | DREAMSTATION | 2018-03-06 | 538.8
NASAL CPAP | NASAL CPAP | PHILIPS LTD | DREAMSTATION | 2018-03-06 | 538.8
NASAL CPAP | NASAL CPAP | PHILIPS LTD | DREAMSTATION | 2018-03-06 | 538.8
NASAL CPAP | NASAL CPAP | PHILIPS LTD | DREAMSTATION | 2018-03-06 | 538.8
NASAL CPAP | NASAL CPAP | PHILIPS LTD | DREAMSTATION | 2018-03-06 | 538.8
NASAL CPAP | NASAL CPAP | PHILIPS LTD | DREAMSTATION | 2018-03-06 | 538.8
NASAL CPAP | NASAL CPAP | PHILIPS LTD | DREAMSTATION | 2018-03-06 | 538.8
NASAL CPAP | NASAL CPAP | PHILIPS LTD | DREAMSTATION | 2018-03-06 | 538.8
NASAL CPAP | NASAL CPAP | PHILIPS LTD | DREAMSTATION | 2018-03-06 | 538.8
NASAL CPAP | NASAL CPAP | PHILIPS LTD | DREAMSTATION | 2018-03-06 | 538.8
NASAL CPAP | NASAL CPAP | PHILIPS LTD | DREAMSTATION | 2018-03-06 | 538.8
NASAL CPAP | NASAL CPAP | PHILIPS LTD | DREAMSTATION | 2018-03-06 | 538.8
NASAL CPAP | NASAL CPAP | PHILIPS LTD | DREAMSTATION | 2018-03-06 | 538.8
NASAL CPAP | NASAL CPAP | PHILIPS LTD | DREAMSTATION | 2018-03-06 | 538.8
NASAL CPAP | NASAL CPAP | PHILIPS LTD | DREAMSTATION | 2018-03-06 | 538.8
HUMIDIFIER | M SERIES HUMIDIFIER | RESPIRONICS | M SERIES HUMIDIFIER | 2018-02-26 | 180
HUMIDIFIER | M SERIES HUMIDIFIER | RESPIRONICS | M SERIES HUMIDIFIER | 2018-02-26 | 180
HUMIDIFIER | M SERIES HUMIDIFIER | RESPIRONICS | M SERIES HUMIDIFIER | 2018-02-26 | 180
HUMIDIFIER | M SERIES HUMIDIFIER | RESPIRONICS | M SERIES HUMIDIFIER | 2018-02-26 | 180
HUMIDIFIER | M SERIES HUMIDIFIER | RESPIRONICS | M SERIES HUMIDIFIER | 2018-02-26 | 180
HUMIDIFIER | M SERIES HUMIDIFIER | RESPIRONICS | M SERIES HUMIDIFIER | 2018-02-26 | 180
HUMIDIFIER | M SERIES HUMIDIFIER | RESPIRONICS | M SERIES HUMIDIFIER | 2018-02-26 | 180
HUMIDIFIER | M SERIES HUMIDIFIER | RESPIRONICS | M SERIES HUMIDIFIER | 2018-02-26 | 180
HUMIDIFIER | M SERIES HUMIDIFIER | RESPIRONICS | M SERIES HUMIDIFIER | 2018-02-26 | 180
HUMIDIFIER | M SERIES HUMIDIFIER | RESPIRONICS | M SERIES HUMIDIFIER | 2018-02-26 | 180
HUMIDIFIER | M SERIES HUMIDIFIER | RESPIRONICS | M SERIES HUMIDIFIER | 2018-02-26 | 180
HUMIDIFIER | M SERIES HUMIDIFIER | RESPIRONICS | M SERIES HUMIDIFIER | 2018-02-26 | 180
HUMIDIFIER | M SERIES HUMIDIFIER | RESPIRONICS | M SERIES HUMIDIFIER | 2018-02-26 | 180
HUMIDIFIER | M SERIES HUMIDIFIER | RESPIRONICS | M SERIES HUMIDIFIER | 2018-02-26 | 180
HUMIDIFIER | M SERIES HUMIDIFIER | RESPIRONICS | M SERIES HUMIDIFIER | 2018-02-26 | 180
HUMIDIFIER | M SERIES HUMIDIFIER | RESPIRONICS | M SERIES HUMIDIFIER | 2018-02-26 | 180
HUMIDIFIER | M SERIES HUMIDIFIER | RESPIRONICS | M SERIES HUMIDIFIER | 2018-02-26 | 180
HUMIDIFIER | M SERIES HUMIDIFIER | RESPIRONICS | M SERIES HUMIDIFIER | 2018-02-26 | 180
HUMIDIFIER | M SERIES HUMIDIFIER | RESPIRONICS | M SERIES HUMIDIFIER | 2018-02-26 | 180
HUMIDIFIER | M SERIES HUMIDIFIER | RESPIRONICS | M SERIES HUMIDIFIER | 2018-02-26 | 180
HUMIDIFIER | M SERIES HUMIDIFIER | RESPIRONICS | M SERIES HUMIDIFIER | 2018-02-26 | 180
OXIMETER | PULSE OXIMETER WRIST | MINOLTA | PULSOX-300I | 2018-03-06 | 600
OXIMETER | PULSE OXIMETER WRIST | MINOLTA | PULSOX-300I | 2018-03-06 | 600
OXIMETER | PULSE OXIMETER WRIST | MINOLTA | PULSOX-300I | 2018-03-06 | 600
OXIMETER | PULSE OXIMETER WRIST | MINOLTA | PULSOX-300I | 2018-03-06 | 600
OXIMETER | PULSE OXIMETER WRIST | MINOLTA | PULSOX-300I | 2018-03-06 | 600
OXIMETER | PULSE OXIMETER WRIST | MINOLTA | PULSOX-300I | 2018-03-06 | 600
OXIMETER | PULSE OXIMETER WRIST | MINOLTA | PULSOX-300I | 2018-03-06 | 600
OXIMETER | PULSE OXIMETER WRIST | MINOLTA | PULSOX-300I | 2018-03-06 | 600
OXIMETER | PULSE OXIMETER WRIST | MINOLTA | PULSOX-300I | 2018-03-06 | 600
OXIMETER | PULSE OXIMETER WRIST | MINOLTA | PULSOX-300I | 2018-03-06 | 600
OXIMETER | PULSE OXIMETER WRIST | MINOLTA | PULSOX-300I | 2018-03-06 | 600
OXIMETER | PULSE OXIMETER WRIST | MINOLTA | PULSOX-300I | 2018-03-06 | 600
OXIMETER | PULSE OXIMETER WRIST | MINOLTA | PULSOX-300I | 2018-03-06 | 600
OXIMETER | PULSE OXIMETER WRIST | MINOLTA | PULSOX-300I | 2018-03-06 | 600
OXIMETER | PULSE OXIMETER WRIST | MINOLTA | PULSOX-300I | 2018-03-06 | 600
OXIMETER | PULSE OXIMETER WRIST | MINOLTA | PULSOX-300I | 2018-03-06 | 600
OXIMETER | PULSE OXIMETER WRIST | MINOLTA | PULSOX-300I | 2018-03-06 | 600
OXIMETER | PULSE OXIMETER WRIST | MINOLTA | PULSOX-300I | 2018-03-06 | 600
OXIMETER | PULSE OXIMETER WRIST | MINOLTA | PULSOX-300I | 2018-03-06 | 600
OXIMETER | PULSE OXIMETER WRIST | MINOLTA | PULSOX-300I | 2018-03-06 | 600
OXIMETER | PULSE OXIMETER WRIST | MINOLTA | PULSOX-300I | 2018-03-06 | 600
OXIMETER | PULSE OXIMETER WRIST | MINOLTA | PULSOX-300I | 2018-03-06 | 600
OXIMETER | PULSE OXIMETER WRIST | MINOLTA | PULSOX-300I | 2018-03-06 | 600
OXIMETER | PULSE OXIMETER WRIST | MINOLTA | PULSOX-300I | 2018-03-06 | 600
OXIMETER | PULSE OXIMETER WRIST | MINOLTA | PULSOX-300I | 2018-03-06 | 600
OXIMETER | PULSE OXIMETER WRIST | MINOLTA | PULSOX-300I | 2018-03-06 | 600
OXIMETER | PULSE OXIMETER WRIST | MINOLTA | PULSOX-300I | 2018-03-06 | 600
OXIMETER | PULSE OXIMETER WRIST | MINOLTA | PULSOX-300I | 2018-03-06 | 600
OXIMETER | PULSE OXIMETER WRIST | MINOLTA | PULSOX-300I | 2018-03-06 | 600
OXIMETER | PULSE OXIMETER WRIST | MINOLTA | PULSOX-300I | 2018-03-06 | 600
OXIMETER | PULSE OXIMETER WRIST | MINOLTA | PULSOX-300I | 2018-03-06 | 600
OXIMETER | PULSE OXIMETER WRIST | MINOLTA | PULSOX-300I | 2018-03-06 | 600
HUMIDIFIER | M SERIES HUMIDIFIER | RESPIRONICS | M SERIES HUMIDIFIER | 2018-02-26 | 180
HUMIDIFIER | M SERIES HUMIDIFIER | RESPIRONICS | M SERIES HUMIDIFIER | 2018-02-26 | 180
HUMIDIFIER | M SERIES HUMIDIFIER | RESPIRONICS | M SERIES HUMIDIFIER | 2018-02-26 | 180
HUMIDIFIER | M SERIES HUMIDIFIER | RESPIRONICS | M SERIES HUMIDIFIER | 2018-02-26 | 180
HUMIDIFIER | M SERIES HUMIDIFIER | RESPIRONICS | M SERIES HUMIDIFIER | 2018-02-26 | 180
HUMIDIFIER | M SERIES HUMIDIFIER | RESPIRONICS | M SERIES HUMIDIFIER | 2018-02-26 | 180
HUMIDIFIER | M SERIES HUMIDIFIER | RESPIRONICS | M SERIES HUMIDIFIER | 2018-02-26 | 180
HUMIDIFIER | M SERIES HUMIDIFIER | RESPIRONICS | M SERIES HUMIDIFIER | 2018-02-26 | 180
HUMIDIFIER | M SERIES HUMIDIFIER | RESPIRONICS | M SERIES HUMIDIFIER | 2018-02-26 | 180
HUMIDIFIER | M SERIES HUMIDIFIER | RESPIRONICS | M SERIES HUMIDIFIER | 2018-02-26 | 180
HUMIDIFIER | M SERIES HUMIDIFIER | RESPIRONICS | M SERIES HUMIDIFIER | 2018-02-26 | 180
HUMIDIFIER | M SERIES HUMIDIFIER | RESPIRONICS | M SERIES HUMIDIFIER | 2018-02-26 | 180
HUMIDIFIER | M SERIES HUMIDIFIER | RESPIRONICS | M SERIES HUMIDIFIER | 2018-02-26 | 180
HUMIDIFIER | M SERIES HUMIDIFIER | RESPIRONICS | M SERIES HUMIDIFIER | 2018-02-26 | 180
HUMIDIFIER | M SERIES HUMIDIFIER | RESPIRONICS | M SERIES HUMIDIFIER | 2018-02-26 | 180
HUMIDIFIER | M SERIES HUMIDIFIER | RESPIRONICS | M SERIES HUMIDIFIER | 2018-02-26 | 180
HUMIDIFIER | M SERIES HUMIDIFIER | RESPIRONICS | M SERIES HUMIDIFIER | 2018-02-26 | 180
HUMIDIFIER | M SERIES HUMIDIFIER | RESPIRONICS | M SERIES HUMIDIFIER | 2018-02-26 | 180
HUMIDIFIER | M SERIES HUMIDIFIER | RESPIRONICS | M SERIES HUMIDIFIER | 2018-02-26 | 180
HUMIDIFIER | M SERIES HUMIDIFIER | RESPIRONICS | M SERIES HUMIDIFIER | 2018-02-26 | 180
HUMIDIFIER | M SERIES HUMIDIFIER | RESPIRONICS | M SERIES HUMIDIFIER | 2018-02-26 | 180
HUMIDIFIER | M SERIES HUMIDIFIER | RESPIRONICS | M SERIES HUMIDIFIER | 2018-02-26 | 180
HUMIDIFIER | M SERIES HUMIDIFIER | RESPIRONICS | M SERIES HUMIDIFIER | 2018-02-26 | 180
HUMIDIFIER | M SERIES HUMIDIFIER | RESPIRONICS | M SERIES HUMIDIFIER | 2018-02-26 | 180
HUMIDIFIER | M SERIES HUMIDIFIER | RESPIRONICS | M SERIES HUMIDIFIER | 2018-02-26 | 180
HUMIDIFIER | M SERIES HUMIDIFIER | RESPIRONICS | M SERIES HUMIDIFIER | 2018-02-26 | 180
HUMIDIFIER | M SERIES HUMIDIFIER | RESPIRONICS | M SERIES HUMIDIFIER | 2018-02-26 | 180
HUMIDIFIER | M SERIES HUMIDIFIER | RESPIRONICS | M SERIES HUMIDIFIER | 2018-02-26 | 180
HUMIDIFIER | M SERIES HUMIDIFIER | RESPIRONICS | M SERIES HUMIDIFIER | 2018-02-26 | 180
HUMIDIFIER | M SERIES HUMIDIFIER | RESPIRONICS | M SERIES HUMIDIFIER | 2018-02-26 | 180
HUMIDIFIER | M SERIES HUMIDIFIER | RESPIRONICS | M SERIES HUMIDIFIER | 2018-02-26 | 180
HUMIDIFIER | M SERIES HUMIDIFIER | RESPIRONICS | M SERIES HUMIDIFIER | 2018-02-26 | 180
HUMIDIFIER | M SERIES HUMIDIFIER | RESPIRONICS | M SERIES HUMIDIFIER | 2018-02-26 | 180
HUMIDIFIER | M SERIES HUMIDIFIER | RESPIRONICS | M SERIES HUMIDIFIER | 2018-02-26 | 180
HUMIDIFIER | M SERIES HUMIDIFIER | RESPIRONICS | M SERIES HUMIDIFIER | 2018-02-26 | 180
HUMIDIFIER | M SERIES HUMIDIFIER | RESPIRONICS | M SERIES HUMIDIFIER | 2018-02-26 | 180
HUMIDIFIER | M SERIES HUMIDIFIER | RESPIRONICS | M SERIES HUMIDIFIER | 2018-02-26 | 180
HUMIDIFIER | M SERIES HUMIDIFIER | RESPIRONICS | M SERIES HUMIDIFIER | 2018-02-26 | 180
HUMIDIFIER | M SERIES HUMIDIFIER | RESPIRONICS | M SERIES HUMIDIFIER | 2018-02-26 | 180
HUMIDIFIER | M SERIES HUMIDIFIER | RESPIRONICS | M SERIES HUMIDIFIER | 2018-02-26 | 180
HUMIDIFIER | M SERIES HUMIDIFIER | RESPIRONICS | M SERIES HUMIDIFIER | 2018-02-26 | 180
BIPAP VENTILATORY SUPPORT SYSTEM | BIPAP VENTILATORY SUPPORT SYSTEM | RESPIRONICS | A40 | 2018-02-26 | 2913
BIPAP VENTILATORY SUPPORT SYSTEM | BIPAP VENTILATORY SUPPORT SYSTEM | RESPIRONICS | A40 | 2018-02-26 | 2913
BIPAP VENTILATORY SUPPORT SYSTEM | BIPAP VENTILATORY SUPPORT SYSTEM | RESPIRONICS | A40 | 2018-02-26 | 2913
BIPAP VENTILATORY SUPPORT SYSTEM | BIPAP VENTILATORY SUPPORT SYSTEM | RESPIRONICS | A40 | 2018-02-26 | 2913
HUMIDIFIER | M SERIES HUMIDIFIER | RESPIRONICS | M SERIES HUMIDIFIER | 2018-02-26 | 180
HUMIDIFIER | M SERIES HUMIDIFIER | RESPIRONICS | M SERIES HUMIDIFIER | 2018-02-26 | 180
HUMIDIFIER | M SERIES HUMIDIFIER | RESPIRONICS | M SERIES HUMIDIFIER | 2018-02-26 | 180
HUMIDIFIER | M SERIES HUMIDIFIER | RESPIRONICS | M SERIES HUMIDIFIER | 2018-02-26 | 180
HUMIDIFIER | M SERIES HUMIDIFIER | RESPIRONICS | M SERIES HUMIDIFIER | 2018-02-26 | 180
HUMIDIFIER | M SERIES HUMIDIFIER | RESPIRONICS | M SERIES HUMIDIFIER | 2018-02-26 | 180
HUMIDIFIER | M SERIES HUMIDIFIER | RESPIRONICS | M SERIES HUMIDIFIER | 2018-02-26 | 180
HUMIDIFIER | M SERIES HUMIDIFIER | RESPIRONICS | M SERIES HUMIDIFIER | 2018-02-26 | 180
HUMIDIFIER | M SERIES HUMIDIFIER | RESPIRONICS | M SERIES HUMIDIFIER | 2018-02-26 | 180
HUMIDIFIER | M SERIES HUMIDIFIER | RESPIRONICS | M SERIES HUMIDIFIER | 2018-02-26 | 180
HUMIDIFIER | M SERIES HUMIDIFIER | RESPIRONICS | M SERIES HUMIDIFIER | 2018-02-26 | 180
HUMIDIFIER | M SERIES HUMIDIFIER | RESPIRONICS | M SERIES HUMIDIFIER | 2018-02-26 | 180
HUMIDIFIER | M SERIES HUMIDIFIER | RESPIRONICS | M SERIES HUMIDIFIER | 2018-02-26 | 180
HUMIDIFIER | M SERIES HUMIDIFIER | RESPIRONICS | M SERIES HUMIDIFIER | 2018-02-26 | 180
HUMIDIFIER | M SERIES HUMIDIFIER | RESPIRONICS | M SERIES HUMIDIFIER | 2018-02-26 | 180
HUMIDIFIER | M SERIES HUMIDIFIER | RESPIRONICS | M SERIES HUMIDIFIER | 2018-02-26 | 180
HUMIDIFIER | M SERIES HUMIDIFIER | RESPIRONICS | M SERIES HUMIDIFIER | 2018-02-26 | 180
BIPAP VENTILATORY SUPPORT SYSTEM | BIPAP VENTILATORY SUPPORT SYSTEM | RESPIRONICS | A40 | 2018-02-26 | 2913
BIPAP VENTILATORY SUPPORT SYSTEM | BIPAP VENTILATORY SUPPORT SYSTEM | RESPIRONICS | A40 | 2018-02-26 | 2913
HUMIDIFIER | M SERIES HUMIDIFIER | RESPIRONICS | M SERIES HUMIDIFIER | 2018-02-26 | 180
HUMIDIFIER | M SERIES HUMIDIFIER | RESPIRONICS | M SERIES HUMIDIFIER | 2018-02-26 | 180
HUMIDIFIER | M SERIES HUMIDIFIER | RESPIRONICS | M SERIES HUMIDIFIER | 2018-02-26 | 180
HUMIDIFIER | M SERIES HUMIDIFIER | RESPIRONICS | M SERIES HUMIDIFIER | 2018-02-26 | 180
HUMIDIFIER | M SERIES HUMIDIFIER | RESPIRONICS | M SERIES HUMIDIFIER | 2018-02-26 | 180
HUMIDIFIER | M SERIES HUMIDIFIER | RESPIRONICS | M SERIES HUMIDIFIER | 2018-02-26 | 180
HUMIDIFIER | M SERIES HUMIDIFIER | RESPIRONICS | M SERIES HUMIDIFIER | 2018-02-26 | 180
HUMIDIFIER | M SERIES HUMIDIFIER | RESPIRONICS | M SERIES HUMIDIFIER | 2018-02-26 | 180
HUMIDIFIER | M SERIES HUMIDIFIER | RESPIRONICS | M SERIES HUMIDIFIER | 2018-02-26 | 180
HUMIDIFIER | M SERIES HUMIDIFIER | RESPIRONICS | M SERIES HUMIDIFIER | 2018-02-26 | 180
HUMIDIFIER | M SERIES HUMIDIFIER | RESPIRONICS | M SERIES HUMIDIFIER | 2018-02-26 | 180
HUMIDIFIER | M SERIES HUMIDIFIER | RESPIRONICS | M SERIES HUMIDIFIER | 2018-02-26 | 180
HUMIDIFIER | M SERIES HUMIDIFIER | RESPIRONICS | M SERIES HUMIDIFIER | 2018-02-26 | 180
HUMIDIFIER | M SERIES HUMIDIFIER | RESPIRONICS | M SERIES HUMIDIFIER | 2018-02-26 | 180
HUMIDIFIER | M SERIES HUMIDIFIER | RESPIRONICS | M SERIES HUMIDIFIER | 2018-02-26 | 180
HUMIDIFIER | M SERIES HUMIDIFIER | RESPIRONICS | M SERIES HUMIDIFIER | 2018-02-26 | 180
HUMIDIFIER | M SERIES HUMIDIFIER | RESPIRONICS | M SERIES HUMIDIFIER | 2018-02-26 | 180
HUMIDIFIER | M SERIES HUMIDIFIER | RESPIRONICS | M SERIES HUMIDIFIER | 2018-02-26 | 180
HUMIDIFIER | M SERIES HUMIDIFIER | RESPIRONICS | M SERIES HUMIDIFIER | 2018-02-26 | 180
HUMIDIFIER | M SERIES HUMIDIFIER | RESPIRONICS | M SERIES HUMIDIFIER | 2018-02-26 | 180
HUMIDIFIER | M SERIES HUMIDIFIER | RESPIRONICS | M SERIES HUMIDIFIER | 2018-02-26 | 180
HUMIDIFIER | M SERIES HUMIDIFIER | RESPIRONICS | M SERIES HUMIDIFIER | 2018-02-26 | 180
HUMIDIFIER | M SERIES HUMIDIFIER | RESPIRONICS | M SERIES HUMIDIFIER | 2018-02-26 | 180
HUMIDIFIER | M SERIES HUMIDIFIER | RESPIRONICS | M SERIES HUMIDIFIER | 2018-02-26 | 180
HUMIDIFIER | M SERIES HUMIDIFIER | RESPIRONICS | M SERIES HUMIDIFIER | 2018-02-26 | 180
HUMIDIFIER | M SERIES HUMIDIFIER | RESPIRONICS | M SERIES HUMIDIFIER | 2018-02-26 | 180
HUMIDIFIER | M SERIES HUMIDIFIER | RESPIRONICS | M SERIES HUMIDIFIER | 2018-02-26 | 180
HUMIDIFIER | M SERIES HUMIDIFIER | RESPIRONICS | M SERIES HUMIDIFIER | 2018-02-26 | 180
HUMIDIFIER | M SERIES HUMIDIFIER | RESPIRONICS | M SERIES HUMIDIFIER | 2018-02-26 | 180
HEADLIGHT SYSTEM | LED HEADLIGHT | ALBERT WAESCHLE | DERMATOSCOPE | 2018-03-22 | 3000
COUCH | COUCH 2-SECTION ELECTRIC | BRISTOL MAID (HOSP.M.CRAFT) | EC015 | 2018-03-28 | 840 | 2022-05-18 | 2025-05-18
SPHYGMOMANOMETER | SPHYGMOMANOMETER - MOBILE | WELCH ALLYN | 7670-10 | 2018-04-20 | 217.488 | 2024-08-13 | 2025-08-13
SUCTION UNIT | PORTABLE SUCTION UNIT | LAERDAL | LCSU4 | 2018-04-13 | 2280 | 2022-06-07 | 2025-06-01
HEATED COT/RESUS.UNIT | NEONATAL WARMING BED | WEYER GMBH | THERMOCARE K | 2018-04-11 | 10230.216 | 2024-09-30 | 2025-09-30
SPHYGMOMANOMETER | DESK SPHYGMOMANOMETER | WELCH ALLYN | 7670-16 | 2018-02-26 | 217.488 | 2023-12-18 | 2024-12-18
SPHYGMOMANOMETER | DESK SPHYGMOMANOMETER | WELCH ALLYN | 7670-16 | 2018-02-26 | 217.488 | 2024-07-17 | 2025-07-17
SPHYGMOMANOMETER | DESK SPHYGMOMANOMETER | WELCH ALLYN | 7670-16 | 2017-11-14 | 217.488 | 2024-07-17 | 2025-07-17
TRANSDUCER | WIRELESS TOCO+ MP | PHILIPS LTD | 866075 | 2016-05-11 | 720
TRANSDUCER | WIRELESS ULTRASOUND TRANSDUCER | PHILIPS LTD | 866076 | 2016-05-11 | 1080
TRANSDUCER | WIRELESS ULTRASOUND TRANSDUCER | PHILIPS LTD | 866076 | 2016-05-11 | 1080
AUDIO DOPPLER | AUDIO DOPPLER | HUNTLEIGH | D920 | 2018-02-08 | 354
AUDIO DOPPLER | AUDIO DOPPLER | HUNTLEIGH | D920 | 2018-02-08 | 354
CO2 MODULE | MODULE CO2 MICROSTREAM | PHILIPS LTD | M3015A | 2018-02-01 | 3000 | 2023-06-07 | 2024-09-01
SCALES | SCALES - STAND ON | MARSDEN | M-420 | 2018-01-25 | 300 | 2021-04-14 | 2024-11-15
BATTERY THERMOMETER | BATTERY THERMOMETER | WELCH ALLYN | SURETEMP PLUS 692 | 2018-01-10 | 1417.2
BATTERY THERMOMETER | BATTERY THERMOMETER | WELCH ALLYN | SURETEMP PLUS 692 | 2018-01-10 | 1417.2
BLOOD GAS ANALYSER | STAT STRIP GLU/KET ANALYSER | NOVA BIOMEDICAL | STAT STRIP79 (GLU/KET) 53755 | 2018-01-05 | 600
BLOOD GAS ANALYSER | STAT STRIP GLU/KET ANALYSER | NOVA BIOMEDICAL | STAT STRIP79 (GLU/KET) 53755 | 2018-01-05 | 600
DOCKING STATION | STAT STRIP79 GLU/KET ANALYSER DOCKING STATION | NOVA BIOMEDICAL | 53400 | 2018-01-05 | 0
DOCKING STATION | STAT STRIP79 GLU/KET ANALYSER DOCKING STATION | NOVA BIOMEDICAL | 53400 | 2018-01-05 | 0
BLOOD GAS ANALYSER | STAT STRIP CONNECTIVITY LACTATE ANALYSER | NOVA BIOMEDICAL | CONNECTIVITY 47488 | 2018-01-05 | 0
BLOOD GAS ANALYSER | STAT STRIP CONNECTIVITY LACTATE ANALYSER | NOVA BIOMEDICAL | CONNECTIVITY 47488 | 2018-01-05 | 0
DOCKING STATION | STAT STRIP LACTATE ANALYSER DOCKING STATION | NOVA BIOMEDICAL | 51994 | 2018-01-05 | 0
DOCKING STATION | STAT STRIP LACTATE ANALYSER DOCKING STATION | NOVA BIOMEDICAL | 51994 | 2018-01-05 | 0
BLOOD GLUCOSE METER (GLUCOMETER) | WIRELESS BLOOD GLUCOSE MONITORING SYSTEM | BAYER | CONTOUR NEXT LINK 24 | 2018-01-04 | 0
FLAT SCREEN DISPLAY | DISPLAY WIDEVIEW HD MONITOR 26 INCH | KARL STORZ | SC-WU26-A1511 | 2017-12-22 | 5454 | 2024-10-24 | 2025-10-24
OPHTHALMOSCOPE | OPHTHALMOSCOPE | WELCH ALLYN | 11610 | 2017-12-18 | 310.344
OXIMETER | PULSE OXIMETER | NELLCOR | PM100N | 2017-12-08 | 1200 | 2022-05-18 | 2025-05-18
SUCTION UNIT | PORTABLE SUCTION UNIT | LAERDAL | LCSU4 | 2017-11-30 | 2280 | 2021-10-01 | 2024-10-01
ULTRASOUND SCANNER | CLARITY CONSOLE | ELEKTA | C051 | 2018-01-22 | 79680 | 2024-08-30 | 2024-09-30
ULTRASOUND PROBE | TPUS AUTOSCAN PROBE | ELEKTA | M4DC7-3/40 | 2018-01-22 | 47808 | 2022-12-14 18:03 | 2023-12-15
COMPUTER WORKSTATION | DELL PRECISION TOWER 5810 | DELL COMPUTERS | 5810 | 2018-04-09 | 19123.2
ULTRASOUND PROBE | TPUS AUTOSCAN PROBE | ELEKTA | M4DC7-3/40 | 2018-02-15 | 47808
ULTRASOUND PROBE | TPUS AUTOSCAN PROBE | ELEKTA | M4DC7-3/40 | 2018-02-15 | 47808
FIRST AID KIT | FIRST AID KIT | NA | FIXED | 2022-05-19 | 30 |  | 2026-06-01
SUCTION CONTROLLER | HIGH SUCTION CONTROLLER | THERAPY EQUIPMENT | DIAMOND RANGE HIGH | 2018-03-27 | 372
BEAM ANALYSER | FLATNESS CHECKER | IBA DOSIMETRY | MATRIXX EVOLUTION | 2018-03-23 | 26880
VERNIER CALIPER | VERNIER CALIPER | SYLVAC | S235 | 2018-04-12 | 104.4 | 2023-07-19 | 2024-06-24
VERNIER CALIPER | VERNIER CALIPER | SYLVAC | S235 | 2018-04-12 | 104.4
SUCTION CONTROLLER | HIGH SUCTION CONTROLLER | THERAPY EQUIPMENT | DIAMOND RANGE HIGH | 2018-06-04 | 96
SPIRIT-LEVEL | MULTI LINE LASER LEVEL | LEICA | LINO L4P1 | 2019-06-03 | 540
SUCTION CONTROLLER | HIGH SUCTION CONTROLLER | THERAPY EQUIPMENT | DIAMOND RANGE HIGH | 2019-08-29 | 72
TORQUE SCREWDRIVER | TORQUE SCREWDRIVER | SEARS ROEBUC | TORQUE LEADER MINOR | 2019-10-14 | 60 | 2024-03-15 | 2025-03-15
TORQUE SCREWDRIVER | TORQUE SCREWDRIVER | SEARS ROEBUC | TORQUE LEADER MINOR | 2019-10-14 | 60 | 2024-05-17 | 2025-05-17
ABR SCREENER | ABR/OAE | INTERACOUSTICS | ECLIPSE | 2021-04-07 | 14400 | 2024-03-11 | 2024-04-01
STIMULATOR | STIMULATOR | GN RESOUND | AIRMATIC 2 | 2021-04-20 | 5970 | 2024-03-14 | 2025-03-14
CAMERA | CAMERA | CANON | G9X | 2020-02-10 | 396
ABR SCREENER | ABR/OAE | INTERACOUSTICS | ECLIPSE | 2019-08-30 | 22398.552 | 2023-08-22 | 2024-08-28
MRI SCANNER | MRI SCANNER (1.5T) | SIEMENS LTD | MAGNETOM AVANTO FIT | 2017-12-20 | 924000 | 2024-07-22 | 2025-01-03
ACTIVE BREATHING CO-ORDINATOR | ACTIVE BREATHING CO-ORDINATOR | ELEKTA | 1504204 | 2019-07-10 | 82507.812 | 2023-11-16 | 2024-11-16
ELECTROMETER | ELECTROMETER | PTW-FREIBURG | UNIDOS | 2019-05-24 | 6024 | 2023-07-26 | 2024-07-26
SUCTION CONTROLLER | HIGH SUCTION CONTROLLER | THERAPY EQUIPMENT | DIAMOND RANGE HIGH | 2018-07-18 | 96
DIODE DETECTOR | DIODE DETECTOR | IBA DOSIMETRY | 999-802-T | 2018-12-13 | 1478.4
DIODE DETECTOR | DIODE DETECTOR | IBA DOSIMETRY | 999-802-T | 2018-12-13 | 1478.4
ULTRASOUND SCANNER | ULTRASOUND SCANNER | BARD LTD | SITE RITE 8 | 2018-09-15 | 18000 | 2024-04-10 | 2025-04-10
COMPUTER WORKSTATION | DELL PRECISION TOWER 5810 | DELL COMPUTERS | 5810 | 2018-07-11 | 0
FLATNESS SCANNER | FLATNESS CHECKER | PTW-FREIBURG | QUICK CHECK | 2018-07-09 | 7970.4 | 2023-07-25 | 2024-07-25
DOSEMETER | DOSEMETER | RAYSAFE | 1302026 | 2018-06-06 | 13962.744
TORQUE WRENCH | TORQUE WRENCH 130-650NM | STAHLWILLE | MANOSKOP 730N | 2019-12-20 | 924 | 2023-12-18 | 2025-11-27
VACUUM PUMP | TURBO VACUUM PUMP | AGILENT | 9698205M016 | 2020-02-17 | 9600 | 2024-06-10 | 2025-07-04
TYMPANOGRAPH | TYMPANOMETER | INTERACOUSTICS | TITAN | 2019-05-22 | 5048.4 | 2024-01-25 | 2025-01-25
TYMPANOGRAPH | TYMPANOMETER | INTERACOUSTICS | TITAN | 2019-05-22 | 5048.4 | 2024-01-25 | 2025-01-25
SCALES | SCALES - STAND ON | MARSDEN | M-420 | 2018-02-05 | 300 | 2021-12-06 | 2024-11-15
OXIMETER | PULSE OXIMETER FINGERTIP | NONIN | 9550 ONYX II | 2017-12-11 | 420
SUCTION CONTROLLER | HIGH SUCTION CONTROLLER | THERAPY EQUIPMENT | DIAMOND RANGE HIGH | 2017-12-08 | 96
DOSE CALIBRATOR | DOSE CALIBRATOR | CAPINTEC | CRC-55TR | 2017-12-11 | 6000
DOSE CALIBRATOR | DOSE CALIBRATOR | CAPINTEC | CRC-55TR | 2017-12-11 | 11036.1 | 2024-04-01 | 2025-04-01
SCALES | SCALES - COLUMN | SECA | 799 | 2017-11-20 | 300 | 2023-12-05 | 2024-11-15
HUMIDIFIER | M SERIES HUMIDIFIER | RESPIRONICS | M SERIES HUMIDIFIER | 2017-12-22 | 180
HUMIDIFIER | M SERIES HUMIDIFIER | RESPIRONICS | M SERIES HUMIDIFIER | 2017-12-22 | 180
HUMIDIFIER | M SERIES HUMIDIFIER | RESPIRONICS | M SERIES HUMIDIFIER | 2017-12-22 | 180
HUMIDIFIER | M SERIES HUMIDIFIER | RESPIRONICS | M SERIES HUMIDIFIER | 2017-12-22 | 180
HUMIDIFIER | M SERIES HUMIDIFIER | RESPIRONICS | M SERIES HUMIDIFIER | 2017-12-22 | 180
HUMIDIFIER | M SERIES HUMIDIFIER | RESPIRONICS | M SERIES HUMIDIFIER | 2017-12-22 | 180
HUMIDIFIER | M SERIES HUMIDIFIER | RESPIRONICS | M SERIES HUMIDIFIER | 2017-12-22 | 180
HUMIDIFIER | M SERIES HUMIDIFIER | RESPIRONICS | M SERIES HUMIDIFIER | 2017-12-22 | 180
HUMIDIFIER | M SERIES HUMIDIFIER | RESPIRONICS | M SERIES HUMIDIFIER | 2017-12-22 | 180
HUMIDIFIER | M SERIES HUMIDIFIER | RESPIRONICS | M SERIES HUMIDIFIER | 2017-12-22 | 180
HUMIDIFIER | M SERIES HUMIDIFIER | RESPIRONICS | M SERIES HUMIDIFIER | 2017-12-22 | 180
HUMIDIFIER | M SERIES HUMIDIFIER | RESPIRONICS | M SERIES HUMIDIFIER | 2017-12-22 | 180
HUMIDIFIER | M SERIES HUMIDIFIER | RESPIRONICS | M SERIES HUMIDIFIER | 2017-12-22 | 180
HUMIDIFIER | M SERIES HUMIDIFIER | RESPIRONICS | M SERIES HUMIDIFIER | 2017-12-22 | 180
HUMIDIFIER | M SERIES HUMIDIFIER | RESPIRONICS | M SERIES HUMIDIFIER | 2017-12-22 | 180
HUMIDIFIER | M SERIES HUMIDIFIER | RESPIRONICS | M SERIES HUMIDIFIER | 2017-12-22 | 180
HUMIDIFIER | M SERIES HUMIDIFIER | RESPIRONICS | M SERIES HUMIDIFIER | 2017-12-22 | 180
HUMIDIFIER | M SERIES HUMIDIFIER | RESPIRONICS | M SERIES HUMIDIFIER | 2017-12-22 | 180
HUMIDIFIER | M SERIES HUMIDIFIER | RESPIRONICS | M SERIES HUMIDIFIER | 2017-12-22 | 180
HUMIDIFIER | M SERIES HUMIDIFIER | RESPIRONICS | M SERIES HUMIDIFIER | 2017-12-22 | 180
HUMIDIFIER | M SERIES HUMIDIFIER | RESPIRONICS | M SERIES HUMIDIFIER | 2017-12-22 | 180
HUMIDIFIER | M SERIES HUMIDIFIER | RESPIRONICS | M SERIES HUMIDIFIER | 2017-12-22 | 180
HUMIDIFIER | M SERIES HUMIDIFIER | RESPIRONICS | M SERIES HUMIDIFIER | 2017-12-22 | 180
HUMIDIFIER | M SERIES HUMIDIFIER | RESPIRONICS | M SERIES HUMIDIFIER | 2017-12-22 | 180
HUMIDIFIER | M SERIES HUMIDIFIER | RESPIRONICS | M SERIES HUMIDIFIER | 2017-12-22 | 180
HUMIDIFIER | M SERIES HUMIDIFIER | RESPIRONICS | M SERIES HUMIDIFIER | 2017-12-22 | 180
HUMIDIFIER | M SERIES HUMIDIFIER | RESPIRONICS | M SERIES HUMIDIFIER | 2017-12-22 | 180
HUMIDIFIER | M SERIES HUMIDIFIER | RESPIRONICS | M SERIES HUMIDIFIER | 2017-12-22 | 180
HUMIDIFIER | M SERIES HUMIDIFIER | RESPIRONICS | M SERIES HUMIDIFIER | 2017-12-22 | 180
HUMIDIFIER | M SERIES HUMIDIFIER | RESPIRONICS | M SERIES HUMIDIFIER | 2017-12-22 | 180
HUMIDIFIER | M SERIES HUMIDIFIER | RESPIRONICS | M SERIES HUMIDIFIER | 2017-12-22 | 180
HUMIDIFIER | M SERIES HUMIDIFIER | RESPIRONICS | M SERIES HUMIDIFIER | 2017-12-22 | 180
HUMIDIFIER | M SERIES HUMIDIFIER | RESPIRONICS | M SERIES HUMIDIFIER | 2017-12-22 | 180
HUMIDIFIER | M SERIES HUMIDIFIER | RESPIRONICS | M SERIES HUMIDIFIER | 2017-12-22 | 180
HUMIDIFIER | M SERIES HUMIDIFIER | RESPIRONICS | M SERIES HUMIDIFIER | 2017-12-22 | 180
HUMIDIFIER | M SERIES HUMIDIFIER | RESPIRONICS | M SERIES HUMIDIFIER | 2017-12-22 | 180
HUMIDIFIER | M SERIES HUMIDIFIER | RESPIRONICS | M SERIES HUMIDIFIER | 2017-12-22 | 180
HUMIDIFIER | M SERIES HUMIDIFIER | RESPIRONICS | M SERIES HUMIDIFIER | 2017-12-22 | 180
HUMIDIFIER | M SERIES HUMIDIFIER | RESPIRONICS | M SERIES HUMIDIFIER | 2017-12-22 | 180
HUMIDIFIER | M SERIES HUMIDIFIER | RESPIRONICS | M SERIES HUMIDIFIER | 2017-12-22 | 180
HUMIDIFIER | M SERIES HUMIDIFIER | RESPIRONICS | M SERIES HUMIDIFIER | 2017-12-22 | 180
HUMIDIFIER | M SERIES HUMIDIFIER | RESPIRONICS | M SERIES HUMIDIFIER | 2017-12-22 | 180
HUMIDIFIER | M SERIES HUMIDIFIER | RESPIRONICS | M SERIES HUMIDIFIER | 2017-12-22 | 180
HUMIDIFIER | M SERIES HUMIDIFIER | RESPIRONICS | M SERIES HUMIDIFIER | 2017-12-22 | 180
HUMIDIFIER | M SERIES HUMIDIFIER | RESPIRONICS | M SERIES HUMIDIFIER | 2017-12-22 | 180
HUMIDIFIER | M SERIES HUMIDIFIER | RESPIRONICS | M SERIES HUMIDIFIER | 2017-12-22 | 180
HUMIDIFIER | M SERIES HUMIDIFIER | RESPIRONICS | M SERIES HUMIDIFIER | 2017-12-22 | 180
HUMIDIFIER | M SERIES HUMIDIFIER | RESPIRONICS | M SERIES HUMIDIFIER | 2017-12-22 | 180
HUMIDIFIER | M SERIES HUMIDIFIER | RESPIRONICS | M SERIES HUMIDIFIER | 2017-12-22 | 180
HUMIDIFIER | M SERIES HUMIDIFIER | RESPIRONICS | M SERIES HUMIDIFIER | 2017-12-22 | 180
HUMIDIFIER | M SERIES HUMIDIFIER | RESPIRONICS | M SERIES HUMIDIFIER | 2017-12-22 | 180
HUMIDIFIER | M SERIES HUMIDIFIER | RESPIRONICS | M SERIES HUMIDIFIER | 2017-12-22 | 180
HUMIDIFIER | M SERIES HUMIDIFIER | RESPIRONICS | M SERIES HUMIDIFIER | 2017-12-22 | 180
HUMIDIFIER | M SERIES HUMIDIFIER | RESPIRONICS | M SERIES HUMIDIFIER | 2017-12-22 | 180
HUMIDIFIER | M SERIES HUMIDIFIER | RESPIRONICS | M SERIES HUMIDIFIER | 2017-12-22 | 180
HUMIDIFIER | M SERIES HUMIDIFIER | RESPIRONICS | M SERIES HUMIDIFIER | 2017-12-22 | 180
HUMIDIFIER | M SERIES HUMIDIFIER | RESPIRONICS | M SERIES HUMIDIFIER | 2017-12-22 | 180
HUMIDIFIER | M SERIES HUMIDIFIER | RESPIRONICS | M SERIES HUMIDIFIER | 2017-12-22 | 180
HUMIDIFIER | M SERIES HUMIDIFIER | RESPIRONICS | M SERIES HUMIDIFIER | 2017-12-22 | 180
HUMIDIFIER | M SERIES HUMIDIFIER | RESPIRONICS | M SERIES HUMIDIFIER | 2017-12-22 | 180
HUMIDIFIER | M SERIES HUMIDIFIER | RESPIRONICS | M SERIES HUMIDIFIER | 2017-12-22 | 180
HUMIDIFIER | M SERIES HUMIDIFIER | RESPIRONICS | M SERIES HUMIDIFIER | 2017-12-22 | 180
HUMIDIFIER | M SERIES HUMIDIFIER | RESPIRONICS | M SERIES HUMIDIFIER | 2017-12-22 | 180
HUMIDIFIER | M SERIES HUMIDIFIER | RESPIRONICS | M SERIES HUMIDIFIER | 2017-12-22 | 180
HUMIDIFIER | M SERIES HUMIDIFIER | RESPIRONICS | M SERIES HUMIDIFIER | 2017-12-22 | 180
HUMIDIFIER | M SERIES HUMIDIFIER | RESPIRONICS | M SERIES HUMIDIFIER | 2017-12-22 | 180
HUMIDIFIER | M SERIES HUMIDIFIER | RESPIRONICS | M SERIES HUMIDIFIER | 2017-12-22 | 180
BIPAP VENTILATORY SUPPORT SYSTEM | BIPAP VENTILATORY SUPPORT SYSTEM | RESPIRONICS | A40 | 2017-12-22 | 2913
BIPAP VENTILATORY SUPPORT SYSTEM | BIPAP VENTILATORY SUPPORT SYSTEM | RESPIRONICS | A40 | 2017-12-22 | 2913
BIPAP VENTILATORY SUPPORT SYSTEM | BIPAP VENTILATORY SUPPORT SYSTEM | RESPIRONICS | A40 | 2017-12-22 | 2913
BIPAP VENTILATORY SUPPORT SYSTEM | BIPAP VENTILATORY SUPPORT SYSTEM | RESPIRONICS | A40 | 2017-12-22 | 2913
HUMIDIFIER | M SERIES HUMIDIFIER | RESPIRONICS | M SERIES HUMIDIFIER | 2017-12-22 | 180
HUMIDIFIER | M SERIES HUMIDIFIER | RESPIRONICS | M SERIES HUMIDIFIER | 2017-12-22 | 180
HUMIDIFIER | M SERIES HUMIDIFIER | RESPIRONICS | M SERIES HUMIDIFIER | 2017-12-22 | 180
HUMIDIFIER | M SERIES HUMIDIFIER | RESPIRONICS | M SERIES HUMIDIFIER | 2017-12-22 | 180
HUMIDIFIER | M SERIES HUMIDIFIER | RESPIRONICS | M SERIES HUMIDIFIER | 2017-12-22 | 180
HUMIDIFIER | M SERIES HUMIDIFIER | RESPIRONICS | M SERIES HUMIDIFIER | 2017-12-22 | 180
HUMIDIFIER | M SERIES HUMIDIFIER | RESPIRONICS | M SERIES HUMIDIFIER | 2017-12-22 | 180
HUMIDIFIER | M SERIES HUMIDIFIER | RESPIRONICS | M SERIES HUMIDIFIER | 2017-12-22 | 180
HUMIDIFIER | M SERIES HUMIDIFIER | RESPIRONICS | M SERIES HUMIDIFIER | 2017-12-22 | 180
HUMIDIFIER | M SERIES HUMIDIFIER | RESPIRONICS | M SERIES HUMIDIFIER | 2017-12-22 | 180
HUMIDIFIER | M SERIES HUMIDIFIER | RESPIRONICS | M SERIES HUMIDIFIER | 2017-12-22 | 180
HUMIDIFIER | M SERIES HUMIDIFIER | RESPIRONICS | M SERIES HUMIDIFIER | 2017-12-22 | 180
HUMIDIFIER | M SERIES HUMIDIFIER | RESPIRONICS | M SERIES HUMIDIFIER | 2017-12-22 | 180
HUMIDIFIER | M SERIES HUMIDIFIER | RESPIRONICS | M SERIES HUMIDIFIER | 2017-12-22 | 180
HUMIDIFIER | M SERIES HUMIDIFIER | RESPIRONICS | M SERIES HUMIDIFIER | 2017-12-22 | 180
HUMIDIFIER | M SERIES HUMIDIFIER | RESPIRONICS | M SERIES HUMIDIFIER | 2017-12-22 | 180
HUMIDIFIER | M SERIES HUMIDIFIER | RESPIRONICS | M SERIES HUMIDIFIER | 2017-12-22 | 180
HUMIDIFIER | M SERIES HUMIDIFIER | RESPIRONICS | M SERIES HUMIDIFIER | 2017-12-22 | 180
HUMIDIFIER | M SERIES HUMIDIFIER | RESPIRONICS | M SERIES HUMIDIFIER | 2017-12-22 | 180
HUMIDIFIER | M SERIES HUMIDIFIER | RESPIRONICS | M SERIES HUMIDIFIER | 2017-12-22 | 180
HUMIDIFIER | M SERIES HUMIDIFIER | RESPIRONICS | M SERIES HUMIDIFIER | 2017-12-22 | 180
HUMIDIFIER | M SERIES HUMIDIFIER | RESPIRONICS | M SERIES HUMIDIFIER | 2017-12-22 | 180
SUCTION CONTROLLER | HIGH SUCTION CONTROLLER | THERAPY EQUIPMENT | DIAMOND RANGE HIGH | 2017-12-11 | 96
LARYNGOSCOPE | C-MAC LARYNGOSCOPE BLADE | KARL STORZ | 8401BXC | 2018-01-05 | 3000
EXHALE HYDROGEN MONITOR | HYDROGEN BREATH TESTER | BEDFONT SCIENTIFIC | HYDROGENIUS | 2018-01-05 | 1200 |  | 2023-12-15
SUCTION CONTROLLER | HIGH SUCTION CONTROLLER | THERAPY EQUIPMENT | DIAMOND RANGE HIGH | 2018-01-31 | 96
SUCTION CONTROLLER | HIGH SUCTION CONTROLLER | THERAPY EQUIPMENT | DIAMOND RANGE HIGH | 2018-01-30 | 96
SUCTION CONTROLLER | HIGH SUCTION CONTROLLER | THERAPY EQUIPMENT | DIAMOND RANGE HIGH | 2018-01-30 | 96
SUCTION CONTROLLER | HIGH SUCTION CONTROLLER | THERAPY EQUIPMENT | DIAMOND RANGE HIGH | 2018-01-30 | 96
SUCTION CONTROLLER | HIGH SUCTION CONTROLLER | THERAPY EQUIPMENT | DIAMOND RANGE HIGH | 2018-01-18 | 96
SUCTION CONTROLLER | HIGH SUCTION CONTROLLER | THERAPY EQUIPMENT | DIAMOND RANGE HIGH | 2018-01-16 | 96
SUCTION CONTROLLER | HIGH SUCTION CONTROLLER | THERAPY EQUIPMENT | DIAMOND RANGE HIGH | 2018-01-12 | 96
SUCTION CONTROLLER | HIGH SUCTION CONTROLLER | THERAPY EQUIPMENT | DIAMOND RANGE HIGH | 2017-12-19 | 96
SUCTION CONTROLLER | HIGH SUCTION CONTROLLER | THERAPY EQUIPMENT | DIAMOND RANGE HIGH | 2017-12-18 | 96
NEBULIZER | NEBULIZER | PARI MEDICAL | ETRACK CONTROLLER | 2017-12-05 | 240
SUCTION CONTROLLER | HIGH SUCTION CONTROLLER | THERAPY EQUIPMENT | DIAMOND RANGE HIGH | 2017-12-07 | 96
AUDIO DOPPLER | AUDIO DOPPLER | HUNTLEIGH | D900 | 2017-12-04 | 336
TACHOMETER | CONTACT/PHOTO TACHOMETER | RS | 123-8779 | 2017-11-30 | 284.148 | 2024-03-22 | 2025-03-22
NEBULIZER | NEBULIZER | PARI MEDICAL | ETRACK CONTROLLER | 2017-12-05 | 240
NEBULIZER | NEBULIZER | PARI MEDICAL | ETRACK CONTROLLER | 2017-12-05 | 240
NEBULIZER | NEBULIZER | PARI MEDICAL | ETRACK CONTROLLER | 2017-12-05 | 240
NEBULIZER | NEBULIZER | PARI MEDICAL | ETRACK CONTROLLER | 2017-12-05 | 240
NEBULIZER | NEBULIZER | PARI MEDICAL | ETRACK CONTROLLER | 2017-12-05 | 240
NEBULIZER | NEBULIZER | PARI MEDICAL | ETRACK CONTROLLER | 2017-12-05 | 240
NEBULIZER | NEBULIZER | PARI MEDICAL | ETRACK CONTROLLER | 2017-12-05 | 240
NEBULIZER | NEBULIZER | PARI MEDICAL | ETRACK CONTROLLER | 2017-12-05 | 240
NEBULIZER | NEBULIZER | PARI MEDICAL | ETRACK CONTROLLER | 2017-12-05 | 240
SUCTION CONTROLLER | HIGH SUCTION CONTROLLER | THERAPY EQUIPMENT | DIAMOND RANGE HIGH | 2017-11-27 | 96
NEBULIZER | NEBULIZER | PARI MEDICAL | ETRACK CONTROLLER | 2017-12-04 | 240
NEBULIZER | NEBULIZER | PARI MEDICAL | ETRACK CONTROLLER | 2017-12-04 | 240
NEBULIZER | NEBULIZER | PARI MEDICAL | ETRACK CONTROLLER | 2017-12-04 | 240
NEBULIZER | NEBULIZER | PARI MEDICAL | ETRACK CONTROLLER | 2017-12-04 | 240
NEBULIZER | NEBULIZER | PARI MEDICAL | ETRACK CONTROLLER | 2017-12-04 | 240
NEBULIZER | NEBULIZER | PARI MEDICAL | ETRACK CONTROLLER | 2017-12-04 | 240
NEBULIZER | NEBULIZER | PARI MEDICAL | ETRACK CONTROLLER | 2017-12-04 | 240
NEBULIZER | NEBULIZER | PARI MEDICAL | ETRACK CONTROLLER | 2017-12-04 | 240
NEBULIZER | NEBULIZER | PARI MEDICAL | ETRACK CONTROLLER | 2017-12-04 | 240
NEBULIZER | NEBULIZER | PARI MEDICAL | ETRACK CONTROLLER | 2017-12-04 | 240
NEBULIZER | NEBULIZER | PARI MEDICAL | ETRACK CONTROLLER | 2017-12-04 | 240
NEBULIZER | NEBULIZER | PARI MEDICAL | ETRACK CONTROLLER | 2017-12-04 | 240
NEBULIZER | NEBULIZER | PARI MEDICAL | ETRACK CONTROLLER | 2017-12-04 | 240
NEBULIZER | NEBULIZER | PARI MEDICAL | ETRACK CONTROLLER | 2017-12-04 | 240
NEBULIZER | NEBULIZER | PARI MEDICAL | ETRACK CONTROLLER | 2017-12-04 | 240
NEBULIZER | NEBULIZER | PARI MEDICAL | EFLOW RAPID | 2017-11-14 | 510
TRANSILLUMINATOR | VEIN VIEWING SYSTEM | ACCUVEIN | AV400 | 2018-02-16 | 7200 | 2024-10-11 | 2025-10-11
COUCH | COUCH | SEERS MEDICAL | SM3590 | 2018-02-09 | 1800 | 2024-02-02 | 2025-02-02
ULTRASOUND PROBE | ULTRASOUND PROBE | PHILIPS LTD | S12-4 | 2018-01-23 | 6000
DENTAL X-RAY UNIT | INTRA-ORAL X-RAY MACHINE | SIRONA LTD | HELIODENT PLUS | 2018-01-18 | 3240 | 2024-02-19 | 2025-02-19
DIGITAL X-RAY ROOM | DIGITAL X-RAY ROOM | ARCOMA | T3 PRECISION | 2017-12-21 | 388742.088 | 2024-10-01 | 2025-04-01
DIGITAL X-RAY ROOM | DIGITAL X-RAY ROOM | ARCOMA | T3 PRECISION | 2017-11-01 | 384683.88 | 2024-09-20 | 2025-03-20
HUMIDIFIER | M SERIES HUMIDIFIER | RESPIRONICS | M SERIES HUMIDIFIER | 2018-02-21 | 180
HUMIDIFIER | M SERIES HUMIDIFIER | RESPIRONICS | M SERIES HUMIDIFIER | 2018-02-21 | 180
HUMIDIFIER | M SERIES HUMIDIFIER | RESPIRONICS | M SERIES HUMIDIFIER | 2018-02-21 | 180
HUMIDIFIER | M SERIES HUMIDIFIER | RESPIRONICS | M SERIES HUMIDIFIER | 2018-02-21 | 180
HUMIDIFIER | M SERIES HUMIDIFIER | RESPIRONICS | M SERIES HUMIDIFIER | 2018-02-21 | 180
HUMIDIFIER | M SERIES HUMIDIFIER | RESPIRONICS | M SERIES HUMIDIFIER | 2018-02-21 | 180
HUMIDIFIER | M SERIES HUMIDIFIER | RESPIRONICS | M SERIES HUMIDIFIER | 2018-02-21 | 180
HUMIDIFIER | M SERIES HUMIDIFIER | RESPIRONICS | M SERIES HUMIDIFIER | 2018-02-21 | 180
HUMIDIFIER | M SERIES HUMIDIFIER | RESPIRONICS | M SERIES HUMIDIFIER | 2018-02-21 | 180
HUMIDIFIER | M SERIES HUMIDIFIER | RESPIRONICS | M SERIES HUMIDIFIER | 2018-02-21 | 180
HUMIDIFIER | M SERIES HUMIDIFIER | RESPIRONICS | M SERIES HUMIDIFIER | 2018-02-21 | 180
HUMIDIFIER | M SERIES HUMIDIFIER | RESPIRONICS | M SERIES HUMIDIFIER | 2018-02-21 | 180
HUMIDIFIER | M SERIES HUMIDIFIER | RESPIRONICS | M SERIES HUMIDIFIER | 2018-02-21 | 180
HUMIDIFIER | M SERIES HUMIDIFIER | RESPIRONICS | M SERIES HUMIDIFIER | 2018-02-21 | 180
HUMIDIFIER | M SERIES HUMIDIFIER | RESPIRONICS | M SERIES HUMIDIFIER | 2018-02-21 | 180
HUMIDIFIER | M SERIES HUMIDIFIER | RESPIRONICS | M SERIES HUMIDIFIER | 2018-02-21 | 180
HUMIDIFIER | M SERIES HUMIDIFIER | RESPIRONICS | M SERIES HUMIDIFIER | 2018-02-21 | 180
HUMIDIFIER | M SERIES HUMIDIFIER | RESPIRONICS | M SERIES HUMIDIFIER | 2018-02-21 | 180
HUMIDIFIER | M SERIES HUMIDIFIER | RESPIRONICS | M SERIES HUMIDIFIER | 2018-02-21 | 180
HUMIDIFIER | M SERIES HUMIDIFIER | RESPIRONICS | M SERIES HUMIDIFIER | 2018-02-21 | 180
HUMIDIFIER | M SERIES HUMIDIFIER | RESPIRONICS | M SERIES HUMIDIFIER | 2018-02-21 | 180
HUMIDIFIER | M SERIES HUMIDIFIER | RESPIRONICS | M SERIES HUMIDIFIER | 2018-02-21 | 180
HUMIDIFIER | M SERIES HUMIDIFIER | RESPIRONICS | M SERIES HUMIDIFIER | 2018-02-21 | 180
HUMIDIFIER | M SERIES HUMIDIFIER | RESPIRONICS | M SERIES HUMIDIFIER | 2018-02-21 | 180
HUMIDIFIER | M SERIES HUMIDIFIER | RESPIRONICS | M SERIES HUMIDIFIER | 2018-02-21 | 180
HUMIDIFIER | M SERIES HUMIDIFIER | RESPIRONICS | M SERIES HUMIDIFIER | 2018-02-21 | 180
HUMIDIFIER | M SERIES HUMIDIFIER | RESPIRONICS | M SERIES HUMIDIFIER | 2018-02-21 | 180
HUMIDIFIER | M SERIES HUMIDIFIER | RESPIRONICS | M SERIES HUMIDIFIER | 2018-02-21 | 180
HUMIDIFIER | M SERIES HUMIDIFIER | RESPIRONICS | M SERIES HUMIDIFIER | 2018-02-21 | 180
HUMIDIFIER | M SERIES HUMIDIFIER | RESPIRONICS | M SERIES HUMIDIFIER | 2018-02-21 | 180
HUMIDIFIER | M SERIES HUMIDIFIER | RESPIRONICS | M SERIES HUMIDIFIER | 2018-02-21 | 180
HUMIDIFIER | M SERIES HUMIDIFIER | RESPIRONICS | M SERIES HUMIDIFIER | 2018-02-21 | 180
HUMIDIFIER | M SERIES HUMIDIFIER | RESPIRONICS | M SERIES HUMIDIFIER | 2018-02-21 | 180
HUMIDIFIER | M SERIES HUMIDIFIER | RESPIRONICS | M SERIES HUMIDIFIER | 2018-02-21 | 180
HUMIDIFIER | M SERIES HUMIDIFIER | RESPIRONICS | M SERIES HUMIDIFIER | 2018-02-21 | 180
HUMIDIFIER | M SERIES HUMIDIFIER | RESPIRONICS | M SERIES HUMIDIFIER | 2018-02-21 | 180
HUMIDIFIER | M SERIES HUMIDIFIER | RESPIRONICS | M SERIES HUMIDIFIER | 2018-02-21 | 180
HUMIDIFIER | M SERIES HUMIDIFIER | RESPIRONICS | M SERIES HUMIDIFIER | 2018-02-21 | 180
HUMIDIFIER | M SERIES HUMIDIFIER | RESPIRONICS | M SERIES HUMIDIFIER | 2018-02-21 | 180
BIPAP VENTILATORY SUPPORT SYSTEM | BIPAP VENTILATORY SUPPORT SYSTEM | RESPIRONICS | A40 | 2018-02-20 | 2913
BIPAP VENTILATORY SUPPORT SYSTEM | BIPAP VENTILATORY SUPPORT SYSTEM | RESPIRONICS | A40 | 2018-02-20 | 2913
BIPAP VENTILATORY SUPPORT SYSTEM | BIPAP VENTILATORY SUPPORT SYSTEM | RESPIRONICS | A40 | 2018-02-20 | 2913
BIPAP VENTILATORY SUPPORT SYSTEM | BIPAP VENTILATORY SUPPORT SYSTEM | RESPIRONICS | A40 | 2018-02-20 | 2913
HUMIDIFIER | M SERIES HUMIDIFIER | RESPIRONICS | M SERIES HUMIDIFIER | 2018-02-20 | 180
HUMIDIFIER | M SERIES HUMIDIFIER | RESPIRONICS | M SERIES HUMIDIFIER | 2018-02-20 | 180
HUMIDIFIER | M SERIES HUMIDIFIER | RESPIRONICS | M SERIES HUMIDIFIER | 2018-02-20 | 180
HUMIDIFIER | M SERIES HUMIDIFIER | RESPIRONICS | M SERIES HUMIDIFIER | 2018-02-20 | 180
HUMIDIFIER | M SERIES HUMIDIFIER | RESPIRONICS | M SERIES HUMIDIFIER | 2018-02-20 | 180
HUMIDIFIER | M SERIES HUMIDIFIER | RESPIRONICS | M SERIES HUMIDIFIER | 2018-02-20 | 180
HUMIDIFIER | M SERIES HUMIDIFIER | RESPIRONICS | M SERIES HUMIDIFIER | 2018-02-20 | 180
HUMIDIFIER | M SERIES HUMIDIFIER | RESPIRONICS | M SERIES HUMIDIFIER | 2018-02-20 | 180
HUMIDIFIER | M SERIES HUMIDIFIER | RESPIRONICS | M SERIES HUMIDIFIER | 2018-02-20 | 180
HUMIDIFIER | M SERIES HUMIDIFIER | RESPIRONICS | M SERIES HUMIDIFIER | 2018-02-20 | 180
HUMIDIFIER | M SERIES HUMIDIFIER | RESPIRONICS | M SERIES HUMIDIFIER | 2018-02-20 | 180
HUMIDIFIER | M SERIES HUMIDIFIER | RESPIRONICS | M SERIES HUMIDIFIER | 2018-02-20 | 180
HUMIDIFIER | M SERIES HUMIDIFIER | RESPIRONICS | M SERIES HUMIDIFIER | 2018-02-20 | 180
HUMIDIFIER | M SERIES HUMIDIFIER | RESPIRONICS | M SERIES HUMIDIFIER | 2018-02-20 | 180
HUMIDIFIER | M SERIES HUMIDIFIER | RESPIRONICS | M SERIES HUMIDIFIER | 2018-02-20 | 180
HUMIDIFIER | M SERIES HUMIDIFIER | RESPIRONICS | M SERIES HUMIDIFIER | 2018-02-20 | 180
HUMIDIFIER | M SERIES HUMIDIFIER | RESPIRONICS | M SERIES HUMIDIFIER | 2018-02-20 | 180
HUMIDIFIER | M SERIES HUMIDIFIER | RESPIRONICS | M SERIES HUMIDIFIER | 2018-02-20 | 180
HUMIDIFIER | M SERIES HUMIDIFIER | RESPIRONICS | M SERIES HUMIDIFIER | 2018-02-20 | 180
HUMIDIFIER | M SERIES HUMIDIFIER | RESPIRONICS | M SERIES HUMIDIFIER | 2018-02-20 | 180
HUMIDIFIER | M SERIES HUMIDIFIER | RESPIRONICS | M SERIES HUMIDIFIER | 2018-02-20 | 180
HUMIDIFIER | M SERIES HUMIDIFIER | RESPIRONICS | M SERIES HUMIDIFIER | 2018-02-20 | 180
HUMIDIFIER | M SERIES HUMIDIFIER | RESPIRONICS | M SERIES HUMIDIFIER | 2018-02-20 | 180
HUMIDIFIER | M SERIES HUMIDIFIER | RESPIRONICS | M SERIES HUMIDIFIER | 2018-02-20 | 180
HUMIDIFIER | M SERIES HUMIDIFIER | RESPIRONICS | M SERIES HUMIDIFIER | 2018-02-20 | 180
HUMIDIFIER | M SERIES HUMIDIFIER | RESPIRONICS | M SERIES HUMIDIFIER | 2018-02-20 | 180
HUMIDIFIER | M SERIES HUMIDIFIER | RESPIRONICS | M SERIES HUMIDIFIER | 2018-02-20 | 180
HUMIDIFIER | M SERIES HUMIDIFIER | RESPIRONICS | M SERIES HUMIDIFIER | 2018-02-20 | 180
HUMIDIFIER | M SERIES HUMIDIFIER | RESPIRONICS | M SERIES HUMIDIFIER | 2018-02-20 | 180
HUMIDIFIER | M SERIES HUMIDIFIER | RESPIRONICS | M SERIES HUMIDIFIER | 2018-02-20 | 180
HUMIDIFIER | M SERIES HUMIDIFIER | RESPIRONICS | M SERIES HUMIDIFIER | 2018-02-20 | 180
HUMIDIFIER | M SERIES HUMIDIFIER | RESPIRONICS | M SERIES HUMIDIFIER | 2018-02-20 | 180
HUMIDIFIER | M SERIES HUMIDIFIER | RESPIRONICS | M SERIES HUMIDIFIER | 2018-02-20 | 180
HUMIDIFIER | M SERIES HUMIDIFIER | RESPIRONICS | M SERIES HUMIDIFIER | 2018-02-20 | 180
HUMIDIFIER | M SERIES HUMIDIFIER | RESPIRONICS | M SERIES HUMIDIFIER | 2018-02-20 | 180
HUMIDIFIER | M SERIES HUMIDIFIER | RESPIRONICS | M SERIES HUMIDIFIER | 2018-02-20 | 180
HUMIDIFIER | M SERIES HUMIDIFIER | RESPIRONICS | M SERIES HUMIDIFIER | 2018-02-20 | 180
HUMIDIFIER | M SERIES HUMIDIFIER | RESPIRONICS | M SERIES HUMIDIFIER | 2018-02-20 | 180
HUMIDIFIER | M SERIES HUMIDIFIER | RESPIRONICS | M SERIES HUMIDIFIER | 2018-02-20 | 180
HUMIDIFIER | M SERIES HUMIDIFIER | RESPIRONICS | M SERIES HUMIDIFIER | 2018-02-20 | 180
HUMIDIFIER | M SERIES HUMIDIFIER | RESPIRONICS | M SERIES HUMIDIFIER | 2018-02-20 | 180
HUMIDIFIER | M SERIES HUMIDIFIER | RESPIRONICS | M SERIES HUMIDIFIER | 2018-02-20 | 180
HUMIDIFIER | M SERIES HUMIDIFIER | RESPIRONICS | M SERIES HUMIDIFIER | 2018-02-20 | 180
HUMIDIFIER | M SERIES HUMIDIFIER | RESPIRONICS | M SERIES HUMIDIFIER | 2018-02-20 | 180
HUMIDIFIER | M SERIES HUMIDIFIER | RESPIRONICS | M SERIES HUMIDIFIER | 2018-02-20 | 180
HUMIDIFIER | M SERIES HUMIDIFIER | RESPIRONICS | M SERIES HUMIDIFIER | 2018-02-20 | 180
BIPAP VENTILATORY SUPPORT SYSTEM | BIPAP VENTILATORY SUPPORT SYSTEM | RESPIRONICS | A40 | 2018-02-20 | 2913
BIPAP VENTILATORY SUPPORT SYSTEM | BIPAP VENTILATORY SUPPORT SYSTEM | RESPIRONICS | A40 | 2018-02-20 | 2913
BIPAP VENTILATORY SUPPORT SYSTEM | BIPAP VENTILATORY SUPPORT SYSTEM | RESPIRONICS | A40 | 2018-02-20 | 2913
BIPAP VENTILATORY SUPPORT SYSTEM | BIPAP VENTILATORY SUPPORT SYSTEM | RESPIRONICS | A40 | 2018-02-20 | 2913
HUMIDIFIER | M SERIES HUMIDIFIER | RESPIRONICS | M SERIES HUMIDIFIER | 2018-02-20 | 180
HUMIDIFIER | M SERIES HUMIDIFIER | RESPIRONICS | M SERIES HUMIDIFIER | 2018-02-20 | 180
HUMIDIFIER | M SERIES HUMIDIFIER | RESPIRONICS | M SERIES HUMIDIFIER | 2018-02-20 | 180
HUMIDIFIER | M SERIES HUMIDIFIER | RESPIRONICS | M SERIES HUMIDIFIER | 2018-02-20 | 180
HUMIDIFIER | M SERIES HUMIDIFIER | RESPIRONICS | M SERIES HUMIDIFIER | 2018-02-20 | 180
HUMIDIFIER | M SERIES HUMIDIFIER | RESPIRONICS | M SERIES HUMIDIFIER | 2018-02-20 | 180
HUMIDIFIER | M SERIES HUMIDIFIER | RESPIRONICS | M SERIES HUMIDIFIER | 2018-02-20 | 180
HUMIDIFIER | M SERIES HUMIDIFIER | RESPIRONICS | M SERIES HUMIDIFIER | 2018-02-20 | 180
HUMIDIFIER | M SERIES HUMIDIFIER | RESPIRONICS | M SERIES HUMIDIFIER | 2018-02-20 | 180
HUMIDIFIER | M SERIES HUMIDIFIER | RESPIRONICS | M SERIES HUMIDIFIER | 2018-02-20 | 180
HUMIDIFIER | M SERIES HUMIDIFIER | RESPIRONICS | M SERIES HUMIDIFIER | 2018-02-20 | 180
HUMIDIFIER | M SERIES HUMIDIFIER | RESPIRONICS | M SERIES HUMIDIFIER | 2018-02-20 | 180
HUMIDIFIER | M SERIES HUMIDIFIER | RESPIRONICS | M SERIES HUMIDIFIER | 2018-02-20 | 180
HUMIDIFIER | M SERIES HUMIDIFIER | RESPIRONICS | M SERIES HUMIDIFIER | 2018-02-20 | 180
HUMIDIFIER | M SERIES HUMIDIFIER | RESPIRONICS | M SERIES HUMIDIFIER | 2018-02-20 | 180
HUMIDIFIER | M SERIES HUMIDIFIER | RESPIRONICS | M SERIES HUMIDIFIER | 2018-02-20 | 180
HUMIDIFIER | M SERIES HUMIDIFIER | RESPIRONICS | M SERIES HUMIDIFIER | 2018-02-20 | 180
HUMIDIFIER | M SERIES HUMIDIFIER | RESPIRONICS | M SERIES HUMIDIFIER | 2018-02-20 | 180
HUMIDIFIER | M SERIES HUMIDIFIER | RESPIRONICS | M SERIES HUMIDIFIER | 2018-02-20 | 180
HUMIDIFIER | M SERIES HUMIDIFIER | RESPIRONICS | M SERIES HUMIDIFIER | 2018-02-20 | 180
HUMIDIFIER | M SERIES HUMIDIFIER | RESPIRONICS | M SERIES HUMIDIFIER | 2018-02-20 | 180
HUMIDIFIER | M SERIES HUMIDIFIER | RESPIRONICS | M SERIES HUMIDIFIER | 2018-02-20 | 180
HUMIDIFIER | M SERIES HUMIDIFIER | RESPIRONICS | M SERIES HUMIDIFIER | 2018-02-20 | 180
HUMIDIFIER | M SERIES HUMIDIFIER | RESPIRONICS | M SERIES HUMIDIFIER | 2018-02-20 | 180
HUMIDIFIER | M SERIES HUMIDIFIER | RESPIRONICS | M SERIES HUMIDIFIER | 2018-02-20 | 180
HUMIDIFIER | M SERIES HUMIDIFIER | RESPIRONICS | M SERIES HUMIDIFIER | 2018-02-20 | 180
HUMIDIFIER | M SERIES HUMIDIFIER | RESPIRONICS | M SERIES HUMIDIFIER | 2018-02-20 | 180
HUMIDIFIER | M SERIES HUMIDIFIER | RESPIRONICS | M SERIES HUMIDIFIER | 2018-02-20 | 180
HUMIDIFIER | M SERIES HUMIDIFIER | RESPIRONICS | M SERIES HUMIDIFIER | 2018-02-20 | 180
HUMIDIFIER | M SERIES HUMIDIFIER | RESPIRONICS | M SERIES HUMIDIFIER | 2018-02-20 | 180
HUMIDIFIER | M SERIES HUMIDIFIER | RESPIRONICS | M SERIES HUMIDIFIER | 2018-02-20 | 180
HUMIDIFIER | M SERIES HUMIDIFIER | RESPIRONICS | M SERIES HUMIDIFIER | 2018-02-20 | 180
HUMIDIFIER | M SERIES HUMIDIFIER | RESPIRONICS | M SERIES HUMIDIFIER | 2018-02-20 | 180
HUMIDIFIER | M SERIES HUMIDIFIER | RESPIRONICS | M SERIES HUMIDIFIER | 2018-02-20 | 180
HUMIDIFIER | M SERIES HUMIDIFIER | RESPIRONICS | M SERIES HUMIDIFIER | 2018-02-20 | 180
HUMIDIFIER | M SERIES HUMIDIFIER | RESPIRONICS | M SERIES HUMIDIFIER | 2018-02-20 | 180
HUMIDIFIER | M SERIES HUMIDIFIER | RESPIRONICS | M SERIES HUMIDIFIER | 2018-02-20 | 180
HUMIDIFIER | M SERIES HUMIDIFIER | RESPIRONICS | M SERIES HUMIDIFIER | 2018-02-20 | 180
HUMIDIFIER | M SERIES HUMIDIFIER | RESPIRONICS | M SERIES HUMIDIFIER | 2018-02-20 | 180
HUMIDIFIER | M SERIES HUMIDIFIER | RESPIRONICS | M SERIES HUMIDIFIER | 2018-02-20 | 180
HUMIDIFIER | M SERIES HUMIDIFIER | RESPIRONICS | M SERIES HUMIDIFIER | 2018-02-20 | 180
HUMIDIFIER | M SERIES HUMIDIFIER | RESPIRONICS | M SERIES HUMIDIFIER | 2018-02-20 | 180
HUMIDIFIER | M SERIES HUMIDIFIER | RESPIRONICS | M SERIES HUMIDIFIER | 2018-02-20 | 180
HUMIDIFIER | M SERIES HUMIDIFIER | RESPIRONICS | M SERIES HUMIDIFIER | 2018-02-20 | 180
HUMIDIFIER | M SERIES HUMIDIFIER | RESPIRONICS | M SERIES HUMIDIFIER | 2018-02-20 | 180
HUMIDIFIER | M SERIES HUMIDIFIER | RESPIRONICS | M SERIES HUMIDIFIER | 2018-02-20 | 180
HUMIDIFIER | M SERIES HUMIDIFIER | RESPIRONICS | M SERIES HUMIDIFIER | 2018-02-20 | 180
HUMIDIFIER | M SERIES HUMIDIFIER | RESPIRONICS | M SERIES HUMIDIFIER | 2018-02-20 | 180
HUMIDIFIER | M SERIES HUMIDIFIER | RESPIRONICS | M SERIES HUMIDIFIER | 2018-02-20 | 180
HUMIDIFIER | M SERIES HUMIDIFIER | RESPIRONICS | M SERIES HUMIDIFIER | 2018-02-20 | 180
HUMIDIFIER | M SERIES HUMIDIFIER | RESPIRONICS | M SERIES HUMIDIFIER | 2018-02-20 | 180
HUMIDIFIER | M SERIES HUMIDIFIER | RESPIRONICS | M SERIES HUMIDIFIER | 2018-02-20 | 180
HUMIDIFIER | M SERIES HUMIDIFIER | RESPIRONICS | M SERIES HUMIDIFIER | 2018-02-20 | 180
HUMIDIFIER | M SERIES HUMIDIFIER | RESPIRONICS | M SERIES HUMIDIFIER | 2018-02-20 | 180
HUMIDIFIER | M SERIES HUMIDIFIER | RESPIRONICS | M SERIES HUMIDIFIER | 2018-02-20 | 180
HUMIDIFIER | M SERIES HUMIDIFIER | RESPIRONICS | M SERIES HUMIDIFIER | 2018-02-20 | 180
HUMIDIFIER | M SERIES HUMIDIFIER | RESPIRONICS | M SERIES HUMIDIFIER | 2018-02-20 | 180
HUMIDIFIER | M SERIES HUMIDIFIER | RESPIRONICS | M SERIES HUMIDIFIER | 2018-02-20 | 180
HUMIDIFIER | M SERIES HUMIDIFIER | RESPIRONICS | M SERIES HUMIDIFIER | 2018-02-20 | 180
HUMIDIFIER | M SERIES HUMIDIFIER | RESPIRONICS | M SERIES HUMIDIFIER | 2018-02-20 | 180
HUMIDIFIER | M SERIES HUMIDIFIER | RESPIRONICS | M SERIES HUMIDIFIER | 2018-02-20 | 180
HUMIDIFIER | M SERIES HUMIDIFIER | RESPIRONICS | M SERIES HUMIDIFIER | 2018-02-20 | 180
HUMIDIFIER | M SERIES HUMIDIFIER | RESPIRONICS | M SERIES HUMIDIFIER | 2018-02-20 | 180
HUMIDIFIER | M SERIES HUMIDIFIER | RESPIRONICS | M SERIES HUMIDIFIER | 2018-02-20 | 180
HUMIDIFIER | M SERIES HUMIDIFIER | RESPIRONICS | M SERIES HUMIDIFIER | 2018-02-20 | 180
HUMIDIFIER | M SERIES HUMIDIFIER | RESPIRONICS | M SERIES HUMIDIFIER | 2018-02-20 | 180
HUMIDIFIER | M SERIES HUMIDIFIER | RESPIRONICS | M SERIES HUMIDIFIER | 2018-02-20 | 180
HUMIDIFIER | M SERIES HUMIDIFIER | RESPIRONICS | M SERIES HUMIDIFIER | 2018-02-20 | 180
HUMIDIFIER | M SERIES HUMIDIFIER | RESPIRONICS | M SERIES HUMIDIFIER | 2018-02-20 | 180
HUMIDIFIER | M SERIES HUMIDIFIER | RESPIRONICS | M SERIES HUMIDIFIER | 2018-02-20 | 180
HUMIDIFIER | M SERIES HUMIDIFIER | RESPIRONICS | M SERIES HUMIDIFIER | 2018-02-20 | 180
HUMIDIFIER | M SERIES HUMIDIFIER | RESPIRONICS | M SERIES HUMIDIFIER | 2018-02-20 | 180
HUMIDIFIER | M SERIES HUMIDIFIER | RESPIRONICS | M SERIES HUMIDIFIER | 2018-02-20 | 180
HUMIDIFIER | M SERIES HUMIDIFIER | RESPIRONICS | M SERIES HUMIDIFIER | 2018-02-20 | 180
HUMIDIFIER | M SERIES HUMIDIFIER | RESPIRONICS | M SERIES HUMIDIFIER | 2018-02-20 | 180
HUMIDIFIER | M SERIES HUMIDIFIER | RESPIRONICS | M SERIES HUMIDIFIER | 2018-02-20 | 180
HUMIDIFIER | M SERIES HUMIDIFIER | RESPIRONICS | M SERIES HUMIDIFIER | 2018-02-20 | 180
HUMIDIFIER | M SERIES HUMIDIFIER | RESPIRONICS | M SERIES HUMIDIFIER | 2018-02-20 | 180
HUMIDIFIER | M SERIES HUMIDIFIER | RESPIRONICS | M SERIES HUMIDIFIER | 2018-02-20 | 180
HUMIDIFIER | M SERIES HUMIDIFIER | RESPIRONICS | M SERIES HUMIDIFIER | 2018-02-20 | 180
HUMIDIFIER | M SERIES HUMIDIFIER | RESPIRONICS | M SERIES HUMIDIFIER | 2018-02-20 | 180
HUMIDIFIER | M SERIES HUMIDIFIER | RESPIRONICS | M SERIES HUMIDIFIER | 2018-02-20 | 180
HUMIDIFIER | M SERIES HUMIDIFIER | RESPIRONICS | M SERIES HUMIDIFIER | 2018-02-20 | 180
HUMIDIFIER | M SERIES HUMIDIFIER | RESPIRONICS | M SERIES HUMIDIFIER | 2018-02-20 | 180
HUMIDIFIER | M SERIES HUMIDIFIER | RESPIRONICS | M SERIES HUMIDIFIER | 2018-02-20 | 180
HUMIDIFIER | M SERIES HUMIDIFIER | RESPIRONICS | M SERIES HUMIDIFIER | 2018-02-20 | 180
HUMIDIFIER | M SERIES HUMIDIFIER | RESPIRONICS | M SERIES HUMIDIFIER | 2018-02-20 | 180
HUMIDIFIER | M SERIES HUMIDIFIER | RESPIRONICS | M SERIES HUMIDIFIER | 2018-02-20 | 180
HUMIDIFIER | M SERIES HUMIDIFIER | RESPIRONICS | M SERIES HUMIDIFIER | 2018-02-20 | 180
HUMIDIFIER | M SERIES HUMIDIFIER | RESPIRONICS | M SERIES HUMIDIFIER | 2018-02-20 | 180
HUMIDIFIER | M SERIES HUMIDIFIER | RESPIRONICS | M SERIES HUMIDIFIER | 2018-02-20 | 180
HUMIDIFIER | M SERIES HUMIDIFIER | RESPIRONICS | M SERIES HUMIDIFIER | 2018-02-20 | 180
HUMIDIFIER | M SERIES HUMIDIFIER | RESPIRONICS | M SERIES HUMIDIFIER | 2018-02-20 | 180
NEBULIZER | NEBULIZER | PHILIPS LTD | INNOSPIRE DELUXE | 2019-01-10 | 126
NEBULIZER | NEBULIZER | PHILIPS LTD | INNOSPIRE DELUXE | 2019-01-10 | 126
NEBULIZER | NEBULIZER | PHILIPS LTD | INNOSPIRE DELUXE | 2019-01-10 | 126
NEBULIZER | NEBULIZER | PHILIPS LTD | INNOSPIRE DELUXE | 2019-01-10 | 126
NEBULIZER | NEBULIZER | PHILIPS LTD | INNOSPIRE DELUXE | 2019-01-10 | 126
NEBULIZER | NEBULIZER | PHILIPS LTD | INNOSPIRE DELUXE | 2019-01-10 | 126
NEBULIZER | NEBULIZER | PHILIPS LTD | INNOSPIRE DELUXE | 2019-01-10 | 126
NEBULIZER | NEBULIZER | PHILIPS LTD | INNOSPIRE DELUXE | 2019-01-10 | 126
NEBULIZER | NEBULIZER | PHILIPS LTD | INNOSPIRE DELUXE | 2019-01-10 | 126
NEBULIZER | NEBULIZER | PHILIPS LTD | INNOSPIRE DELUXE | 2019-01-10 | 126
NEBULIZER | NEBULIZER | PHILIPS LTD | INNOSPIRE DELUXE | 2019-01-10 | 126
NEBULIZER | NEBULIZER | PHILIPS LTD | INNOSPIRE DELUXE | 2019-01-10 | 126
NEBULIZER | NEBULIZER | PHILIPS LTD | INNOSPIRE DELUXE | 2019-01-10 | 126
NEBULIZER | NEBULIZER | PHILIPS LTD | INNOSPIRE DELUXE | 2019-01-10 | 126
NEBULIZER | NEBULIZER | PHILIPS LTD | INNOSPIRE DELUXE | 2019-01-10 | 126
NEBULIZER | NEBULIZER | PHILIPS LTD | INNOSPIRE DELUXE | 2019-01-10 | 126
NEBULIZER | NEBULIZER | PHILIPS LTD | INNOSPIRE DELUXE | 2019-01-10 | 126
NEBULIZER | NEBULIZER | PHILIPS LTD | INNOSPIRE DELUXE | 2019-01-10 | 126
NEBULIZER | NEBULIZER | PHILIPS LTD | INNOSPIRE DELUXE | 2019-01-10 | 126
NEBULIZER | NEBULIZER | PHILIPS LTD | INNOSPIRE DELUXE | 2019-01-10 | 126
NEBULIZER | NEBULIZER | PHILIPS LTD | INNOSPIRE DELUXE | 2019-01-10 | 126
NEBULIZER | NEBULIZER | PHILIPS LTD | INNOSPIRE DELUXE | 2019-01-10 | 126
NEBULIZER | NEBULIZER | PHILIPS LTD | INNOSPIRE DELUXE | 2019-01-10 | 126
NEBULIZER | NEBULIZER | PHILIPS LTD | INNOSPIRE DELUXE | 2019-01-10 | 126
NEBULIZER | NEBULIZER | PHILIPS LTD | INNOSPIRE DELUXE | 2019-01-10 | 126
NEBULIZER | NEBULIZER | PHILIPS LTD | INNOSPIRE DELUXE | 2018-09-07 | 126
NEBULIZER | NEBULIZER | PHILIPS LTD | INNOSPIRE DELUXE | 2018-09-07 | 126
NEBULIZER | NEBULIZER | PHILIPS LTD | INNOSPIRE DELUXE | 2018-09-07 | 126
NEBULIZER | NEBULIZER | PHILIPS LTD | INNOSPIRE DELUXE | 2018-09-07 | 126
NEBULIZER | NEBULIZER | PHILIPS LTD | INNOSPIRE DELUXE | 2018-09-07 | 126
NEBULIZER | NEBULIZER | PHILIPS LTD | INNOSPIRE DELUXE | 2018-09-07 | 126
NEBULIZER | NEBULIZER | PHILIPS LTD | INNOSPIRE DELUXE | 2018-09-07 | 126
NEBULIZER | NEBULIZER | PHILIPS LTD | INNOSPIRE DELUXE | 2018-09-07 | 126
NEBULIZER | NEBULIZER | PHILIPS LTD | INNOSPIRE DELUXE | 2018-09-07 | 126
NEBULIZER | NEBULIZER | PHILIPS LTD | INNOSPIRE DELUXE | 2018-09-07 | 126
NEBULIZER | NEBULIZER | PHILIPS LTD | INNOSPIRE DELUXE | 2018-09-07 | 126
NEBULIZER | NEBULIZER | PHILIPS LTD | INNOSPIRE DELUXE | 2018-09-07 | 126
NEBULIZER | NEBULIZER | PHILIPS LTD | INNOSPIRE DELUXE | 2018-09-07 | 126
NEBULIZER | NEBULIZER | PHILIPS LTD | INNOSPIRE DELUXE | 2018-09-07 | 126
NEBULIZER | NEBULIZER | PHILIPS LTD | INNOSPIRE DELUXE | 2018-09-07 | 126
NEBULIZER | NEBULIZER | PHILIPS LTD | INNOSPIRE DELUXE | 2018-09-07 | 126
NEBULIZER | NEBULIZER | PHILIPS LTD | INNOSPIRE DELUXE | 2018-09-07 | 126
NEBULIZER | NEBULIZER | PHILIPS LTD | INNOSPIRE DELUXE | 2018-09-07 | 126
NEBULIZER | NEBULIZER | PHILIPS LTD | INNOSPIRE DELUXE | 2018-09-07 | 126
NEBULIZER | NEBULIZER | PHILIPS LTD | INNOSPIRE DELUXE | 2018-09-07 | 126
NEBULIZER | NEBULIZER | PHILIPS LTD | INNOSPIRE DELUXE | 2018-09-07 | 126
NEBULIZER | NEBULIZER | PHILIPS LTD | INNOSPIRE DELUXE | 2018-09-07 | 126
NEBULIZER | NEBULIZER | PHILIPS LTD | INNOSPIRE DELUXE | 2018-09-07 | 126
NEBULIZER | NEBULIZER | PHILIPS LTD | INNOSPIRE DELUXE | 2018-09-07 | 126
NEBULIZER | NEBULIZER | PHILIPS LTD | INNOSPIRE DELUXE | 2018-09-07 | 126
NEBULIZER | NEBULIZER | PHILIPS LTD | INNOSPIRE DELUXE | 2018-09-07 | 126
NEBULIZER | NEBULIZER | PHILIPS LTD | INNOSPIRE DELUXE | 2018-09-07 | 126
NEBULIZER | NEBULIZER | PHILIPS LTD | INNOSPIRE DELUXE | 2018-09-07 | 126
NEBULIZER | NEBULIZER | PHILIPS LTD | INNOSPIRE DELUXE | 2018-09-07 | 126
NEBULIZER | NEBULIZER | PHILIPS LTD | INNOSPIRE DELUXE | 2018-09-07 | 126
NEBULIZER | NEBULIZER | PHILIPS LTD | INNOSPIRE DELUXE | 2018-09-07 | 126
NEBULIZER | NEBULIZER | PHILIPS LTD | INNOSPIRE DELUXE | 2018-09-07 | 126
NEBULIZER | NEBULIZER | PHILIPS LTD | INNOSPIRE DELUXE | 2018-09-07 | 126
NEBULIZER | NEBULIZER | PHILIPS LTD | INNOSPIRE DELUXE | 2018-09-07 | 126
NEBULIZER | NEBULIZER | PHILIPS LTD | INNOSPIRE DELUXE | 2018-09-07 | 126
NEBULIZER | NEBULIZER | PHILIPS LTD | INNOSPIRE DELUXE | 2018-09-07 | 126
NEBULIZER | NEBULIZER | PHILIPS LTD | INNOSPIRE DELUXE | 2018-09-07 | 126
NEBULIZER | NEBULIZER | PHILIPS LTD | INNOSPIRE DELUXE | 2018-09-07 | 126
NEBULIZER | NEBULIZER | PHILIPS LTD | INNOSPIRE DELUXE | 2018-09-07 | 126
NEBULIZER | NEBULIZER | PHILIPS LTD | INNOSPIRE DELUXE | 2018-09-07 | 126
NEBULIZER | NEBULIZER | PHILIPS LTD | INNOSPIRE DELUXE | 2018-09-07 | 126
NEBULIZER | NEBULIZER | PHILIPS LTD | INNOSPIRE DELUXE | 2018-09-07 | 126
NEBULIZER | NEBULIZER | PHILIPS LTD | INNOSPIRE DELUXE | 2018-09-07 | 126
NEBULIZER | NEBULIZER | PHILIPS LTD | INNOSPIRE DELUXE | 2018-09-07 | 126
NEBULIZER | NEBULIZER | PHILIPS LTD | INNOSPIRE DELUXE | 2018-09-07 | 126
NEBULIZER | NEBULIZER | PHILIPS LTD | INNOSPIRE DELUXE | 2018-09-07 | 126
NEBULIZER | NEBULIZER | PHILIPS LTD | INNOSPIRE DELUXE | 2018-09-07 | 126
NEBULIZER | NEBULIZER | PHILIPS LTD | INNOSPIRE DELUXE | 2018-09-07 | 126
NEBULIZER | NEBULIZER | PHILIPS LTD | INNOSPIRE DELUXE | 2018-09-07 | 126
NEBULIZER | NEBULIZER | PHILIPS LTD | INNOSPIRE DELUXE | 2018-09-07 | 126
NEBULIZER | NEBULIZER | PHILIPS LTD | INNOSPIRE DELUXE | 2018-03-23 | 126
NEBULIZER | NEBULIZER | PHILIPS LTD | INNOSPIRE DELUXE | 2018-03-23 | 126
NEBULIZER | NEBULIZER | PHILIPS LTD | INNOSPIRE DELUXE | 2018-03-23 | 126
NEBULIZER | NEBULIZER | PHILIPS LTD | INNOSPIRE DELUXE | 2018-03-23 | 126
NEBULIZER | NEBULIZER | PHILIPS LTD | INNOSPIRE DELUXE | 2018-03-23 | 126
NEBULIZER | NEBULIZER | PHILIPS LTD | INNOSPIRE DELUXE | 2018-03-23 | 126
NEBULIZER | NEBULIZER | PHILIPS LTD | INNOSPIRE DELUXE | 2018-03-23 | 126
NEBULIZER | NEBULIZER | PHILIPS LTD | INNOSPIRE DELUXE | 2018-03-23 | 126
NEBULIZER | NEBULIZER | PHILIPS LTD | INNOSPIRE DELUXE | 2018-03-23 | 126
NEBULIZER | NEBULIZER | PHILIPS LTD | INNOSPIRE DELUXE | 2018-03-23 | 126
NEBULIZER | NEBULIZER | PHILIPS LTD | INNOSPIRE DELUXE | 2018-03-23 | 126
NEBULIZER | NEBULIZER | PHILIPS LTD | INNOSPIRE DELUXE | 2018-03-23 | 126
NEBULIZER | NEBULIZER | PHILIPS LTD | INNOSPIRE DELUXE | 2018-03-23 | 126
NEBULIZER | NEBULIZER | PHILIPS LTD | INNOSPIRE DELUXE | 2018-03-23 | 126
NEBULIZER | NEBULIZER | PHILIPS LTD | INNOSPIRE DELUXE | 2018-03-23 | 126
NEBULIZER | NEBULIZER | PHILIPS LTD | INNOSPIRE DELUXE | 2018-03-23 | 126
NEBULIZER | NEBULIZER | PHILIPS LTD | INNOSPIRE DELUXE | 2018-03-23 | 126
NEBULIZER | NEBULIZER | PHILIPS LTD | INNOSPIRE DELUXE | 2018-03-23 | 126
NEBULIZER | NEBULIZER | PHILIPS LTD | INNOSPIRE DELUXE | 2018-03-23 | 126
NEBULIZER | NEBULIZER | PHILIPS LTD | INNOSPIRE DELUXE | 2018-03-23 | 126
NEBULIZER | NEBULIZER | PHILIPS LTD | INNOSPIRE DELUXE | 2018-03-23 | 126
NEBULIZER | NEBULIZER | PHILIPS LTD | INNOSPIRE DELUXE | 2018-03-23 | 126
NEBULIZER | NEBULIZER | PHILIPS LTD | INNOSPIRE DELUXE | 2018-03-23 | 126
NEBULIZER | NEBULIZER | PHILIPS LTD | INNOSPIRE DELUXE | 2018-03-23 | 126
NEBULIZER | NEBULIZER | PHILIPS LTD | INNOSPIRE DELUXE | 2018-03-23 | 126
NEBULIZER | NEBULIZER | PHILIPS LTD | INNOSPIRE DELUXE | 2018-03-23 | 126
NEBULIZER | NEBULIZER | PHILIPS LTD | INNOSPIRE DELUXE | 2018-03-23 | 126
NEBULIZER | NEBULIZER | PHILIPS LTD | INNOSPIRE DELUXE | 2018-01-01 | 126
NEBULIZER | NEBULIZER | PHILIPS LTD | INNOSPIRE DELUXE | 2018-01-01 | 126
NEBULIZER | NEBULIZER | PHILIPS LTD | INNOSPIRE DELUXE | 2018-01-01 | 126
NEBULIZER | NEBULIZER | PHILIPS LTD | INNOSPIRE DELUXE | 2018-01-01 | 126
NEBULIZER | NEBULIZER | PHILIPS LTD | INNOSPIRE DELUXE | 2018-01-01 | 126
NEBULIZER | NEBULIZER | PHILIPS LTD | INNOSPIRE DELUXE | 2018-01-01 | 126
NEBULIZER | NEBULIZER | PHILIPS LTD | INNOSPIRE DELUXE | 2018-01-01 | 126
NEBULIZER | NEBULIZER | PHILIPS LTD | INNOSPIRE DELUXE | 2018-01-01 | 126
NEBULIZER | NEBULIZER | PHILIPS LTD | INNOSPIRE DELUXE | 2018-01-01 | 126
NEBULIZER | NEBULIZER | PHILIPS LTD | INNOSPIRE DELUXE | 2018-01-01 | 126
NEBULIZER | NEBULIZER | PHILIPS LTD | INNOSPIRE DELUXE | 2018-01-01 | 126
NEBULIZER | NEBULIZER | PHILIPS LTD | INNOSPIRE DELUXE | 2018-01-01 | 126
NEBULIZER | NEBULIZER | PHILIPS LTD | INNOSPIRE DELUXE | 2018-01-01 | 126
NEBULIZER | NEBULIZER | PHILIPS LTD | INNOSPIRE DELUXE | 2018-01-01 | 126
NEBULIZER | NEBULIZER | PHILIPS LTD | INNOSPIRE DELUXE | 2018-01-01 | 126
FIBRE OPTIC SOURCE | PORTABLE LIGHT SOURCE (LED) | PENTAX | BS-LL1 | 2017-12-08 | 1800
PULMONARY ASSESSMENT SYSTEM | CARDIOPULMONARY EXERCISE SYSTEM | MEDISOFT RAM | LMCPETGO | 2017-06-05 | 50818.5
CAPNOGRAPH | CAPNOGRAPH AND SPO2 HANDHELD | SHENZHEN CREATIVE INDUSTRY | PC-900B | 2017-12-07 | 1920 | 2021-12-23 | 2023-12-22
COMPUTER WORKSTATION | PATHFINDER S2 COMPUTER SYSTEM | SPACELABS | PATHFINDER S2 | 2017-12-07 | 43200
COMPUTER WORKSTATION | PATHFINDER S2 COMPUTER SYSTEM | SPACELABS | PATHFINDER S2 | 2017-12-07 | 43200
COMPUTER WORKSTATION | PATHFINDER S2 COMPUTER SYSTEM | SPACELABS | PATHFINDER S2 | 2017-12-07 | 43200
PUMP DOCKING STATION | PUMP DOCKING STATION | FRESENIUS KABI | LINK 6 + AGILIA | 2017-11-24 | 1198.8 | 2021-11-18 | 2024-07-15
PUMP DOCKING STATION | PUMP DOCKING STATION | FRESENIUS KABI | LINK 6 + AGILIA | 2017-11-24 | 1198.8 | 2021-11-18 | 2024-07-15
TEST LAMP | LIGHT LEAD TESTER | RFQ RENZ FOR QUALITY | QUALUXJACK 2 | 2017-11-21 | 1425.6
HYFRECATOR | HYFRECATOR 2000 | CONMED | HYFRECATOR 2000 | 2017-11-21 | 1410 | 2023-04-04 11:08 | 2025-07-12
HUMIDIFIER | HUMIDIFIER RESPIRATORY | F & P | F&P 950 | 2017-11-16 | 2400 | 2020-05-21
HUMIDIFIER | HUMIDIFIER RESPIRATORY | F & P | F&P 950 | 2017-11-16 | 2400 | 2020-05-21
HUMIDIFIER | HUMIDIFIER RESPIRATORY | F & P | F&P 950 | 2017-11-16 | 2400 | 2020-05-20
HUMIDIFIER | HUMIDIFIER RESPIRATORY | F & P | F&P 950 | 2017-11-16 | 2400 | 2020-05-20
HUMIDIFIER | HUMIDIFIER RESPIRATORY | F & P | F&P 950 | 2017-11-16 | 2400
HUMIDIFIER | HUMIDIFIER RESPIRATORY | F & P | F&P 950 | 2017-11-16 | 2400 | 2020-01-10
HUMIDIFIER | HUMIDIFIER RESPIRATORY | F & P | F&P 950 | 2017-11-16 | 2400 | 2021-05-04
HUMIDIFIER | HUMIDIFIER RESPIRATORY | F & P | F&P 950 | 2017-11-16 | 2400 | 2020-05-21
HUMIDIFIER | HUMIDIFIER RESPIRATORY | F & P | F&P 950 | 2017-11-16 | 2400 | 2020-05-20
HUMIDIFIER | HUMIDIFIER RESPIRATORY | F & P | F&P 950 | 2017-11-16 | 2400 | 2021-04-22
HUMIDIFIER | HUMIDIFIER RESPIRATORY | F & P | F&P 950 | 2017-11-16 | 2400 | 2020-12-29
HUMIDIFIER | HUMIDIFIER RESPIRATORY | F & P | F&P 950 | 2017-11-16 | 2400 | 2021-02-04
HUMIDIFIER | HUMIDIFIER RESPIRATORY | F & P | F&P 950 | 2017-11-16 | 2400 | 2021-04-15
HUMIDIFIER | HUMIDIFIER RESPIRATORY | F & P | F&P 950 | 2017-11-16 | 2400 | 2020-01-09
SUCTION CONTROLLER | HIGH SUCTION CONTROLLER | THERAPY EQUIPMENT | DIAMOND RANGE HIGH | 2017-11-13 | 96
SUCTION CONTROLLER | HIGH SUCTION CONTROLLER | THERAPY EQUIPMENT | DIAMOND RANGE HIGH | 2017-11-13 | 96
SUCTION CONTROLLER | HIGH SUCTION CONTROLLER | THERAPY EQUIPMENT | DIAMOND RANGE HIGH | 2017-11-13 | 96
VACUUM CLEANER | VACUUM CLEANER | TIGER-VAC | CR-1 | 2017-11-14 | 690 | 2021-10-06 | 2025-02-15
SPHYGMOMANOMETER | SPHYGMOMANOMETER - MOBILE | WELCH ALLYN | 7670-10 | 2017-11-03 | 217.488
SPHYGMOMANOMETER | SPHYGMOMANOMETER - MOBILE | WELCH ALLYN | 7670-10 | 2017-11-03 | 217.488
SAFETY TESTERS | ELECTRICAL SAFETY ANALYSER | FLUKE | ESA615 | 2017-11-01 | 4668.036 | 2024-05-09 | 2025-05-09
FLOWMETER TEST GAUGE | ANEMOMETER | RS | IM-740 ANEMOMETER | 2017-11-01 | 60
SUCTION CONTROLLER | HIGH SUCTION CONTROLLER | THERAPY EQUIPMENT | DIAMOND RANGE HIGH | 2017-10-24 | 96
SUCTION CONTROLLER | HIGH SUCTION CONTROLLER | THERAPY EQUIPMENT | DIAMOND RANGE HIGH | 2017-10-24 | 96
ELECTRIC BED | SMART ACUTE CARE ELECTRIC BED | LINET UK | ELEGANZA 2 | 2017-10-17 | 1609.2 | 2024-06-13 | 2025-06-13
ELECTRIC BED | SMART ACUTE CARE ELECTRIC BED | LINET UK | ELEGANZA 2 | 2017-10-17 | 1609.2 | 2023-03-20 09:56 | 2024-11-01
ELECTRIC BED | SMART ACUTE CARE ELECTRIC BED | LINET UK | ELEGANZA 2 | 2017-10-17 | 1609.2 | 2024-01-13 | 2025-01-13
ELECTRIC BED | SMART ACUTE CARE ELECTRIC BED | LINET UK | ELEGANZA 2 | 2017-10-17 | 1609.2 | 2024-02-06 | 2025-02-06
ELECTRIC BED | SMART ACUTE CARE ELECTRIC BED | LINET UK | ELEGANZA 2 | 2017-10-17 | 1609.2 | 2023-08-16 | 2024-08-16
ELECTRIC BED | SMART ACUTE CARE ELECTRIC BED | LINET UK | ELEGANZA 2 | 2017-10-17 | 1609.2 | 2023-07-04 | 2025-05-10
ELECTRIC BED | SMART ACUTE CARE ELECTRIC BED | LINET UK | ELEGANZA 2 | 2017-10-17 | 1609.2 | 2023-07-13 | 2024-07-13
ELECTRIC BED | SMART ACUTE CARE ELECTRIC BED | LINET UK | ELEGANZA 2 | 2017-10-17 | 1609.2 | 2023-09-27 | 2024-09-27
ELECTRIC BED | SMART ACUTE CARE ELECTRIC BED | LINET UK | ELEGANZA 2 | 2017-10-17 | 1609.2 | 2024-06-07 | 2025-06-07
ELECTRIC BED | SMART ACUTE CARE ELECTRIC BED | LINET UK | ELEGANZA 2 | 2017-10-17 | 1609.2 | 2024-05-29 | 2025-05-29
ELECTRIC BED | SMART ACUTE CARE ELECTRIC BED | LINET UK | ELEGANZA 2 | 2017-10-17 | 1609.2 | 2024-02-19 | 2025-02-19
ELECTRIC BED | SMART ACUTE CARE ELECTRIC BED | LINET UK | ELEGANZA 2 | 2017-10-17 | 1609.2 | 2023-05-17 | 2024-11-01
ELECTRIC BED | SMART ACUTE CARE ELECTRIC BED | LINET UK | ELEGANZA 2 | 2017-10-17 | 1609.2 | 2023-08-22 | 2025-06-16
ELECTRIC BED | SMART ACUTE CARE ELECTRIC BED | LINET UK | ELEGANZA 2 | 2017-10-17 | 1609.2 | 2024-05-09 | 2025-05-09
ELECTRIC BED | SMART ACUTE CARE ELECTRIC BED | LINET UK | ELEGANZA 2 | 2017-10-17 | 1609.2 | 2022-05-06 | 2024-11-01
ELECTRIC BED | SMART ACUTE CARE ELECTRIC BED | LINET UK | ELEGANZA 2 | 2017-10-17 | 1609.2 | 2023-10-19 | 2024-10-19
ELECTRIC BED | SMART ACUTE CARE ELECTRIC BED | LINET UK | ELEGANZA 2 | 2017-10-17 | 1609.2 | 2022-02-15 | 2024-11-01
ELECTRIC BED | SMART ACUTE CARE ELECTRIC BED | LINET UK | ELEGANZA 2 | 2017-10-17 | 1609.2 | 2023-04-13 | 2024-11-01
ELECTRIC BED | SMART ACUTE CARE ELECTRIC BED | LINET UK | ELEGANZA 2 | 2017-10-17 | 1609.2 | 2024-01-24 | 2024-12-29
ELECTRIC BED | SMART ACUTE CARE ELECTRIC BED | LINET UK | ELEGANZA 2 | 2017-10-17 | 1609.2 | 2023-09-15 | 2024-09-15
ELECTRIC BED | SMART ACUTE CARE ELECTRIC BED | LINET UK | ELEGANZA 2 | 2017-10-17 | 1609.2 | 2023-09-21 | 2024-09-21
ELECTRIC BED | SMART ACUTE CARE ELECTRIC BED | LINET UK | ELEGANZA 2 | 2017-10-17 | 1609.2 | 2023-11-01 | 2024-11-01
ELECTRIC BED | SMART ACUTE CARE ELECTRIC BED | LINET UK | ELEGANZA 2 | 2017-10-17 | 1609.2 | 2023-06-29 | 2024-11-01
ELECTRIC BED | SMART ACUTE CARE ELECTRIC BED | LINET UK | ELEGANZA 2 | 2017-10-17 | 1609.2 | 2023-12-12 | 2024-12-12
ELECTRIC BED | SMART ACUTE CARE ELECTRIC BED | LINET UK | ELEGANZA 2 | 2017-10-17 | 1609.2 | 2024-04-17 | 2025-04-17
ELECTRIC BED | SMART ACUTE CARE ELECTRIC BED | LINET UK | ELEGANZA 2 | 2017-10-17 | 1609.2 | 2023-07-11 | 2024-07-11
ELECTRIC BED | SMART ACUTE CARE ELECTRIC BED | LINET UK | ELEGANZA 2 | 2017-10-17 | 1609.2 | 2024-04-10 | 2025-04-10
ELECTRIC BED | SMART ACUTE CARE ELECTRIC BED | LINET UK | ELEGANZA 2 | 2017-10-17 | 1609.2 | 2023-07-19 | 2024-07-19
ELECTRIC BED | SMART ACUTE CARE ELECTRIC BED | LINET UK | ELEGANZA 2 | 2017-10-17 | 1609.2 | 2023-11-14 | 2024-11-14
ELECTRIC BED | SMART ACUTE CARE ELECTRIC BED | LINET UK | ELEGANZA 2 | 2017-10-17 | 1609.2 | 2023-07-11 | 2024-07-11
ELECTRIC BED | SMART ACUTE CARE ELECTRIC BED | LINET UK | ELEGANZA 2 | 2017-10-17 | 1609.2 | 2023-10-11 | 2024-10-11
ELECTRIC BED | SMART ACUTE CARE ELECTRIC BED | LINET UK | ELEGANZA 2 | 2017-10-17 | 1609.2 | 2024-05-29 | 2025-05-29
HANDPIECE | HANDPIECE | W&H UK LTD | WA56LT SYNEA | 2018-03-23 | 480
TRIMMERS | MODEL GRINDER | RENFERT | MT PLUS | 2018-03-14 | 1572 | 2020-02-14 | 2024-12-18
LIGHT CURE UNIT | CURING LIGHT | 3M HEALTH CARE | ORTHOLUX | 2018-03-06 | 240 | 2023-03-29 15:53 | 2025-03-29
HANDPIECE MICROMOTOR | HANDPIECE MICROMOTOR | W&H UK LTD | EA-52 LED | 2018-03-01 | 720
CHARGER UNIT | INDIRECT OPHTHALMOSCOPE CHARGER SLIM LINE | KEELER | 1945-P-5019 | 2018-02-12 | 600 | 2024-02-29 | 2026-01-01
WAX HEATER | WAX POT | DENSTAR | DS-400 | 2017-12-12 | 118.8 | 2024-03-14 | 2026-06-17
FURNACE | FURNACE CERAMIC | INOCLARVIVAD | P310 | 2009-03-04 | 4800 | 2024-03-22 | 2026-06-17
HANDPIECE MICROMOTOR | HANDPIECE MICROMOTOR | W&H UK LTD | EA-52 LED | 2017-11-21 | 756
HANDPIECE | HANDPIECE | W&H UK LTD | S11 | 2017-10-11 | 720
PRINTER | PRINTER - INKJET | HP | OFFICE JET PRO 8210 | 2017-09-21 | 144 | 2024-07-01 | 2025-07-01
ULTRASOUND PROBE | ULTRASOUND PROBE | BK MEDICAL | 2052 | 2018-09-20 | 9600
FLAT SCREEN DISPLAY | MONITOR LCD FLAT PANEL | EIZO | EV2216W | 2017-09-01 | 235.2
FLAT SCREEN DISPLAY | MONITOR LCD FLAT PANEL | EIZO | EV2216W | 2017-09-01 | 235.2
FLAT SCREEN DISPLAY | MONITOR LCD FLAT PANEL | EIZO | EV2216W | 2017-09-01 | 235.2
FLAT SCREEN DISPLAY | MONITOR LCD FLAT PANEL | EIZO | EV2216W | 2017-09-01 | 235.2
FLAT SCREEN DISPLAY | MONITOR LCD FLAT PANEL | EIZO | EV2216W | 2017-09-01 | 235.2
FLAT SCREEN DISPLAY | MONITOR LCD FLAT PANEL | EIZO | EV2216W | 2017-09-01 | 235.2
HUMIDIFIER | M SERIES HUMIDIFIER | RESPIRONICS | M SERIES HUMIDIFIER | 2017-11-13 | 180
HUMIDIFIER | M SERIES HUMIDIFIER | RESPIRONICS | M SERIES HUMIDIFIER | 2017-11-13 | 180
HUMIDIFIER | M SERIES HUMIDIFIER | RESPIRONICS | M SERIES HUMIDIFIER | 2017-11-13 | 180
HUMIDIFIER | M SERIES HUMIDIFIER | RESPIRONICS | M SERIES HUMIDIFIER | 2017-11-13 | 180
HUMIDIFIER | M SERIES HUMIDIFIER | RESPIRONICS | M SERIES HUMIDIFIER | 2017-11-13 | 180
HUMIDIFIER | M SERIES HUMIDIFIER | RESPIRONICS | M SERIES HUMIDIFIER | 2017-11-13 | 180
HUMIDIFIER | M SERIES HUMIDIFIER | RESPIRONICS | M SERIES HUMIDIFIER | 2017-11-13 | 180
HUMIDIFIER | M SERIES HUMIDIFIER | RESPIRONICS | M SERIES HUMIDIFIER | 2017-11-13 | 180
HUMIDIFIER | M SERIES HUMIDIFIER | RESPIRONICS | M SERIES HUMIDIFIER | 2017-11-13 | 180
HUMIDIFIER | M SERIES HUMIDIFIER | RESPIRONICS | M SERIES HUMIDIFIER | 2017-11-13 | 180
HUMIDIFIER | M SERIES HUMIDIFIER | RESPIRONICS | M SERIES HUMIDIFIER | 2017-11-13 | 180
HUMIDIFIER | M SERIES HUMIDIFIER | RESPIRONICS | M SERIES HUMIDIFIER | 2017-11-13 | 180
HUMIDIFIER | M SERIES HUMIDIFIER | RESPIRONICS | M SERIES HUMIDIFIER | 2017-11-13 | 180
HUMIDIFIER | M SERIES HUMIDIFIER | RESPIRONICS | M SERIES HUMIDIFIER | 2017-11-13 | 180
HUMIDIFIER | M SERIES HUMIDIFIER | RESPIRONICS | M SERIES HUMIDIFIER | 2017-11-13 | 180
HUMIDIFIER | M SERIES HUMIDIFIER | RESPIRONICS | M SERIES HUMIDIFIER | 2017-11-13 | 180
HUMIDIFIER | M SERIES HUMIDIFIER | RESPIRONICS | M SERIES HUMIDIFIER | 2017-11-13 | 180
HUMIDIFIER | M SERIES HUMIDIFIER | RESPIRONICS | M SERIES HUMIDIFIER | 2017-11-13 | 180
HUMIDIFIER | M SERIES HUMIDIFIER | RESPIRONICS | M SERIES HUMIDIFIER | 2017-11-13 | 180
HUMIDIFIER | M SERIES HUMIDIFIER | RESPIRONICS | M SERIES HUMIDIFIER | 2017-11-13 | 180
HUMIDIFIER | M SERIES HUMIDIFIER | RESPIRONICS | M SERIES HUMIDIFIER | 2017-11-13 | 180
HUMIDIFIER | M SERIES HUMIDIFIER | RESPIRONICS | M SERIES HUMIDIFIER | 2017-11-13 | 180
HUMIDIFIER | M SERIES HUMIDIFIER | RESPIRONICS | M SERIES HUMIDIFIER | 2017-11-13 | 180
HUMIDIFIER | M SERIES HUMIDIFIER | RESPIRONICS | M SERIES HUMIDIFIER | 2017-11-13 | 180
HUMIDIFIER | M SERIES HUMIDIFIER | RESPIRONICS | M SERIES HUMIDIFIER | 2017-11-13 | 180
HUMIDIFIER | M SERIES HUMIDIFIER | RESPIRONICS | M SERIES HUMIDIFIER | 2017-11-13 | 180
HUMIDIFIER | M SERIES HUMIDIFIER | RESPIRONICS | M SERIES HUMIDIFIER | 2017-11-13 | 180
HUMIDIFIER | M SERIES HUMIDIFIER | RESPIRONICS | M SERIES HUMIDIFIER | 2017-11-13 | 180
HUMIDIFIER | M SERIES HUMIDIFIER | RESPIRONICS | M SERIES HUMIDIFIER | 2017-11-13 | 180
HUMIDIFIER | M SERIES HUMIDIFIER | RESPIRONICS | M SERIES HUMIDIFIER | 2017-11-13 | 180
HUMIDIFIER | M SERIES HUMIDIFIER | RESPIRONICS | M SERIES HUMIDIFIER | 2017-11-13 | 180
HUMIDIFIER | M SERIES HUMIDIFIER | RESPIRONICS | M SERIES HUMIDIFIER | 2017-11-13 | 180
HUMIDIFIER | M SERIES HUMIDIFIER | RESPIRONICS | M SERIES HUMIDIFIER | 2017-11-13 | 180
HUMIDIFIER | M SERIES HUMIDIFIER | RESPIRONICS | M SERIES HUMIDIFIER | 2017-11-13 | 180
HUMIDIFIER | M SERIES HUMIDIFIER | RESPIRONICS | M SERIES HUMIDIFIER | 2017-11-13 | 180
HUMIDIFIER | M SERIES HUMIDIFIER | RESPIRONICS | M SERIES HUMIDIFIER | 2017-11-13 | 180
HUMIDIFIER | M SERIES HUMIDIFIER | RESPIRONICS | M SERIES HUMIDIFIER | 2017-11-13 | 180
HUMIDIFIER | M SERIES HUMIDIFIER | RESPIRONICS | M SERIES HUMIDIFIER | 2017-11-13 | 180
BIPAP VENTILATORY SUPPORT SYSTEM | BIPAP VENTILATORY SUPPORT SYSTEM | RESPIRONICS | A40 | 2017-11-13 | 2913
BIPAP VENTILATORY SUPPORT SYSTEM | BIPAP VENTILATORY SUPPORT SYSTEM | RESPIRONICS | A40 | 2017-11-13 | 2913
HUMIDIFIER | M SERIES HUMIDIFIER | RESPIRONICS | M SERIES HUMIDIFIER | 2017-11-13 | 180
HUMIDIFIER | M SERIES HUMIDIFIER | RESPIRONICS | M SERIES HUMIDIFIER | 2017-11-13 | 180
HUMIDIFIER | M SERIES HUMIDIFIER | RESPIRONICS | M SERIES HUMIDIFIER | 2017-11-13 | 180
HUMIDIFIER | M SERIES HUMIDIFIER | RESPIRONICS | M SERIES HUMIDIFIER | 2017-11-13 | 180
HUMIDIFIER | M SERIES HUMIDIFIER | RESPIRONICS | M SERIES HUMIDIFIER | 2017-11-13 | 180
HUMIDIFIER | M SERIES HUMIDIFIER | RESPIRONICS | M SERIES HUMIDIFIER | 2017-11-13 | 180
HUMIDIFIER | M SERIES HUMIDIFIER | RESPIRONICS | M SERIES HUMIDIFIER | 2017-11-13 | 180
HUMIDIFIER | M SERIES HUMIDIFIER | RESPIRONICS | M SERIES HUMIDIFIER | 2017-11-13 | 180
HUMIDIFIER | M SERIES HUMIDIFIER | RESPIRONICS | M SERIES HUMIDIFIER | 2017-11-13 | 180
HUMIDIFIER | M SERIES HUMIDIFIER | RESPIRONICS | M SERIES HUMIDIFIER | 2017-11-13 | 180
HUMIDIFIER | M SERIES HUMIDIFIER | RESPIRONICS | M SERIES HUMIDIFIER | 2017-11-13 | 180
HUMIDIFIER | M SERIES HUMIDIFIER | RESPIRONICS | M SERIES HUMIDIFIER | 2017-11-13 | 180
HUMIDIFIER | M SERIES HUMIDIFIER | RESPIRONICS | M SERIES HUMIDIFIER | 2017-11-13 | 180
HUMIDIFIER | M SERIES HUMIDIFIER | RESPIRONICS | M SERIES HUMIDIFIER | 2017-11-13 | 180
HUMIDIFIER | M SERIES HUMIDIFIER | RESPIRONICS | M SERIES HUMIDIFIER | 2017-11-13 | 180
HUMIDIFIER | M SERIES HUMIDIFIER | RESPIRONICS | M SERIES HUMIDIFIER | 2017-11-13 | 180
HUMIDIFIER | M SERIES HUMIDIFIER | RESPIRONICS | M SERIES HUMIDIFIER | 2017-11-13 | 180
HUMIDIFIER | M SERIES HUMIDIFIER | RESPIRONICS | M SERIES HUMIDIFIER | 2017-11-13 | 180
HUMIDIFIER | M SERIES HUMIDIFIER | RESPIRONICS | M SERIES HUMIDIFIER | 2017-11-13 | 180
HUMIDIFIER | M SERIES HUMIDIFIER | RESPIRONICS | M SERIES HUMIDIFIER | 2017-11-13 | 180
HUMIDIFIER | M SERIES HUMIDIFIER | RESPIRONICS | M SERIES HUMIDIFIER | 2017-11-13 | 180
HUMIDIFIER | M SERIES HUMIDIFIER | RESPIRONICS | M SERIES HUMIDIFIER | 2017-11-13 | 180
HUMIDIFIER | M SERIES HUMIDIFIER | RESPIRONICS | M SERIES HUMIDIFIER | 2017-11-13 | 180
HUMIDIFIER | M SERIES HUMIDIFIER | RESPIRONICS | M SERIES HUMIDIFIER | 2017-11-13 | 180
HUMIDIFIER | M SERIES HUMIDIFIER | RESPIRONICS | M SERIES HUMIDIFIER | 2017-11-13 | 180
HUMIDIFIER | M SERIES HUMIDIFIER | RESPIRONICS | M SERIES HUMIDIFIER | 2017-11-13 | 180
HUMIDIFIER | M SERIES HUMIDIFIER | RESPIRONICS | M SERIES HUMIDIFIER | 2017-11-13 | 180
HUMIDIFIER | M SERIES HUMIDIFIER | RESPIRONICS | M SERIES HUMIDIFIER | 2017-11-13 | 180
HUMIDIFIER | M SERIES HUMIDIFIER | RESPIRONICS | M SERIES HUMIDIFIER | 2017-11-13 | 180
HUMIDIFIER | M SERIES HUMIDIFIER | RESPIRONICS | M SERIES HUMIDIFIER | 2017-11-13 | 180
HUMIDIFIER | M SERIES HUMIDIFIER | RESPIRONICS | M SERIES HUMIDIFIER | 2017-11-13 | 180
HUMIDIFIER | M SERIES HUMIDIFIER | RESPIRONICS | M SERIES HUMIDIFIER | 2017-11-13 | 180
HUMIDIFIER | M SERIES HUMIDIFIER | RESPIRONICS | M SERIES HUMIDIFIER | 2017-11-13 | 180
HUMIDIFIER | M SERIES HUMIDIFIER | RESPIRONICS | M SERIES HUMIDIFIER | 2017-11-13 | 180
HUMIDIFIER | M SERIES HUMIDIFIER | RESPIRONICS | M SERIES HUMIDIFIER | 2017-11-13 | 180
HUMIDIFIER | M SERIES HUMIDIFIER | RESPIRONICS | M SERIES HUMIDIFIER | 2017-11-13 | 180
HUMIDIFIER | M SERIES HUMIDIFIER | RESPIRONICS | M SERIES HUMIDIFIER | 2017-11-13 | 180
HUMIDIFIER | M SERIES HUMIDIFIER | RESPIRONICS | M SERIES HUMIDIFIER | 2017-11-13 | 180
HUMIDIFIER | M SERIES HUMIDIFIER | RESPIRONICS | M SERIES HUMIDIFIER | 2017-11-13 | 180
HUMIDIFIER | M SERIES HUMIDIFIER | RESPIRONICS | M SERIES HUMIDIFIER | 2017-11-13 | 180
HUMIDIFIER | M SERIES HUMIDIFIER | RESPIRONICS | M SERIES HUMIDIFIER | 2017-11-13 | 180
HUMIDIFIER | M SERIES HUMIDIFIER | RESPIRONICS | M SERIES HUMIDIFIER | 2017-11-13 | 180
HUMIDIFIER | M SERIES HUMIDIFIER | RESPIRONICS | M SERIES HUMIDIFIER | 2017-11-13 | 180
HUMIDIFIER | M SERIES HUMIDIFIER | RESPIRONICS | M SERIES HUMIDIFIER | 2017-11-13 | 180
HUMIDIFIER | M SERIES HUMIDIFIER | RESPIRONICS | M SERIES HUMIDIFIER | 2017-11-13 | 180
HUMIDIFIER | M SERIES HUMIDIFIER | RESPIRONICS | M SERIES HUMIDIFIER | 2017-11-13 | 180
HUMIDIFIER | M SERIES HUMIDIFIER | RESPIRONICS | M SERIES HUMIDIFIER | 2017-11-13 | 180
HUMIDIFIER | M SERIES HUMIDIFIER | RESPIRONICS | M SERIES HUMIDIFIER | 2017-11-13 | 180
HUMIDIFIER | M SERIES HUMIDIFIER | RESPIRONICS | M SERIES HUMIDIFIER | 2017-11-13 | 180
HUMIDIFIER | M SERIES HUMIDIFIER | RESPIRONICS | M SERIES HUMIDIFIER | 2017-11-13 | 180
HUMIDIFIER | M SERIES HUMIDIFIER | RESPIRONICS | M SERIES HUMIDIFIER | 2017-11-13 | 180
HUMIDIFIER | M SERIES HUMIDIFIER | RESPIRONICS | M SERIES HUMIDIFIER | 2017-11-13 | 180
HUMIDIFIER | M SERIES HUMIDIFIER | RESPIRONICS | M SERIES HUMIDIFIER | 2017-11-13 | 180
HUMIDIFIER | M SERIES HUMIDIFIER | RESPIRONICS | M SERIES HUMIDIFIER | 2017-11-13 | 180
WHEELCHAIR | MANUAL WHEELCHAIR | INVACARE LTD | 1420234 BEN 9+ | 2017-11-22 | 0
DUPLEX ACTIVE SCAVENGING SYS | DUPLEX ACTIVE SCAVENGING SYSTEM | MILLENNIUM MEDICAL | GSD 520/3/24 | 2019-04-18 | 3600 | 2024-09-03 | 2024-12-15
GAS REGULATOR & FLOWMETER | MEDICAL AIR REDUCING SETS | NORGREN MART | 20AG/4G | 2018-06-27 | 900 | 2024-09-17 | 2024-12-20
AREA ALARM SYSTEM | MEDICAL GAS ALARM | SHIRE | SA-6 | 2017-10-05 | 420 | 2024-09-17 | 2024-12-20
SLIT LAMP HAND HELD | HAND HELD SLIT LAMP | KEELER | PSL CLASSIC | 2017-10-04 | 4554 | 2024-02-16 | 2026-01-08
WATER HEATER | WATER HEATER | HAAKE | C1 | 1994-10-28 | 423 | 2021-09-08 | 2025-03-18
SUCTION UNIT | PORTABLE SUCTION UNIT | LAERDAL | LCSU4 | 2017-09-25 | 418.8 |  | 2024-12-18
SUCTION UNIT | PORTABLE SUCTION UNIT | LAERDAL | LCSU4 | 2017-09-25 | 418.8 | 2023-04-21 14:13 | 2026-04-19
SUCTION UNIT | PORTABLE SUCTION UNIT | LAERDAL | LCSU4 | 2017-09-25 | 418.8 |  | 2024-12-18
SUCTION UNIT | PORTABLE SUCTION UNIT | LAERDAL | LCSU4 | 2017-09-25 | 418.8 |  | 2024-12-18
SUCTION UNIT | PORTABLE SUCTION UNIT | LAERDAL | LCSU4 | 2017-09-25 | 418.8 | 2022-11-01 11:23 | 2025-11-01
HANDPIECE | HANDPIECE | W&H UK LTD | S11 | 2017-08-31 | 720
SAFETY TESTERS | ELECTRICAL SAFETY ANALYSER | FLUKE | ESA620 | 2017-08-23 | 4548.6 | 2024-06-18 | 2025-06-18
HUMIDIFIER | M SERIES HUMIDIFIER | RESPIRONICS | M SERIES HUMIDIFIER | 2017-12-15 | 180
HUMIDIFIER | M SERIES HUMIDIFIER | RESPIRONICS | M SERIES HUMIDIFIER | 2017-12-15 | 180
HUMIDIFIER | M SERIES HUMIDIFIER | RESPIRONICS | M SERIES HUMIDIFIER | 2017-12-15 | 180
HUMIDIFIER | M SERIES HUMIDIFIER | RESPIRONICS | M SERIES HUMIDIFIER | 2017-12-15 | 180
HUMIDIFIER | M SERIES HUMIDIFIER | RESPIRONICS | M SERIES HUMIDIFIER | 2017-12-15 | 180
HUMIDIFIER | M SERIES HUMIDIFIER | RESPIRONICS | M SERIES HUMIDIFIER | 2017-12-15 | 180
HUMIDIFIER | M SERIES HUMIDIFIER | RESPIRONICS | M SERIES HUMIDIFIER | 2017-12-15 | 180
HUMIDIFIER | M SERIES HUMIDIFIER | RESPIRONICS | M SERIES HUMIDIFIER | 2017-12-15 | 180
HUMIDIFIER | M SERIES HUMIDIFIER | RESPIRONICS | M SERIES HUMIDIFIER | 2017-12-15 | 180
HUMIDIFIER | M SERIES HUMIDIFIER | RESPIRONICS | M SERIES HUMIDIFIER | 2017-12-15 | 180
HUMIDIFIER | M SERIES HUMIDIFIER | RESPIRONICS | M SERIES HUMIDIFIER | 2017-12-15 | 180
HUMIDIFIER | M SERIES HUMIDIFIER | RESPIRONICS | M SERIES HUMIDIFIER | 2017-12-15 | 180
HUMIDIFIER | M SERIES HUMIDIFIER | RESPIRONICS | M SERIES HUMIDIFIER | 2017-12-15 | 180
HUMIDIFIER | M SERIES HUMIDIFIER | RESPIRONICS | M SERIES HUMIDIFIER | 2017-12-15 | 180
HUMIDIFIER | M SERIES HUMIDIFIER | RESPIRONICS | M SERIES HUMIDIFIER | 2017-12-15 | 180
HUMIDIFIER | M SERIES HUMIDIFIER | RESPIRONICS | M SERIES HUMIDIFIER | 2017-12-15 | 180
HUMIDIFIER | M SERIES HUMIDIFIER | RESPIRONICS | M SERIES HUMIDIFIER | 2017-12-15 | 180
HUMIDIFIER | M SERIES HUMIDIFIER | RESPIRONICS | M SERIES HUMIDIFIER | 2017-12-15 | 180
HUMIDIFIER | M SERIES HUMIDIFIER | RESPIRONICS | M SERIES HUMIDIFIER | 2017-12-15 | 180
HUMIDIFIER | M SERIES HUMIDIFIER | RESPIRONICS | M SERIES HUMIDIFIER | 2017-12-15 | 180
HUMIDIFIER | M SERIES HUMIDIFIER | RESPIRONICS | M SERIES HUMIDIFIER | 2017-12-15 | 180
HUMIDIFIER | M SERIES HUMIDIFIER | RESPIRONICS | M SERIES HUMIDIFIER | 2017-12-15 | 180
HUMIDIFIER | M SERIES HUMIDIFIER | RESPIRONICS | M SERIES HUMIDIFIER | 2017-12-15 | 180
HUMIDIFIER | M SERIES HUMIDIFIER | RESPIRONICS | M SERIES HUMIDIFIER | 2017-12-15 | 180
HUMIDIFIER | M SERIES HUMIDIFIER | RESPIRONICS | M SERIES HUMIDIFIER | 2017-12-15 | 180
HUMIDIFIER | M SERIES HUMIDIFIER | RESPIRONICS | M SERIES HUMIDIFIER | 2017-12-15 | 180
HUMIDIFIER | M SERIES HUMIDIFIER | RESPIRONICS | M SERIES HUMIDIFIER | 2017-12-15 | 180
HUMIDIFIER | M SERIES HUMIDIFIER | RESPIRONICS | M SERIES HUMIDIFIER | 2017-12-15 | 180
HUMIDIFIER | M SERIES HUMIDIFIER | RESPIRONICS | M SERIES HUMIDIFIER | 2017-12-15 | 180
HUMIDIFIER | M SERIES HUMIDIFIER | RESPIRONICS | M SERIES HUMIDIFIER | 2017-12-15 | 180
HUMIDIFIER | M SERIES HUMIDIFIER | RESPIRONICS | M SERIES HUMIDIFIER | 2017-12-15 | 180
HUMIDIFIER | M SERIES HUMIDIFIER | RESPIRONICS | M SERIES HUMIDIFIER | 2017-12-15 | 180
HUMIDIFIER | M SERIES HUMIDIFIER | RESPIRONICS | M SERIES HUMIDIFIER | 2017-12-15 | 180
BIPAP VENTILATORY SUPPORT SYSTEM | BIPAP VENTILATORY SUPPORT SYSTEM | RESPIRONICS | A40 | 2017-12-15 | 2913
BIPAP VENTILATORY SUPPORT SYSTEM | BIPAP VENTILATORY SUPPORT SYSTEM | RESPIRONICS | A40 | 2017-12-15 | 2913
BIPAP VENTILATORY SUPPORT SYSTEM | BIPAP VENTILATORY SUPPORT SYSTEM | RESPIRONICS | A40 | 2017-12-15 | 2913
HUMIDIFIER | M SERIES HUMIDIFIER | RESPIRONICS | M SERIES HUMIDIFIER | 2017-12-15 | 180
HUMIDIFIER | M SERIES HUMIDIFIER | RESPIRONICS | M SERIES HUMIDIFIER | 2017-12-15 | 180
HUMIDIFIER | M SERIES HUMIDIFIER | RESPIRONICS | M SERIES HUMIDIFIER | 2017-12-15 | 180
HUMIDIFIER | M SERIES HUMIDIFIER | RESPIRONICS | M SERIES HUMIDIFIER | 2017-12-15 | 180
HUMIDIFIER | M SERIES HUMIDIFIER | RESPIRONICS | M SERIES HUMIDIFIER | 2017-12-15 | 180
HUMIDIFIER | M SERIES HUMIDIFIER | RESPIRONICS | M SERIES HUMIDIFIER | 2017-12-15 | 180
HUMIDIFIER | M SERIES HUMIDIFIER | RESPIRONICS | M SERIES HUMIDIFIER | 2017-12-15 | 180
HUMIDIFIER | M SERIES HUMIDIFIER | RESPIRONICS | M SERIES HUMIDIFIER | 2017-12-15 | 180
HUMIDIFIER | M SERIES HUMIDIFIER | RESPIRONICS | M SERIES HUMIDIFIER | 2017-12-15 | 180
HUMIDIFIER | M SERIES HUMIDIFIER | RESPIRONICS | M SERIES HUMIDIFIER | 2017-12-15 | 180
HUMIDIFIER | M SERIES HUMIDIFIER | RESPIRONICS | M SERIES HUMIDIFIER | 2017-12-15 | 180
HUMIDIFIER | M SERIES HUMIDIFIER | RESPIRONICS | M SERIES HUMIDIFIER | 2017-12-15 | 180
HUMIDIFIER | M SERIES HUMIDIFIER | RESPIRONICS | M SERIES HUMIDIFIER | 2017-12-15 | 180
HUMIDIFIER | M SERIES HUMIDIFIER | RESPIRONICS | M SERIES HUMIDIFIER | 2017-12-15 | 180
HUMIDIFIER | M SERIES HUMIDIFIER | RESPIRONICS | M SERIES HUMIDIFIER | 2017-12-15 | 180
HUMIDIFIER | M SERIES HUMIDIFIER | RESPIRONICS | M SERIES HUMIDIFIER | 2017-12-15 | 180
HUMIDIFIER | M SERIES HUMIDIFIER | RESPIRONICS | M SERIES HUMIDIFIER | 2017-12-15 | 180
HUMIDIFIER | M SERIES HUMIDIFIER | RESPIRONICS | M SERIES HUMIDIFIER | 2017-12-15 | 180
HUMIDIFIER | M SERIES HUMIDIFIER | RESPIRONICS | M SERIES HUMIDIFIER | 2017-12-15 | 180
HUMIDIFIER | M SERIES HUMIDIFIER | RESPIRONICS | M SERIES HUMIDIFIER | 2017-12-15 | 180
HUMIDIFIER | M SERIES HUMIDIFIER | RESPIRONICS | M SERIES HUMIDIFIER | 2017-12-15 | 180
HUMIDIFIER | M SERIES HUMIDIFIER | RESPIRONICS | M SERIES HUMIDIFIER | 2017-12-15 | 180
HUMIDIFIER | M SERIES HUMIDIFIER | RESPIRONICS | M SERIES HUMIDIFIER | 2017-12-15 | 180
HUMIDIFIER | M SERIES HUMIDIFIER | RESPIRONICS | M SERIES HUMIDIFIER | 2017-12-15 | 180
HUMIDIFIER | M SERIES HUMIDIFIER | RESPIRONICS | M SERIES HUMIDIFIER | 2017-12-15 | 180
HUMIDIFIER | M SERIES HUMIDIFIER | RESPIRONICS | M SERIES HUMIDIFIER | 2017-12-15 | 180
HUMIDIFIER | M SERIES HUMIDIFIER | RESPIRONICS | M SERIES HUMIDIFIER | 2017-12-15 | 180
HUMIDIFIER | M SERIES HUMIDIFIER | RESPIRONICS | M SERIES HUMIDIFIER | 2017-12-15 | 180
HUMIDIFIER | M SERIES HUMIDIFIER | RESPIRONICS | M SERIES HUMIDIFIER | 2017-12-15 | 180
HUMIDIFIER | M SERIES HUMIDIFIER | RESPIRONICS | M SERIES HUMIDIFIER | 2017-12-15 | 180
HUMIDIFIER | M SERIES HUMIDIFIER | RESPIRONICS | M SERIES HUMIDIFIER | 2017-12-15 | 180
HUMIDIFIER | M SERIES HUMIDIFIER | RESPIRONICS | M SERIES HUMIDIFIER | 2017-12-15 | 180
HUMIDIFIER | M SERIES HUMIDIFIER | RESPIRONICS | M SERIES HUMIDIFIER | 2017-12-15 | 180
HUMIDIFIER | M SERIES HUMIDIFIER | RESPIRONICS | M SERIES HUMIDIFIER | 2017-12-15 | 180
HUMIDIFIER | M SERIES HUMIDIFIER | RESPIRONICS | M SERIES HUMIDIFIER | 2017-12-15 | 180
HUMIDIFIER | M SERIES HUMIDIFIER | RESPIRONICS | M SERIES HUMIDIFIER | 2017-12-15 | 180
HUMIDIFIER | M SERIES HUMIDIFIER | RESPIRONICS | M SERIES HUMIDIFIER | 2017-12-15 | 180
HUMIDIFIER | M SERIES HUMIDIFIER | RESPIRONICS | M SERIES HUMIDIFIER | 2017-12-15 | 180
HUMIDIFIER | M SERIES HUMIDIFIER | RESPIRONICS | M SERIES HUMIDIFIER | 2017-12-15 | 180
HUMIDIFIER | M SERIES HUMIDIFIER | RESPIRONICS | M SERIES HUMIDIFIER | 2017-12-15 | 180
HUMIDIFIER | M SERIES HUMIDIFIER | RESPIRONICS | M SERIES HUMIDIFIER | 2017-12-15 | 180
HUMIDIFIER | M SERIES HUMIDIFIER | RESPIRONICS | M SERIES HUMIDIFIER | 2017-12-15 | 180
HUMIDIFIER | M SERIES HUMIDIFIER | RESPIRONICS | M SERIES HUMIDIFIER | 2017-12-15 | 180
HUMIDIFIER | M SERIES HUMIDIFIER | RESPIRONICS | M SERIES HUMIDIFIER | 2017-12-15 | 180
HUMIDIFIER | M SERIES HUMIDIFIER | RESPIRONICS | M SERIES HUMIDIFIER | 2017-12-15 | 180
HUMIDIFIER | M SERIES HUMIDIFIER | RESPIRONICS | M SERIES HUMIDIFIER | 2017-12-15 | 180
HUMIDIFIER | M SERIES HUMIDIFIER | RESPIRONICS | M SERIES HUMIDIFIER | 2017-12-15 | 180
HUMIDIFIER | M SERIES HUMIDIFIER | RESPIRONICS | M SERIES HUMIDIFIER | 2017-12-15 | 180
HUMIDIFIER | M SERIES HUMIDIFIER | RESPIRONICS | M SERIES HUMIDIFIER | 2017-12-15 | 180
HUMIDIFIER | M SERIES HUMIDIFIER | RESPIRONICS | M SERIES HUMIDIFIER | 2017-12-15 | 180
HUMIDIFIER | M SERIES HUMIDIFIER | RESPIRONICS | M SERIES HUMIDIFIER | 2017-12-15 | 180
HUMIDIFIER | M SERIES HUMIDIFIER | RESPIRONICS | M SERIES HUMIDIFIER | 2017-12-15 | 180
HUMIDIFIER | M SERIES HUMIDIFIER | RESPIRONICS | M SERIES HUMIDIFIER | 2017-12-15 | 180
HUMIDIFIER | M SERIES HUMIDIFIER | RESPIRONICS | M SERIES HUMIDIFIER | 2017-12-15 | 180
CORDLESS DRILL | DRILL CORDLESS BRUSHLESS SDS PLU | BOSCH | GBH36V-LICP | 2017-09-25 | 309.996 | 2022-11-17 16:12
DATA TRANSFER MODULE | DATACAPTOR TERMINAL SERVER 400 SERIES | CAPSULE | DATACAPTOR 400 SERIES | 2017-10-23 | 2580
DATA TRANSFER MODULE | DATACAPTOR TERMINAL SERVER 800 SERIES | CAPSULE | DATACAPTOR 800 SERIES | 2017-10-24 | 2580
PMG TERMINALS | MA4 SPLITTER | OXYLITRE | MA4 SPLITTER | 2018-10-26 | 96.6
PMG TERMINALS | O2 SPLITTER | OXYLITRE | T1003 | 2018-10-26 | 96.6
VAPORIZERS | VAPORIZER - SEVOFLURANE | BLEASE | DATUM SEVO | 2017-12-05 | 2400 | 2023-03-14 14:20 | 2025-03-10
SUCTION UNIT | TWIN MOBILE SUCTION UNIT | THERAPY EQUIPMENT | 7763 | 2017-11-02 | 654
COUCH | COUCH - OPERATING | ANETIC AID | QA3 EMERGENCY | 2017-11-01 | 3120 | 2022-12-21 12:45 | 2025-11-21
HEATER/COOLER HEART LUNG | HEART LUNG HEATER COOLER | CHALICE MEDICAL | PARATHERM | 2017-10-25 | 4200 | 2023-08-17 | 2024-09-15
SUCTION CONTROLLER | HIGH SUCTION CONTROLLER | THERAPY EQUIPMENT | DIAMOND RANGE HIGH | 2017-10-09 | 96
VIDEOSCOPE | AMBU AVIEW MONITOR | AMBU LTD | AVIEW | 2017-10-03 | 1800 |  | 2024-02-14
SCALES | SCALES - HOIST | HILL-ROM | LIKOSCALE 350 | 2017-09-29 | 594 | 2023-12-04 | 2024-11-15
PATIENT HOIST | PATIENT HOIST - MOBILE | LIKO | GOLVO 8008 | 2017-09-29 | 6000 | 2023-07-19 | 2024-01-19
WATER BATH | WATER BATH | PHILIP HARRIS | JBA5PH | 2017-09-27 | 1200 | 2023-08-17 | 2024-08-17
BATTERY PACK | HOIST BATTERY PACK | ARJO HUNTLEIGH | NDA0100-XX | 2017-09-26 | 236.388
NETWORK HUB/SWITCH | 2NET CONNECTIVITY GATEWAY HUB | QUALCOMM LIFE | QWH-HUB-V1.0U | 2017-09-25 | 480
NETWORK HUB/SWITCH | 2NET CONNECTIVITY GATEWAY HUB | QUALCOMM LIFE | QWH-HUB-V1.0U | 2017-09-25 | 480
NETWORK HUB/SWITCH | 2NET CONNECTIVITY GATEWAY HUB | QUALCOMM LIFE | QWH-HUB-V1.0U | 2017-09-25 | 480
NETWORK HUB/SWITCH | 2NET CONNECTIVITY GATEWAY HUB | QUALCOMM LIFE | QWH-HUB-V1.0U | 2017-09-25 | 480
NETWORK HUB/SWITCH | 2NET CONNECTIVITY GATEWAY HUB | QUALCOMM LIFE | QWH-HUB-V1.0U | 2017-09-25 | 480
NETWORK HUB/SWITCH | 2NET CONNECTIVITY GATEWAY HUB | QUALCOMM LIFE | QWH-HUB-V1.0U | 2017-09-25 | 480
NETWORK HUB/SWITCH | 2NET CONNECTIVITY GATEWAY HUB | QUALCOMM LIFE | QWH-HUB-V1.0U | 2017-09-25 | 480
NETWORK HUB/SWITCH | 2NET CONNECTIVITY GATEWAY HUB | QUALCOMM LIFE | QWH-HUB-V1.0U | 2017-09-25 | 480
NETWORK HUB/SWITCH | 2NET CONNECTIVITY GATEWAY HUB | QUALCOMM LIFE | QWH-HUB-V1.0U | 2017-09-25 | 480
NETWORK HUB/SWITCH | 2NET CONNECTIVITY GATEWAY HUB | QUALCOMM LIFE | QWH-HUB-V1.0U | 2017-09-25 | 480
NEBULIZER | NEBULIZER | PARI MEDICAL | ETRACK CONTROLLER | 2017-09-25 | 510
NEBULIZER | NEBULIZER | PARI MEDICAL | ETRACK CONTROLLER | 2017-09-25 | 510
NEBULIZER | NEBULIZER | PARI MEDICAL | ETRACK CONTROLLER | 2017-09-25 | 510
NEBULIZER | NEBULIZER | PARI MEDICAL | ETRACK CONTROLLER | 2017-09-25 | 510
NEBULIZER | NEBULIZER | PARI MEDICAL | ETRACK CONTROLLER | 2017-09-25 | 510
NEBULIZER | NEBULIZER | PARI MEDICAL | ETRACK CONTROLLER | 2017-09-25 | 510
NEBULIZER | NEBULIZER | PARI MEDICAL | ETRACK CONTROLLER | 2017-09-25 | 510
NEBULIZER | NEBULIZER | PARI MEDICAL | ETRACK CONTROLLER | 2017-09-25 | 510
NEBULIZER | NEBULIZER | PARI MEDICAL | ETRACK CONTROLLER | 2017-09-25 | 510
NEBULIZER | NEBULIZER | PARI MEDICAL | ETRACK CONTROLLER | 2017-09-25 | 510
PATIENT HOIST | PATIENT HOIST - MOBILE | LIKO | GOLVO 8008 | 2017-10-02 | 6000 | 2023-07-19 | 2024-01-19
SUCTION UNIT | TWIN MOBILE SUCTION UNIT | THERAPY EQUIPMENT | 7763 | 2017-09-21 | 654 | 2019-08-01
SUCTION CONTROLLER | HIGH SUCTION CONTROLLER | THERAPY EQUIPMENT | DIAMOND RANGE HIGH | 2017-09-21 | 96
ENDOSCOPY VIDEO CAPTURE UNIT | ENDOSCOPY VIDEO CAPTURE UNIT | MEDICAPTURE | MEDICAP USB200 | 2017-09-18 | 2400
ANTI-STATIC MAT | BURIED LAYER DISSIPATIVE MAT | RS | 466-1643 | 2017-09-15 | 53.928 | 2023-01-30 09:20 | 2025-01-30
OPERATING TABLE | OPERATING TABLE | TRUMPF LTD | TRUSYSTEM 7000 2065385 | 2017-10-03 | 37075.968 | 2023-05-05 | 2025-05-14
OPERATING TABLE | OPERATING TABLE SYSTEM YUNO | MAQUET | YUNO OTN 1433.01X | 2017-09-14 | 74496.072 | 2024-10-07 | 2025-02-12
OPERATING TABLE | OPERATING TABLE | MAQUET | MEERA OP TABLE | 2017-09-14 | 35899.512 | 2024-07-30 | 2025-01-30
SCALES | SCALES - STAND ON | MARSDEN | M-420 | 2017-09-06 | 240 | 2023-11-30 | 2024-11-15
SUCTION CONTROLLER | HIGH SUCTION CONTROLLER | THERAPY EQUIPMENT | DIAMOND RANGE HIGH | 2017-09-05 | 96
OXIMETER | PULSE OXIMETER WRIST | MINOLTA | PULSOX-300I | 2017-09-01 | 600
VITAL SIGNS MONITOR | VITAL SIGNS MONITOR: NBP/SPO2/TEMP. | WELCH ALLYN | SPOT 420(NBP/SPO2) | 2017-08-23 | 2400 | 2024-04-08 | 2027-04-08
BATTERY PACK | BATTERY PACK | ARJO HUNTLEIGH | KPA0100 | 2017-08-22 | 285.588
DIGITAL HAND HELD | DIGITAL THERMOMETER | DIGITRON | 2024T | 2017-12-18 | 394.944 | 2024-02-23 | 2026-02-23
EXAMINATION LAMP | EXAMINATION LAMP | LID-LAMPS | HEPTA LED | 2018-02-20 | 192 | 2023-10-20 | 2024-10-20
EXAMINATION LAMP | EXAMINATION LAMP | LID-LAMPS | HEPTA LED | 2018-02-20 | 192 | 2021-02-10 | 2023-07-01
LAMINATOR | LAMINATOR | MURO | ALBYCO A3HE | 2017-07-31 | 156 |  | 2023-01-15
NEBULIZER | NEBULIZER | PHILIPS LTD | INNOSPIRE DELUXE | 2018-01-01 | 126
NEBULIZER | NEBULIZER | PHILIPS LTD | INNOSPIRE DELUXE | 2018-01-01 | 126
NEBULIZER | NEBULIZER | PHILIPS LTD | INNOSPIRE DELUXE | 2018-01-01 | 126
NEBULIZER | NEBULIZER | PHILIPS LTD | INNOSPIRE DELUXE | 2018-01-01 | 126
NEBULIZER | NEBULIZER | PHILIPS LTD | INNOSPIRE DELUXE | 2018-01-01 | 126
NEBULIZER | NEBULIZER | PHILIPS LTD | INNOSPIRE DELUXE | 2018-01-01 | 126
NEBULIZER | NEBULIZER | PHILIPS LTD | INNOSPIRE DELUXE | 2018-01-01 | 126
NEBULIZER | NEBULIZER | PHILIPS LTD | INNOSPIRE DELUXE | 2018-01-01 | 126
NEBULIZER | NEBULIZER | PHILIPS LTD | INNOSPIRE DELUXE | 2018-01-01 | 126
NEBULIZER | NEBULIZER | PHILIPS LTD | INNOSPIRE DELUXE | 2018-01-01 | 126
NEBULIZER | NEBULIZER | PHILIPS LTD | INNOSPIRE DELUXE | 2017-10-24 | 126
NEBULIZER | NEBULIZER | PHILIPS LTD | INNOSPIRE DELUXE | 2017-10-24 | 126
NEBULIZER | NEBULIZER | PHILIPS LTD | INNOSPIRE DELUXE | 2017-10-24 | 126
NEBULIZER | NEBULIZER | PHILIPS LTD | INNOSPIRE DELUXE | 2017-10-24 | 126
NEBULIZER | NEBULIZER | PHILIPS LTD | INNOSPIRE DELUXE | 2017-10-24 | 126
NEBULIZER | NEBULIZER | PHILIPS LTD | INNOSPIRE DELUXE | 2017-10-24 | 126
NEBULIZER | NEBULIZER | PHILIPS LTD | INNOSPIRE DELUXE | 2017-10-24 | 126
NEBULIZER | NEBULIZER | PHILIPS LTD | INNOSPIRE DELUXE | 2017-10-24 | 126
NEBULIZER | NEBULIZER | PHILIPS LTD | INNOSPIRE DELUXE | 2017-10-24 | 126
NEBULIZER | NEBULIZER | PHILIPS LTD | INNOSPIRE DELUXE | 2017-10-24 | 126
NEBULIZER | NEBULIZER | PHILIPS LTD | INNOSPIRE DELUXE | 2017-10-24 | 126
NEBULIZER | NEBULIZER | PHILIPS LTD | INNOSPIRE DELUXE | 2017-10-24 | 126
NEBULIZER | NEBULIZER | PHILIPS LTD | INNOSPIRE DELUXE | 2017-10-24 | 126
NEBULIZER | NEBULIZER | PHILIPS LTD | INNOSPIRE DELUXE | 2017-10-24 | 126
NEBULIZER | NEBULIZER | PHILIPS LTD | INNOSPIRE DELUXE | 2017-10-24 | 126
NEBULIZER | NEBULIZER | PHILIPS LTD | INNOSPIRE DELUXE | 2017-10-24 | 126
NEBULIZER | NEBULIZER | PHILIPS LTD | INNOSPIRE DELUXE | 2017-10-24 | 126
NEBULIZER | NEBULIZER | PHILIPS LTD | INNOSPIRE DELUXE | 2017-10-24 | 126
NEBULIZER | NEBULIZER | PHILIPS LTD | INNOSPIRE DELUXE | 2017-10-24 | 126
NEBULIZER | NEBULIZER | PHILIPS LTD | INNOSPIRE DELUXE | 2017-10-24 | 126
NEBULIZER | NEBULIZER | PHILIPS LTD | INNOSPIRE DELUXE | 2017-10-24 | 126
NEBULIZER | NEBULIZER | PHILIPS LTD | INNOSPIRE DELUXE | 2017-10-24 | 126
NEBULIZER | NEBULIZER | PHILIPS LTD | INNOSPIRE DELUXE | 2017-10-24 | 126
NEBULIZER | NEBULIZER | PHILIPS LTD | INNOSPIRE DELUXE | 2017-10-24 | 126
NEBULIZER | NEBULIZER | PHILIPS LTD | INNOSPIRE DELUXE | 2017-10-24 | 126
NEBULIZER | NEBULIZER | PHILIPS LTD | INNOSPIRE DELUXE | 2017-10-24 | 126
NEBULIZER | NEBULIZER | PHILIPS LTD | INNOSPIRE DELUXE | 2017-10-24 | 126
NEBULIZER | NEBULIZER | PHILIPS LTD | INNOSPIRE DELUXE | 2017-10-24 | 126
NEBULIZER | NEBULIZER | PHILIPS LTD | INNOSPIRE DELUXE | 2017-08-31 | 126
NEBULIZER | NEBULIZER | PHILIPS LTD | INNOSPIRE DELUXE | 2017-08-31 | 126
NEBULIZER | NEBULIZER | PHILIPS LTD | INNOSPIRE DELUXE | 2017-08-31 | 126
NEBULIZER | NEBULIZER | PHILIPS LTD | INNOSPIRE DELUXE | 2017-08-31 | 126
NEBULIZER | NEBULIZER | PHILIPS LTD | INNOSPIRE DELUXE | 2017-08-31 | 126
NEBULIZER | NEBULIZER | PHILIPS LTD | INNOSPIRE DELUXE | 2017-08-31 | 126
NEBULIZER | NEBULIZER | PHILIPS LTD | INNOSPIRE DELUXE | 2017-08-31 | 126
NEBULIZER | NEBULIZER | PHILIPS LTD | INNOSPIRE DELUXE | 2017-08-31 | 126
NEBULIZER | NEBULIZER | PHILIPS LTD | INNOSPIRE DELUXE | 2017-08-31 | 126
NEBULIZER | NEBULIZER | PHILIPS LTD | INNOSPIRE DELUXE | 2017-08-31 | 126
NEBULIZER | NEBULIZER | PHILIPS LTD | INNOSPIRE DELUXE | 2017-08-31 | 126
NEBULIZER | NEBULIZER | PHILIPS LTD | INNOSPIRE DELUXE | 2017-08-31 | 126
NEBULIZER | NEBULIZER | PHILIPS LTD | INNOSPIRE DELUXE | 2017-08-31 | 126
NEBULIZER | NEBULIZER | PHILIPS LTD | INNOSPIRE DELUXE | 2017-08-31 | 126
NEBULIZER | NEBULIZER | PHILIPS LTD | INNOSPIRE DELUXE | 2017-08-31 | 126
NEBULIZER | NEBULIZER | PHILIPS LTD | INNOSPIRE DELUXE | 2017-08-31 | 126
NEBULIZER | NEBULIZER | PHILIPS LTD | INNOSPIRE DELUXE | 2017-08-31 | 126
NEBULIZER | NEBULIZER | PHILIPS LTD | INNOSPIRE DELUXE | 2017-08-31 | 126
NEBULIZER | NEBULIZER | PHILIPS LTD | INNOSPIRE DELUXE | 2017-08-31 | 126
NEBULIZER | NEBULIZER | PHILIPS LTD | INNOSPIRE DELUXE | 2017-08-31 | 126
NEBULIZER | NEBULIZER | PHILIPS LTD | INNOSPIRE DELUXE | 2017-08-31 | 126
NEBULIZER | NEBULIZER | PHILIPS LTD | INNOSPIRE DELUXE | 2017-08-31 | 126
NEBULIZER | NEBULIZER | PHILIPS LTD | INNOSPIRE DELUXE | 2017-08-31 | 126
NEBULIZER | NEBULIZER | PHILIPS LTD | INNOSPIRE DELUXE | 2017-08-31 | 126
NEBULIZER | NEBULIZER | RESPIRONICS | DELUXE 230V/50HZ | 2017-07-13 | 95.04
NEBULIZER | NEBULIZER | RESPIRONICS | DELUXE 230V/50HZ | 2017-07-13 | 95.04
NEBULIZER | NEBULIZER | RESPIRONICS | DELUXE 230V/50HZ | 2017-07-13 | 95.04
NEBULIZER | NEBULIZER | RESPIRONICS | DELUXE 230V/50HZ | 2017-07-13 | 95.04
NEBULIZER | NEBULIZER | RESPIRONICS | DELUXE 230V/50HZ | 2017-07-13 | 95.04
NEBULIZER | NEBULIZER | RESPIRONICS | DELUXE 230V/50HZ | 2017-07-13 | 95.04
NEBULIZER | NEBULIZER | RESPIRONICS | DELUXE 230V/50HZ | 2017-07-13 | 95.04
NEBULIZER | NEBULIZER | RESPIRONICS | DELUXE 230V/50HZ | 2017-07-13 | 95.04
NEBULIZER | NEBULIZER | RESPIRONICS | DELUXE 230V/50HZ | 2017-07-13 | 95.04
NEBULIZER | NEBULIZER | RESPIRONICS | DELUXE 230V/50HZ | 2017-07-13 | 95.04
NEBULIZER | NEBULIZER | RESPIRONICS | DELUXE 230V/50HZ | 2017-07-13 | 95.04
NEBULIZER | NEBULIZER | RESPIRONICS | DELUXE 230V/50HZ | 2017-07-13 | 95.04
NEBULIZER | NEBULIZER | RESPIRONICS | DELUXE 230V/50HZ | 2017-07-13 | 95.04
NEBULIZER | NEBULIZER | RESPIRONICS | DELUXE 230V/50HZ | 2017-07-13 | 95.04
NEBULIZER | NEBULIZER | RESPIRONICS | DELUXE 230V/50HZ | 2017-07-13 | 95.04
HUMIDIFIER | M SERIES HUMIDIFIER | RESPIRONICS | M SERIES HUMIDIFIER | 2017-12-14 | 180
HUMIDIFIER | M SERIES HUMIDIFIER | RESPIRONICS | M SERIES HUMIDIFIER | 2017-12-14 | 180
HUMIDIFIER | M SERIES HUMIDIFIER | RESPIRONICS | M SERIES HUMIDIFIER | 2017-12-14 | 180
HUMIDIFIER | M SERIES HUMIDIFIER | RESPIRONICS | M SERIES HUMIDIFIER | 2017-12-14 | 180
HUMIDIFIER | M SERIES HUMIDIFIER | RESPIRONICS | M SERIES HUMIDIFIER | 2017-12-14 | 180
HUMIDIFIER | M SERIES HUMIDIFIER | RESPIRONICS | M SERIES HUMIDIFIER | 2017-12-14 | 180
HUMIDIFIER | M SERIES HUMIDIFIER | RESPIRONICS | M SERIES HUMIDIFIER | 2017-12-14 | 180
HUMIDIFIER | M SERIES HUMIDIFIER | RESPIRONICS | M SERIES HUMIDIFIER | 2017-12-14 | 180
HUMIDIFIER | M SERIES HUMIDIFIER | RESPIRONICS | M SERIES HUMIDIFIER | 2017-12-14 | 180
HUMIDIFIER | M SERIES HUMIDIFIER | RESPIRONICS | M SERIES HUMIDIFIER | 2017-12-14 | 180
HUMIDIFIER | M SERIES HUMIDIFIER | RESPIRONICS | M SERIES HUMIDIFIER | 2017-12-14 | 180
HUMIDIFIER | M SERIES HUMIDIFIER | RESPIRONICS | M SERIES HUMIDIFIER | 2017-12-14 | 180
HUMIDIFIER | M SERIES HUMIDIFIER | RESPIRONICS | M SERIES HUMIDIFIER | 2017-12-14 | 180
HUMIDIFIER | M SERIES HUMIDIFIER | RESPIRONICS | M SERIES HUMIDIFIER | 2017-12-14 | 180
BIPAP VENTILATORY SUPPORT SYSTEM | BIPAP VENTILATORY SUPPORT SYSTEM | RESPIRONICS | A40 | 2017-12-14 | 2913
BIPAP VENTILATORY SUPPORT SYSTEM | BIPAP VENTILATORY SUPPORT SYSTEM | RESPIRONICS | A40 | 2017-12-14 | 2913
BIPAP VENTILATORY SUPPORT SYSTEM | BIPAP VENTILATORY SUPPORT SYSTEM | RESPIRONICS | A40 | 2017-12-14 | 2913
BIPAP VENTILATORY SUPPORT SYSTEM | BIPAP VENTILATORY SUPPORT SYSTEM | RESPIRONICS | A40 | 2017-12-14 | 2913
BIPAP VENTILATORY SUPPORT SYSTEM | BIPAP VENTILATORY SUPPORT SYSTEM | RESPIRONICS | A40 | 2017-12-14 | 2913
VENTILATOR | VENTILATOR | BREAS MEDICAL | NIPPY CLEARWAY | 2017-12-14 | 5400 | 2022-05-25 | 2025-05-12
BIPAP VENTILATORY SUPPORT SYSTEM | BIPAP VENTILATORY SUPPORT SYSTEM | RESPIRONICS | A40 | 2017-12-14 | 2913
BIPAP VENTILATORY SUPPORT SYSTEM | BIPAP VENTILATORY SUPPORT SYSTEM | RESPIRONICS | A40 | 2017-12-14 | 2913
BIPAP VENTILATORY SUPPORT SYSTEM | BIPAP VENTILATORY SUPPORT SYSTEM | RESPIRONICS | A40 | 2017-12-14 | 2913
BIPAP VENTILATORY SUPPORT SYSTEM | BIPAP VENTILATORY SUPPORT SYSTEM | RESPIRONICS | A40 | 2017-12-14 | 2913
HUMIDIFIER | M SERIES HUMIDIFIER | RESPIRONICS | M SERIES HUMIDIFIER | 2017-12-14 | 180
HUMIDIFIER | M SERIES HUMIDIFIER | RESPIRONICS | M SERIES HUMIDIFIER | 2017-12-14 | 180
HUMIDIFIER | M SERIES HUMIDIFIER | RESPIRONICS | M SERIES HUMIDIFIER | 2017-12-14 | 180
HUMIDIFIER | M SERIES HUMIDIFIER | RESPIRONICS | M SERIES HUMIDIFIER | 2017-12-14 | 180
HUMIDIFIER | M SERIES HUMIDIFIER | RESPIRONICS | M SERIES HUMIDIFIER | 2017-12-14 | 180
HUMIDIFIER | M SERIES HUMIDIFIER | RESPIRONICS | M SERIES HUMIDIFIER | 2017-12-14 | 180
HUMIDIFIER | M SERIES HUMIDIFIER | RESPIRONICS | M SERIES HUMIDIFIER | 2017-12-14 | 180
HUMIDIFIER | M SERIES HUMIDIFIER | RESPIRONICS | M SERIES HUMIDIFIER | 2017-12-14 | 180
HUMIDIFIER | M SERIES HUMIDIFIER | RESPIRONICS | M SERIES HUMIDIFIER | 2017-12-14 | 180
HUMIDIFIER | M SERIES HUMIDIFIER | RESPIRONICS | M SERIES HUMIDIFIER | 2017-12-14 | 180
HUMIDIFIER | M SERIES HUMIDIFIER | RESPIRONICS | M SERIES HUMIDIFIER | 2017-12-14 | 180
HUMIDIFIER | M SERIES HUMIDIFIER | RESPIRONICS | M SERIES HUMIDIFIER | 2017-12-14 | 180
HUMIDIFIER | M SERIES HUMIDIFIER | RESPIRONICS | M SERIES HUMIDIFIER | 2017-12-14 | 180
HUMIDIFIER | M SERIES HUMIDIFIER | RESPIRONICS | M SERIES HUMIDIFIER | 2017-12-14 | 180
HUMIDIFIER | M SERIES HUMIDIFIER | RESPIRONICS | M SERIES HUMIDIFIER | 2017-12-14 | 180
HUMIDIFIER | M SERIES HUMIDIFIER | RESPIRONICS | M SERIES HUMIDIFIER | 2017-12-14 | 180
HUMIDIFIER | M SERIES HUMIDIFIER | RESPIRONICS | M SERIES HUMIDIFIER | 2017-12-14 | 180
HUMIDIFIER | M SERIES HUMIDIFIER | RESPIRONICS | M SERIES HUMIDIFIER | 2017-12-14 | 180
HUMIDIFIER | M SERIES HUMIDIFIER | RESPIRONICS | M SERIES HUMIDIFIER | 2017-12-14 | 180
HUMIDIFIER | M SERIES HUMIDIFIER | RESPIRONICS | M SERIES HUMIDIFIER | 2017-12-14 | 180
HUMIDIFIER | M SERIES HUMIDIFIER | RESPIRONICS | M SERIES HUMIDIFIER | 2017-12-14 | 180
HUMIDIFIER | M SERIES HUMIDIFIER | RESPIRONICS | M SERIES HUMIDIFIER | 2017-12-14 | 180
HUMIDIFIER | M SERIES HUMIDIFIER | RESPIRONICS | M SERIES HUMIDIFIER | 2017-12-14 | 180
HUMIDIFIER | M SERIES HUMIDIFIER | RESPIRONICS | M SERIES HUMIDIFIER | 2017-12-14 | 180
HUMIDIFIER | M SERIES HUMIDIFIER | RESPIRONICS | M SERIES HUMIDIFIER | 2017-12-14 | 180
HUMIDIFIER | M SERIES HUMIDIFIER | RESPIRONICS | M SERIES HUMIDIFIER | 2017-12-14 | 180
HUMIDIFIER | M SERIES HUMIDIFIER | RESPIRONICS | M SERIES HUMIDIFIER | 2017-12-14 | 180
HUMIDIFIER | M SERIES HUMIDIFIER | RESPIRONICS | M SERIES HUMIDIFIER | 2017-12-14 | 180
HUMIDIFIER | M SERIES HUMIDIFIER | RESPIRONICS | M SERIES HUMIDIFIER | 2017-12-14 | 180
HUMIDIFIER | M SERIES HUMIDIFIER | RESPIRONICS | M SERIES HUMIDIFIER | 2017-12-14 | 180
HUMIDIFIER | M SERIES HUMIDIFIER | RESPIRONICS | M SERIES HUMIDIFIER | 2017-12-14 | 180
HUMIDIFIER | M SERIES HUMIDIFIER | RESPIRONICS | M SERIES HUMIDIFIER | 2017-12-14 | 180
HUMIDIFIER | M SERIES HUMIDIFIER | RESPIRONICS | M SERIES HUMIDIFIER | 2017-12-14 | 180
HUMIDIFIER | M SERIES HUMIDIFIER | RESPIRONICS | M SERIES HUMIDIFIER | 2017-12-14 | 180
HUMIDIFIER | M SERIES HUMIDIFIER | RESPIRONICS | M SERIES HUMIDIFIER | 2017-12-14 | 180
HUMIDIFIER | M SERIES HUMIDIFIER | RESPIRONICS | M SERIES HUMIDIFIER | 2017-12-14 | 180
HUMIDIFIER | M SERIES HUMIDIFIER | RESPIRONICS | M SERIES HUMIDIFIER | 2017-12-14 | 180
HUMIDIFIER | M SERIES HUMIDIFIER | RESPIRONICS | M SERIES HUMIDIFIER | 2017-12-14 | 180
HUMIDIFIER | M SERIES HUMIDIFIER | RESPIRONICS | M SERIES HUMIDIFIER | 2017-12-14 | 180
HUMIDIFIER | M SERIES HUMIDIFIER | RESPIRONICS | M SERIES HUMIDIFIER | 2017-12-14 | 180
HUMIDIFIER | M SERIES HUMIDIFIER | RESPIRONICS | M SERIES HUMIDIFIER | 2017-12-14 | 180
HUMIDIFIER | M SERIES HUMIDIFIER | RESPIRONICS | M SERIES HUMIDIFIER | 2017-12-14 | 180
HUMIDIFIER | M SERIES HUMIDIFIER | RESPIRONICS | M SERIES HUMIDIFIER | 2017-12-14 | 180
HUMIDIFIER | M SERIES HUMIDIFIER | RESPIRONICS | M SERIES HUMIDIFIER | 2017-12-14 | 180
HUMIDIFIER | M SERIES HUMIDIFIER | RESPIRONICS | M SERIES HUMIDIFIER | 2017-12-14 | 180
HUMIDIFIER | M SERIES HUMIDIFIER | RESPIRONICS | M SERIES HUMIDIFIER | 2017-12-14 | 180
HUMIDIFIER | M SERIES HUMIDIFIER | RESPIRONICS | M SERIES HUMIDIFIER | 2017-12-14 | 180
HUMIDIFIER | M SERIES HUMIDIFIER | RESPIRONICS | M SERIES HUMIDIFIER | 2017-12-14 | 180
HUMIDIFIER | M SERIES HUMIDIFIER | RESPIRONICS | M SERIES HUMIDIFIER | 2017-12-14 | 180
BIPAP VENTILATORY SUPPORT SYSTEM | BIPAP VENTILATORY SUPPORT SYSTEM | RESPIRONICS | A40 | 2017-12-14 | 2913
BIPAP VENTILATORY SUPPORT SYSTEM | BIPAP VENTILATORY SUPPORT SYSTEM | RESPIRONICS | A40 | 2017-12-14 | 2913
HUMIDIFIER | M SERIES HUMIDIFIER | RESPIRONICS | M SERIES HUMIDIFIER | 2017-12-14 | 180
HUMIDIFIER | M SERIES HUMIDIFIER | RESPIRONICS | M SERIES HUMIDIFIER | 2017-12-14 | 180
HUMIDIFIER | M SERIES HUMIDIFIER | RESPIRONICS | M SERIES HUMIDIFIER | 2017-12-14 | 180
HUMIDIFIER | M SERIES HUMIDIFIER | RESPIRONICS | M SERIES HUMIDIFIER | 2017-12-14 | 180
HUMIDIFIER | M SERIES HUMIDIFIER | RESPIRONICS | M SERIES HUMIDIFIER | 2017-12-14 | 180
HUMIDIFIER | M SERIES HUMIDIFIER | RESPIRONICS | M SERIES HUMIDIFIER | 2017-12-14 | 180
HUMIDIFIER | M SERIES HUMIDIFIER | RESPIRONICS | M SERIES HUMIDIFIER | 2017-12-14 | 180
HUMIDIFIER | M SERIES HUMIDIFIER | RESPIRONICS | M SERIES HUMIDIFIER | 2017-12-14 | 180
HUMIDIFIER | M SERIES HUMIDIFIER | RESPIRONICS | M SERIES HUMIDIFIER | 2017-12-14 | 180
HUMIDIFIER | M SERIES HUMIDIFIER | RESPIRONICS | M SERIES HUMIDIFIER | 2017-12-14 | 180
HUMIDIFIER | M SERIES HUMIDIFIER | RESPIRONICS | M SERIES HUMIDIFIER | 2017-12-14 | 180
HUMIDIFIER | M SERIES HUMIDIFIER | RESPIRONICS | M SERIES HUMIDIFIER | 2017-12-14 | 180
BIPAP VENTILATORY SUPPORT SYSTEM | BIPAP VENTILATORY SUPPORT SYSTEM | RESPIRONICS | A40 | 2017-12-14 | 2913
BIPAP VENTILATORY SUPPORT SYSTEM | BIPAP VENTILATORY SUPPORT SYSTEM | RESPIRONICS | A40 | 2017-12-14 | 2913
BIPAP VENTILATORY SUPPORT SYSTEM | BIPAP VENTILATORY SUPPORT SYSTEM | RESPIRONICS | A40 | 2017-12-14 | 2913
BIPAP VENTILATORY SUPPORT SYSTEM | BIPAP VENTILATORY SUPPORT SYSTEM | RESPIRONICS | A40 | 2017-12-14 | 2913
BIPAP VENTILATORY SUPPORT SYSTEM | BIPAP VENTILATORY SUPPORT SYSTEM | RESPIRONICS | A40 | 2017-12-14 | 2913
BIPAP VENTILATORY SUPPORT SYSTEM | BIPAP VENTILATORY SUPPORT SYSTEM | RESPIRONICS | BIPAP A30 | 2017-12-14 | 2706
HUMIDIFIER | HUMIDIFIER | F & P | MR850 | 2017-12-14 | 1200 | 2023-06-01 | 2025-07-01
HUMIDIFIER | M SERIES HUMIDIFIER | RESPIRONICS | M SERIES HUMIDIFIER | 2017-12-14 | 180
HUMIDIFIER | M SERIES HUMIDIFIER | RESPIRONICS | M SERIES HUMIDIFIER | 2017-12-14 | 180
HUMIDIFIER | M SERIES HUMIDIFIER | RESPIRONICS | M SERIES HUMIDIFIER | 2017-12-14 | 180
HUMIDIFIER | M SERIES HUMIDIFIER | RESPIRONICS | M SERIES HUMIDIFIER | 2017-12-14 | 180
HUMIDIFIER | M SERIES HUMIDIFIER | RESPIRONICS | M SERIES HUMIDIFIER | 2017-12-14 | 180
HUMIDIFIER | M SERIES HUMIDIFIER | RESPIRONICS | M SERIES HUMIDIFIER | 2017-12-14 | 180
HUMIDIFIER | M SERIES HUMIDIFIER | RESPIRONICS | M SERIES HUMIDIFIER | 2017-12-14 | 180
HUMIDIFIER | M SERIES HUMIDIFIER | RESPIRONICS | M SERIES HUMIDIFIER | 2017-12-14 | 180
HUMIDIFIER | M SERIES HUMIDIFIER | RESPIRONICS | M SERIES HUMIDIFIER | 2017-12-14 | 180
HUMIDIFIER | M SERIES HUMIDIFIER | RESPIRONICS | M SERIES HUMIDIFIER | 2017-12-14 | 180
HUMIDIFIER | M SERIES HUMIDIFIER | RESPIRONICS | M SERIES HUMIDIFIER | 2017-12-14 | 180
HUMIDIFIER | M SERIES HUMIDIFIER | RESPIRONICS | M SERIES HUMIDIFIER | 2017-12-14 | 180
HUMIDIFIER | M SERIES HUMIDIFIER | RESPIRONICS | M SERIES HUMIDIFIER | 2017-12-14 | 180
HUMIDIFIER | M SERIES HUMIDIFIER | RESPIRONICS | M SERIES HUMIDIFIER | 2017-12-14 | 180
HUMIDIFIER | M SERIES HUMIDIFIER | RESPIRONICS | M SERIES HUMIDIFIER | 2017-12-14 | 180
HUMIDIFIER | M SERIES HUMIDIFIER | RESPIRONICS | M SERIES HUMIDIFIER | 2017-12-14 | 180
IN-EXSUFFLATOR (COUGH ASSIST SYSTEM) | MECHANICAL IN-EXSUFFLATOR | RESPIRONICS | COUGH ASSIST E70 | 2017-12-14 | 3960
IN-EXSUFFLATOR (COUGH ASSIST SYSTEM) | MECHANICAL IN-EXSUFFLATOR | RESPIRONICS | COUGH ASSIST E70 | 2017-12-14 | 3960
HUMIDIFIER | M SERIES HUMIDIFIER | RESPIRONICS | M SERIES HUMIDIFIER | 2017-12-14 | 180
HUMIDIFIER | M SERIES HUMIDIFIER | RESPIRONICS | M SERIES HUMIDIFIER | 2017-12-14 | 180
HUMIDIFIER | M SERIES HUMIDIFIER | RESPIRONICS | M SERIES HUMIDIFIER | 2017-12-14 | 180
HUMIDIFIER | M SERIES HUMIDIFIER | RESPIRONICS | M SERIES HUMIDIFIER | 2017-12-14 | 180
HUMIDIFIER | M SERIES HUMIDIFIER | RESPIRONICS | M SERIES HUMIDIFIER | 2017-12-14 | 180
HUMIDIFIER | M SERIES HUMIDIFIER | RESPIRONICS | M SERIES HUMIDIFIER | 2017-12-14 | 180
HUMIDIFIER | M SERIES HUMIDIFIER | RESPIRONICS | M SERIES HUMIDIFIER | 2017-12-14 | 180
HUMIDIFIER | M SERIES HUMIDIFIER | RESPIRONICS | M SERIES HUMIDIFIER | 2017-12-14 | 180
HUMIDIFIER | M SERIES HUMIDIFIER | RESPIRONICS | M SERIES HUMIDIFIER | 2017-12-14 | 180
HUMIDIFIER | M SERIES HUMIDIFIER | RESPIRONICS | M SERIES HUMIDIFIER | 2017-12-14 | 180
HUMIDIFIER | M SERIES HUMIDIFIER | RESPIRONICS | M SERIES HUMIDIFIER | 2017-12-14 | 180
HUMIDIFIER | M SERIES HUMIDIFIER | RESPIRONICS | M SERIES HUMIDIFIER | 2017-12-14 | 180
HUMIDIFIER | M SERIES HUMIDIFIER | RESPIRONICS | M SERIES HUMIDIFIER | 2017-12-14 | 180
HUMIDIFIER | M SERIES HUMIDIFIER | RESPIRONICS | M SERIES HUMIDIFIER | 2017-12-14 | 180
HUMIDIFIER | M SERIES HUMIDIFIER | RESPIRONICS | M SERIES HUMIDIFIER | 2017-12-14 | 180
HUMIDIFIER | M SERIES HUMIDIFIER | RESPIRONICS | M SERIES HUMIDIFIER | 2017-12-14 | 180
HUMIDIFIER | M SERIES HUMIDIFIER | RESPIRONICS | M SERIES HUMIDIFIER | 2017-12-14 | 180
HUMIDIFIER | M SERIES HUMIDIFIER | RESPIRONICS | M SERIES HUMIDIFIER | 2017-12-14 | 180
HUMIDIFIER | M SERIES HUMIDIFIER | RESPIRONICS | M SERIES HUMIDIFIER | 2017-12-14 | 180
HUMIDIFIER | M SERIES HUMIDIFIER | RESPIRONICS | M SERIES HUMIDIFIER | 2017-12-14 | 180
HUMIDIFIER | M SERIES HUMIDIFIER | RESPIRONICS | M SERIES HUMIDIFIER | 2017-12-14 | 180
HUMIDIFIER | M SERIES HUMIDIFIER | RESPIRONICS | M SERIES HUMIDIFIER | 2017-12-14 | 180
HUMIDIFIER | M SERIES HUMIDIFIER | RESPIRONICS | M SERIES HUMIDIFIER | 2017-12-14 | 180
HUMIDIFIER | M SERIES HUMIDIFIER | RESPIRONICS | M SERIES HUMIDIFIER | 2017-12-14 | 180
HUMIDIFIER | M SERIES HUMIDIFIER | RESPIRONICS | M SERIES HUMIDIFIER | 2017-12-14 | 180
HUMIDIFIER | M SERIES HUMIDIFIER | RESPIRONICS | M SERIES HUMIDIFIER | 2017-12-14 | 180
HUMIDIFIER | M SERIES HUMIDIFIER | RESPIRONICS | M SERIES HUMIDIFIER | 2017-12-14 | 180
HUMIDIFIER | M SERIES HUMIDIFIER | RESPIRONICS | M SERIES HUMIDIFIER | 2017-12-14 | 180
HUMIDIFIER | M SERIES HUMIDIFIER | RESPIRONICS | M SERIES HUMIDIFIER | 2017-12-14 | 180
HUMIDIFIER | M SERIES HUMIDIFIER | RESPIRONICS | M SERIES HUMIDIFIER | 2017-12-14 | 180
HUMIDIFIER | M SERIES HUMIDIFIER | RESPIRONICS | M SERIES HUMIDIFIER | 2017-12-14 | 180
HUMIDIFIER | M SERIES HUMIDIFIER | RESPIRONICS | M SERIES HUMIDIFIER | 2017-12-14 | 180
HUMIDIFIER | M SERIES HUMIDIFIER | RESPIRONICS | M SERIES HUMIDIFIER | 2017-12-14 | 180
HUMIDIFIER | M SERIES HUMIDIFIER | RESPIRONICS | M SERIES HUMIDIFIER | 2017-12-14 | 180
HUMIDIFIER | M SERIES HUMIDIFIER | RESPIRONICS | M SERIES HUMIDIFIER | 2017-12-14 | 180
HUMIDIFIER | M SERIES HUMIDIFIER | RESPIRONICS | M SERIES HUMIDIFIER | 2017-12-14 | 180
HUMIDIFIER | M SERIES HUMIDIFIER | RESPIRONICS | M SERIES HUMIDIFIER | 2017-12-14 | 180
HUMIDIFIER | M SERIES HUMIDIFIER | RESPIRONICS | M SERIES HUMIDIFIER | 2017-12-14 | 180
HUMIDIFIER | M SERIES HUMIDIFIER | RESPIRONICS | M SERIES HUMIDIFIER | 2017-12-14 | 180
HUMIDIFIER | M SERIES HUMIDIFIER | RESPIRONICS | M SERIES HUMIDIFIER | 2017-12-14 | 180
HUMIDIFIER | M SERIES HUMIDIFIER | RESPIRONICS | M SERIES HUMIDIFIER | 2017-12-14 | 180
HUMIDIFIER | M SERIES HUMIDIFIER | RESPIRONICS | M SERIES HUMIDIFIER | 2017-12-14 | 180
HUMIDIFIER | M SERIES HUMIDIFIER | RESPIRONICS | M SERIES HUMIDIFIER | 2017-12-14 | 180
HUMIDIFIER | M SERIES HUMIDIFIER | RESPIRONICS | M SERIES HUMIDIFIER | 2017-12-14 | 180
HUMIDIFIER | M SERIES HUMIDIFIER | RESPIRONICS | M SERIES HUMIDIFIER | 2017-12-14 | 180
HUMIDIFIER | M SERIES HUMIDIFIER | RESPIRONICS | M SERIES HUMIDIFIER | 2017-12-14 | 180
HUMIDIFIER | M SERIES HUMIDIFIER | RESPIRONICS | M SERIES HUMIDIFIER | 2017-12-14 | 180
HUMIDIFIER | M SERIES HUMIDIFIER | RESPIRONICS | M SERIES HUMIDIFIER | 2017-12-14 | 180
HUMIDIFIER | M SERIES HUMIDIFIER | RESPIRONICS | M SERIES HUMIDIFIER | 2017-12-14 | 180
HUMIDIFIER | M SERIES HUMIDIFIER | RESPIRONICS | M SERIES HUMIDIFIER | 2017-12-14 | 180
HUMIDIFIER | M SERIES HUMIDIFIER | RESPIRONICS | M SERIES HUMIDIFIER | 2017-12-14 | 180
HUMIDIFIER | M SERIES HUMIDIFIER | RESPIRONICS | M SERIES HUMIDIFIER | 2017-12-14 | 180
HUMIDIFIER | M SERIES HUMIDIFIER | RESPIRONICS | M SERIES HUMIDIFIER | 2017-12-14 | 180
HUMIDIFIER | M SERIES HUMIDIFIER | RESPIRONICS | M SERIES HUMIDIFIER | 2017-12-14 | 180
HUMIDIFIER | M SERIES HUMIDIFIER | RESPIRONICS | M SERIES HUMIDIFIER | 2017-12-14 | 180
HUMIDIFIER | M SERIES HUMIDIFIER | RESPIRONICS | M SERIES HUMIDIFIER | 2017-12-14 | 180
HUMIDIFIER | M SERIES HUMIDIFIER | RESPIRONICS | M SERIES HUMIDIFIER | 2017-12-14 | 180
HUMIDIFIER | M SERIES HUMIDIFIER | RESPIRONICS | M SERIES HUMIDIFIER | 2017-12-14 | 180
HUMIDIFIER | M SERIES HUMIDIFIER | RESPIRONICS | M SERIES HUMIDIFIER | 2017-12-14 | 180
HUMIDIFIER | M SERIES HUMIDIFIER | RESPIRONICS | M SERIES HUMIDIFIER | 2017-12-14 | 180
HUMIDIFIER | M SERIES HUMIDIFIER | RESPIRONICS | M SERIES HUMIDIFIER | 2017-12-14 | 180
HUMIDIFIER | M SERIES HUMIDIFIER | RESPIRONICS | M SERIES HUMIDIFIER | 2017-12-14 | 180
HUMIDIFIER | M SERIES HUMIDIFIER | RESPIRONICS | M SERIES HUMIDIFIER | 2017-12-14 | 180
HUMIDIFIER | M SERIES HUMIDIFIER | RESPIRONICS | M SERIES HUMIDIFIER | 2017-12-14 | 180
HUMIDIFIER | M SERIES HUMIDIFIER | RESPIRONICS | M SERIES HUMIDIFIER | 2017-12-14 | 180
HUMIDIFIER | M SERIES HUMIDIFIER | RESPIRONICS | M SERIES HUMIDIFIER | 2017-12-14 | 180
HUMIDIFIER | M SERIES HUMIDIFIER | RESPIRONICS | M SERIES HUMIDIFIER | 2017-12-14 | 180
HUMIDIFIER | M SERIES HUMIDIFIER | RESPIRONICS | M SERIES HUMIDIFIER | 2017-12-14 | 180
HUMIDIFIER | M SERIES HUMIDIFIER | RESPIRONICS | M SERIES HUMIDIFIER | 2017-12-14 | 180
HUMIDIFIER | M SERIES HUMIDIFIER | RESPIRONICS | M SERIES HUMIDIFIER | 2017-12-14 | 180
HUMIDIFIER | M SERIES HUMIDIFIER | RESPIRONICS | M SERIES HUMIDIFIER | 2017-12-14 | 180
HUMIDIFIER | M SERIES HUMIDIFIER | RESPIRONICS | M SERIES HUMIDIFIER | 2017-12-14 | 180
HUMIDIFIER | M SERIES HUMIDIFIER | RESPIRONICS | M SERIES HUMIDIFIER | 2017-12-14 | 180
SUCTION CONTROLLER | HIGH SUCTION CONTROLLER | THERAPY EQUIPMENT | DIAMOND RANGE HIGH | 2017-08-29 | 96
NEBULIZER | NEBULIZER | PARI MEDICAL | EFLOW RAPID | 2017-07-31 | 510
NEBULIZER | NEBULIZER | PARI MEDICAL | EFLOW RAPID | 2017-07-31 | 510
NEBULIZER | NEBULIZER | PARI MEDICAL | EFLOW RAPID | 2017-07-31 | 510
NEBULIZER | NEBULIZER | PARI MEDICAL | EFLOW RAPID | 2017-07-31 | 510
NEBULIZER | NEBULIZER | PARI MEDICAL | EFLOW RAPID | 2017-07-31 | 510
NEBULIZER | NEBULIZER | PARI MEDICAL | EFLOW RAPID | 2017-07-31 | 510
NEBULIZER | NEBULIZER | PARI MEDICAL | EFLOW RAPID | 2017-07-31 | 510
NEBULIZER | NEBULIZER | PARI MEDICAL | EFLOW RAPID | 2017-07-31 | 510
NEBULIZER | NEBULIZER | PARI MEDICAL | EFLOW RAPID | 2017-07-31 | 510
NEBULIZER | NEBULIZER | PARI MEDICAL | EFLOW RAPID | 2017-07-31 | 510
SUCTION CONTROLLER | HIGH SUCTION CONTROLLER | THERAPY EQUIPMENT | DIAMOND RANGE HIGH | 2017-07-26 | 96
AREA ALARM SYSTEM | MEDICAL GAS ALARM | SHIRE | SA-6 | 2017-06-12 | 420 | 2024-09-17 | 2024-12-20
AREA ALARM SYSTEM | MEDICAL GAS ALARM | SHIRE | SA-6 | 2017-06-12 | 420 | 2024-09-17 | 2024-12-20
AREA ALARM SYSTEM | MEDICAL GAS ALARM | SHIRE | SA-6 | 2017-09-10 | 420 | 2024-10-09 | 2025-01-20
AREA ALARM SYSTEM | MEDICAL GAS ALARM | SHIRE | SA-6 | 2017-09-10 | 420 | 2024-10-09 | 2025-01-20
AREA ALARM SYSTEM | MEDICAL GAS ALARM | SHIRE | SA-6 | 2017-09-10 | 420 | 2024-10-09 | 2025-01-20
AREA ALARM SYSTEM | MEDICAL GAS ALARM | SHIRE | SA-6 | 2017-09-10 | 420 | 2024-10-09 | 2025-01-20
AREA ALARM SYSTEM | MEDICAL GAS ALARM | SHIRE | SA-6 | 2017-09-10 | 420 | 2024-10-09 | 2025-01-20
WHEELCHAIR | SEATING SYSTEM | LECKEY | SQUIGGLES | 2017-07-13 | 2280
HUMIDIFIER | M SERIES HUMIDIFIER | RESPIRONICS | M SERIES HUMIDIFIER | 2017-09-05 | 180
HUMIDIFIER | M SERIES HUMIDIFIER | RESPIRONICS | M SERIES HUMIDIFIER | 2017-09-05 | 180
HUMIDIFIER | M SERIES HUMIDIFIER | RESPIRONICS | M SERIES HUMIDIFIER | 2017-09-05 | 180
HUMIDIFIER | M SERIES HUMIDIFIER | RESPIRONICS | M SERIES HUMIDIFIER | 2017-09-05 | 180
HUMIDIFIER | M SERIES HUMIDIFIER | RESPIRONICS | M SERIES HUMIDIFIER | 2017-09-05 | 180
HUMIDIFIER | M SERIES HUMIDIFIER | RESPIRONICS | M SERIES HUMIDIFIER | 2017-09-05 | 180
HUMIDIFIER | M SERIES HUMIDIFIER | RESPIRONICS | M SERIES HUMIDIFIER | 2017-09-05 | 180
HUMIDIFIER | M SERIES HUMIDIFIER | RESPIRONICS | M SERIES HUMIDIFIER | 2017-09-05 | 180
HUMIDIFIER | M SERIES HUMIDIFIER | RESPIRONICS | M SERIES HUMIDIFIER | 2017-09-05 | 180
HUMIDIFIER | M SERIES HUMIDIFIER | RESPIRONICS | M SERIES HUMIDIFIER | 2017-09-05 | 180
HUMIDIFIER | M SERIES HUMIDIFIER | RESPIRONICS | M SERIES HUMIDIFIER | 2017-09-05 | 180
HUMIDIFIER | M SERIES HUMIDIFIER | RESPIRONICS | M SERIES HUMIDIFIER | 2017-09-05 | 180
HUMIDIFIER | M SERIES HUMIDIFIER | RESPIRONICS | M SERIES HUMIDIFIER | 2017-09-05 | 180
HUMIDIFIER | M SERIES HUMIDIFIER | RESPIRONICS | M SERIES HUMIDIFIER | 2017-09-05 | 180
HUMIDIFIER | M SERIES HUMIDIFIER | RESPIRONICS | M SERIES HUMIDIFIER | 2017-09-05 | 180
HUMIDIFIER | M SERIES HUMIDIFIER | RESPIRONICS | M SERIES HUMIDIFIER | 2017-09-05 | 180
HUMIDIFIER | M SERIES HUMIDIFIER | RESPIRONICS | M SERIES HUMIDIFIER | 2017-09-05 | 180
HUMIDIFIER | M SERIES HUMIDIFIER | RESPIRONICS | M SERIES HUMIDIFIER | 2017-09-05 | 180
HUMIDIFIER | M SERIES HUMIDIFIER | RESPIRONICS | M SERIES HUMIDIFIER | 2017-09-05 | 180
HUMIDIFIER | M SERIES HUMIDIFIER | RESPIRONICS | M SERIES HUMIDIFIER | 2017-09-05 | 180
HUMIDIFIER | M SERIES HUMIDIFIER | RESPIRONICS | M SERIES HUMIDIFIER | 2017-09-05 | 180
HUMIDIFIER | M SERIES HUMIDIFIER | RESPIRONICS | M SERIES HUMIDIFIER | 2017-09-05 | 180
HUMIDIFIER | M SERIES HUMIDIFIER | RESPIRONICS | M SERIES HUMIDIFIER | 2017-09-05 | 180
HUMIDIFIER | M SERIES HUMIDIFIER | RESPIRONICS | M SERIES HUMIDIFIER | 2017-09-05 | 180
HUMIDIFIER | M SERIES HUMIDIFIER | RESPIRONICS | M SERIES HUMIDIFIER | 2017-09-05 | 180
HUMIDIFIER | M SERIES HUMIDIFIER | RESPIRONICS | M SERIES HUMIDIFIER | 2017-09-05 | 180
HUMIDIFIER | M SERIES HUMIDIFIER | RESPIRONICS | M SERIES HUMIDIFIER | 2017-09-05 | 180
HUMIDIFIER | M SERIES HUMIDIFIER | RESPIRONICS | M SERIES HUMIDIFIER | 2017-09-05 | 180
HUMIDIFIER | M SERIES HUMIDIFIER | RESPIRONICS | M SERIES HUMIDIFIER | 2017-09-05 | 180
HUMIDIFIER | M SERIES HUMIDIFIER | RESPIRONICS | M SERIES HUMIDIFIER | 2017-09-05 | 180
HUMIDIFIER | M SERIES HUMIDIFIER | RESPIRONICS | M SERIES HUMIDIFIER | 2017-09-05 | 180
HUMIDIFIER | M SERIES HUMIDIFIER | RESPIRONICS | M SERIES HUMIDIFIER | 2017-09-05 | 180
HUMIDIFIER | M SERIES HUMIDIFIER | RESPIRONICS | M SERIES HUMIDIFIER | 2017-09-05 | 180
HUMIDIFIER | M SERIES HUMIDIFIER | RESPIRONICS | M SERIES HUMIDIFIER | 2017-09-05 | 180
IN-EXSUFFLATOR (COUGH ASSIST SYSTEM) | MECHANICAL IN-EXSUFFLATOR | RESPIRONICS | COUGH ASSIST E70 | 2017-09-05 | 3960
IN-EXSUFFLATOR (COUGH ASSIST SYSTEM) | MECHANICAL IN-EXSUFFLATOR | RESPIRONICS | COUGH ASSIST E70 | 2017-09-05 | 3960
IN-EXSUFFLATOR (COUGH ASSIST SYSTEM) | MECHANICAL IN-EXSUFFLATOR | RESPIRONICS | COUGH ASSIST E70 | 2017-09-05 | 3960
HUMIDIFIER | M SERIES HUMIDIFIER | RESPIRONICS | M SERIES HUMIDIFIER | 2017-09-05 | 180
HUMIDIFIER | M SERIES HUMIDIFIER | RESPIRONICS | M SERIES HUMIDIFIER | 2017-09-05 | 180
HUMIDIFIER | M SERIES HUMIDIFIER | RESPIRONICS | M SERIES HUMIDIFIER | 2017-09-05 | 180
HUMIDIFIER | M SERIES HUMIDIFIER | RESPIRONICS | M SERIES HUMIDIFIER | 2017-09-05 | 180
HUMIDIFIER | M SERIES HUMIDIFIER | RESPIRONICS | M SERIES HUMIDIFIER | 2017-09-05 | 180
HUMIDIFIER | M SERIES HUMIDIFIER | RESPIRONICS | M SERIES HUMIDIFIER | 2017-09-05 | 180
HUMIDIFIER | M SERIES HUMIDIFIER | RESPIRONICS | M SERIES HUMIDIFIER | 2017-09-05 | 180
HUMIDIFIER | M SERIES HUMIDIFIER | RESPIRONICS | M SERIES HUMIDIFIER | 2017-09-05 | 180
HUMIDIFIER | M SERIES HUMIDIFIER | RESPIRONICS | M SERIES HUMIDIFIER | 2017-09-05 | 180
BIPAP VENTILATORY SUPPORT SYSTEM | BIPAP VENTILATORY SUPPORT SYSTEM | RESPIRONICS | BIPAP A30 | 2017-09-05 | 2706
BIPAP VENTILATORY SUPPORT SYSTEM | BIPAP VENTILATORY SUPPORT SYSTEM | RESPIRONICS | BIPAP A30 | 2017-09-05 | 2706
BIPAP VENTILATORY SUPPORT SYSTEM | BIPAP VENTILATORY SUPPORT SYSTEM | RESPIRONICS | A40 | 2017-09-05 | 2913
BIPAP VENTILATORY SUPPORT SYSTEM | BIPAP VENTILATORY SUPPORT SYSTEM | RESPIRONICS | A40 | 2017-09-05 | 2913
BIPAP VENTILATORY SUPPORT SYSTEM | BIPAP VENTILATORY SUPPORT SYSTEM | RESPIRONICS | A40 | 2017-09-05 | 2913
BIPAP VENTILATORY SUPPORT SYSTEM | BIPAP VENTILATORY SUPPORT SYSTEM | RESPIRONICS | BIPAP A30 | 2017-09-05 | 2706
BIPAP VENTILATORY SUPPORT SYSTEM | BIPAP VENTILATORY SUPPORT SYSTEM | RESPIRONICS | A40 | 2017-09-05 | 2913
BIPAP VENTILATORY SUPPORT SYSTEM | BIPAP VENTILATORY SUPPORT SYSTEM | RESPIRONICS | A40 | 2017-09-05 | 2913
BIPAP VENTILATORY SUPPORT SYSTEM | BIPAP VENTILATORY SUPPORT SYSTEM | RESPIRONICS | A40 | 2017-09-05 | 2913
BIPAP VENTILATORY SUPPORT SYSTEM | BIPAP VENTILATORY SUPPORT SYSTEM | RESPIRONICS | A40 | 2017-09-05 | 2913
BIPAP VENTILATORY SUPPORT SYSTEM | BIPAP VENTILATORY SUPPORT SYSTEM | RESPIRONICS | A40 | 2017-09-05 | 2913
HUMIDIFIER | M SERIES HUMIDIFIER | RESPIRONICS | M SERIES HUMIDIFIER | 2017-09-05 | 180
HUMIDIFIER | M SERIES HUMIDIFIER | RESPIRONICS | M SERIES HUMIDIFIER | 2017-09-05 | 180
HUMIDIFIER | M SERIES HUMIDIFIER | RESPIRONICS | M SERIES HUMIDIFIER | 2017-09-05 | 180
HUMIDIFIER | M SERIES HUMIDIFIER | RESPIRONICS | M SERIES HUMIDIFIER | 2017-09-05 | 180
HUMIDIFIER | M SERIES HUMIDIFIER | RESPIRONICS | M SERIES HUMIDIFIER | 2017-09-05 | 180
HUMIDIFIER | M SERIES HUMIDIFIER | RESPIRONICS | M SERIES HUMIDIFIER | 2017-09-05 | 180
HUMIDIFIER | M SERIES HUMIDIFIER | RESPIRONICS | M SERIES HUMIDIFIER | 2017-09-05 | 180
HUMIDIFIER | M SERIES HUMIDIFIER | RESPIRONICS | M SERIES HUMIDIFIER | 2017-09-05 | 180
HUMIDIFIER | M SERIES HUMIDIFIER | RESPIRONICS | M SERIES HUMIDIFIER | 2017-09-05 | 180
HUMIDIFIER | M SERIES HUMIDIFIER | RESPIRONICS | M SERIES HUMIDIFIER | 2017-09-05 | 180
HUMIDIFIER | M SERIES HUMIDIFIER | RESPIRONICS | M SERIES HUMIDIFIER | 2017-09-05 | 180
HUMIDIFIER | M SERIES HUMIDIFIER | RESPIRONICS | M SERIES HUMIDIFIER | 2017-09-05 | 180
HUMIDIFIER | M SERIES HUMIDIFIER | RESPIRONICS | M SERIES HUMIDIFIER | 2017-09-05 | 180
HUMIDIFIER | M SERIES HUMIDIFIER | RESPIRONICS | M SERIES HUMIDIFIER | 2017-09-05 | 180
HUMIDIFIER | M SERIES HUMIDIFIER | RESPIRONICS | M SERIES HUMIDIFIER | 2017-09-05 | 180
HUMIDIFIER | M SERIES HUMIDIFIER | RESPIRONICS | M SERIES HUMIDIFIER | 2017-09-05 | 180
HUMIDIFIER | M SERIES HUMIDIFIER | RESPIRONICS | M SERIES HUMIDIFIER | 2017-09-05 | 180
HUMIDIFIER | M SERIES HUMIDIFIER | RESPIRONICS | M SERIES HUMIDIFIER | 2017-09-05 | 180
HUMIDIFIER | M SERIES HUMIDIFIER | RESPIRONICS | M SERIES HUMIDIFIER | 2017-09-05 | 180
HUMIDIFIER | M SERIES HUMIDIFIER | RESPIRONICS | M SERIES HUMIDIFIER | 2017-09-05 | 180
HUMIDIFIER | M SERIES HUMIDIFIER | RESPIRONICS | M SERIES HUMIDIFIER | 2017-09-05 | 180
HUMIDIFIER | M SERIES HUMIDIFIER | RESPIRONICS | M SERIES HUMIDIFIER | 2017-09-05 | 180
HUMIDIFIER | M SERIES HUMIDIFIER | RESPIRONICS | M SERIES HUMIDIFIER | 2017-09-05 | 180
HUMIDIFIER | M SERIES HUMIDIFIER | RESPIRONICS | M SERIES HUMIDIFIER | 2017-09-05 | 180
HUMIDIFIER | M SERIES HUMIDIFIER | RESPIRONICS | M SERIES HUMIDIFIER | 2017-09-05 | 180
HUMIDIFIER | M SERIES HUMIDIFIER | RESPIRONICS | M SERIES HUMIDIFIER | 2017-09-05 | 180
HUMIDIFIER | M SERIES HUMIDIFIER | RESPIRONICS | M SERIES HUMIDIFIER | 2017-09-05 | 180
HUMIDIFIER | M SERIES HUMIDIFIER | RESPIRONICS | M SERIES HUMIDIFIER | 2017-09-05 | 180
HUMIDIFIER | M SERIES HUMIDIFIER | RESPIRONICS | M SERIES HUMIDIFIER | 2017-09-05 | 180
HUMIDIFIER | M SERIES HUMIDIFIER | RESPIRONICS | M SERIES HUMIDIFIER | 2017-09-05 | 180
HUMIDIFIER | M SERIES HUMIDIFIER | RESPIRONICS | M SERIES HUMIDIFIER | 2017-09-05 | 180
HUMIDIFIER | M SERIES HUMIDIFIER | RESPIRONICS | M SERIES HUMIDIFIER | 2017-09-05 | 180
HUMIDIFIER | M SERIES HUMIDIFIER | RESPIRONICS | M SERIES HUMIDIFIER | 2017-09-05 | 180
HUMIDIFIER | M SERIES HUMIDIFIER | RESPIRONICS | M SERIES HUMIDIFIER | 2017-09-05 | 180
HUMIDIFIER | M SERIES HUMIDIFIER | RESPIRONICS | M SERIES HUMIDIFIER | 2017-09-05 | 180
HUMIDIFIER | M SERIES HUMIDIFIER | RESPIRONICS | M SERIES HUMIDIFIER | 2017-09-05 | 180
HUMIDIFIER | M SERIES HUMIDIFIER | RESPIRONICS | M SERIES HUMIDIFIER | 2017-09-05 | 180
HUMIDIFIER | M SERIES HUMIDIFIER | RESPIRONICS | M SERIES HUMIDIFIER | 2017-09-05 | 180
HUMIDIFIER | M SERIES HUMIDIFIER | RESPIRONICS | M SERIES HUMIDIFIER | 2017-09-05 | 180
HUMIDIFIER | M SERIES HUMIDIFIER | RESPIRONICS | M SERIES HUMIDIFIER | 2017-09-05 | 180
HUMIDIFIER | M SERIES HUMIDIFIER | RESPIRONICS | M SERIES HUMIDIFIER | 2017-09-05 | 180
HUMIDIFIER | M SERIES HUMIDIFIER | RESPIRONICS | M SERIES HUMIDIFIER | 2017-09-05 | 180
HUMIDIFIER | M SERIES HUMIDIFIER | RESPIRONICS | M SERIES HUMIDIFIER | 2017-09-05 | 180
HUMIDIFIER | M SERIES HUMIDIFIER | RESPIRONICS | M SERIES HUMIDIFIER | 2017-09-05 | 180
HUMIDIFIER | M SERIES HUMIDIFIER | RESPIRONICS | M SERIES HUMIDIFIER | 2017-09-05 | 180
HUMIDIFIER | M SERIES HUMIDIFIER | RESPIRONICS | M SERIES HUMIDIFIER | 2017-09-05 | 180
HUMIDIFIER | M SERIES HUMIDIFIER | RESPIRONICS | M SERIES HUMIDIFIER | 2017-09-05 | 180
HUMIDIFIER | M SERIES HUMIDIFIER | RESPIRONICS | M SERIES HUMIDIFIER | 2017-09-05 | 180
HUMIDIFIER | M SERIES HUMIDIFIER | RESPIRONICS | M SERIES HUMIDIFIER | 2017-09-05 | 180
HUMIDIFIER | M SERIES HUMIDIFIER | RESPIRONICS | M SERIES HUMIDIFIER | 2017-09-05 | 180
HUMIDIFIER | M SERIES HUMIDIFIER | RESPIRONICS | M SERIES HUMIDIFIER | 2017-09-05 | 180
HUMIDIFIER | M SERIES HUMIDIFIER | RESPIRONICS | M SERIES HUMIDIFIER | 2017-09-05 | 180
HUMIDIFIER | M SERIES HUMIDIFIER | RESPIRONICS | M SERIES HUMIDIFIER | 2017-09-05 | 180
HUMIDIFIER | M SERIES HUMIDIFIER | RESPIRONICS | M SERIES HUMIDIFIER | 2017-09-05 | 180
HUMIDIFIER | M SERIES HUMIDIFIER | RESPIRONICS | M SERIES HUMIDIFIER | 2017-09-05 | 180
HUMIDIFIER | M SERIES HUMIDIFIER | RESPIRONICS | M SERIES HUMIDIFIER | 2017-09-05 | 180
HUMIDIFIER | M SERIES HUMIDIFIER | RESPIRONICS | M SERIES HUMIDIFIER | 2017-09-05 | 180
HUMIDIFIER | M SERIES HUMIDIFIER | RESPIRONICS | M SERIES HUMIDIFIER | 2017-09-05 | 180
HUMIDIFIER | M SERIES HUMIDIFIER | RESPIRONICS | M SERIES HUMIDIFIER | 2017-09-05 | 180
HUMIDIFIER | M SERIES HUMIDIFIER | RESPIRONICS | M SERIES HUMIDIFIER | 2017-09-05 | 180
HUMIDIFIER | M SERIES HUMIDIFIER | RESPIRONICS | M SERIES HUMIDIFIER | 2017-09-05 | 180
HUMIDIFIER | M SERIES HUMIDIFIER | RESPIRONICS | M SERIES HUMIDIFIER | 2017-09-05 | 180
HUMIDIFIER | M SERIES HUMIDIFIER | RESPIRONICS | M SERIES HUMIDIFIER | 2017-09-05 | 180
HUMIDIFIER | M SERIES HUMIDIFIER | RESPIRONICS | M SERIES HUMIDIFIER | 2017-09-05 | 180
HUMIDIFIER | M SERIES HUMIDIFIER | RESPIRONICS | M SERIES HUMIDIFIER | 2017-09-05 | 180
HUMIDIFIER | M SERIES HUMIDIFIER | RESPIRONICS | M SERIES HUMIDIFIER | 2017-09-05 | 180
HUMIDIFIER | M SERIES HUMIDIFIER | RESPIRONICS | M SERIES HUMIDIFIER | 2017-09-05 | 180
HUMIDIFIER | M SERIES HUMIDIFIER | RESPIRONICS | M SERIES HUMIDIFIER | 2017-09-05 | 180
HUMIDIFIER | M SERIES HUMIDIFIER | RESPIRONICS | M SERIES HUMIDIFIER | 2017-09-05 | 180
HUMIDIFIER | M SERIES HUMIDIFIER | RESPIRONICS | M SERIES HUMIDIFIER | 2017-09-05 | 180
HUMIDIFIER | M SERIES HUMIDIFIER | RESPIRONICS | M SERIES HUMIDIFIER | 2017-09-05 | 180
HUMIDIFIER | M SERIES HUMIDIFIER | RESPIRONICS | M SERIES HUMIDIFIER | 2017-09-05 | 180
HUMIDIFIER | M SERIES HUMIDIFIER | RESPIRONICS | M SERIES HUMIDIFIER | 2017-09-05 | 180
HUMIDIFIER | M SERIES HUMIDIFIER | RESPIRONICS | M SERIES HUMIDIFIER | 2017-09-05 | 180
HUMIDIFIER | M SERIES HUMIDIFIER | RESPIRONICS | M SERIES HUMIDIFIER | 2017-09-05 | 180
HUMIDIFIER | M SERIES HUMIDIFIER | RESPIRONICS | M SERIES HUMIDIFIER | 2017-09-05 | 180
HUMIDIFIER | M SERIES HUMIDIFIER | RESPIRONICS | M SERIES HUMIDIFIER | 2017-09-05 | 180
HUMIDIFIER | M SERIES HUMIDIFIER | RESPIRONICS | M SERIES HUMIDIFIER | 2017-09-05 | 180
HUMIDIFIER | M SERIES HUMIDIFIER | RESPIRONICS | M SERIES HUMIDIFIER | 2017-09-05 | 180
HUMIDIFIER | M SERIES HUMIDIFIER | RESPIRONICS | M SERIES HUMIDIFIER | 2017-09-05 | 180
HUMIDIFIER | M SERIES HUMIDIFIER | RESPIRONICS | M SERIES HUMIDIFIER | 2017-09-05 | 180
HUMIDIFIER | M SERIES HUMIDIFIER | RESPIRONICS | M SERIES HUMIDIFIER | 2017-09-05 | 180
HUMIDIFIER | M SERIES HUMIDIFIER | RESPIRONICS | M SERIES HUMIDIFIER | 2017-09-05 | 180
HUMIDIFIER | M SERIES HUMIDIFIER | RESPIRONICS | M SERIES HUMIDIFIER | 2017-09-05 | 180
HUMIDIFIER | M SERIES HUMIDIFIER | RESPIRONICS | M SERIES HUMIDIFIER | 2017-09-05 | 180
HUMIDIFIER | M SERIES HUMIDIFIER | RESPIRONICS | M SERIES HUMIDIFIER | 2017-09-05 | 180
HUMIDIFIER | M SERIES HUMIDIFIER | RESPIRONICS | M SERIES HUMIDIFIER | 2017-09-05 | 180
HUMIDIFIER | M SERIES HUMIDIFIER | RESPIRONICS | M SERIES HUMIDIFIER | 2017-09-05 | 180
HUMIDIFIER | M SERIES HUMIDIFIER | RESPIRONICS | M SERIES HUMIDIFIER | 2017-09-05 | 180
HUMIDIFIER | M SERIES HUMIDIFIER | RESPIRONICS | M SERIES HUMIDIFIER | 2017-09-05 | 180
HUMIDIFIER | M SERIES HUMIDIFIER | RESPIRONICS | M SERIES HUMIDIFIER | 2017-09-05 | 180
HUMIDIFIER | M SERIES HUMIDIFIER | RESPIRONICS | M SERIES HUMIDIFIER | 2017-09-05 | 180
HUMIDIFIER | M SERIES HUMIDIFIER | RESPIRONICS | M SERIES HUMIDIFIER | 2017-09-05 | 180
HUMIDIFIER | M SERIES HUMIDIFIER | RESPIRONICS | M SERIES HUMIDIFIER | 2017-09-05 | 180
HUMIDIFIER | M SERIES HUMIDIFIER | RESPIRONICS | M SERIES HUMIDIFIER | 2017-09-05 | 180
HUMIDIFIER | M SERIES HUMIDIFIER | RESPIRONICS | M SERIES HUMIDIFIER | 2017-09-05 | 180
HUMIDIFIER | M SERIES HUMIDIFIER | RESPIRONICS | M SERIES HUMIDIFIER | 2017-09-05 | 180
HUMIDIFIER | M SERIES HUMIDIFIER | RESPIRONICS | M SERIES HUMIDIFIER | 2017-09-05 | 180
HUMIDIFIER | M SERIES HUMIDIFIER | RESPIRONICS | M SERIES HUMIDIFIER | 2017-09-05 | 180
HUMIDIFIER | M SERIES HUMIDIFIER | RESPIRONICS | M SERIES HUMIDIFIER | 2017-09-05 | 180
HUMIDIFIER | M SERIES HUMIDIFIER | RESPIRONICS | M SERIES HUMIDIFIER | 2017-09-05 | 180
HUMIDIFIER | M SERIES HUMIDIFIER | RESPIRONICS | M SERIES HUMIDIFIER | 2017-09-05 | 180
HUMIDIFIER | M SERIES HUMIDIFIER | RESPIRONICS | M SERIES HUMIDIFIER | 2017-09-05 | 180
HUMIDIFIER | M SERIES HUMIDIFIER | RESPIRONICS | M SERIES HUMIDIFIER | 2017-09-05 | 180
HUMIDIFIER | M SERIES HUMIDIFIER | RESPIRONICS | M SERIES HUMIDIFIER | 2017-09-05 | 180
HUMIDIFIER | M SERIES HUMIDIFIER | RESPIRONICS | M SERIES HUMIDIFIER | 2017-09-05 | 180
HUMIDIFIER | M SERIES HUMIDIFIER | RESPIRONICS | M SERIES HUMIDIFIER | 2017-09-05 | 180
HUMIDIFIER | M SERIES HUMIDIFIER | RESPIRONICS | M SERIES HUMIDIFIER | 2017-09-05 | 180
HUMIDIFIER | M SERIES HUMIDIFIER | RESPIRONICS | M SERIES HUMIDIFIER | 2017-09-05 | 180
HUMIDIFIER | M SERIES HUMIDIFIER | RESPIRONICS | M SERIES HUMIDIFIER | 2017-09-05 | 180
HUMIDIFIER | M SERIES HUMIDIFIER | RESPIRONICS | M SERIES HUMIDIFIER | 2017-09-05 | 180
HUMIDIFIER | M SERIES HUMIDIFIER | RESPIRONICS | M SERIES HUMIDIFIER | 2017-09-05 | 180
HUMIDIFIER | M SERIES HUMIDIFIER | RESPIRONICS | M SERIES HUMIDIFIER | 2017-09-05 | 180
HUMIDIFIER | M SERIES HUMIDIFIER | RESPIRONICS | M SERIES HUMIDIFIER | 2017-09-05 | 180
HUMIDIFIER | M SERIES HUMIDIFIER | RESPIRONICS | M SERIES HUMIDIFIER | 2017-09-05 | 180
HUMIDIFIER | M SERIES HUMIDIFIER | RESPIRONICS | M SERIES HUMIDIFIER | 2017-09-05 | 180
HUMIDIFIER | M SERIES HUMIDIFIER | RESPIRONICS | M SERIES HUMIDIFIER | 2017-09-05 | 180
HUMIDIFIER | M SERIES HUMIDIFIER | RESPIRONICS | M SERIES HUMIDIFIER | 2017-09-05 | 180
BIPAP VENTILATORY SUPPORT SYSTEM | BIPAP VENTILATORY SUPPORT SYSTEM | RESPIRONICS | A40 | 2016-09-20 | 2913
BIPAP VENTILATORY SUPPORT SYSTEM | BIPAP VENTILATORY SUPPORT SYSTEM | RESPIRONICS | A40 | 2016-09-20 | 2913
BIPAP VENTILATORY SUPPORT SYSTEM | BIPAP VENTILATORY SUPPORT SYSTEM | RESPIRONICS | A40 | 2016-09-20 | 2913
BIPAP VENTILATORY SUPPORT SYSTEM | BIPAP VENTILATORY SUPPORT SYSTEM | RESPIRONICS | A40 | 2016-09-20 | 2913
BIPAP VENTILATORY SUPPORT SYSTEM | BIPAP VENTILATORY SUPPORT SYSTEM | RESPIRONICS | A40 | 2016-09-20 | 2913
BIPAP VENTILATORY SUPPORT SYSTEM | BIPAP VENTILATORY SUPPORT SYSTEM | RESPIRONICS | A40 | 2016-09-20 | 2913
COAGULATION TIMER | ACTALYKE QC TUBE | HELENA LABORATORIES | XL-ECT | 2017-09-21 | 594
PATIENT MONITOR | MRI - PATIENT MONITOR - CONTROL RM UNIT | PHILIPS LTD | EXPRESSION IP5 | 2017-08-16 | 24000 |  | 2024-05-15
BATTERY CHARGER | EXPRESSION PATIENT MODULE BATTERY CHARGER | PHILIPS LTD | EXPRESSION MR MODULE CHARGER | 2017-08-16 | 600 |  | 2025-01-15
ECG MODULE | MRI ECG PATIENT MODULE | PHILIPS LTD | EXPRESSION MR ECG | 2017-08-16 | 1920
PATIENT MONITOR | MRI PATIENT MONITOR WITH GAS BENCH | PHILIPS LTD | EXPRESSION MR400 | 2017-08-16 | 62400 | 2024-05-28 | 2025-05-28
NEBULIZER HEATER | NEBULIZER HEATER | HUDSON RCI | AQUATHERM III | 2017-08-16 | 352.8 | 2023-03-02 09:39 | 2025-03-11
BATTERY CHARGER | BATTERY CHARGER | ARJO HUNTLEIGH | SPL3024 | 2017-08-10 | 240
VIDEO ACCESSORIES | VIDEO SCAN CONVERTER | KRAMER ELECTRONICS LTD | VP-701XL | 2017-08-03 | 1005 | 2024-08-09
MIXERS | MIXER | GAKO UNGUATOR TECHNOLOGY | UNGUATOR 2100 | 2017-08-02 | 2400 | 2024-10-22 | 2025-10-22
SUCTION CONTROLLER | HIGH SUCTION CONTROLLER | THERAPY EQUIPMENT | DIAMOND RANGE HIGH | 2017-07-26 | 96
SUCTION CONTROLLER | HIGH SUCTION CONTROLLER | THERAPY EQUIPMENT | DIAMOND RANGE HIGH | 2017-07-25 | 96
DEFIBRILLATOR | DEFIBRILLATOR | PHYSIO CONTROL | LIFEPAK 20E | 2017-07-20 | 5689.44 | 2022-10-24
PUMP DOCKING STATION | PUMP DOCKING STATION | FRESENIUS KABI | LINK 6 + AGILIA | 2017-07-17 | 1198.8 | 2021-11-18 | 2024-07-15
PUMP DOCKING STATION | PUMP DOCKING STATION | FRESENIUS KABI | LINK 6 + AGILIA | 2017-07-17 | 1198.8 | 2021-11-18 | 2024-07-15
PUMP DOCKING STATION | PUMP DOCKING STATION | FRESENIUS KABI | LINK 6 + AGILIA | 2017-07-17 | 1198.8 | 2021-11-18 | 2024-07-15
PUMP DOCKING STATION | PUMP DOCKING STATION | FRESENIUS KABI | LINK 6 + AGILIA | 2017-07-17 | 1198.8 | 2021-11-18 | 2024-07-15
PUMP DOCKING STATION | PUMP DOCKING STATION | FRESENIUS KABI | LINK 6 + AGILIA | 2017-07-17 | 1198.8 | 2021-11-18 | 2024-07-15
PUMP DOCKING STATION | PUMP DOCKING STATION | FRESENIUS KABI | LINK 6 + AGILIA | 2017-07-17 | 1198.8 | 2021-11-18 | 2024-07-15
PUMP DOCKING STATION | PUMP DOCKING STATION | FRESENIUS KABI | LINK 6 + AGILIA | 2017-07-17 | 1198.8 | 2021-11-18 | 2024-07-15
PUMP DOCKING STATION | PUMP DOCKING STATION | FRESENIUS KABI | LINK 6 + AGILIA | 2017-07-17 | 1198.8 | 2021-11-18 | 2024-07-15
PUMP DOCKING STATION | PUMP DOCKING STATION | FRESENIUS KABI | LINK 6 + AGILIA | 2017-07-17 | 1198.8 |  | 2025-07-15
VITAL SIGNS MONITOR | VITAL SIGNS MONITOR: NIBP, SPO2, TEMP | WELCH ALLYN | 74CE CONNEX | 2017-07-13 | 1800 | 2022-09-08 | 2025-02-14
LIGHT SOURCE INFRARED | THERAPY LIGHT | QMED | AKTILITE CL128 | 2017-07-10 | 10800 | 2024-04-11 | 2025-04-11
ENDOSCOPY VIDEO SYSTEM | DIGITAL VIDEO LARYNGOSCOPE | KARL STORZ | 8403ZX | 2017-06-28 | 6600 |  | 2024-06-15
VITAL SIGNS MONITOR | VITAL SIGNS MONITOR: NBP/SPO2/TEMP. | WELCH ALLYN | SPOT 420(NBP/SPO2) | 2017-06-27 | 2400 | 2019-07-10 | 2024-04-15
VITAL SIGNS MONITOR | VITAL SIGNS MONITOR: NBP/SPO2/TEMP. | WELCH ALLYN | SPOT 420(NBP/SPO2) | 2017-06-27 | 2400 | 2019-07-10 | 2024-04-15
VITAL SIGNS MONITOR | VITAL SIGNS MONITOR: NBP/SPO2/TEMP. | WELCH ALLYN | SPOT 420(NBP/SPO2) | 2017-06-27 | 2400 | 2019-07-10 | 2024-04-15
VITAL SIGNS MONITOR | VITAL SIGNS MONITOR: NBP/SPO2/TEMP. | WELCH ALLYN | SPOT 420(NBP/SPO2) | 2017-06-27 | 2400 | 2019-07-10 | 2024-04-15
VITAL SIGNS MONITOR | VITAL SIGNS MONITOR: NBP/SPO2/TEMP. | WELCH ALLYN | SPOT 420(NBP/SPO2) | 2017-06-27 | 1339.5 | 2022-12-20 11:10 | 2025-08-15
WARMING MATTRESS | WARMING MATTRESS - 3/4 LENGTH | INDITHERM | OTM2 | 2017-06-26 | 1020
PACEMAKER PROGRAMMER | PACEMAKER PROGRAMMER | ST JUDE MEDICAL | 3650 | 2017-06-23 | 12000 | 2022-07-11 | 2025-07-15
COUCH | COUCH 3 SECTION ELECTRIC | MEDI-PLINTH | BE3075 | 2017-06-05 | 420 | 2023-09-27 | 2026-09-27
ENDOSCOPE | ENDOSCOPES | PENTAX | VNL9-CP | 2017-08-03 | 13563
ENDOSCOPY VIDEO CAPTURE UNIT | ENDOSCOPY VIDEO CAPTURE UNIT | PENTAX | CP-1000 | 2017-08-03 | 13563 | 2024-08-09 | 2025-08-09
PACEMAKER PROGRAMMER | PACEMAKER PROGRAMMER | MEDTRONIC | 29901 CARELINK ENCORE | 2017-06-14 | 14400 | 2022-09-09 | 2025-07-15
SUCTION CONTROLLER | HIGH SUCTION CONTROLLER | THERAPY EQUIPMENT | DIAMOND RANGE HIGH | 2017-06-14 | 96
SUCTION CONTROLLER | HIGH SUCTION CONTROLLER | THERAPY EQUIPMENT | DIAMOND RANGE HIGH | 2017-06-08 | 96
HUMIDIFIER | HUMIDIFIER | F & P | MR850 | 2017-06-01 | 1320 | 2022-06-23 | 2025-07-01
NERVE STIMULATOR | NEUROMUSCULAR TRANSMISSION MONITOR | DRAEGER | TOFSCAN | 2017-06-01 | 1744.8
NERVE STIMULATOR | NEUROMUSCULAR TRANSMISSION MONITOR | DRAEGER | TOFSCAN | 2017-06-01 | 1744.8
NERVE STIMULATOR | NEUROMUSCULAR TRANSMISSION MONITOR | DRAEGER | TOFSCAN | 2017-06-01 | 1744.8
NERVE STIMULATOR | NEUROMUSCULAR TRANSMISSION MONITOR | DRAEGER | TOFSCAN | 2017-06-01 | 1744.8
NERVE STIMULATOR | NEUROMUSCULAR TRANSMISSION MONITOR | DRAEGER | TOFSCAN | 2017-06-01 | 1744.8
NERVE STIMULATOR | NEUROMUSCULAR TRANSMISSION MONITOR | DRAEGER | TOFSCAN | 2017-06-01 | 1744.8
PATIENT MONITOR | HEALTH MONITOR- BLOOD PRESSURE AND WEIGHT MONITORING | KEITO | KEITO K8 | 2016-03-01 | 4800 |  | 2023-07-01
VITAL SIGNS MONITOR | VITAL SIGNS MONITOR: NBP. | OMRON | M6 (HEM-7221-E8 V) | 2017-06-16 | 108 | 2022-03-18 | 2023-07-01
AUDIO DOPPLER | AUDIO DOPPLER | SUNRAY | SRF618E | 2018-05-17 | 180 | 2021-07-28
AUDIO DOPPLER | AUDIO DOPPLER | SUNRAY | SRF618E | 2018-05-17 | 180
AUDIO DOPPLER | AUDIO DOPPLER | SUNRAY | SRF618E | 2018-05-17 | 180 | 2023-12-05
AUDIO DOPPLER | AUDIO DOPPLER | SUNRAY | SRF618E | 2018-05-17 | 180
AUDIO DOPPLER | AUDIO DOPPLER | SUNRAY | SRF618E | 2018-05-17 | 180
AUDIO DOPPLER | AUDIO DOPPLER | SUNRAY | SRF618E | 2018-05-17 | 180
AUDIO DOPPLER | AUDIO DOPPLER | SUNRAY | SRF618E | 2018-05-17 | 180
AUDIO DOPPLER | AUDIO DOPPLER | SUNRAY | SRF618E | 2018-05-17 | 180
AUDIO DOPPLER | AUDIO DOPPLER | SUNRAY | SRF618E | 2018-05-17 | 180
AUDIO DOPPLER | AUDIO DOPPLER | SUNRAY | SRF618E | 2018-05-17 | 180
SPHYGMOMANOMETER | SPHYGMOMANOMETER - HANDHELD | WELCH ALLYN | DURASHOCK | 2018-05-17 | 36
SPHYGMOMANOMETER | SPHYGMOMANOMETER - HANDHELD | WELCH ALLYN | DURASHOCK | 2018-05-17 | 36
SPHYGMOMANOMETER | SPHYGMOMANOMETER - HANDHELD | WELCH ALLYN | DURASHOCK | 2018-05-17 | 36
SPHYGMOMANOMETER | SPHYGMOMANOMETER - HANDHELD | WELCH ALLYN | DURASHOCK | 2018-05-17 | 36 | 2022-11-30 14:48
SPHYGMOMANOMETER | SPHYGMOMANOMETER - HANDHELD | WELCH ALLYN | DURASHOCK | 2018-05-17 | 36
SPHYGMOMANOMETER | SPHYGMOMANOMETER - HANDHELD | WELCH ALLYN | DURASHOCK | 2018-05-17 | 36 | 2022-01-10
SPHYGMOMANOMETER | SPHYGMOMANOMETER - HANDHELD | WELCH ALLYN | DURASHOCK | 2018-05-17 | 36
SPHYGMOMANOMETER | SPHYGMOMANOMETER - HANDHELD | WELCH ALLYN | DURASHOCK | 2018-05-17 | 36 | 2019-09-12
SPHYGMOMANOMETER | SPHYGMOMANOMETER - HANDHELD | WELCH ALLYN | DURASHOCK | 2018-05-17 | 36
SPHYGMOMANOMETER | SPHYGMOMANOMETER - HANDHELD | WELCH ALLYN | DURASHOCK | 2018-05-17 | 36
SPHYGMOMANOMETER | SPHYGMOMANOMETER - HANDHELD | WELCH ALLYN | DURASHOCK | 2018-05-17 | 36 | 2021-05-10
SPHYGMOMANOMETER | SPHYGMOMANOMETER - HANDHELD | WELCH ALLYN | DURASHOCK | 2018-05-17 | 36
SPHYGMOMANOMETER | SPHYGMOMANOMETER - HANDHELD | WELCH ALLYN | DURASHOCK | 2018-05-17 | 36
SPHYGMOMANOMETER | SPHYGMOMANOMETER - HANDHELD | WELCH ALLYN | DURASHOCK | 2018-05-17 | 36
SPHYGMOMANOMETER | SPHYGMOMANOMETER - HANDHELD | WELCH ALLYN | DURASHOCK | 2018-05-17 | 36
AUDIO DOPPLER | AUDIO DOPPLER | SUNRAY | SRF618E | 2018-05-17 | 180
OPERATING TABLE | OPERATING TABLE - ALPHAMAXX | MAQUET (UK) | 1133.22B5 | 2018-05-09 | 50400 | 2023-12-06 | 2024-08-15
PATIENT SIMULATOR | PATIENT SIMULATOR | FLUKE | PROSIM 4 | 2018-03-13 | 0 | 2024-06-03 | 2025-06-03
NEBULIZER | NEBULIZER | PHILIPS LTD | INNOSPIRE DELUXE | 2018-04-26 | 126
NEBULIZER | NEBULIZER | PHILIPS LTD | INNOSPIRE DELUXE | 2018-04-26 | 126
NEBULIZER | NEBULIZER | PHILIPS LTD | INNOSPIRE DELUXE | 2018-04-26 | 126
NEBULIZER | NEBULIZER | PHILIPS LTD | INNOSPIRE DELUXE | 2018-04-26 | 126
NEBULIZER | NEBULIZER | PHILIPS LTD | INNOSPIRE DELUXE | 2018-04-26 | 126
VACUUM BAG SYSTEM | VACUUM TISSUE CLOSURE SYSTEM | KCI MEDICAL | 60400 | 2018-04-25 | 1200
VACUUM BAG SYSTEM | VACUUM TISSUE CLOSURE SYSTEM | KCI MEDICAL | 60400 | 2018-04-25 | 1200
SPHYGMOMANOMETER | SPHYGMOMANOMETER | TIMESCO | EMERALD | 2018-04-13 | 24
SPHYGMOMANOMETER | SPHYGMOMANOMETER | TIMESCO | EMERALD | 2018-04-13 | 24
SPHYGMOMANOMETER | SPHYGMOMANOMETER | TIMESCO | EMERALD | 2018-04-13 | 24 | 2022-11-30 14:48
SPHYGMOMANOMETER | SPHYGMOMANOMETER | TIMESCO | EMERALD | 2018-04-13 | 24 | 2022-11-30 14:48
COUCH | COUCH - VARIABLE H/L | DOHERTY | PLE02/FR/A2 3 SECTION COUCH | 2018-04-10 | 0 | 2022-03-30 | 2025-04-15
SUCTION CONTROLLER | HIGH SUCTION CONTROLLER | THERAPY EQUIPMENT | DIAMOND RANGE HIGH | 2018-04-03 | 96
SUCTION CONTROLLER | HIGH SUCTION CONTROLLER | THERAPY EQUIPMENT | DIAMOND RANGE HIGH | 2018-04-03 | 96
SUCTION CONTROLLER | HIGH SUCTION CONTROLLER | THERAPY EQUIPMENT | DIAMOND RANGE HIGH | 2018-04-03 | 96
SUCTION CONTROLLER | HIGH SUCTION CONTROLLER | THERAPY EQUIPMENT | DIAMOND RANGE HIGH | 2018-04-03 | 96
SUCTION CONTROLLER | HIGH SUCTION CONTROLLER | THERAPY EQUIPMENT | DIAMOND RANGE HIGH | 2018-04-03 | 96
SUCTION CONTROLLER | HIGH SUCTION CONTROLLER | THERAPY EQUIPMENT | DIAMOND RANGE HIGH | 2018-04-03 | 96
ULTRASOUND SYSTEM | ULTRASOUND SYSTEM | GE LIMITED | VENUE R1 | 2018-04-09 | 42000 | 2024-06-25 | 2026-06-25
ULTRASOUND SYSTEM | ULTRASOUND SYSTEM | GE LIMITED | VENUE R1 | 2018-04-09 | 42000 | 2024-07-09 | 2026-07-09
SUCTION CONTROLLER | HIGH SUCTION CONTROLLER | THERAPY EQUIPMENT | DIAMOND RANGE HIGH | 2018-04-03 | 96
ULTRASOUND SYSTEM | SCOPE GUIDE | OLYMPUS | UPD-3 | 2022-06-22 | 39564 | 2024-08-16 | 2025-06-22
GAS REGULATOR & FLOWMETER | SINGLE STAGE MEDI REG BULLNOSE AIR + SCHRADER | THERAPY EQUIPMENT | 5042 | 2018-03-23 | 157.2 | 2022-02-24 | 2026-03-22
VACUUM BAG SYSTEM | VACUUM TISSUE CLOSURE SYSTEM | KCI MEDICAL | 60400 | 2018-03-28 | 1200
PATIENT MONITOR | PATIENT MONITOR INTELLIVUE | PHILIPS LTD | MX400 | 2018-03-08 | 6240 | 2024-06-04 | 2027-06-15
BATTERY CHARGER | SMART BATTERY CONDITIONING UNIT | GLEICHMANN | LG1480 | 2022-06-13 | 1440 | 2024-08-19 | 2025-08-19
TELEMETRY/ECG | ECG TELEMETRY TRANSMITTER/PATIENT MONITOR | PHILIPS LTD | INTELLIVUE MX40 | 2018-03-06 | 3600 | 2024-09-03 | 2025-09-03
TELEMETRY/ECG | ECG TELEMETRY TRANSMITTER/PATIENT MONITOR | PHILIPS LTD | INTELLIVUE MX40 | 2018-03-06 | 3600 | 2024-06-11 | 2025-09-15
VACUUM BAG SYSTEM | VACUUM TISSUE CLOSURE SYSTEM | KCI MEDICAL | 60400 | 2018-03-05 | 1200
TRANSPORT MONITOR | PATIENT MONITOR INTELLIVUE X2 | PHILIPS LTD | M3002A-X2 | 2017-04-01 | 4200
MICROSCOPE OPERATING | MICROSCOPE OPERATING | MOLLER-WEDEL | HI-R 900 | 2018-03-08 | 2400 | 2024-08-15 | 2027-08-15
SCALES | SCALES - MODEL NOT SPECIFIED | MARSDEN | PLEASE ENTER MODEL! (1309) | 2018-02-12 | 84 | 2022-01-12 | 2024-11-15
SCALES | SCALES - MODEL NOT SPECIFIED | MARSDEN | PLEASE ENTER MODEL! (1309) | 2018-02-12 | 84 | 2022-01-12 | 2024-11-15
VACUUM BAG SYSTEM | VACUUM TISSUE CLOSURE SYSTEM | KCI MEDICAL | 60400 | 2018-02-14 | 1200
SPHYGMOMANOMETER | ANEROID SPHYGMOMANOMETER | BOSO (BOSCH & SOHN) | A/W 0124 | 2018-02-12 | 24
INSUFFLATOR CO2 | ENDOSCOPIC CO2 REGULATOR | MEDIVATORS | EGA-501E | 2021-11-17 | 39600 | 2023-07-17 | 2025-07-17
INSUFFLATOR CO2 | ENDOSCOPIC CO2 REGULATOR | MEDIVATORS | EGA-501E | 2018-02-07 | 39600 | 2023-06-01 | 2025-06-01
VACUUM BAG SYSTEM | VACUUM TISSUE CLOSURE SYSTEM | KCI MEDICAL | 60400 | 2018-01-20 | 1200 | 2021-12-17 | 2025-01-15
VACUUM BAG SYSTEM | VACUUM TISSUE CLOSURE SYSTEM | KCI MEDICAL | 60400 | 2018-01-29 | 1200 | 2021-12-20 | 2025-01-15
PRINTER | PRINTER - LASER MONO | BROTHER | HL-L5100DN | 2018-02-09 | 360 | 2024-02-05 | 2026-02-09
PATIENT HOIST | PATIENT HOIST - STANDING AID | ARJO HUNTLEIGH | SARA PLUS | 2017-10-04 | 840 | 2024-03-27 | 2024-09-27
VIDEO PRINTER | VIDEO PRINTER | SONY | UP-DR80MD | 2018-02-01 | 2400 | 2024-02-26 | 2027-02-01
COUCH | COUCH - 2 SECTION ELECTRIC | MEDI-PLINTH | BA02E | 2017-01-01 | 240 | 2022-08-22 | 2025-09-15
COUCH | COUCH - 2 SECTION ELECTRIC | MEDI-PLINTH | BA02E | 2017-01-01 | 240 | 2024-02-28 | 2027-01-15
COUCH | COUCH - 2 SECTION ELECTRIC | MEDI-PLINTH | BA02E | 2017-01-01 | 240 | 2022-12-21 15:15 | 2026-01-16
COUCH | COUCH - VARIABLE H/L | MEDI-PLINTH | BA02H | 2017-01-01 | 240 | 2024-02-28 | 2027-01-15
COUCH | COUCH - 2 SECTION ELECTRIC | MEDI-PLINTH | BA02E | 2017-01-01 | 240 | 2022-03-31 | 2025-03-15
COUCH | COUCH - VARIABLE H/L | MEDI-PLINTH | BA02H | 2017-01-01 | 240 | 2024-02-28 | 2027-01-15
COUCH | COUCH - 2 SECTION ELECTRIC | MEDI-PLINTH | BA02E | 2017-01-01 | 240 | 2022-03-31 | 2025-09-15
CARDIOGRAPH | CARDIOGRAPH | MORTARA INST | ELI 250C | 2018-01-26 | 3600 | 2024-01-12 | 2026-01-12
TEMPERATURE DATA LOGGER | TEMPERATURE DATA LOGGER | LASCAR | EL-USB-1 (466-6115) | 2016-03-08 | 44.916 | 2021-03-01
ENDOSCOPE | RIGID ENDOSCOPE - SMITH & NEPHEW | SMITH & NEPHEW | RIGID ENDOSCOPE - SMITH & NEPHEW | 2005-01-01 | 3000
VACUUM BAG SYSTEM | VACUUM TISSUE CLOSURE SYSTEM | KCI MEDICAL | 60400 | 2018-01-12 | 1200 | 2020-01-07
INFLATION/PUMP UNIT | COMPRESSION SYSTEM | COVIDIEN UK | SCD EXPRESS | 2017-12-29 | 960 | 2024-07-31
SLIDE DRYER | SLIDE DRYER | ELECTRO THERMAL | MH6616 | 2017-12-29 | 600 | 2023-02-02 09:17 | 2025-03-15
SPHYGMOMANOMETER | SPHYGMOMANOMETER | ACCOSON LTD | 6 ANEROID WALL SPHYG | 2017-12-18 | 600
HOT AIR GUN | HOT AIR GUN | RS | 545-137 | 2017-12-06 | 0
SPHYGMOMANOMETER | SPHYGMOMANOMETER | ACCOSON LTD | 0312 POCKET ANEROID | 2018-01-16 | 24
NEBULIZER | NEBULIZER | MEDIX LTD | AC2000 | 2018-01-09 | 120
SPHYGMOMANOMETER | SPHYGMOMANOMETER | ACCOSON LTD | 6 ANEROID WALL SPHYG | 2018-01-09 | 600
HUMIDIFIER | HUMIDIFIER AND FLOW GENERATOR | F & P | AIRVO 2 | 2018-01-05 | 1320 | 2024-09-05 | 2025-09-15
HUMIDIFIER | HUMIDIFIER AND FLOW GENERATOR | F & P | AIRVO 2 | 2018-01-05 | 1320 | 2024-01-12 | 2025-01-15
HUMIDIFIER | HUMIDIFIER AND FLOW GENERATOR | F & P | AIRVO 2 | 2018-01-05 | 1320 | 2024-05-20 | 2025-06-15
HUMIDIFIER | HUMIDIFIER AND FLOW GENERATOR | F & P | AIRVO 2 | 2018-01-05 | 1320 | 2024-08-06 | 2025-08-15
SUCTION CONTROLLER | HIGH SUCTION CONTROLLER | THERAPY EQUIPMENT | DIAMOND RANGE HIGH | 2017-12-14 | 96
PULLEY & WEIGHT SYS | PULLEY & WEIGHT SYSTEM | TECHNOGYM | VARIO PULLEY REHAB | 2017-11-10 | 4800 | 2022-09-07 | 2025-09-07
EXERCISER | CROSS TRAINER EXERCISER | PRECOR | 556I | 2017-11-10 | 4800 | 2022-09-07 | 2025-09-12
TREADMILL | TREADMILL | PRECOR | 956I | 2017-11-10 | 8400 | 2022-09-07 | 2025-09-07
OPERATING TABLE | LEG BRACE | AMATECH LTD | F-LH350 | 2017-11-20 | 1500
NEBULIZER | NEBULIZER | PHILIPS LTD | INNOSPIRE DELUXE | 2017-11-05 | 72
NEBULIZER | NEBULIZER | PHILIPS LTD | INNOSPIRE DELUXE | 2017-11-05 | 72
NEBULIZER | NEBULIZER | PHILIPS LTD | INNOSPIRE DELUXE | 2017-11-05 | 72
NEBULIZER | NEBULIZER | PHILIPS LTD | INNOSPIRE DELUXE | 2017-11-05 | 72
NEBULIZER | NEBULIZER | PHILIPS LTD | INNOSPIRE DELUXE | 2017-11-05 | 72
HUMIDIFIER | HUMIDIFIER AND FLOW GENERATOR | F & P | AIRVO 2 | 2017-10-27 | 1320 | 2023-07-17 | 2024-08-15
OXIMETER | PULSE OXIMETER FINGERTIP | BEIJING CHOICE ELECTRONIC TECHNOLOGY CO., LTD. | MD300CN310 | 2017-10-20 | 54
OXIMETER | PULSE OXIMETER FINGERTIP | BEIJING CHOICE ELECTRONIC TECHNOLOGY CO., LTD. | MD300CN310 | 2015-03-11 | 54
OXIMETER | PULSE OXIMETER FINGERTIP | BEIJING CHOICE ELECTRONIC TECHNOLOGY CO., LTD. | MD300CN310 | 2017-10-20 | 54
OXIMETER | PULSE OXIMETER FINGERTIP | BEIJING CHOICE ELECTRONIC TECHNOLOGY CO., LTD. | MD300CN310 | 2017-10-20 | 54
ELECT.SURG.ANALYZER | ELECTROSURGICAL ANALYSER | FLUKE | QA-ES MK III | 2017-09-04 | 5540.4 | 2024-02-29 | 2025-02-28
AUDIO DOPPLER | AUDIO DOPPLER | SUNRAY | SRF618E | 2017-10-12 | 180 | 2023-12-05
TYMPANIC THERMOMETER | TYMPANIC THERMOMETER | COVIDIEN UK | GENIUS 2 | 2017-11-21 | 72
TEMP PROBE - FOOD | TEMP PROBE - FOOD | ETI | THERMA 20 | 2013-01-01 | 66
TEMP PROBE - FOOD | TEMP PROBE - FOOD | ETI | THERMA 20 | 2013-01-01 | 66
INFLATION/PUMP UNIT | COMPRESSION SYSTEM | COVIDIEN UK | SCD EXPRESS | 2017-07-17 | 960
SUCTION CONTROLLER | SUCTION CONTROLLER - OLD STYLE | THERAPY EQUIPMENT | 4701 | 2017-10-20 | 166.8
SPHYGMOMANOMETER | SPHYGMOMANOMETER | ACCOSON LTD | FFE02028-919 | 2017-09-26 | 13.2
SPHYGMOMANOMETER | SPHYGMOMANOMETER | ACCOSON LTD | FFE02028-919 | 2017-09-26 | 13.2
SPHYGMOMANOMETER | SPHYGMOMANOMETER | ACCOSON LTD | 0312 POCKET ANEROID | 2017-09-19 | 24
SPHYGMOMANOMETER | PALM ANEROID SPHYGMO | LYALL WILLIS | 28-919 | 2017-09-19 | 14.4
SPHYGMOMANOMETER | SPHYGMOMANOMETER - HANDHELD | WELCH ALLYN | DURASHOCK | 2017-09-19 | 36
VAPORIZERS | VAPORIZER - DESFLURANE | DRAEGER | D-VAPOR | 2018-08-22 | 2400 | 2022-09-07
SPIROMETER | SPIROMETER - HANDHELD | CAREFUSION | MICRO I | 2017-09-11 | 96 | 2022-08-16 | 2024-08-16
COUCH | DAYCARE COUCH | MEDI-PLINTH | DC03E | 2017-08-08 | 720 | 2022-05-23 | 2024-08-15
SPHYGMOMANOMETER | ANEROID SPHYGMOMANOMETER | WELCH ALLYN | DS55 | 2005-01-01 | 72
SCALES | SCALES - MODEL NOT SPECIFIED | MARSDEN | PLEASE ENTER MODEL! (1309) | 2018-02-12 | 84 | 2022-01-12 | 2024-11-15
TROLLEY | MORTUARY TROLLEY | BRISTOL MAID (HOSP.M.CRAFT) | VH950CBT | 2017-07-27 | 2160 | 2023-08-03
SPHYGMOMANOMETER | SPHYGMOMANOMETER | ACCOSON LTD | 0352 | 2017-09-20 | 78
ULTRASOUND PHANTOM | BIOCON 700 PHANTOM | MCUBE TECHNO | BIOCON 700 CALIBRATOR | 2018-11-27 | 0
PATIENT TROLLEY | PATIENT TROLLEY | STRYKER | 1105 | 2017-06-05 | 4080 | 2023-06-07 | 2026-06-15
PATIENT TROLLEY | PATIENT TROLLEY | STRYKER | 1105 | 2017-06-05 | 4080 | 2023-06-07 | 2026-06-15
PATIENT TROLLEY | PATIENT TROLLEY | STRYKER | 1105 | 2017-06-05 | 4080 | 2023-06-09 | 2026-06-15
PATIENT TROLLEY | PATIENT TROLLEY | STRYKER | 1105 | 2017-06-05 | 4080 | 2024-08-19 | 2027-09-16
PATIENT TROLLEY | PATIENT TROLLEY | STRYKER | 1105 | 2017-06-05 | 4080 | 2023-06-08 | 2026-06-15
PATIENT TROLLEY | PATIENT TROLLEY | STRYKER | 1105 | 2017-06-05 | 4080 | 2023-06-20 | 2026-06-15
TOURNIQUET | TOURNIQUET - SMARTPUMP DUAL CHANNEL | STRYKER | 5920-011-000 | 2017-06-02 | 2400 | 2023-12-06 | 2024-12-15
TOURNIQUET | TOURNIQUET - SMARTPUMP DUAL CHANNEL | STRYKER | 5920-011-000 | 2017-06-02 | 2400 | 2024-06-07 | 2025-06-12
TOURNIQUET | TOURNIQUET - SMARTPUMP DUAL CHANNEL | STRYKER | 5920-011-000 | 2017-06-02 | 2400 | 2024-05-30 | 2025-08-15
TOURNIQUET | TOURNIQUET - SMARTPUMP DUAL CHANNEL | STRYKER | 5920-011-000 | 2017-06-02 | 2400 | 2024-06-18 | 2025-06-01
TOURNIQUET | TOURNIQUET - SMARTPUMP DUAL CHANNEL | STRYKER | 5920-011-000 | 2017-06-02 | 2400 | 2024-07-16 | 2025-08-15
COMPUTER WORKSTATION | LINAC SEQUENCER | ELEKTA | 1019601 | 2018-02-06 | 8712
LINAC MULTI MODE MLC | VERSA HD LINAC XVI FFF | ELEKTA | VERSA HD LINAC | 2017-04-13 | 2153487.456 | 2024-05-23 | 2024-10-14
WAX HOTPLATE | WAX HOTPLATE | BDH | PLEASE ENTER MODEL! (803) | 1984-01-01 | 90 | 2024-03-15 | 2026-06-17
HANDPIECE MICROMOTOR | ENDO MOTOR | DENTSPLY LTD | WAVE.ONE | 2017-09-08 | 2400 | 2022-11-16 15:06 | 2024-11-16
APEX LOCATOR | APEX LOCATOR | DENTSPLY LTD | RAY-PEX 5 | 2017-09-08 | 600 | 2022-11-08 08:58 | 2025-07-16
IMPLANT DRILL | IMPLANT DRILL | W&H UK LTD | SI-923 | 2017-09-06 | 1680 | 2024-10-24 | 2025-10-24
VIDEOSCOPE | AMBU AVIEW MONITOR | AMBU LTD | AVIEW | 2017-08-16 | 1080 | 2024-02-02 | 2024-12-13
HANDPIECE | HANDPIECE | W&H UK LTD | S11 | 2017-07-07 | 720
HANDPIECE MICROMOTOR | HANDPIECE MICROMOTOR | W&H UK LTD | EA-52 LED | 2017-06-14 | 756
WAX HEATER | WAX POT | DENSTAR | DS-400 | 2017-06-12 | 118.8 | 2024-03-14 | 2026-06-17
RETINAL CAMERA | RETINAL FUNDUS CAMERA | TOPCON | TRC-50 DX | 2017-08-03 | 36142.8 | 2024-01-12 | 2025-01-15
DIGITAL CAMERA | DIGITAL CAMERA | SONY | DSC-W800 | 2017-07-26 | 80.388 | 2023-08-02 | 2025-08-02
PACHYMETER | PAHYMETER | DGH TECH | PACH MATE DGH55 | 2017-06-07 | 1320
VAPORIZERS | VAPORIZER - SEVOFLURANE | DATEX-OHMEDA | TEC7 SEVO | 2017-06-07 | 2400 | 2024-05-17 | 2024-05-15
ULTRASOUND PROBE | ULTRASOUND PROBE | MINDRAY | L20-5S | 2022-05-10 | 7608
ULTRASOUND PROBE | ULTRASOUND PROBE | MINDRAY | L12-4S | 2018-04-24 | 2304
ULTRASOUND PROBE | ULTRASOUND PROBE | MINDRAY | P10-4S | 2018-04-24 | 2304
ULTRASOUND PROBE | ULTRASOUND PROBE | MINDRAY | P7-3S | 2018-04-24 | 2304
ULTRASOUND SCANNER | ULTRASOUND SCANNER | MINDRAY | TE7 | 2018-04-24 | 18000 | 2024-03-08 | 2025-03-08
ULTRASOUND PROBE | ULTRASOUND PROBE | MINDRAY | C11-3S | 2018-04-24 | 2304
ULTRASOUND PROBE | ULTRASOUND PROBE | MINDRAY | L14-6NS | 2018-04-24 | 1404
ULTRASOUND SCANNER | ULTRASOUND SCANNER | MINDRAY | TE7 | 2018-04-24 | 18000 | 2024-07-31 | 2025-07-31
ULTRASOUND PROBE | ULTRASOUND PROBE | GE LIMITED | C1-6-D | 2018-06-21 | 6000
ULTRASOUND PROBE | ULTRASOUND PROBE | GE LIMITED | ML6-15-D | 2018-06-21 | 6000
ULTRASOUND PROBE | ULTRASOUND PROBE | GE LIMITED | 9L-D | 2018-06-21 | 6000
ULTRASOUND SCANNER | ULTRASOUND SCANNER | GE LIMITED | 5205000-4/LOGIQE9 | 2018-06-21 | 82371.048 | 2024-05-21 | 2025-05-21
ULTRASOUND PROBE | ULTRASOUND PROBE | GE LIMITED | C1-6-D | 2022-09-29 | 6000
ULTRASOUND PROBE | ULTRASOUND PROBE | GE LIMITED | ML6-15-D | 2018-06-21 | 6000
ULTRASOUND PROBE | ULTRASOUND PROBE | GE LIMITED | 9L-D | 2018-06-21 | 6000
ULTRASOUND SCANNER | ULTRASOUND SCANNER | GE LIMITED | 5205000-4/LOGIQE9 | 2018-06-21 | 82371.06 | 2024-01-15 | 2025-01-15
ULTRASOUND PLINTH | ULTRASOUND PLINTH | MEDI-PLINTH | US03TE | 2018-12-11 | 2160 | 2022-04-26 | 2025-04-26
C.T. SCANNER | C.T. SCANNER AQUILION ONE GENESIS | CANON | AQUILION ONE GENESIS | 2020-01-07 | 989796 | 2024-03-09 | 2024-09-09
CONTRAST INJECTOR | CT CONTRAST INJECTOR | ULRICH MEDICAL | CT MOTION XD 8000 | 2019-12-27 | 36000 | 2024-07-01 | 2025-07-01
ULTRASOUND PROBE | ULTRASOUND PROBE | TOSHIBA MED | PVT-781VT | 2019-04-30 | 7200
ULTRASOUND MOBILE CART | MOBILE CART | GE LIMITED | SG CART | 2018-06-12 | 6000 | 2024-04-11 | 2025-04-11
ULTRASOUND PROBE | ULTRASOUND PROBE | GE LIMITED | M5SC-RS | 2018-06-12 | 6000
ULTRASOUND PROBE | ULTRASOUND PROBE | GE LIMITED | 6S-RS | 2018-06-12 | 6000
ULTRASOUND PROBE | ULTRASOUND PROBE | GE LIMITED | 12S-RS | 2018-06-12 | 6000
ULTRASOUND SCANNER | ULTRASOUND SCANNER - PORTABLE | GE LIMITED | VIVID IQ | 2018-06-12 | 60000 | 2024-04-11 | 2025-04-11
ULTRASOUND MOBILE CART | MOBILE CART | GE LIMITED | SG CART | 2018-06-12 | 6000 | 2024-05-16 | 2025-05-16
ULTRASOUND PROBE | ULTRASOUND PROBE - TOE | GE LIMITED | 6VT-D | 2018-04-20 | 28800
LIGHT-O-METER | LUMINANCE MEASURING DEVICE | UNFORS RAYSAFE AB | 8221012-A SOLO LIGHT | 2017-10-16 | 2160 | 2023-10-12 | 2024-10-12
ULTRASOUND PROBE | ULTRASOUND PROBE - TOE | GE LIMITED | 6VT-D | 2017-05-18 | 28800
ULTRASOUND PROBE | ULTRASOUND PROBE - TOE | GE LIMITED | 6VT-D | 2017-05-18 | 28800
ULTRASOUND PROBE | ULTRASOUND PROBE - TOE | GE LIMITED | 6VT-D | 2017-05-18 | 28800
ULTRASOUND PROBE | ULTRASOUND PROBE | GE LIMITED | M5SC-D | 2017-05-18 | 6000
ULTRASOUND PROBE | ULTRASOUND PROBE | GE LIMITED | M5SC-D | 2017-05-18 | 6000
NASAL CPAP | CPAP | RESPIRONICS | REMSTAR AUTO M SERIES | 2017-08-22 | 600
NASAL CPAP | CPAP | RESPIRONICS | REMSTAR AUTO M SERIES | 2017-08-22 | 600
NASAL CPAP | CPAP | RESPIRONICS | REMSTAR AUTO M SERIES | 2017-08-22 | 600
NASAL CPAP | CPAP | RESPIRONICS | REMSTAR AUTO M SERIES | 2017-08-22 | 600
NASAL CPAP | CPAP | RESPIRONICS | REMSTAR AUTO M SERIES | 2017-08-22 | 600
NASAL CPAP | CPAP | RESPIRONICS | REMSTAR AUTO M SERIES | 2017-08-22 | 600
NASAL CPAP | CPAP | RESPIRONICS | REMSTAR AUTO M SERIES | 2017-08-22 | 600
NASAL CPAP | CPAP | RESPIRONICS | REMSTAR AUTO M SERIES | 2017-08-22 | 600
NASAL CPAP | CPAP | RESPIRONICS | REMSTAR AUTO M SERIES | 2017-08-22 | 600
NASAL CPAP | CPAP | RESPIRONICS | REMSTAR AUTO M SERIES | 2017-08-22 | 600
NASAL CPAP | CPAP | RESPIRONICS | REMSTAR AUTO M SERIES | 2017-08-22 | 600
NASAL CPAP | CPAP | RESPIRONICS | REMSTAR AUTO M SERIES | 2017-08-22 | 600
NASAL CPAP | CPAP | RESPIRONICS | REMSTAR AUTO M SERIES | 2017-08-22 | 600
NASAL CPAP | CPAP | RESPIRONICS | REMSTAR AUTO M SERIES | 2017-08-22 | 600
NASAL CPAP | CPAP | RESPIRONICS | REMSTAR AUTO M SERIES | 2017-08-22 | 600
NASAL CPAP | CPAP | RESPIRONICS | REMSTAR AUTO M SERIES | 2017-08-22 | 600
NASAL CPAP | CPAP | RESPIRONICS | REMSTAR AUTO M SERIES | 2017-08-22 | 600
NASAL CPAP | CPAP | RESPIRONICS | REMSTAR AUTO M SERIES | 2017-08-22 | 600
NASAL CPAP | CPAP | RESPIRONICS | REMSTAR AUTO M SERIES | 2017-08-22 | 600
NASAL CPAP | CPAP | RESPIRONICS | REMSTAR AUTO M SERIES | 2017-08-22 | 600
NASAL CPAP | CPAP | RESPIRONICS | REMSTAR AUTO M SERIES | 2017-08-22 | 600
NASAL CPAP | CPAP | RESPIRONICS | REMSTAR AUTO M SERIES | 2017-08-22 | 600
NASAL CPAP | CPAP | RESPIRONICS | REMSTAR AUTO M SERIES | 2017-08-22 | 600
BIPAP VENTILATORY SUPPORT SYSTEM | BIPAP VENTILATORY SUPPORT SYSTEM | RESPIRONICS | A40 | 2017-08-22 | 2913
BIPAP VENTILATORY SUPPORT SYSTEM | BIPAP VENTILATORY SUPPORT SYSTEM | RESPIRONICS | A40 | 2017-08-22 | 2913
BIPAP VENTILATORY SUPPORT SYSTEM | BIPAP VENTILATORY SUPPORT SYSTEM | RESPIRONICS | A40 | 2017-08-22 | 2913
IN-EXSUFFLATOR (COUGH ASSIST SYSTEM) | MECHANICAL IN-EXSUFFLATOR | RESPIRONICS | COUGH ASSIST E70 | 2017-08-22 | 3960
BIPAP VENTILATORY SUPPORT SYSTEM | BIPAP VENTILATORY SUPPORT SYSTEM | RESPIRONICS | A40 | 2017-08-22 | 2913
BIPAP VENTILATORY SUPPORT SYSTEM | BIPAP VENTILATORY SUPPORT SYSTEM | RESPIRONICS | A40 | 2017-08-22 | 2913
NASAL CPAP | CPAP | RESPIRONICS | REMSTAR AUTO M SERIES | 2017-08-22 | 600
NASAL CPAP | CPAP | RESPIRONICS | REMSTAR AUTO M SERIES | 2017-08-22 | 600
NASAL CPAP | CPAP | RESPIRONICS | REMSTAR AUTO M SERIES | 2017-08-22 | 600
NASAL CPAP | CPAP | RESPIRONICS | REMSTAR AUTO M SERIES | 2017-08-22 | 600
NASAL CPAP | CPAP | RESPIRONICS | REMSTAR AUTO M SERIES | 2017-08-22 | 600
NASAL CPAP | CPAP | RESPIRONICS | REMSTAR AUTO M SERIES | 2017-08-22 | 600
NASAL CPAP | CPAP | RESPIRONICS | REMSTAR AUTO M SERIES | 2017-08-22 | 600
NASAL CPAP | CPAP | RESPIRONICS | REMSTAR AUTO M SERIES | 2017-08-22 | 600
NASAL CPAP | CPAP | RESPIRONICS | REMSTAR AUTO M SERIES | 2017-08-22 | 600
NASAL CPAP | CPAP | RESPIRONICS | REMSTAR AUTO M SERIES | 2017-08-22 | 600
NASAL CPAP | CPAP | RESPIRONICS | REMSTAR AUTO M SERIES | 2017-08-22 | 600
NASAL CPAP | CPAP | RESPIRONICS | REMSTAR AUTO M SERIES | 2017-08-22 | 600
NASAL CPAP | CPAP | RESPIRONICS | REMSTAR AUTO M SERIES | 2017-08-22 | 600
NASAL CPAP | CPAP | RESPIRONICS | REMSTAR AUTO M SERIES | 2017-08-22 | 600
NASAL CPAP | CPAP | RESPIRONICS | REMSTAR AUTO M SERIES | 2017-08-22 | 600
NASAL CPAP | CPAP | RESPIRONICS | REMSTAR AUTO M SERIES | 2017-08-22 | 600
NASAL CPAP | CPAP | RESPIRONICS | REMSTAR AUTO M SERIES | 2017-08-22 | 600
NASAL CPAP | CPAP | RESPIRONICS | REMSTAR AUTO M SERIES | 2017-08-22 | 600
NASAL CPAP | CPAP | RESPIRONICS | REMSTAR AUTO M SERIES | 2017-08-22 | 600
NASAL CPAP | CPAP | RESPIRONICS | REMSTAR AUTO M SERIES | 2017-08-22 | 600
NASAL CPAP | CPAP | RESPIRONICS | REMSTAR AUTO M SERIES | 2017-08-22 | 600
NASAL CPAP | CPAP | RESPIRONICS | REMSTAR AUTO M SERIES | 2017-08-22 | 600
NASAL CPAP | CPAP | RESPIRONICS | REMSTAR AUTO M SERIES | 2017-08-22 | 600
NASAL CPAP | CPAP | RESPIRONICS | REMSTAR AUTO M SERIES | 2017-08-22 | 600
NASAL CPAP | CPAP | RESPIRONICS | REMSTAR AUTO M SERIES | 2017-08-22 | 600
NASAL CPAP | CPAP | RESPIRONICS | REMSTAR AUTO M SERIES | 2017-08-22 | 600
NASAL CPAP | CPAP | RESPIRONICS | REMSTAR AUTO M SERIES | 2017-08-22 | 600
NASAL CPAP | CPAP | RESPIRONICS | REMSTAR AUTO M SERIES | 2017-08-22 | 600
NASAL CPAP | CPAP | RESPIRONICS | REMSTAR AUTO M SERIES | 2017-08-22 | 600
NASAL CPAP | CPAP | RESPIRONICS | REMSTAR AUTO M SERIES | 2017-08-22 | 600
NASAL CPAP | CPAP | RESPIRONICS | REMSTAR AUTO M SERIES | 2017-08-22 | 600
NASAL CPAP | CPAP | RESPIRONICS | REMSTAR AUTO M SERIES | 2017-08-22 | 600
NASAL CPAP | CPAP | RESPIRONICS | REMSTAR AUTO M SERIES | 2017-08-22 | 600
NASAL CPAP | CPAP | RESPIRONICS | REMSTAR AUTO M SERIES | 2017-08-22 | 600
NASAL CPAP | CPAP | RESPIRONICS | REMSTAR AUTO M SERIES | 2017-08-22 | 600
NASAL CPAP | CPAP | RESPIRONICS | REMSTAR AUTO M SERIES | 2017-08-22 | 600
NASAL CPAP | CPAP | RESPIRONICS | REMSTAR AUTO M SERIES | 2017-08-22 | 600
NASAL CPAP | CPAP | RESPIRONICS | REMSTAR AUTO M SERIES | 2017-08-22 | 600
NASAL CPAP | CPAP | RESPIRONICS | REMSTAR AUTO M SERIES | 2017-08-22 | 600
NASAL CPAP | CPAP | RESPIRONICS | REMSTAR AUTO M SERIES | 2017-08-22 | 600
NASAL CPAP | CPAP | RESPIRONICS | REMSTAR AUTO M SERIES | 2017-08-22 | 600
NASAL CPAP | CPAP | RESPIRONICS | REMSTAR AUTO M SERIES | 2017-08-22 | 600
NASAL CPAP | CPAP | RESPIRONICS | REMSTAR AUTO M SERIES | 2017-08-22 | 600
NASAL CPAP | CPAP | RESPIRONICS | REMSTAR AUTO M SERIES | 2017-08-22 | 600
NASAL CPAP | CPAP | RESPIRONICS | REMSTAR AUTO M SERIES | 2017-08-22 | 600
BIPAP VENTILATORY SUPPORT SYSTEM | BIPAP VENTILATORY SUPPORT SYSTEM | RESPIRONICS | A40 | 2017-08-22 | 2913
BIPAP VENTILATORY SUPPORT SYSTEM | BIPAP VENTILATORY SUPPORT SYSTEM | RESPIRONICS | A40 | 2017-08-22 | 2913
BIPAP VENTILATORY SUPPORT SYSTEM | BIPAP VENTILATORY SUPPORT SYSTEM | RESPIRONICS | A40 | 2017-08-22 | 2913
BIPAP VENTILATORY SUPPORT SYSTEM | BIPAP VENTILATORY SUPPORT SYSTEM | RESPIRONICS | A40 | 2017-08-22 | 2913
NASAL CPAP | CPAP | RESPIRONICS | REMSTAR AUTO M SERIES | 2017-08-22 | 600
NASAL CPAP | CPAP | RESPIRONICS | REMSTAR AUTO M SERIES | 2017-08-22 | 600
NASAL CPAP | CPAP | RESPIRONICS | REMSTAR AUTO M SERIES | 2017-08-22 | 600
NASAL CPAP | CPAP | RESPIRONICS | REMSTAR AUTO M SERIES | 2017-08-22 | 600
NASAL CPAP | CPAP | RESPIRONICS | REMSTAR AUTO M SERIES | 2017-08-22 | 600
NASAL CPAP | CPAP | RESPIRONICS | REMSTAR AUTO M SERIES | 2017-08-22 | 600
NASAL CPAP | CPAP | RESPIRONICS | REMSTAR AUTO M SERIES | 2017-08-22 | 600
NASAL CPAP | CPAP | RESPIRONICS | REMSTAR AUTO M SERIES | 2017-08-22 | 600
NASAL CPAP | CPAP | RESPIRONICS | REMSTAR AUTO M SERIES | 2017-08-22 | 600
SUCTION UNIT | PORTABLE SUCTION UNIT | RA MEDICAL | MINI SCAV | 2017-05-31 | 1116 | 2024-05-01 | 2025-05-01
ENDOSCOPE | HOPKINS TELESCOPE 30 DEG, 3MM | KARL STORZ | 7220BA | 2017-05-24 | 1174.116
ENDOSCOPE | HOPKINS TELESCOPE 30 DEG, 3MM | KARL STORZ | 7220BA | 2017-05-24 | 1174.116
ENDOSCOPE | HOPKINS TELESCOPE 30 DEG, 3MM | KARL STORZ | 7220BA | 2017-05-24 | 1174.116
ENDOSCOPE | HOPKINS TELESCOPE 30 DEG, 3MM | KARL STORZ | 7220BA | 2017-05-24 | 1174.116
ENDOSCOPE | HOPKINS TELESCOPE 30 DEG, 3MM | KARL STORZ | 7220BA | 2017-05-24 | 1174.116
ENDOSCOPE | HOPKINS TELESCOPE 30 DEG, 3MM | KARL STORZ | 7220BA | 2017-05-24 | 1174.116
ENDOSCOPE | HOPKINS TELESCOPE 30 DEG, 3MM | KARL STORZ | 7220BA | 2017-05-24 | 1174.116
BATTERY CHARGER | LI-LON ACCU CHARGER | KARL STORZ | 094129 | 2017-05-24 | 145.2
FIBRE OPTIC SOURCE | FIBRE OPTIC SOURCE | KARL STORZ | 11301DG | 2017-05-24 | 666
BATTERY CHARGER | BATTERY CHARGER | INVACARE LTD | WS230-1 | 2017-05-22 | 240
WHEELCHAIR | POWERED WHEELCHAIR | INVACARE LTD | FOX | 2017-05-18 | 3360
BATTERY CHARGER | BATTERY CHARGER | INVACARE LTD | WS230-1 | 2017-05-22 | 240
WHEELCHAIR | POWERED WHEELCHAIR | INVACARE LTD | FOX | 2017-05-18 | 3360
GAS REGULATOR & FLOWMETER | OXYGEN THERAPY EQUIPMENT | THERAPY EQUIPMENT | 5100 | 2013-02-18 | 180 | 2021-11-10 | 2025-05-15
WAX HEATER | WAX POT | DENSTAR | DS-400 | 2017-05-12 | 108 | 2021-12-20 | 2025-06-18
LASER - CLASS 4 | LASER - YELLOW AND PATTERN | EMERGO EUROPE | IQ577 | 2017-05-10 | 0
AMALGAM DISPENSER | AMALGAMATOR | HENRY SCHEIN | CAP II | 2017-05-08 | 360 | 2023-08-14 | 2024-08-14
CARDIOGRAPH | CARDIOGRAPH | MORTARA INST | ELI 150C | 2018-05-15 | 3600 |  | 2024-12-18
MICROSCOPE OPERATING | ENT MICROSCOPE | KARL KAPS OPTIK GMBH | SOM62LED | 2017-11-24 | 9345.6 | 2023-08-11 | 2024-08-11
COUCH | COUCH 2-SECTION ELECTRIC | BRISTOL MAID (HOSP.M.CRAFT) | EC015 | 2017-11-27 | 840 | 2022-05-18 | 2025-05-18
SCALES | SCALES - STAND ON | MARSDEN | M-420 | 2017-11-27 | 300 | 2021-04-14 | 2024-11-15
SCALES | SCALES - STAND ON | MARSDEN | M-420 | 2017-11-27 | 300 | 2021-04-14 | 2024-11-15
SCALES | SCALES - BABY/TODDLER | MARSDEN | M-410 | 2017-11-27 | 0 | 2023-04-05 | 2024-11-15
SCALES | SCALES - BABY/TODDLER | MARSDEN | M-410 | 2017-11-27 | 0 | 2023-12-07 | 2024-11-15
TRANSILLUMINATOR | ASTODIA DIAPHANOSCOPE | STIHLER ELECTRONIC | DIA120 | 2017-11-29 | 1200
LABEL PRINTER | PRINTER - LABEL | LABELSTATION | ME240 (PRO240) | 2017-11-25 | 600
TRANSILLUMINATOR | ASTODIA DIAPHANOSCOPE | STIHLER ELECTRONIC | DIA120 | 2017-11-27 | 1200
CAMERA HEAD | WIRELESS ENDOSCOPIC CAMERA HEAD | FIREFLY GLOBAL | DE1250 | 2017-11-16 | 1200
VENTILATOR | BABYLOG VN500 | DRAEGER | 8415000 | 2017-11-17 | 24000 | 2024-03-08 | 2024-04-01
VENTILATOR | BABYLOG VN500 | DRAEGER | 8415000 | 2017-11-17 | 25587.504 | 2024-05-28 | 2024-05-01
EXAMINATION CHAIR | EXAMINATION CHAIR | JORG & SOHN | 5104/3 | 2017-10-12 | 6000 | 2023-08-11 | 2024-08-11
SCALES | SCALES - BABY | MARSDEN | M-300 | 2017-09-29 | 300 | 2023-12-06 | 2024-11-15
AUDIO DOPPLER | AUDIO DOPPLER | HUNTLEIGH | D920 | 2018-08-08 | 354
AMBULATORY ARRHYTHMIA MONITOR | AMBULATORY ECG RECORDER | SPACELABS | LIFECARD CF | 2017-05-04 | 2152.8
AMBULATORY ARRHYTHMIA MONITOR | AMBULATORY ECG RECORDER | SPACELABS | LIFECARD CF | 2017-05-04 | 2152.8
AMBULATORY ARRHYTHMIA MONITOR | AMBULATORY ECG RECORDER | SPACELABS | LIFECARD CF | 2017-05-04 | 2152.8
AMBULATORY ARRHYTHMIA MONITOR | AMBULATORY ECG RECORDER | SPACELABS | LIFECARD CF | 2017-05-04 | 2152.8
DIGITAL CAMERA | DIGITAL CAMERA | SONY | DSC-W800 | 2017-04-10 | 80.388
DIETARY FEED PUMP | ENTERAL FEEDING PUMP | NUTRICIA | FLOCARE INFINITY | 2017-06-15 | 960
DIETARY FEED PUMP | ENTERAL FEEDING PUMP | NUTRICIA | FLOCARE INFINITY | 2017-06-15 | 960
DIETARY FEED PUMP | ENTERAL FEEDING PUMP | NUTRICIA | FLOCARE INFINITY | 2017-06-15 | 960
LARYNGOSCOPE | C-MAC LARYNGOSCOPE BLADE | KARL STORZ | 8401HX | 2016-11-25 | 3300
SCALES | SCALES - STAND ON BARIATRIC (EXTRA WIDE BASE) | MARSDEN | M-535 | 2017-05-24 | 390 | 2023-11-29 | 2024-11-15
COUCH | COUCH 3 SECTION ELECTRIC | MEDI-PLINTH | BE3165 | 2017-05-17 | 2338.8 | 2024-08-19 | 2027-08-19
SUCTION CONTROLLER | HIGH SUCTION CONTROLLER | THERAPY EQUIPMENT | DIAMOND RANGE HIGH | 2017-05-17 | 184.32
INFUSION PUMP | VOLUMETRIC INFUSION PUMP | FRESENIUS KABI | VOLUMAT MC AGILIA | 2017-05-17 | 480 | 2023-04-11 12:02 | 2026-04-11
SURGICAL DRILL | SURGICAL DRILL SYSTEM | COCHLEAR | OSSCORA | 2017-05-15 | 3771.6 | 2022-11-23 13:43 | 2026-06-01
SURGICAL DRILL | SURGICAL DRILL SYSTEM | COCHLEAR | OSSCORA | 2017-05-15 | 3771.6 | 2024-02-01 | 2027-02-01
SUCTION CONTROLLER | HIGH SUCTION CONTROLLER | THERAPY EQUIPMENT | DIAMOND RANGE HIGH | 2017-05-11 | 96
PUMP DOCKING STATION | PUMP DOCKING STATION | FRESENIUS KABI | LINK 4 + AGILIA | 2017-05-09 | 996 | 2024-08-19 | 2027-08-19
PUMP DOCKING STATION | PUMP DOCKING STATION | FRESENIUS KABI | LINK 4 + AGILIA | 2017-05-09 | 996 | 2021-11-18 | 2024-07-15
PUMP DOCKING STATION | PUMP DOCKING STATION | FRESENIUS KABI | LINK 4 + AGILIA | 2017-05-09 | 996 | 2021-11-18 | 2024-07-15
ELECTRIC BED | SMART ACUTE CARE ELECTRIC BED | LINET UK | ELEGANZA 2 | 2017-05-04 | 1609.2 | 2022-03-11 | 2024-11-01
ELECTRIC BED | SMART ACUTE CARE ELECTRIC BED | LINET UK | ELEGANZA 2 | 2017-05-04 | 1609.2 | 2023-05-10 | 2024-11-01
ELECTRIC BED | SMART ACUTE CARE ELECTRIC BED | LINET UK | ELEGANZA 2 | 2017-05-04 | 1609.2 | 2021-04-09 | 2024-11-01
ELECTRIC BED | SMART ACUTE CARE ELECTRIC BED | LINET UK | ELEGANZA 2 | 2017-05-04 | 1609.2 | 2023-09-12 | 2024-09-12
ELECTRIC BED | SMART ACUTE CARE ELECTRIC BED | LINET UK | ELEGANZA 2 | 2017-05-04 | 1609.2 | 2024-03-08 | 2025-03-08
ELECTRIC BED | SMART ACUTE CARE ELECTRIC BED | LINET UK | ELEGANZA 2 | 2017-05-04 | 1609.2 | 2024-03-19 | 2025-03-19
ELECTRIC BED | SMART ACUTE CARE ELECTRIC BED | LINET UK | ELEGANZA 2 | 2017-05-04 | 1609.2 | 2023-05-11 | 2024-11-01
ELECTRIC BED | SMART ACUTE CARE ELECTRIC BED | LINET UK | ELEGANZA 2 | 2017-05-04 | 1609.2 | 2023-05-15 | 2024-11-01
ELECTRIC BED | SMART ACUTE CARE ELECTRIC BED | LINET UK | ELEGANZA 2 | 2017-05-04 | 1609.2 | 2023-05-07 | 2025-05-13
ELECTRIC BED | SMART ACUTE CARE ELECTRIC BED | LINET UK | ELEGANZA 2 | 2017-05-04 | 1609.2 | 2023-09-01 | 2024-09-01
ELECTRIC BED | SMART ACUTE CARE ELECTRIC BED | LINET UK | ELEGANZA 2 | 2017-05-04 | 1609.2 | 2024-03-21 | 2025-03-21
ELECTRIC BED | SMART ACUTE CARE ELECTRIC BED | LINET UK | ELEGANZA 2 | 2017-05-04 | 1609.2 | 2021-05-10 | 2024-11-01
ELECTRIC BED | SMART ACUTE CARE ELECTRIC BED | LINET UK | ELEGANZA 2 | 2017-05-04 | 1609.2 | 2023-05-17 | 2024-11-01
ELECTRIC BED | SMART ACUTE CARE ELECTRIC BED | LINET UK | ELEGANZA 2 | 2017-05-04 | 1609.2 | 2023-09-15 | 2024-09-15
ELECTRIC BED | SMART ACUTE CARE ELECTRIC BED | LINET UK | ELEGANZA 2 | 2017-05-04 | 1609.2 | 2023-04-03 | 2024-11-01
ELECTRIC BED | SMART ACUTE CARE ELECTRIC BED | LINET UK | ELEGANZA 2 | 2017-05-04 | 1609.2 | 2023-01-05 11:08 | 2024-11-01
ELECTRIC BED | SMART ACUTE CARE ELECTRIC BED | LINET UK | ELEGANZA 2 | 2017-05-04 | 1609.2 | 2023-10-28 | 2024-10-28
ELECTRIC BED | SMART ACUTE CARE ELECTRIC BED | LINET UK | ELEGANZA 2 | 2017-05-04 | 1609.2 | 2023-10-26 | 2024-10-26
ELECTRIC BED | SMART ACUTE CARE ELECTRIC BED | LINET UK | ELEGANZA 2 | 2017-05-04 | 1609.2 | 2023-04-03 | 2024-11-01
ELECTRIC BED | SMART ACUTE CARE ELECTRIC BED | LINET UK | ELEGANZA 2 | 2017-05-04 | 1609.2 | 2023-04-14 | 2024-11-01
ELECTRIC BED | SMART ACUTE CARE ELECTRIC BED | LINET UK | ELEGANZA 2 | 2017-05-04 | 1609.2 | 2024-07-24 | 2025-07-24
ELECTRIC BED | SMART ACUTE CARE ELECTRIC BED | LINET UK | ELEGANZA 2 | 2017-05-04 | 1609.2 | 2023-10-29 | 2024-10-29
ELECTRIC BED | SMART ACUTE CARE ELECTRIC BED | LINET UK | ELEGANZA 2 | 2017-05-04 | 1609.2 | 2023-03-09 11:11 | 2024-11-01
ELECTRIC BED | SMART ACUTE CARE ELECTRIC BED | LINET UK | ELEGANZA 2 | 2017-05-04 | 1609.2 | 2023-04-17 | 2024-11-01
ELECTRIC BED | SMART ACUTE CARE ELECTRIC BED | LINET UK | ELEGANZA 2 | 2017-05-04 | 1609.2 | 2023-03-28 | 2024-11-01
ELECTRIC BED | SMART ACUTE CARE ELECTRIC BED | LINET UK | ELEGANZA 2 | 2017-05-04 | 1609.2 | 2023-09-29 | 2024-09-29
ELECTRIC BED | SMART ACUTE CARE ELECTRIC BED | LINET UK | ELEGANZA 2 | 2017-05-04 | 1609.2 | 2024-01-06 | 2025-01-06
ELECTRIC BED | SMART ACUTE CARE ELECTRIC BED | LINET UK | ELEGANZA 2 | 2017-05-04 | 1609.2 | 2020-07-01 | 2024-11-01
ELECTRIC BED | SMART ACUTE CARE ELECTRIC BED | LINET UK | ELEGANZA 2 | 2017-05-04 | 1609.2 | 2022-06-24 | 2024-11-01
ELECTRIC BED | SMART ACUTE CARE ELECTRIC BED | LINET UK | ELEGANZA 2 | 2017-05-04 | 1609.2 | 2023-05-05 | 2024-11-01
ELECTRIC BED | SMART ACUTE CARE ELECTRIC BED | LINET UK | ELEGANZA 2 | 2017-05-04 | 1609.2 | 2024-04-15 | 2025-04-15
ELECTRIC BED | SMART ACUTE CARE ELECTRIC BED | LINET UK | ELEGANZA 2 | 2017-05-04 | 1609.2 | 2020-12-21 | 2024-11-01
PMG TEST KIT | 2 GAUGE PRESSURE DROP TEST NIST SET | MEC CO. LTD | 2012 | 2017-04-20 | 2400 | 2024-06-13 | 2025-06-13
HUMIDIFIER | M SERIES HUMIDIFIER | RESPIRONICS | M SERIES HUMIDIFIER | 2017-08-11 | 180
HUMIDIFIER | M SERIES HUMIDIFIER | RESPIRONICS | M SERIES HUMIDIFIER | 2017-08-11 | 180
HUMIDIFIER | M SERIES HUMIDIFIER | RESPIRONICS | M SERIES HUMIDIFIER | 2017-08-11 | 180
HUMIDIFIER | M SERIES HUMIDIFIER | RESPIRONICS | M SERIES HUMIDIFIER | 2017-08-11 | 180
HUMIDIFIER | M SERIES HUMIDIFIER | RESPIRONICS | M SERIES HUMIDIFIER | 2017-08-11 | 180
HUMIDIFIER | M SERIES HUMIDIFIER | RESPIRONICS | M SERIES HUMIDIFIER | 2017-08-11 | 180
HUMIDIFIER | M SERIES HUMIDIFIER | RESPIRONICS | M SERIES HUMIDIFIER | 2017-08-11 | 180
HUMIDIFIER | M SERIES HUMIDIFIER | RESPIRONICS | M SERIES HUMIDIFIER | 2017-08-11 | 180
HUMIDIFIER | M SERIES HUMIDIFIER | RESPIRONICS | M SERIES HUMIDIFIER | 2017-08-11 | 180
HUMIDIFIER | M SERIES HUMIDIFIER | RESPIRONICS | M SERIES HUMIDIFIER | 2017-08-11 | 180
HUMIDIFIER | M SERIES HUMIDIFIER | RESPIRONICS | M SERIES HUMIDIFIER | 2017-08-11 | 180
HUMIDIFIER | M SERIES HUMIDIFIER | RESPIRONICS | M SERIES HUMIDIFIER | 2017-08-11 | 180
HUMIDIFIER | M SERIES HUMIDIFIER | RESPIRONICS | M SERIES HUMIDIFIER | 2017-08-11 | 180
HUMIDIFIER | M SERIES HUMIDIFIER | RESPIRONICS | M SERIES HUMIDIFIER | 2017-08-11 | 180
HUMIDIFIER | M SERIES HUMIDIFIER | RESPIRONICS | M SERIES HUMIDIFIER | 2017-08-11 | 180
HUMIDIFIER | M SERIES HUMIDIFIER | RESPIRONICS | M SERIES HUMIDIFIER | 2017-08-11 | 180
HUMIDIFIER | M SERIES HUMIDIFIER | RESPIRONICS | M SERIES HUMIDIFIER | 2017-08-11 | 180
HUMIDIFIER | M SERIES HUMIDIFIER | RESPIRONICS | M SERIES HUMIDIFIER | 2017-08-11 | 180
HUMIDIFIER | M SERIES HUMIDIFIER | RESPIRONICS | M SERIES HUMIDIFIER | 2017-08-11 | 180
HUMIDIFIER | M SERIES HUMIDIFIER | RESPIRONICS | M SERIES HUMIDIFIER | 2017-08-11 | 180
HUMIDIFIER | M SERIES HUMIDIFIER | RESPIRONICS | M SERIES HUMIDIFIER | 2017-08-11 | 180
HUMIDIFIER | M SERIES HUMIDIFIER | RESPIRONICS | M SERIES HUMIDIFIER | 2017-08-11 | 180
HUMIDIFIER | M SERIES HUMIDIFIER | RESPIRONICS | M SERIES HUMIDIFIER | 2017-08-11 | 180
HUMIDIFIER | M SERIES HUMIDIFIER | RESPIRONICS | M SERIES HUMIDIFIER | 2017-08-11 | 180
HUMIDIFIER | M SERIES HUMIDIFIER | RESPIRONICS | M SERIES HUMIDIFIER | 2017-08-11 | 180
HUMIDIFIER | M SERIES HUMIDIFIER | RESPIRONICS | M SERIES HUMIDIFIER | 2017-08-11 | 180
HUMIDIFIER | M SERIES HUMIDIFIER | RESPIRONICS | M SERIES HUMIDIFIER | 2017-08-11 | 180
HUMIDIFIER | M SERIES HUMIDIFIER | RESPIRONICS | M SERIES HUMIDIFIER | 2017-08-11 | 180
HUMIDIFIER | M SERIES HUMIDIFIER | RESPIRONICS | M SERIES HUMIDIFIER | 2017-08-11 | 180
HUMIDIFIER | M SERIES HUMIDIFIER | RESPIRONICS | M SERIES HUMIDIFIER | 2017-08-11 | 180
HUMIDIFIER | M SERIES HUMIDIFIER | RESPIRONICS | M SERIES HUMIDIFIER | 2017-08-11 | 180
HUMIDIFIER | M SERIES HUMIDIFIER | RESPIRONICS | M SERIES HUMIDIFIER | 2017-08-11 | 180
HUMIDIFIER | M SERIES HUMIDIFIER | RESPIRONICS | M SERIES HUMIDIFIER | 2017-08-11 | 180
HUMIDIFIER | M SERIES HUMIDIFIER | RESPIRONICS | M SERIES HUMIDIFIER | 2017-08-11 | 180
HUMIDIFIER | M SERIES HUMIDIFIER | RESPIRONICS | M SERIES HUMIDIFIER | 2017-08-11 | 180
HUMIDIFIER | M SERIES HUMIDIFIER | RESPIRONICS | M SERIES HUMIDIFIER | 2017-08-11 | 180
HUMIDIFIER | M SERIES HUMIDIFIER | RESPIRONICS | M SERIES HUMIDIFIER | 2017-08-11 | 180
HUMIDIFIER | M SERIES HUMIDIFIER | RESPIRONICS | M SERIES HUMIDIFIER | 2017-08-11 | 180
HUMIDIFIER | M SERIES HUMIDIFIER | RESPIRONICS | M SERIES HUMIDIFIER | 2017-08-11 | 180
HUMIDIFIER | M SERIES HUMIDIFIER | RESPIRONICS | M SERIES HUMIDIFIER | 2017-08-11 | 180
HUMIDIFIER | M SERIES HUMIDIFIER | RESPIRONICS | M SERIES HUMIDIFIER | 2017-08-11 | 180
HUMIDIFIER | M SERIES HUMIDIFIER | RESPIRONICS | M SERIES HUMIDIFIER | 2017-08-11 | 180
HUMIDIFIER | M SERIES HUMIDIFIER | RESPIRONICS | M SERIES HUMIDIFIER | 2017-08-11 | 180
HUMIDIFIER | M SERIES HUMIDIFIER | RESPIRONICS | M SERIES HUMIDIFIER | 2017-08-11 | 180
HUMIDIFIER | M SERIES HUMIDIFIER | RESPIRONICS | M SERIES HUMIDIFIER | 2017-08-11 | 180
HUMIDIFIER | M SERIES HUMIDIFIER | RESPIRONICS | M SERIES HUMIDIFIER | 2017-08-11 | 180
HUMIDIFIER | M SERIES HUMIDIFIER | RESPIRONICS | M SERIES HUMIDIFIER | 2017-08-11 | 180
HUMIDIFIER | M SERIES HUMIDIFIER | RESPIRONICS | M SERIES HUMIDIFIER | 2017-08-11 | 180
HUMIDIFIER | M SERIES HUMIDIFIER | RESPIRONICS | M SERIES HUMIDIFIER | 2017-08-11 | 180
HUMIDIFIER | M SERIES HUMIDIFIER | RESPIRONICS | M SERIES HUMIDIFIER | 2017-08-11 | 180
HUMIDIFIER | M SERIES HUMIDIFIER | RESPIRONICS | M SERIES HUMIDIFIER | 2017-08-11 | 180
HUMIDIFIER | M SERIES HUMIDIFIER | RESPIRONICS | M SERIES HUMIDIFIER | 2017-08-11 | 180
HUMIDIFIER | M SERIES HUMIDIFIER | RESPIRONICS | M SERIES HUMIDIFIER | 2017-08-11 | 180
HUMIDIFIER | M SERIES HUMIDIFIER | RESPIRONICS | M SERIES HUMIDIFIER | 2017-08-11 | 180
HUMIDIFIER | M SERIES HUMIDIFIER | RESPIRONICS | M SERIES HUMIDIFIER | 2017-08-11 | 180
HUMIDIFIER | M SERIES HUMIDIFIER | RESPIRONICS | M SERIES HUMIDIFIER | 2017-08-11 | 180
HUMIDIFIER | M SERIES HUMIDIFIER | RESPIRONICS | M SERIES HUMIDIFIER | 2017-08-11 | 180
HUMIDIFIER | M SERIES HUMIDIFIER | RESPIRONICS | M SERIES HUMIDIFIER | 2017-08-11 | 180
HUMIDIFIER | M SERIES HUMIDIFIER | RESPIRONICS | M SERIES HUMIDIFIER | 2017-08-11 | 180
HUMIDIFIER | M SERIES HUMIDIFIER | RESPIRONICS | M SERIES HUMIDIFIER | 2017-08-11 | 180
HUMIDIFIER | M SERIES HUMIDIFIER | RESPIRONICS | M SERIES HUMIDIFIER | 2017-08-11 | 180
HUMIDIFIER | M SERIES HUMIDIFIER | RESPIRONICS | M SERIES HUMIDIFIER | 2017-08-11 | 180
HUMIDIFIER | M SERIES HUMIDIFIER | RESPIRONICS | M SERIES HUMIDIFIER | 2017-08-11 | 180
HUMIDIFIER | M SERIES HUMIDIFIER | RESPIRONICS | M SERIES HUMIDIFIER | 2017-08-11 | 180
HUMIDIFIER | M SERIES HUMIDIFIER | RESPIRONICS | M SERIES HUMIDIFIER | 2017-08-11 | 180
HUMIDIFIER | M SERIES HUMIDIFIER | RESPIRONICS | M SERIES HUMIDIFIER | 2017-08-11 | 180
HUMIDIFIER | M SERIES HUMIDIFIER | RESPIRONICS | M SERIES HUMIDIFIER | 2017-08-11 | 180
HUMIDIFIER | M SERIES HUMIDIFIER | RESPIRONICS | M SERIES HUMIDIFIER | 2017-08-11 | 180
HUMIDIFIER | M SERIES HUMIDIFIER | RESPIRONICS | M SERIES HUMIDIFIER | 2017-08-11 | 180
HUMIDIFIER | M SERIES HUMIDIFIER | RESPIRONICS | M SERIES HUMIDIFIER | 2017-08-11 | 180
HUMIDIFIER | M SERIES HUMIDIFIER | RESPIRONICS | M SERIES HUMIDIFIER | 2017-08-11 | 180
HUMIDIFIER | M SERIES HUMIDIFIER | RESPIRONICS | M SERIES HUMIDIFIER | 2017-08-11 | 180
HUMIDIFIER | M SERIES HUMIDIFIER | RESPIRONICS | M SERIES HUMIDIFIER | 2017-08-11 | 180
HUMIDIFIER | M SERIES HUMIDIFIER | RESPIRONICS | M SERIES HUMIDIFIER | 2017-08-11 | 180
HUMIDIFIER | M SERIES HUMIDIFIER | RESPIRONICS | M SERIES HUMIDIFIER | 2017-08-11 | 180
HUMIDIFIER | M SERIES HUMIDIFIER | RESPIRONICS | M SERIES HUMIDIFIER | 2017-08-11 | 180
HUMIDIFIER | M SERIES HUMIDIFIER | RESPIRONICS | M SERIES HUMIDIFIER | 2017-08-11 | 180
HUMIDIFIER | M SERIES HUMIDIFIER | RESPIRONICS | M SERIES HUMIDIFIER | 2017-08-11 | 180
HUMIDIFIER | M SERIES HUMIDIFIER | RESPIRONICS | M SERIES HUMIDIFIER | 2017-08-11 | 180
HUMIDIFIER | M SERIES HUMIDIFIER | RESPIRONICS | M SERIES HUMIDIFIER | 2017-08-11 | 180
HUMIDIFIER | M SERIES HUMIDIFIER | RESPIRONICS | M SERIES HUMIDIFIER | 2017-08-11 | 180
HUMIDIFIER | M SERIES HUMIDIFIER | RESPIRONICS | M SERIES HUMIDIFIER | 2017-08-11 | 180
HUMIDIFIER | M SERIES HUMIDIFIER | RESPIRONICS | M SERIES HUMIDIFIER | 2017-08-11 | 180
HUMIDIFIER | M SERIES HUMIDIFIER | RESPIRONICS | M SERIES HUMIDIFIER | 2017-08-11 | 180
HUMIDIFIER | M SERIES HUMIDIFIER | RESPIRONICS | M SERIES HUMIDIFIER | 2017-08-11 | 180
HUMIDIFIER | M SERIES HUMIDIFIER | RESPIRONICS | M SERIES HUMIDIFIER | 2017-08-11 | 180
HUMIDIFIER | M SERIES HUMIDIFIER | RESPIRONICS | M SERIES HUMIDIFIER | 2017-08-11 | 180
HUMIDIFIER | M SERIES HUMIDIFIER | RESPIRONICS | M SERIES HUMIDIFIER | 2017-08-11 | 180
HUMIDIFIER | M SERIES HUMIDIFIER | RESPIRONICS | M SERIES HUMIDIFIER | 2017-08-11 | 180
HUMIDIFIER | M SERIES HUMIDIFIER | RESPIRONICS | M SERIES HUMIDIFIER | 2017-08-11 | 180
LABEL PRINTER | PRINTER - LABEL | LABELSTATION | ME240 (PRO240) | 2017-06-15 | 600
ACTIVE BREATHING CO-ORDINATOR | ACTIVE BREATHING CO-ORDINATOR | ELEKTA | 1504204 | 2017-09-01 | 72000 | 2023-07-25 | 2024-07-25
COMPUTER - LAPTOP/NOTEBOOK | LAPTOP COMPUTER | DELL COMPUTERS | LATITUDE 3470 | 2017-09-06 | 960
TYMPANOGRAPH | SCREENING TYMPANOMETER | AMPLIVOX | OTOWAVE 102 | 2017-09-05 | 2700 | 2023-10-31 | 2024-10-31
SCREENING AUDIOMETER | SCREENING AUDIOMETER | MAICO | MA25 | 2017-07-18 | 1038 | 2023-04-26 | 2024-04-26
AUDIOMETER | AUDIOMETER | MADSEN | ASTERA | 2016-06-23 | 6053.004 | 2024-03-14 | 2025-03-14
TYMPANOGRAPH | DIAGNOSTIC TYMPANOMETER | GN OTOMETRIC | ZODIAC | 2017-03-31 | 8899.2 | 2023-11-22 | 2024-11-22
AUDIOMETER | AUDIOMETER/TYMPANOMETER | OSCILLA | TSM500 | 2017-04-04 | 11026.98 | 2024-01-04 | 2025-01-04
AUDIOMETER | AUDIOMETER/TYMPANOMETER | OSCILLA | TSM500 | 2017-04-04 | 11026.98 | 2024-01-03 | 2025-01-03
AUDIOMETER | AUDIOMETER/TYMPANOMETER | OSCILLA | TSM500 | 2017-04-04 | 11026.98 | 2024-01-09 | 2025-01-09
AUDIOMETER | AUDIOMETER/TYMPANOMETER | OSCILLA | TSM500 | 2017-04-04 | 11026.98 | 2024-01-03 | 2025-01-03
AUDIOMETER | AUDIOMETER/TYMPANOMETER | OSCILLA | TSM500 | 2017-04-04 | 11026.98 | 2024-01-08 | 2025-01-08
AUDIOMETER | AUDIOMETER/TYMPANOMETER | OSCILLA | TSM500 | 2017-04-04 | 11026.98 | 2024-01-04 | 2025-01-04
TYMPANOGRAPH | DIAGNOSTIC TYMPANOMETER | GN OTOMETRIC | ZODIAC | 2017-03-31 | 8899.2 | 2023-11-23 | 2024-11-23
TYMPANOGRAPH | DIAGNOSTIC TYMPANOMETER | GN OTOMETRIC | ZODIAC | 2017-03-31 | 8899.2 | 2023-11-15 | 2024-11-15
TYMPANOGRAPH | DIAGNOSTIC TYMPANOMETER | GN OTOMETRIC | ZODIAC | 2017-03-31 | 8899.2 | 2024-09-26 | 2024-11-17
TYMPANOGRAPH | DIAGNOSTIC TYMPANOMETER | GN OTOMETRIC | ZODIAC | 2017-03-31 | 8899.2 | 2023-11-23 | 2024-11-23
TYMPANOGRAPH | DIAGNOSTIC TYMPANOMETER | GN OTOMETRIC | ZODIAC | 2017-03-31 | 8899.2 | 2023-11-22 | 2024-11-22
TYMPANOGRAPH | DIAGNOSTIC TYMPANOMETER | GN OTOMETRIC | ZODIAC | 2017-03-31 | 8899.2 | 2023-11-23 | 2024-12-02
CARDIOGRAPH | CARDIOGRAPH | GE LIMITED | MAC2000 | 2017-04-05 | 4842 | 2023-08-29 | 2024-08-29
CARDIOGRAPH | CARDIOGRAPH | GE LIMITED | MAC2000 | 2017-04-05 | 4842 | 2024-02-20 | 2025-02-20
HUMIDIFIER | M SERIES HUMIDIFIER | RESPIRONICS | M SERIES HUMIDIFIER | 2017-08-11 | 180
HUMIDIFIER | M SERIES HUMIDIFIER | RESPIRONICS | M SERIES HUMIDIFIER | 2017-08-11 | 180
HUMIDIFIER | M SERIES HUMIDIFIER | RESPIRONICS | M SERIES HUMIDIFIER | 2017-08-11 | 180
HUMIDIFIER | M SERIES HUMIDIFIER | RESPIRONICS | M SERIES HUMIDIFIER | 2017-08-11 | 180
HUMIDIFIER | M SERIES HUMIDIFIER | RESPIRONICS | M SERIES HUMIDIFIER | 2017-08-11 | 180
HUMIDIFIER | M SERIES HUMIDIFIER | RESPIRONICS | M SERIES HUMIDIFIER | 2017-08-11 | 180
HUMIDIFIER | M SERIES HUMIDIFIER | RESPIRONICS | M SERIES HUMIDIFIER | 2017-08-11 | 180
HUMIDIFIER | M SERIES HUMIDIFIER | RESPIRONICS | M SERIES HUMIDIFIER | 2017-08-11 | 180
BIPAP VENTILATORY SUPPORT SYSTEM | BIPAP VENTILATORY SUPPORT SYSTEM | RESPIRONICS | A40 | 2017-08-11 | 2913
BIPAP VENTILATORY SUPPORT SYSTEM | BIPAP VENTILATORY SUPPORT SYSTEM | RESPIRONICS | A40 | 2017-08-11 | 2913
BIPAP VENTILATORY SUPPORT SYSTEM | BIPAP VENTILATORY SUPPORT SYSTEM | RESPIRONICS | A40 | 2017-08-11 | 2913
IN-EXSUFFLATOR (COUGH ASSIST SYSTEM) | MECHANICAL IN-EXSUFFLATOR | RESPIRONICS | COUGH ASSIST E70 | 2017-08-11 | 3960
HUMIDIFIER | M SERIES HUMIDIFIER | RESPIRONICS | M SERIES HUMIDIFIER | 2017-08-11 | 180
HUMIDIFIER | M SERIES HUMIDIFIER | RESPIRONICS | M SERIES HUMIDIFIER | 2017-08-11 | 180
HUMIDIFIER | M SERIES HUMIDIFIER | RESPIRONICS | M SERIES HUMIDIFIER | 2017-08-11 | 180
HUMIDIFIER | M SERIES HUMIDIFIER | RESPIRONICS | M SERIES HUMIDIFIER | 2017-08-11 | 180
HUMIDIFIER | M SERIES HUMIDIFIER | RESPIRONICS | M SERIES HUMIDIFIER | 2017-08-11 | 180
HUMIDIFIER | M SERIES HUMIDIFIER | RESPIRONICS | M SERIES HUMIDIFIER | 2017-08-11 | 180
HUMIDIFIER | M SERIES HUMIDIFIER | RESPIRONICS | M SERIES HUMIDIFIER | 2017-08-11 | 180
HUMIDIFIER | M SERIES HUMIDIFIER | RESPIRONICS | M SERIES HUMIDIFIER | 2017-08-11 | 180
HUMIDIFIER | M SERIES HUMIDIFIER | RESPIRONICS | M SERIES HUMIDIFIER | 2017-08-11 | 180
HUMIDIFIER | M SERIES HUMIDIFIER | RESPIRONICS | M SERIES HUMIDIFIER | 2017-08-11 | 180
HUMIDIFIER | M SERIES HUMIDIFIER | RESPIRONICS | M SERIES HUMIDIFIER | 2017-08-11 | 180
HUMIDIFIER | M SERIES HUMIDIFIER | RESPIRONICS | M SERIES HUMIDIFIER | 2017-08-11 | 180
HUMIDIFIER | M SERIES HUMIDIFIER | RESPIRONICS | M SERIES HUMIDIFIER | 2017-08-11 | 180
HUMIDIFIER | M SERIES HUMIDIFIER | RESPIRONICS | M SERIES HUMIDIFIER | 2017-08-11 | 180
HUMIDIFIER | M SERIES HUMIDIFIER | RESPIRONICS | M SERIES HUMIDIFIER | 2017-08-11 | 180
HUMIDIFIER | M SERIES HUMIDIFIER | RESPIRONICS | M SERIES HUMIDIFIER | 2017-08-11 | 180
HUMIDIFIER | M SERIES HUMIDIFIER | RESPIRONICS | M SERIES HUMIDIFIER | 2017-08-11 | 180
HUMIDIFIER | M SERIES HUMIDIFIER | RESPIRONICS | M SERIES HUMIDIFIER | 2017-08-11 | 180
HUMIDIFIER | M SERIES HUMIDIFIER | RESPIRONICS | M SERIES HUMIDIFIER | 2017-08-11 | 180
HUMIDIFIER | M SERIES HUMIDIFIER | RESPIRONICS | M SERIES HUMIDIFIER | 2017-08-11 | 180
HUMIDIFIER | M SERIES HUMIDIFIER | RESPIRONICS | M SERIES HUMIDIFIER | 2017-08-11 | 180
HUMIDIFIER | M SERIES HUMIDIFIER | RESPIRONICS | M SERIES HUMIDIFIER | 2017-08-11 | 180
C.T. SCANNER | CT SCANNER BIG BORE | PHILIPS LTD | BRILLIANCE BIG BORE | 2017-03-28 | 568788.468 | 2023-12-30 | 2024-04-30
BIPAP VENTILATORY SUPPORT SYSTEM | BIPAP VENTILATORY SUPPORT SYSTEM | RESPIRONICS | A40 | 2017-08-11 | 2913
BIPAP VENTILATORY SUPPORT SYSTEM | BIPAP VENTILATORY SUPPORT SYSTEM | RESPIRONICS | A40 | 2017-08-11 | 2913
HUMIDIFIER | M SERIES HUMIDIFIER | RESPIRONICS | M SERIES HUMIDIFIER | 2017-08-11 | 180
HUMIDIFIER | M SERIES HUMIDIFIER | RESPIRONICS | M SERIES HUMIDIFIER | 2017-08-11 | 180
HUMIDIFIER | M SERIES HUMIDIFIER | RESPIRONICS | M SERIES HUMIDIFIER | 2017-08-11 | 180
HUMIDIFIER | M SERIES HUMIDIFIER | RESPIRONICS | M SERIES HUMIDIFIER | 2017-08-11 | 180
HUMIDIFIER | M SERIES HUMIDIFIER | RESPIRONICS | M SERIES HUMIDIFIER | 2017-08-11 | 180
HUMIDIFIER | M SERIES HUMIDIFIER | RESPIRONICS | M SERIES HUMIDIFIER | 2017-08-11 | 180
HUMIDIFIER | M SERIES HUMIDIFIER | RESPIRONICS | M SERIES HUMIDIFIER | 2017-08-11 | 180
HUMIDIFIER | M SERIES HUMIDIFIER | RESPIRONICS | M SERIES HUMIDIFIER | 2017-08-11 | 180
HUMIDIFIER | M SERIES HUMIDIFIER | RESPIRONICS | M SERIES HUMIDIFIER | 2017-08-11 | 180
HUMIDIFIER | M SERIES HUMIDIFIER | RESPIRONICS | M SERIES HUMIDIFIER | 2017-08-11 | 180
HUMIDIFIER | M SERIES HUMIDIFIER | RESPIRONICS | M SERIES HUMIDIFIER | 2017-08-11 | 180
HUMIDIFIER | M SERIES HUMIDIFIER | RESPIRONICS | M SERIES HUMIDIFIER | 2017-08-11 | 180
HUMIDIFIER | M SERIES HUMIDIFIER | RESPIRONICS | M SERIES HUMIDIFIER | 2017-08-11 | 180
HUMIDIFIER | M SERIES HUMIDIFIER | RESPIRONICS | M SERIES HUMIDIFIER | 2017-08-11 | 180
HUMIDIFIER | M SERIES HUMIDIFIER | RESPIRONICS | M SERIES HUMIDIFIER | 2017-08-11 | 180
HUMIDIFIER | M SERIES HUMIDIFIER | RESPIRONICS | M SERIES HUMIDIFIER | 2017-08-11 | 180
HUMIDIFIER | M SERIES HUMIDIFIER | RESPIRONICS | M SERIES HUMIDIFIER | 2017-08-11 | 180
HUMIDIFIER | M SERIES HUMIDIFIER | RESPIRONICS | M SERIES HUMIDIFIER | 2017-08-11 | 180
HUMIDIFIER | M SERIES HUMIDIFIER | RESPIRONICS | M SERIES HUMIDIFIER | 2017-08-11 | 180
HUMIDIFIER | M SERIES HUMIDIFIER | RESPIRONICS | M SERIES HUMIDIFIER | 2017-08-11 | 180
HUMIDIFIER | M SERIES HUMIDIFIER | RESPIRONICS | M SERIES HUMIDIFIER | 2017-08-11 | 180
HUMIDIFIER | M SERIES HUMIDIFIER | RESPIRONICS | M SERIES HUMIDIFIER | 2017-08-11 | 180
HUMIDIFIER | M SERIES HUMIDIFIER | RESPIRONICS | M SERIES HUMIDIFIER | 2017-08-11 | 180
HUMIDIFIER | M SERIES HUMIDIFIER | RESPIRONICS | M SERIES HUMIDIFIER | 2017-08-11 | 180
HUMIDIFIER | M SERIES HUMIDIFIER | RESPIRONICS | M SERIES HUMIDIFIER | 2017-08-11 | 180
HUMIDIFIER | M SERIES HUMIDIFIER | RESPIRONICS | M SERIES HUMIDIFIER | 2017-08-11 | 180
HUMIDIFIER | M SERIES HUMIDIFIER | RESPIRONICS | M SERIES HUMIDIFIER | 2017-08-11 | 180
HUMIDIFIER | M SERIES HUMIDIFIER | RESPIRONICS | M SERIES HUMIDIFIER | 2017-08-11 | 180
HUMIDIFIER | M SERIES HUMIDIFIER | RESPIRONICS | M SERIES HUMIDIFIER | 2017-08-11 | 180
HUMIDIFIER | M SERIES HUMIDIFIER | RESPIRONICS | M SERIES HUMIDIFIER | 2017-08-11 | 180
HUMIDIFIER | M SERIES HUMIDIFIER | RESPIRONICS | M SERIES HUMIDIFIER | 2017-08-11 | 180
HUMIDIFIER | M SERIES HUMIDIFIER | RESPIRONICS | M SERIES HUMIDIFIER | 2017-08-11 | 180
HUMIDIFIER | M SERIES HUMIDIFIER | RESPIRONICS | M SERIES HUMIDIFIER | 2017-08-11 | 180
HUMIDIFIER | M SERIES HUMIDIFIER | RESPIRONICS | M SERIES HUMIDIFIER | 2017-08-11 | 180
HUMIDIFIER | M SERIES HUMIDIFIER | RESPIRONICS | M SERIES HUMIDIFIER | 2017-08-11 | 180
HUMIDIFIER | M SERIES HUMIDIFIER | RESPIRONICS | M SERIES HUMIDIFIER | 2017-08-11 | 180
HUMIDIFIER | M SERIES HUMIDIFIER | RESPIRONICS | M SERIES HUMIDIFIER | 2017-08-11 | 180
HUMIDIFIER | M SERIES HUMIDIFIER | RESPIRONICS | M SERIES HUMIDIFIER | 2017-08-11 | 180
HUMIDIFIER | M SERIES HUMIDIFIER | RESPIRONICS | M SERIES HUMIDIFIER | 2017-08-11 | 180
HUMIDIFIER | M SERIES HUMIDIFIER | RESPIRONICS | M SERIES HUMIDIFIER | 2017-08-11 | 180
HUMIDIFIER | M SERIES HUMIDIFIER | RESPIRONICS | M SERIES HUMIDIFIER | 2017-08-11 | 180
HUMIDIFIER | M SERIES HUMIDIFIER | RESPIRONICS | M SERIES HUMIDIFIER | 2017-08-11 | 180
HUMIDIFIER | M SERIES HUMIDIFIER | RESPIRONICS | M SERIES HUMIDIFIER | 2017-08-11 | 180
HUMIDIFIER | M SERIES HUMIDIFIER | RESPIRONICS | M SERIES HUMIDIFIER | 2017-08-11 | 180
HUMIDIFIER | M SERIES HUMIDIFIER | RESPIRONICS | M SERIES HUMIDIFIER | 2017-08-11 | 180
HUMIDIFIER | M SERIES HUMIDIFIER | RESPIRONICS | M SERIES HUMIDIFIER | 2017-08-11 | 180
HUMIDIFIER | M SERIES HUMIDIFIER | RESPIRONICS | M SERIES HUMIDIFIER | 2017-08-11 | 180
HUMIDIFIER | M SERIES HUMIDIFIER | RESPIRONICS | M SERIES HUMIDIFIER | 2017-08-11 | 180
HUMIDIFIER | M SERIES HUMIDIFIER | RESPIRONICS | M SERIES HUMIDIFIER | 2017-08-11 | 180
HUMIDIFIER | M SERIES HUMIDIFIER | RESPIRONICS | M SERIES HUMIDIFIER | 2017-08-11 | 180
HUMIDIFIER | M SERIES HUMIDIFIER | RESPIRONICS | M SERIES HUMIDIFIER | 2017-08-11 | 180
HUMIDIFIER | M SERIES HUMIDIFIER | RESPIRONICS | M SERIES HUMIDIFIER | 2017-08-11 | 180
HUMIDIFIER | M SERIES HUMIDIFIER | RESPIRONICS | M SERIES HUMIDIFIER | 2017-08-11 | 180
HUMIDIFIER | M SERIES HUMIDIFIER | RESPIRONICS | M SERIES HUMIDIFIER | 2017-08-11 | 180
HUMIDIFIER | M SERIES HUMIDIFIER | RESPIRONICS | M SERIES HUMIDIFIER | 2017-08-11 | 180
HUMIDIFIER | M SERIES HUMIDIFIER | RESPIRONICS | M SERIES HUMIDIFIER | 2017-08-11 | 180
HUMIDIFIER | M SERIES HUMIDIFIER | RESPIRONICS | M SERIES HUMIDIFIER | 2017-08-11 | 180
HUMIDIFIER | M SERIES HUMIDIFIER | RESPIRONICS | M SERIES HUMIDIFIER | 2017-08-11 | 180
HUMIDIFIER | M SERIES HUMIDIFIER | RESPIRONICS | M SERIES HUMIDIFIER | 2017-08-11 | 180
HUMIDIFIER | M SERIES HUMIDIFIER | RESPIRONICS | M SERIES HUMIDIFIER | 2017-04-01 | 180
HUMIDIFIER | M SERIES HUMIDIFIER | RESPIRONICS | M SERIES HUMIDIFIER | 2017-04-01 | 144
HUMIDIFIER | M SERIES HUMIDIFIER | RESPIRONICS | M SERIES HUMIDIFIER | 2017-04-01 | 144
HUMIDIFIER | M SERIES HUMIDIFIER | RESPIRONICS | M SERIES HUMIDIFIER | 2017-04-01 | 144
HUMIDIFIER | M SERIES HUMIDIFIER | RESPIRONICS | M SERIES HUMIDIFIER | 2017-04-01 | 144
HUMIDIFIER | M SERIES HUMIDIFIER | RESPIRONICS | M SERIES HUMIDIFIER | 2017-04-01 | 144
HUMIDIFIER | M SERIES HUMIDIFIER | RESPIRONICS | M SERIES HUMIDIFIER | 2017-04-01 | 144
HUMIDIFIER | M SERIES HUMIDIFIER | RESPIRONICS | M SERIES HUMIDIFIER | 2017-04-01 | 144
HUMIDIFIER | M SERIES HUMIDIFIER | RESPIRONICS | M SERIES HUMIDIFIER | 2017-04-01 | 144
HUMIDIFIER | M SERIES HUMIDIFIER | RESPIRONICS | M SERIES HUMIDIFIER | 2017-04-01 | 144
HUMIDIFIER | M SERIES HUMIDIFIER | RESPIRONICS | M SERIES HUMIDIFIER | 2017-04-01 | 144
HUMIDIFIER | M SERIES HUMIDIFIER | RESPIRONICS | M SERIES HUMIDIFIER | 2017-04-01 | 144
HUMIDIFIER | M SERIES HUMIDIFIER | RESPIRONICS | M SERIES HUMIDIFIER | 2017-04-01 | 144
HUMIDIFIER | M SERIES HUMIDIFIER | RESPIRONICS | M SERIES HUMIDIFIER | 2017-04-01 | 144
HUMIDIFIER | M SERIES HUMIDIFIER | RESPIRONICS | M SERIES HUMIDIFIER | 2017-04-01 | 3060
HUMIDIFIER | M SERIES HUMIDIFIER | RESPIRONICS | M SERIES HUMIDIFIER | 2017-04-01 | 144
HUMIDIFIER | M SERIES HUMIDIFIER | RESPIRONICS | M SERIES HUMIDIFIER | 2017-04-01 | 144
HUMIDIFIER | M SERIES HUMIDIFIER | RESPIRONICS | M SERIES HUMIDIFIER | 2017-04-01 | 144
HUMIDIFIER | M SERIES HUMIDIFIER | RESPIRONICS | M SERIES HUMIDIFIER | 2017-04-01 | 144
HUMIDIFIER | M SERIES HUMIDIFIER | RESPIRONICS | M SERIES HUMIDIFIER | 2017-04-01 | 144
HUMIDIFIER | M SERIES HUMIDIFIER | RESPIRONICS | M SERIES HUMIDIFIER | 2017-04-01 | 144
HUMIDIFIER | M SERIES HUMIDIFIER | RESPIRONICS | M SERIES HUMIDIFIER | 2017-04-01 | 144
HUMIDIFIER | M SERIES HUMIDIFIER | RESPIRONICS | M SERIES HUMIDIFIER | 2017-04-01 | 144
HUMIDIFIER | M SERIES HUMIDIFIER | RESPIRONICS | M SERIES HUMIDIFIER | 2017-04-01 | 144
HUMIDIFIER | M SERIES HUMIDIFIER | RESPIRONICS | M SERIES HUMIDIFIER | 2017-04-01 | 144
HUMIDIFIER | M SERIES HUMIDIFIER | RESPIRONICS | M SERIES HUMIDIFIER | 2017-04-01 | 180
BIPAP VENTILATORY SUPPORT SYSTEM | BIPAP VENTILATORY SUPPORT SYSTEM | RESPIRONICS | A40 | 2017-04-01 | 2913
BIPAP VENTILATORY SUPPORT SYSTEM | BIPAP VENTILATORY SUPPORT SYSTEM | RESPIRONICS | A40 | 2017-04-01 | 2913
BIPAP VENTILATORY SUPPORT SYSTEM | BIPAP VENTILATORY SUPPORT SYSTEM | RESPIRONICS | A40 | 2017-04-01 | 2913
HUMIDIFIER | M SERIES HUMIDIFIER | RESPIRONICS | M SERIES HUMIDIFIER | 2017-04-01 | 144
HUMIDIFIER | M SERIES HUMIDIFIER | RESPIRONICS | M SERIES HUMIDIFIER | 2017-04-01 | 144
HUMIDIFIER | M SERIES HUMIDIFIER | RESPIRONICS | M SERIES HUMIDIFIER | 2017-04-01 | 144
MULTI PARAM SIMULAT | MULTI PARAMETER SIMULATOR | FLUKE | PROSIM 8 | 2017-02-23 | 5460.6 | 2024-09-23 | 2025-09-23
SUCTION CONTROLLER | HIGH SUCTION CONTROLLER | THERAPY EQUIPMENT | DIAMOND RANGE HIGH | 2017-12-18 | 96
SUCTION CONTROLLER | HIGH SUCTION CONTROLLER | THERAPY EQUIPMENT | DIAMOND RANGE HIGH | 2017-04-11 | 168
VAPORIZERS | VAPORIZER - SEVOFLURANE | DATEX-OHMEDA | TEC7 SEVO | 2017-04-06 | 2400 | 2024-09-27 | 2025-10-15
SUCTION CONTROLLER | HIGH SUCTION CONTROLLER | THERAPY EQUIPMENT | DIAMOND RANGE HIGH | 2017-04-11 | 168
STANDING AID | STANDING AID | HANDICARE | ReTurn 7500 | 2017-03-29 | 414 |  | 2024-04-15
SUCTION UNIT | SUCTION - LAERDAL - BATTERY | LAERDAL | LSU-2 | 2017-03-20 | 816 | 2024-03-07 | 2027-03-07
SUCTION UNIT | SUCTION - LAERDAL - BATTERY | LAERDAL | LSU-2 | 2016-07-15 | 816 | 2023-01-06 12:25 | 2026-02-06
VENTILATOR | VENTILATOR | BREAS MEDICAL | NIPPY CLEARWAY | 2017-02-28 | 5400 | 2024-10-01 | 2025-10-01
SUCTION CONTROLLER | HIGH SUCTION CONTROLLER | THERAPY EQUIPMENT | DIAMOND RANGE HIGH | 2017-02-24 | 96
WARMING MATTRESS | WARMING MATTRESS | INDITHERM | OTM1 | 2017-02-22 | 1020
WARMING MATTRESS | WARMING MATTRESS | INDITHERM | OTM1 | 2017-02-22 | 1020
VACUUM SPLITTER | VACUUM SPLITTER | THERAPY EQUIPMENT | 6114P | 2017-02-21 | 96
LIGHT CURE UNIT | PEN STYLE LIGHT CURE UNIT | DENTSPLY LTD | FOCUS | 2017-04-26 | 210 | 2022-07-04 | 2024-08-15
FIRST AID KIT | FIRST AID KIT | NA | FIXED | 2017-04-11 | 30 | 2023-08-02 | 2027-08-02
INFUSION PUMP | SINGLE TOOTH ANAESTHESIA SYSTEM | MILESTONE | STA-5220 | 2017-03-30 | 2855.004 | 2024-01-18 | 2025-01-18
INFUSION PUMP | SINGLE TOOTH ANAESTHESIA SYSTEM | MILESTONE | STA-5220 | 2017-03-30 | 2855.004 | 2023-01-11 16:00 | 2024-08-15
HANDPIECE MICROMOTOR | HANDPIECE MICROMOTOR | W&H UK LTD | EA-52 LED | 2017-03-29 | 751.8
HANDPIECE MICROMOTOR | HANDPIECE MICROMOTOR | W&H UK LTD | EA-52 LED | 2017-03-22 | 751.2
SUCTION UNIT | SUCTION - LAERDAL - BATTERY | LAERDAL | LSU-2 | 2017-03-20 | 816 | 2024-05-01 | 2027-04-15
HANDPIECE MICROMOTOR | HANDPIECE MICROMOTOR | W&H UK LTD | EA-52 LED | 2017-03-09 | 751.8
LIGHT CURE UNIT | LIGHT CURE UNIT | OPTIMA LTD | BA OPTIMA 10 | 2017-03-08 | 250.8 | 2023-07-27 | 2024-07-27
DENTAL BUNSEN | SAFEAIR HEATSTREAM ELECTRIC BUNSEN | CARBOLITE | SAFEAIR HEAT STREAM | 2017-03-03 | 480 | 2023-05-09 | 2024-05-09
DENTAL BUNSEN | SAFEAIR HEATSTREAM ELECTRIC BUNSEN | CARBOLITE | SAFEAIR HEAT STREAM | 2017-03-03 | 480 | 2024-05-07 | 2025-04-11
DENTAL BUNSEN | SAFEAIR HEATSTREAM ELECTRIC BUNSEN | CARBOLITE | SAFEAIR HEAT STREAM | 2017-03-03 | 480 | 2024-04-22 | 2025-04-15
HANDPIECE | HANDPIECE | W&H UK LTD | S11 | 2002-01-30 | 660
DENTAL UNIT | DENTAL CART WITH 1X 3-IN-1 SYRINGE & 2X FIBRE OPTIC OUTPUTS | ADEC DENTAL | 2562 | 2017-02-23 | 3376.8 | 2022-07-12 | 2023-07-21
LIGHT CURE UNIT | LIGHT CURE UNIT | KERR DENTAL | DEMI ULTRA | 2017-02-03 | 1013.688 | 2021-07-22 | 2025-06-18
LIGHT CURE UNIT | LIGHT CURE UNIT | KERR DENTAL | DEMI ULTRA | 2017-02-03 | 1013.688 | 2021-07-22 | 2025-06-18
LIGHT CURE UNIT | LIGHT CURE UNIT | KERR DENTAL | DEMI ULTRA | 2017-02-03 | 1013.688 | 2021-07-22 | 2025-06-18
LIGHT CURE UNIT | LIGHT CURE UNIT | KERR DENTAL | DEMI ULTRA | 2017-02-03 | 1013.688 | 2021-07-22 | 2025-06-18
LABEL PRINTER | PRINTER - LABEL | LABELSTATION | ME240 (PRO240) | 2017-01-26 | 598.8 | 2023-08-02 | 2024-09-15
DIGITAL HAND HELD | DIGITAL HAND HELD MULTIMETER | FLUKE | 115 | 2017-01-24 | 241.2 | 2020-12-22 | 2024-12-14
DIGITAL HAND HELD | DIGITAL HAND HELD MULTIMETER | FLUKE | 115 | 2017-01-24 | 241.2 | 2023-11-10 | 2025-11-10
NASAL CPAP | CPAP | RESPIRONICS | REMSTAR AUTO M SERIES | 2017-08-22 | 600
NASAL CPAP | CPAP | RESPIRONICS | REMSTAR AUTO M SERIES | 2017-08-22 | 600
NASAL CPAP | CPAP | RESPIRONICS | REMSTAR AUTO M SERIES | 2017-08-22 | 600
NASAL CPAP | CPAP | RESPIRONICS | REMSTAR AUTO M SERIES | 2017-08-22 | 600
NASAL CPAP | CPAP | RESPIRONICS | REMSTAR AUTO M SERIES | 2017-08-22 | 600
NASAL CPAP | CPAP | RESPIRONICS | REMSTAR AUTO M SERIES | 2017-08-22 | 600
NASAL CPAP | CPAP | RESPIRONICS | REMSTAR AUTO M SERIES | 2017-08-22 | 600
NASAL CPAP | CPAP | RESPIRONICS | REMSTAR AUTO M SERIES | 2017-08-22 | 600
NASAL CPAP | CPAP | RESPIRONICS | REMSTAR AUTO M SERIES | 2017-08-22 | 600
NASAL CPAP | CPAP | RESPIRONICS | REMSTAR AUTO M SERIES | 2017-08-22 | 600
NASAL CPAP | CPAP | RESPIRONICS | REMSTAR AUTO M SERIES | 2017-08-22 | 600
NASAL CPAP | CPAP | RESPIRONICS | REMSTAR AUTO M SERIES | 2017-08-22 | 600
NASAL CPAP | CPAP | RESPIRONICS | REMSTAR AUTO M SERIES | 2017-08-22 | 600
NASAL CPAP | CPAP | RESPIRONICS | REMSTAR AUTO M SERIES | 2017-08-22 | 600
NASAL CPAP | CPAP | RESPIRONICS | REMSTAR AUTO M SERIES | 2017-08-22 | 600
NASAL CPAP | CPAP | RESPIRONICS | REMSTAR AUTO M SERIES | 2017-08-22 | 600
NASAL CPAP | CPAP | RESPIRONICS | REMSTAR AUTO M SERIES | 2017-08-22 | 600
NASAL CPAP | CPAP | RESPIRONICS | REMSTAR AUTO M SERIES | 2017-08-22 | 600
BIPAP VENTILATORY SUPPORT SYSTEM | BIPAP VENTILATORY SUPPORT SYSTEM | RESPIRONICS | A40 | 2017-08-22 | 2913
BIPAP VENTILATORY SUPPORT SYSTEM | BIPAP VENTILATORY SUPPORT SYSTEM | RESPIRONICS | A40 | 2017-08-22 | 2913
BIPAP VENTILATORY SUPPORT SYSTEM | BIPAP VENTILATORY SUPPORT SYSTEM | RESPIRONICS | A40 | 2017-08-22 | 2913
BIPAP VENTILATORY SUPPORT SYSTEM | BIPAP VENTILATORY SUPPORT SYSTEM | RESPIRONICS | A40 | 2017-08-22 | 2913
NASAL CPAP | CPAP | RESPIRONICS | REMSTAR AUTO M SERIES | 2017-08-22 | 600
NASAL CPAP | CPAP | RESPIRONICS | REMSTAR AUTO M SERIES | 2017-08-22 | 600
NASAL CPAP | CPAP | RESPIRONICS | REMSTAR AUTO M SERIES | 2017-08-22 | 600
NASAL CPAP | CPAP | RESPIRONICS | REMSTAR AUTO M SERIES | 2017-08-22 | 600
NASAL CPAP | CPAP | RESPIRONICS | REMSTAR AUTO M SERIES | 2017-08-22 | 600
NASAL CPAP | CPAP | RESPIRONICS | REMSTAR AUTO M SERIES | 2017-08-22 | 600
NASAL CPAP | CPAP | RESPIRONICS | REMSTAR AUTO M SERIES | 2017-08-22 | 600
NASAL CPAP | CPAP | RESPIRONICS | REMSTAR AUTO M SERIES | 2017-08-22 | 600
NASAL CPAP | CPAP | RESPIRONICS | REMSTAR AUTO M SERIES | 2017-08-22 | 600
NASAL CPAP | CPAP | RESPIRONICS | REMSTAR AUTO M SERIES | 2017-08-22 | 600
NASAL CPAP | CPAP | RESPIRONICS | REMSTAR AUTO M SERIES | 2017-08-22 | 600
NASAL CPAP | CPAP | RESPIRONICS | REMSTAR AUTO M SERIES | 2017-08-22 | 600
NASAL CPAP | CPAP | RESPIRONICS | REMSTAR AUTO M SERIES | 2017-08-22 | 600
NASAL CPAP | CPAP | RESPIRONICS | REMSTAR AUTO M SERIES | 2017-08-22 | 600
NASAL CPAP | CPAP | RESPIRONICS | REMSTAR AUTO M SERIES | 2017-08-22 | 600
NASAL CPAP | CPAP | RESPIRONICS | REMSTAR AUTO M SERIES | 2017-08-22 | 600
NASAL CPAP | CPAP | RESPIRONICS | REMSTAR AUTO M SERIES | 2017-08-22 | 600
NASAL CPAP | CPAP | RESPIRONICS | REMSTAR AUTO M SERIES | 2017-08-22 | 600
NASAL CPAP | CPAP | RESPIRONICS | REMSTAR AUTO M SERIES | 2017-08-22 | 600
NASAL CPAP | CPAP | RESPIRONICS | REMSTAR AUTO M SERIES | 2017-08-22 | 600
NASAL CPAP | CPAP | RESPIRONICS | REMSTAR AUTO M SERIES | 2017-08-22 | 600
NASAL CPAP | CPAP | RESPIRONICS | REMSTAR AUTO M SERIES | 2017-08-22 | 600
NASAL CPAP | CPAP | RESPIRONICS | REMSTAR AUTO M SERIES | 2017-08-22 | 600
NASAL CPAP | CPAP | RESPIRONICS | REMSTAR AUTO M SERIES | 2017-08-22 | 600
NASAL CPAP | CPAP | RESPIRONICS | REMSTAR AUTO M SERIES | 2017-08-22 | 600
NASAL CPAP | CPAP | RESPIRONICS | REMSTAR AUTO M SERIES | 2017-08-22 | 600
NASAL CPAP | CPAP | RESPIRONICS | REMSTAR AUTO M SERIES | 2017-08-22 | 600
NASAL CPAP | CPAP | RESPIRONICS | REMSTAR AUTO M SERIES | 2017-08-22 | 600
NASAL CPAP | CPAP | RESPIRONICS | REMSTAR AUTO M SERIES | 2017-08-22 | 600
NASAL CPAP | CPAP | RESPIRONICS | REMSTAR AUTO M SERIES | 2017-08-22 | 600
NASAL CPAP | CPAP | RESPIRONICS | REMSTAR AUTO M SERIES | 2017-08-22 | 600
NASAL CPAP | CPAP | RESPIRONICS | REMSTAR AUTO M SERIES | 2017-08-22 | 600
NASAL CPAP | CPAP | RESPIRONICS | REMSTAR AUTO M SERIES | 2017-08-22 | 600
NASAL CPAP | CPAP | RESPIRONICS | REMSTAR AUTO M SERIES | 2017-08-22 | 600
NASAL CPAP | CPAP | RESPIRONICS | REMSTAR AUTO M SERIES | 2017-08-22 | 600
NASAL CPAP | CPAP | RESPIRONICS | REMSTAR AUTO M SERIES | 2017-08-22 | 600
NASAL CPAP | CPAP | RESPIRONICS | REMSTAR AUTO M SERIES | 2017-08-22 | 600
NASAL CPAP | CPAP | RESPIRONICS | REMSTAR AUTO M SERIES | 2017-08-22 | 600
NASAL CPAP | CPAP | RESPIRONICS | REMSTAR AUTO M SERIES | 2017-08-22 | 600
NASAL CPAP | CPAP | RESPIRONICS | REMSTAR AUTO M SERIES | 2017-08-22 | 600
NASAL CPAP | CPAP | RESPIRONICS | REMSTAR AUTO M SERIES | 2017-08-22 | 600
NASAL CPAP | CPAP | RESPIRONICS | REMSTAR AUTO M SERIES | 2017-08-22 | 600
NASAL CPAP | CPAP | RESPIRONICS | REMSTAR AUTO M SERIES | 2017-08-22 | 600
NASAL CPAP | CPAP | RESPIRONICS | REMSTAR AUTO M SERIES | 2017-08-22 | 600
NASAL CPAP | CPAP | RESPIRONICS | REMSTAR AUTO M SERIES | 2017-08-22 | 600
NASAL CPAP | CPAP | RESPIRONICS | REMSTAR AUTO M SERIES | 2017-08-22 | 600
NASAL CPAP | CPAP | RESPIRONICS | REMSTAR AUTO M SERIES | 2017-08-22 | 600
NASAL CPAP | CPAP | RESPIRONICS | REMSTAR AUTO M SERIES | 2017-08-22 | 600
NASAL CPAP | CPAP | RESPIRONICS | REMSTAR AUTO M SERIES | 2017-08-22 | 600
IN-EXSUFFLATOR (COUGH ASSIST SYSTEM) | MECHANICAL IN-EXSUFFLATOR | RESPIRONICS | COUGH ASSIST E70 | 2017-08-22 | 3960
NASAL CPAP | CPAP | RESPIRONICS | REMSTAR AUTO M SERIES | 2017-08-22 | 600
NASAL CPAP | CPAP | RESPIRONICS | REMSTAR AUTO M SERIES | 2017-08-22 | 600
NASAL CPAP | CPAP | RESPIRONICS | REMSTAR AUTO M SERIES | 2017-08-22 | 600
NASAL CPAP | CPAP | RESPIRONICS | REMSTAR AUTO M SERIES | 2017-08-22 | 600
NASAL CPAP | CPAP | RESPIRONICS | REMSTAR AUTO M SERIES | 2017-08-22 | 600
NASAL CPAP | CPAP | RESPIRONICS | REMSTAR AUTO M SERIES | 2017-08-22 | 600
NASAL CPAP | CPAP | RESPIRONICS | REMSTAR AUTO M SERIES | 2017-08-22 | 600
NASAL CPAP | CPAP | RESPIRONICS | REMSTAR AUTO M SERIES | 2017-08-22 | 600
NASAL CPAP | CPAP | RESPIRONICS | REMSTAR AUTO M SERIES | 2017-08-22 | 600
NASAL CPAP | CPAP | RESPIRONICS | REMSTAR AUTO M SERIES | 2017-08-22 | 600
NASAL CPAP | CPAP | RESPIRONICS | REMSTAR AUTO M SERIES | 2017-08-22 | 600
NASAL CPAP | CPAP | RESPIRONICS | REMSTAR AUTO M SERIES | 2017-08-22 | 600
NASAL CPAP | CPAP | RESPIRONICS | REMSTAR AUTO M SERIES | 2017-08-22 | 600
NASAL CPAP | CPAP | RESPIRONICS | REMSTAR AUTO M SERIES | 2017-08-22 | 600
NASAL CPAP | CPAP | RESPIRONICS | REMSTAR AUTO M SERIES | 2017-08-22 | 600
NASAL CPAP | CPAP | RESPIRONICS | REMSTAR AUTO M SERIES | 2017-08-22 | 600
NASAL CPAP | CPAP | RESPIRONICS | REMSTAR AUTO M SERIES | 2017-08-22 | 600
HAEMOGLOBINOMETER | HEMOCUE | HEMOCUE | HB201+ | 2017-03-09 | 600
ULTRASOUND SCANNER | ULTRASOUND SCANNER | FUJIFILM SONOSITE | SII | 2017-04-19 | 23160 | 2024-01-18 | 2025-01-18
ULTRASOUND PROBE | ULTRASOUND PROBE | FUJIFILM SONOSITE | RC60XI | 2017-04-19 | 6540
AUDIO DOPPLER | VASCULAR DOPPLER | EDAN INSTRUMENTS | SONOTRAX VASCULAR | 2017-03-31 | 240
ELECTRIC SHAVER | SURGICAL CLIPPERS INCLUDING BASE | MEDLINE | DYND7080*UK | 2017-02-20 | 60
PULSE OXIMETER TESTER | PULSE OXIMETER SIMULATOR | PRONK TECHNOLOGIES | OX-1 OXSIM | 2017-01-12 | 1483.848 | 2024-02-07 | 2025-02-07
ELECTRIC BED | SMART ACUTE CARE ELECTRIC BED | LINET UK | ELEGANZA 2 | 2017-10-11 | 1848 | 2024-05-29 | 2025-05-29
DIGITAL VIDEO RECORDER | MEDICAL DIGITAL IMAGING RECORDER | TEAC | UR-4MD | 2017-09-25 | 9600
TRANSILLUMINATOR | ASTODIA DIAPHANOSCOPE | STIHLER ELECTRONIC | DIA120 | 2017-04-05 | 1200
TRANSILLUMINATOR | ASTODIA DIAPHANOSCOPE | STIHLER ELECTRONIC | DIA120 | 2017-04-05 | 1200
TRANSILLUMINATOR | ASTODIA DIAPHANOSCOPE | STIHLER ELECTRONIC | DIA120 | 2017-04-05 | 1200
ULTRASOUND PROBE | ULTRASOUND PROBE | CANON | PVI-475BX | 2023-01-20 | 7200
ULTRASOUND SYSTEM | ULTRASOUND SCANNER | TOSHIBA MED | TUS I800 | 2017-03-30 | 84154.008 | 2024-06-04 | 2025-06-01
JAUNDICE METER | JAUNDICE METER | DRAEGER | JM-103 | 2013-01-01 | 4200 |  | 2024-09-01
SUCTION UNIT | PORTABLE SUCTION UNIT | LAERDAL | LCSU4 | 2017-03-23 | 360 | 2021-04-29 | 2025-04-01
AUDIO DOPPLER | AUDIO DOPPLER | HUNTLEIGH | D920 | 2017-03-02 | 354
BABY INCUBATOR | INCUBATOR | DRAEGER | CALEO | 2017-02-16 | 14997.624 | 2024-04-04 | 2025-04-04
BABY INCUBATOR | INCUBATOR | DRAEGER | CALEO | 2017-02-16 | 14997.624 | 2024-04-05 | 2024-11-01
HUMALACTOR | HUMALACTOR | MEDELA | SYMPHONY | 2017-01-09 | 2280 | 2023-03-07 16:51 | 2025-02-09
HUMALACTOR | HUMALACTOR | MEDELA | SYMPHONY | 2017-01-09 | 2280 | 2024-03-19 | 2025-03-19
HUMALACTOR | HUMALACTOR | MEDELA | SYMPHONY | 2017-01-09 | 2280 | 2023-03-07 17:25 | 2025-02-12
HUMALACTOR | HUMALACTOR | MEDELA | SYMPHONY | 2017-01-09 | 2280 | 2023-03-07 16:39 | 2025-02-12
HUMALACTOR | HUMALACTOR | MEDELA | SYMPHONY | 2017-01-09 | 2280 | 2023-03-16 08:44 | 2025-02-11
HUMALACTOR | HUMALACTOR | MEDELA | SYMPHONY | 2017-01-09 | 2280 | 2024-04-10 | 2025-04-10
HUMALACTOR | HUMALACTOR | MEDELA | SYMPHONY | 2017-01-09 | 2280 | 2023-03-07 17:37 | 2025-02-28
HUMALACTOR | HUMALACTOR | MEDELA | SYMPHONY | 2017-01-09 | 2280 | 2023-04-28 | 2025-03-02
HUMALACTOR | HUMALACTOR | MEDELA | SYMPHONY | 2017-01-09 | 2280 | 2023-03-07 16:45 | 2025-02-25
HUMALACTOR | HUMALACTOR | MEDELA | SYMPHONY | 2017-01-09 | 2280 | 2023-03-21 15:17 | 2025-04-19
HUMALACTOR | HUMALACTOR | MEDELA | SYMPHONY | 2017-01-09 | 2280 | 2023-10-09 | 2025-10-09
HUMALACTOR | HUMALACTOR | MEDELA | SYMPHONY | 2017-01-09 | 2280 | 2024-04-22 | 2026-04-22
HUMALACTOR | HUMALACTOR | MEDELA | SYMPHONY | 2017-01-09 | 2280 | 2022-06-16 | 2025-08-01
HUMALACTOR | HUMALACTOR | MEDELA | SYMPHONY | 2017-01-09 | 2280 | 2022-05-10 | 2025-08-01
HUMALACTOR | HUMALACTOR | MEDELA | SYMPHONY | 2017-01-09 | 2280 | 2021-07-02 | 2025-08-01
NEBULIZER | NEBULIZER | RESPIRONICS | DELUXE 230V/50HZ | 2017-07-13 | 95.04
NEBULIZER | NEBULIZER | RESPIRONICS | DELUXE 230V/50HZ | 2017-07-13 | 95.04
NEBULIZER | NEBULIZER | RESPIRONICS | DELUXE 230V/50HZ | 2017-07-13 | 95.04
NEBULIZER | NEBULIZER | RESPIRONICS | DELUXE 230V/50HZ | 2017-07-13 | 95.04
NEBULIZER | NEBULIZER | RESPIRONICS | DELUXE 230V/50HZ | 2017-07-13 | 95.04
NEBULIZER | NEBULIZER | RESPIRONICS | DELUXE 230V/50HZ | 2017-07-13 | 95.04
NEBULIZER | NEBULIZER | RESPIRONICS | DELUXE 230V/50HZ | 2017-07-13 | 95.04
NEBULIZER | NEBULIZER | RESPIRONICS | DELUXE 230V/50HZ | 2017-07-13 | 95.04
NEBULIZER | NEBULIZER | PHILIPS LTD | INNOSPIRE DELUXE | 2017-05-08 | 126
NEBULIZER | NEBULIZER | PHILIPS LTD | INNOSPIRE DELUXE | 2017-05-08 | 126
NEBULIZER | NEBULIZER | PHILIPS LTD | INNOSPIRE DELUXE | 2017-05-08 | 126
NEBULIZER | NEBULIZER | PHILIPS LTD | INNOSPIRE DELUXE | 2017-05-08 | 126
NEBULIZER | NEBULIZER | PHILIPS LTD | INNOSPIRE DELUXE | 2017-05-08 | 126
NEBULIZER | NEBULIZER | PHILIPS LTD | INNOSPIRE DELUXE | 2017-05-08 | 126
NEBULIZER | NEBULIZER | PHILIPS LTD | INNOSPIRE DELUXE | 2017-05-08 | 126
NEBULIZER | NEBULIZER | PHILIPS LTD | INNOSPIRE DELUXE | 2017-05-08 | 126
NEBULIZER | NEBULIZER | PHILIPS LTD | INNOSPIRE DELUXE | 2017-05-08 | 126
NEBULIZER | NEBULIZER | PHILIPS LTD | INNOSPIRE DELUXE | 2017-05-08 | 126
NEBULIZER | NEBULIZER | PHILIPS LTD | INNOSPIRE DELUXE | 2017-05-08 | 126
NEBULIZER | NEBULIZER | PHILIPS LTD | INNOSPIRE DELUXE | 2017-05-08 | 126
NEBULIZER | NEBULIZER | PHILIPS LTD | INNOSPIRE DELUXE | 2017-05-08 | 126
NEBULIZER | NEBULIZER | PHILIPS LTD | INNOSPIRE DELUXE | 2017-05-08 | 126
NEBULIZER | NEBULIZER | PHILIPS LTD | INNOSPIRE DELUXE | 2017-05-08 | 126
NEBULIZER | NEBULIZER | PHILIPS LTD | INNOSPIRE DELUXE | 2017-05-08 | 126
NEBULIZER | NEBULIZER | PHILIPS LTD | INNOSPIRE DELUXE | 2017-05-08 | 126
NEBULIZER | NEBULIZER | PHILIPS LTD | INNOSPIRE DELUXE | 2017-05-08 | 126
NEBULIZER | NEBULIZER | PHILIPS LTD | INNOSPIRE DELUXE | 2017-05-08 | 126
NEBULIZER | NEBULIZER | PHILIPS LTD | INNOSPIRE DELUXE | 2017-05-08 | 126
NEBULIZER | NEBULIZER | PHILIPS LTD | INNOSPIRE DELUXE | 2017-05-08 | 126
NEBULIZER | NEBULIZER | PHILIPS LTD | INNOSPIRE DELUXE | 2017-05-08 | 126
NEBULIZER | NEBULIZER | PHILIPS LTD | INNOSPIRE DELUXE | 2017-05-08 | 126
NEBULIZER | NEBULIZER | PHILIPS LTD | INNOSPIRE DELUXE | 2017-05-08 | 126
NEBULIZER | NEBULIZER | PHILIPS LTD | INNOSPIRE DELUXE | 2017-05-08 | 126
NEBULIZER | NEBULIZER | PHILIPS LTD | INNOSPIRE DELUXE | 2017-05-08 | 126
NEBULIZER | NEBULIZER | PHILIPS LTD | INNOSPIRE DELUXE | 2017-05-08 | 126
NEBULIZER | NEBULIZER | PHILIPS LTD | INNOSPIRE DELUXE | 2017-05-08 | 126
NEBULIZER | NEBULIZER | RESPIRONICS | DELUXE 230V/50HZ | 2017-03-02 | 95.04
NEBULIZER | NEBULIZER | RESPIRONICS | DELUXE 230V/50HZ | 2017-03-02 | 95.04
NEBULIZER | NEBULIZER | RESPIRONICS | DELUXE 230V/50HZ | 2017-03-02 | 95.04
NEBULIZER | NEBULIZER | RESPIRONICS | DELUXE 230V/50HZ | 2017-03-02 | 95.04
NEBULIZER | NEBULIZER | RESPIRONICS | DELUXE 230V/50HZ | 2017-03-02 | 95.04
NEBULIZER | NEBULIZER | RESPIRONICS | DELUXE 230V/50HZ | 2017-03-02 | 95.04
NEBULIZER | NEBULIZER | RESPIRONICS | DELUXE 230V/50HZ | 2017-03-02 | 95.04
NEBULIZER | NEBULIZER | RESPIRONICS | DELUXE 230V/50HZ | 2017-03-02 | 95.04
NEBULIZER | NEBULIZER | RESPIRONICS | DELUXE 230V/50HZ | 2017-03-02 | 95.04
NEBULIZER | NEBULIZER | RESPIRONICS | DELUXE 230V/50HZ | 2017-03-02 | 95.04
NEBULIZER | NEBULIZER | RESPIRONICS | DELUXE 230V/50HZ | 2017-03-02 | 95.04
NEBULIZER | NEBULIZER | RESPIRONICS | DELUXE 230V/50HZ | 2017-03-02 | 95.04
NEBULIZER | NEBULIZER | RESPIRONICS | DELUXE 230V/50HZ | 2017-03-02 | 95.04
NEBULIZER | NEBULIZER | RESPIRONICS | DELUXE 230V/50HZ | 2017-03-02 | 95.04
NEBULIZER | NEBULIZER | RESPIRONICS | DELUXE 230V/50HZ | 2017-03-02 | 95.04
NEBULIZER | NEBULIZER | RESPIRONICS | DELUXE 230V/50HZ | 2017-03-02 | 95.04
NEBULIZER | NEBULIZER | RESPIRONICS | DELUXE 230V/50HZ | 2017-03-02 | 95.04
NEBULIZER | NEBULIZER | RESPIRONICS | DELUXE 230V/50HZ | 2017-03-02 | 95.04
NEBULIZER | NEBULIZER | RESPIRONICS | DELUXE 230V/50HZ | 2017-03-02 | 95.04
NEBULIZER | NEBULIZER | RESPIRONICS | DELUXE 230V/50HZ | 2017-03-02 | 95.04
NEBULIZER | NEBULIZER | RESPIRONICS | DELUXE 230V/50HZ | 2017-03-02 | 95.04
NEBULIZER | NEBULIZER | RESPIRONICS | DELUXE 230V/50HZ | 2017-03-02 | 95.04
NEBULIZER | NEBULIZER | RESPIRONICS | DELUXE 230V/50HZ | 2017-03-02 | 95.04
NEBULIZER | NEBULIZER | RESPIRONICS | DELUXE 230V/50HZ | 2017-03-02 | 95.04
NEBULIZER | NEBULIZER | RESPIRONICS | DELUXE 230V/50HZ | 2017-03-02 | 95.04
NEBULIZER | NEBULIZER | RESPIRONICS | DELUXE 230V/50HZ | 2017-03-02 | 95.04
NEBULIZER | NEBULIZER | RESPIRONICS | DELUXE 230V/50HZ | 2017-02-20 | 95.04
NEBULIZER | NEBULIZER | RESPIRONICS | DELUXE 230V/50HZ | 2017-02-20 | 95.04
NEBULIZER | NEBULIZER | RESPIRONICS | DELUXE 230V/50HZ | 2017-02-20 | 95.04
NEBULIZER | NEBULIZER | RESPIRONICS | DELUXE 230V/50HZ | 2017-02-20 | 95.04
NEBULIZER | NEBULIZER | RESPIRONICS | DELUXE 230V/50HZ | 2017-02-20 | 95.04
NEBULIZER | NEBULIZER | RESPIRONICS | DELUXE 230V/50HZ | 2017-02-20 | 95.04
NEBULIZER | NEBULIZER | RESPIRONICS | DELUXE 230V/50HZ | 2017-02-20 | 95.04
NEBULIZER | NEBULIZER | RESPIRONICS | DELUXE 230V/50HZ | 2017-02-20 | 95.04
NEBULIZER | NEBULIZER | RESPIRONICS | DELUXE 230V/50HZ | 2017-02-20 | 95.04
NEBULIZER | NEBULIZER | RESPIRONICS | DELUXE 230V/50HZ | 2017-02-20 | 95.04
NEBULIZER | NEBULIZER | RESPIRONICS | DELUXE 230V/50HZ | 2017-02-20 | 95.04
NEBULIZER | NEBULIZER | RESPIRONICS | DELUXE 230V/50HZ | 2017-02-20 | 95.04
NEBULIZER | NEBULIZER | RESPIRONICS | DELUXE 230V/50HZ | 2017-02-20 | 95.04
NEBULIZER | NEBULIZER | RESPIRONICS | DELUXE 230V/50HZ | 2017-02-20 | 95.04
NEBULIZER | NEBULIZER | RESPIRONICS | DELUXE 230V/50HZ | 2017-02-20 | 95.04
POWERED TABLE | K2 TABLE | 2020 MEDICAL SYSTEMS INC. | K2-230C | 2017-01-20 | 3600 | 2023-04-05 16:01 | 2024-05-25
VIS/FIELD ANALYSER | VISUAL FIELD ANALYSER | ZEISS | 840 | 2017-01-20 | 32856.48 | 2022-04-21 | 2023-02-24
NASAL CPAP | CPAP | RESPIRONICS | REMSTAR AUTO M SERIES | 2017-08-22 | 600
NASAL CPAP | CPAP | RESPIRONICS | REMSTAR AUTO M SERIES | 2017-08-22 | 600
NASAL CPAP | CPAP | RESPIRONICS | REMSTAR AUTO M SERIES | 2017-08-22 | 600
NASAL CPAP | CPAP | RESPIRONICS | REMSTAR AUTO M SERIES | 2017-08-22 | 600
NASAL CPAP | CPAP | RESPIRONICS | REMSTAR AUTO M SERIES | 2017-08-22 | 600
NASAL CPAP | CPAP | RESPIRONICS | REMSTAR AUTO M SERIES | 2017-08-22 | 600
NASAL CPAP | CPAP | RESPIRONICS | REMSTAR AUTO M SERIES | 2017-08-22 | 600
NASAL CPAP | CPAP | RESPIRONICS | REMSTAR AUTO M SERIES | 2017-08-22 | 600
NASAL CPAP | CPAP | RESPIRONICS | REMSTAR AUTO M SERIES | 2017-08-22 | 600
NASAL CPAP | CPAP | RESPIRONICS | REMSTAR AUTO M SERIES | 2017-08-22 | 600
NASAL CPAP | CPAP | RESPIRONICS | REMSTAR AUTO M SERIES | 2017-08-22 | 600
NASAL CPAP | CPAP | RESPIRONICS | REMSTAR AUTO M SERIES | 2017-08-22 | 600
NASAL CPAP | CPAP | RESPIRONICS | REMSTAR AUTO M SERIES | 2017-08-22 | 600
NASAL CPAP | CPAP | RESPIRONICS | REMSTAR AUTO M SERIES | 2017-08-22 | 600
NASAL CPAP | CPAP | RESPIRONICS | REMSTAR AUTO M SERIES | 2017-08-22 | 600
NASAL CPAP | CPAP | RESPIRONICS | REMSTAR AUTO M SERIES | 2017-08-22 | 600
NASAL CPAP | CPAP | RESPIRONICS | REMSTAR AUTO M SERIES | 2017-08-22 | 600
NASAL CPAP | CPAP | RESPIRONICS | REMSTAR AUTO M SERIES | 2017-08-22 | 600
NASAL CPAP | CPAP | RESPIRONICS | REMSTAR AUTO M SERIES | 2017-08-22 | 600
NASAL CPAP | CPAP | RESPIRONICS | REMSTAR AUTO M SERIES | 2017-08-22 | 600
NASAL CPAP | CPAP | RESPIRONICS | REMSTAR AUTO M SERIES | 2017-08-22 | 600
NASAL CPAP | CPAP | RESPIRONICS | REMSTAR AUTO M SERIES | 2017-08-22 | 600
NASAL CPAP | CPAP | RESPIRONICS | REMSTAR AUTO M SERIES | 2017-08-22 | 600
NASAL CPAP | CPAP | RESPIRONICS | REMSTAR AUTO M SERIES | 2017-08-22 | 600
NASAL CPAP | CPAP | RESPIRONICS | REMSTAR AUTO M SERIES | 2017-08-22 | 600
NASAL CPAP | CPAP | RESPIRONICS | REMSTAR AUTO M SERIES | 2017-08-22 | 600
NASAL CPAP | CPAP | RESPIRONICS | REMSTAR AUTO M SERIES | 2017-08-22 | 600
NASAL CPAP | CPAP | RESPIRONICS | REMSTAR AUTO M SERIES | 2017-08-22 | 600
NASAL CPAP | CPAP | RESPIRONICS | REMSTAR AUTO M SERIES | 2017-08-22 | 600
NASAL CPAP | CPAP | RESPIRONICS | REMSTAR AUTO M SERIES | 2017-08-22 | 600
NASAL CPAP | CPAP | RESPIRONICS | REMSTAR AUTO M SERIES | 2017-08-22 | 600
NASAL CPAP | CPAP | RESPIRONICS | REMSTAR AUTO M SERIES | 2017-08-22 | 600
NASAL CPAP | CPAP | RESPIRONICS | REMSTAR AUTO M SERIES | 2017-08-22 | 600
NASAL CPAP | CPAP | RESPIRONICS | REMSTAR AUTO M SERIES | 2017-08-22 | 600
NASAL CPAP | CPAP | RESPIRONICS | REMSTAR AUTO M SERIES | 2017-08-22 | 600
NASAL CPAP | CPAP | RESPIRONICS | REMSTAR AUTO M SERIES | 2017-08-22 | 600
NASAL CPAP | CPAP | RESPIRONICS | REMSTAR AUTO M SERIES | 2017-08-22 | 600
NASAL CPAP | CPAP | RESPIRONICS | REMSTAR AUTO M SERIES | 2017-08-22 | 600
NASAL CPAP | CPAP | RESPIRONICS | REMSTAR AUTO M SERIES | 2017-08-22 | 600
NASAL CPAP | CPAP | RESPIRONICS | REMSTAR AUTO M SERIES | 2017-08-22 | 600
NASAL CPAP | CPAP | RESPIRONICS | REMSTAR AUTO M SERIES | 2017-08-22 | 600
NASAL CPAP | CPAP | RESPIRONICS | REMSTAR AUTO M SERIES | 2017-08-22 | 600
NASAL CPAP | CPAP | RESPIRONICS | REMSTAR AUTO M SERIES | 2017-08-22 | 600
NASAL CPAP | CPAP | RESPIRONICS | REMSTAR AUTO M SERIES | 2017-08-22 | 600
NASAL CPAP | CPAP | RESPIRONICS | REMSTAR AUTO M SERIES | 2017-08-22 | 600
NASAL CPAP | CPAP | RESPIRONICS | REMSTAR AUTO M SERIES | 2017-08-22 | 600
NASAL CPAP | CPAP | RESPIRONICS | REMSTAR AUTO M SERIES | 2017-08-22 | 600
NASAL CPAP | CPAP | RESPIRONICS | REMSTAR AUTO M SERIES | 2017-08-22 | 600
NASAL CPAP | CPAP | RESPIRONICS | REMSTAR AUTO M SERIES | 2017-08-22 | 600
NASAL CPAP | CPAP | RESPIRONICS | REMSTAR AUTO M SERIES | 2017-08-22 | 600
NASAL CPAP | CPAP | RESPIRONICS | REMSTAR AUTO M SERIES | 2017-08-22 | 600
NASAL CPAP | CPAP | RESPIRONICS | REMSTAR AUTO M SERIES | 2017-08-22 | 600
NASAL CPAP | CPAP | RESPIRONICS | REMSTAR AUTO M SERIES | 2017-08-22 | 600
NASAL CPAP | CPAP | RESPIRONICS | REMSTAR AUTO M SERIES | 2017-08-22 | 600
NASAL CPAP | CPAP | RESPIRONICS | REMSTAR AUTO M SERIES | 2017-08-22 | 600
NASAL CPAP | CPAP | RESPIRONICS | REMSTAR AUTO M SERIES | 2017-08-22 | 600
NASAL CPAP | CPAP | RESPIRONICS | REMSTAR AUTO M SERIES | 2017-08-22 | 600
NASAL CPAP | CPAP | RESPIRONICS | REMSTAR AUTO M SERIES | 2017-08-22 | 600
NASAL CPAP | CPAP | RESPIRONICS | REMSTAR AUTO M SERIES | 2017-08-22 | 600
NASAL CPAP | CPAP | RESPIRONICS | REMSTAR AUTO M SERIES | 2017-08-22 | 600
NASAL CPAP | CPAP | RESPIRONICS | REMSTAR AUTO M SERIES | 2017-08-22 | 600
BIPAP VENTILATORY SUPPORT SYSTEM | BIPAP VENTILATORY SUPPORT SYSTEM | RESPIRONICS | A40 | 2017-08-22 | 2913
NASAL CPAP | CPAP | RESPIRONICS | REMSTAR AUTO M SERIES | 2017-08-22 | 600
NASAL CPAP | CPAP | RESPIRONICS | REMSTAR AUTO M SERIES | 2017-08-22 | 600
BIPAP VENTILATORY SUPPORT SYSTEM | BIPAP VENTILATORY SUPPORT SYSTEM | RESPIRONICS | A40 | 2017-08-22 | 2913
NASAL CPAP | CPAP | RESPIRONICS | REMSTAR AUTO M SERIES | 2017-08-22 | 600
BIPAP VENTILATORY SUPPORT SYSTEM | BIPAP VENTILATORY SUPPORT SYSTEM | RESPIRONICS | A40 | 2017-08-22 | 2913
NASAL CPAP | CPAP | RESPIRONICS | REMSTAR AUTO M SERIES | 2017-08-22 | 600
NASAL CPAP | CPAP | RESPIRONICS | REMSTAR AUTO M SERIES | 2017-08-22 | 600
NASAL CPAP | CPAP | RESPIRONICS | REMSTAR AUTO M SERIES | 2017-08-22 | 600
NASAL CPAP | CPAP | RESPIRONICS | REMSTAR AUTO M SERIES | 2017-08-22 | 600
NASAL CPAP | CPAP | RESPIRONICS | REMSTAR AUTO M SERIES | 2017-08-22 | 600
NASAL CPAP | CPAP | RESPIRONICS | REMSTAR AUTO M SERIES | 2017-08-22 | 600
NASAL CPAP | CPAP | RESPIRONICS | REMSTAR AUTO M SERIES | 2017-08-22 | 600
NASAL CPAP | CPAP | RESPIRONICS | REMSTAR AUTO M SERIES | 2017-08-22 | 600
NASAL CPAP | CPAP | RESPIRONICS | REMSTAR AUTO M SERIES | 2017-08-22 | 600
NASAL CPAP | CPAP | RESPIRONICS | REMSTAR AUTO M SERIES | 2017-08-22 | 600
BIPAP VENTILATORY SUPPORT SYSTEM | BIPAP VENTILATORY SUPPORT SYSTEM | RESPIRONICS | A40 | 2017-08-22 | 2913
NASAL CPAP | CPAP | RESPIRONICS | REMSTAR AUTO M SERIES | 2017-08-22 | 600
NASAL CPAP | CPAP | RESPIRONICS | REMSTAR AUTO M SERIES | 2017-08-22 | 600
NASAL CPAP | CPAP | RESPIRONICS | REMSTAR AUTO M SERIES | 2017-08-22 | 600
NASAL CPAP | CPAP | RESPIRONICS | REMSTAR AUTO M SERIES | 2017-08-22 | 600
NASAL CPAP | CPAP | RESPIRONICS | REMSTAR AUTO M SERIES | 2017-08-22 | 600
NASAL CPAP | CPAP | RESPIRONICS | REMSTAR AUTO M SERIES | 2017-08-22 | 600
NASAL CPAP | CPAP | RESPIRONICS | REMSTAR AUTO M SERIES | 2017-08-22 | 600
NASAL CPAP | CPAP | RESPIRONICS | REMSTAR AUTO M SERIES | 2017-08-22 | 600
INFANT TRANSPORT CAPSULE | INFANT TRANSPORT CAPSULE | ADVANCED HEALTHCARE TECHNOLOGY | BABYPOD2 | 2017-01-19 | 4302 | 2023-06-19 | 2024-06-19
MICROBLENDER | AIR/OXYGEN BLENDER | BIOMED DEVICES | 2003I | 2017-05-03 | 1260 | 2022-12-28 14:49 | 2024-12-28
SUCTION UNIT | PORTABLE SUCTION UNIT | LAERDAL | LCSU4 | 2017-05-02 | 360 |  | 2025-04-01
PUMP DOCKING STATION | PUMP DOCKING STATION | FRESENIUS KABI | LINK 6 + AGILIA | 2017-01-06 | 1198.8 | 2021-08-05 | 2024-07-01
PUMP DOCKING STATION | PUMP DOCKING STATION | FRESENIUS KABI | LINK 6 + AGILIA | 2017-01-06 | 1198.8 | 2021-07-29 | 2024-07-01
PUMP DOCKING STATION | PUMP DOCKING STATION | FRESENIUS KABI | LINK 6 + AGILIA | 2017-01-06 | 1198.8 | 2021-08-05 | 2024-07-01
PUMP DOCKING STATION | PUMP DOCKING STATION | FRESENIUS KABI | LINK 6 + AGILIA | 2017-01-06 | 1198.8 | 2021-08-12 | 2024-08-01
PUMP DOCKING STATION | PUMP DOCKING STATION | FRESENIUS KABI | LINK 6 + AGILIA | 2017-01-06 | 1198.8 | 2021-07-23 | 2024-07-01
PUMP DOCKING STATION | PUMP DOCKING STATION | FRESENIUS KABI | LINK 6 + AGILIA | 2017-01-06 | 1198.8 | 2024-08-27 | 2027-08-27
PUMP DOCKING STATION | PUMP DOCKING STATION | FRESENIUS KABI | LINK 6 + AGILIA | 2017-01-06 | 1198.8 | 2021-07-29 | 2024-07-01
PUMP DOCKING STATION | PUMP DOCKING STATION | FRESENIUS KABI | LINK 6 + AGILIA | 2017-01-06 | 1198.8 | 2024-08-27 | 2027-08-27
PUMP DOCKING STATION | PUMP DOCKING STATION | FRESENIUS KABI | LINK 6 + AGILIA | 2017-01-06 | 1198.8 | 2021-07-23 | 2024-07-01
PUMP DOCKING STATION | PUMP DOCKING STATION | FRESENIUS KABI | LINK 6 + AGILIA | 2017-01-06 | 1198.8 | 2021-07-29 | 2024-07-01
PUMP DOCKING STATION | PUMP DOCKING STATION | FRESENIUS KABI | LINK 6 + AGILIA | 2017-01-06 | 1198.8 | 2021-08-19 | 2024-08-19
PUMP DOCKING STATION | PUMP DOCKING STATION | FRESENIUS KABI | LINK 6 + AGILIA | 2017-01-06 | 1198.8 | 2021-08-19 | 2024-08-19
PUMP DOCKING STATION | PUMP DOCKING STATION | FRESENIUS KABI | LINK 6 + AGILIA | 2017-01-06 | 1198.8 | 2021-07-08 | 2024-07-01
PUMP DOCKING STATION | PUMP DOCKING STATION | FRESENIUS KABI | LINK 6 + AGILIA | 2017-01-06 | 1198.8 | 2024-08-27 | 2027-08-27
PUMP DOCKING STATION | PUMP DOCKING STATION | FRESENIUS KABI | LINK 6 + AGILIA | 2017-01-06 | 1198.8 | 2024-08-28 | 2027-08-28
PUMP DOCKING STATION | PUMP DOCKING STATION | FRESENIUS KABI | LINK 6 + AGILIA | 2017-01-06 | 1198.8 | 2021-07-29 | 2024-07-01
ELECTRIC BED | SMART ACUTE CARE ELECTRIC BED | LINET UK | ELEGANZA 2 | 2016-12-22 | 1804.2 | 2023-11-18 | 2024-11-18
ELECTRIC BED | SMART ACUTE CARE ELECTRIC BED | LINET UK | ELEGANZA 2 | 2016-12-22 | 1804.2 | 2024-01-13 | 2025-01-13
ELECTRIC BED | SMART ACUTE CARE ELECTRIC BED | LINET UK | ELEGANZA 2 | 2016-12-22 | 1804.2 | 2021-12-04 | 2024-11-01
ELECTRIC BED | SMART ACUTE CARE ELECTRIC BED | LINET UK | ELEGANZA 2 | 2016-12-22 | 1804.2 | 2023-10-30 | 2024-10-30
ELECTRIC BED | SMART ACUTE CARE ELECTRIC BED | LINET UK | ELEGANZA 2 | 2016-12-22 | 1804.2 | 2023-11-10 | 2024-11-10
ELECTRIC BED | SMART ACUTE CARE ELECTRIC BED | LINET UK | ELEGANZA 2 | 2016-12-22 | 1804.2 | 2022-01-18 | 2024-11-01
ELECTRIC BED | SMART ACUTE CARE ELECTRIC BED | LINET UK | ELEGANZA 2 | 2016-12-22 | 1804.2 | 2023-02-14 09:48 | 2024-11-01
ELECTRIC BED | SMART ACUTE CARE ELECTRIC BED | LINET UK | ELEGANZA 2 | 2016-12-22 | 1804.2 | 2023-11-18 | 2024-11-18
ELECTRIC BED | SMART ACUTE CARE ELECTRIC BED | LINET UK | ELEGANZA 2 | 2016-12-16 | 1804.2 | 2020-12-13 | 2024-11-01
ELECTRIC BED | SMART ACUTE CARE ELECTRIC BED | LINET UK | ELEGANZA 2 | 2016-12-16 | 1804.2 | 2022-12-29 19:18 | 2024-11-01
ELECTRIC BED | SMART ACUTE CARE ELECTRIC BED | LINET UK | ELEGANZA 2 | 2016-12-16 | 1804.2 | 2023-11-23 | 2024-11-23
ELECTRIC BED | SMART ACUTE CARE ELECTRIC BED | LINET UK | ELEGANZA 2 | 2016-12-16 | 1804.2 | 2023-11-10 | 2024-11-10
ELECTRIC BED | SMART ACUTE CARE ELECTRIC BED | LINET UK | ELEGANZA 2 | 2016-12-16 | 1804.2 | 2023-02-17 | 2024-11-01
ELECTRIC BED | SMART ACUTE CARE ELECTRIC BED | LINET UK | ELEGANZA 2 | 2016-12-16 | 1804.2 | 2020-12-13 | 2024-11-01
ELECTRIC BED | SMART ACUTE CARE ELECTRIC BED | LINET UK | ELEGANZA 2 | 2016-12-16 | 1804.2 | 2023-10-30 | 2024-10-30
ELECTRIC BED | SMART ACUTE CARE ELECTRIC BED | LINET UK | ELEGANZA 2 | 2016-12-16 | 1804.2 | 2023-09-26 | 2024-09-26
ELECTRIC BED | SMART ACUTE CARE ELECTRIC BED | LINET UK | ELEGANZA 2 | 2016-12-16 | 1804.2 | 2023-12-28 | 2024-12-28
ELECTRIC BED | SMART ACUTE CARE ELECTRIC BED | LINET UK | ELEGANZA 2 | 2016-12-16 | 1804.2 | 2023-02-10 10:20 | 2024-11-01
ELECTRIC BED | SMART ACUTE CARE ELECTRIC BED | LINET UK | ELEGANZA 2 | 2016-12-16 | 1804.2 | 2023-10-30 | 2024-10-30
ELECTRIC BED | SMART ACUTE CARE ELECTRIC BED | LINET UK | ELEGANZA 2 | 2016-12-16 | 1804.2 | 2023-02-09 | 2024-11-01
ELECTRIC BED | SMART ACUTE CARE ELECTRIC BED | LINET UK | ELEGANZA 2 | 2016-12-16 | 1804.2 | 2024-02-28 | 2025-02-28
ELECTRIC BED | SMART ACUTE CARE ELECTRIC BED | LINET UK | ELEGANZA 2 | 2016-12-16 | 1804.2 | 2023-01-31 17:11 | 2024-11-01
PRESSURE GAUGE | PRESSURE METER | COMARK | C9557 | 2016-12-12 | 159.9 | 2024-01-04 | 2025-01-04
MEDICAL VACUUM PLANT | MEDICAL VACUUM PLANT | MILLENIUM | VACUUM PLANT | 2010-01-01 | 6000 | 2024-08-06 | 2024-11-20
WHEELCHAIR | WHEELCHAIR | R82 | TIGER 2000 | 2017-03-08 | 360
NITROUS OXIDE MANIFOLD | NITROUS OXIDE MANIFOLD | MILLENIUM | CALISTRA N20 | 2017-03-03 | 2400 | 2024-09-17 | 2024-12-20
NITROUS OXIDE MANIFOLD | NITROUS OXIDE MANIFOLD | MILLENIUM | CALISTRA N20 | 2017-03-03 | 2400 | 2024-09-17 | 2024-12-20
ENTONOX MANIFOLD | ENTONOX MANIFOLD | MILLENIUM | CALISTRA AUTO O2/N2O | 2017-03-03 | 2400 | 2024-09-17 | 2024-12-20
POWER SCREWDRIVER | CORDLESS SCREWDRIVER | BOSCH | GSB 18-2-L1 PLUS SOLO | 2017-02-22 | 96 | 2022-03-31
OXYGEN MANIFOLD | MANIFOLD - OXYGEN | MILLENIUM | CALISTRA O2 | 2016-11-15 | 2400 | 2024-08-14 | 2024-11-20
ULTRASONIC SCALER | ULTRASONIC GENERATOR | SATELEC | NEWTRON P5XS | 2017-02-01 | 1648.8 | 2022-02-14 | 2024-08-15
ULTRASONIC SCALER | ULTRASONIC GENERATOR | SATELEC | NEWTRON P5XS | 2017-02-01 | 1648.8 | 2022-02-14 | 2024-08-15
HEATED GUTTA-PERCHA UNIT | OBTURATION SYSTEM | SYBRON ENDO | ELEMENTSFREE | 2017-02-01 | 1991.724 | 2023-01-11 16:19 | 2025-08-15
HEATED GUTTA-PERCHA UNIT | OBTURATION SYSTEM | SYBRON ENDO | ELEMENTSFREE | 2017-02-01 | 1991.724 | 2021-08-09 | 2024-08-15
IRRIGATION SYSTEM | IRRIGATION ACTIVATION SYSTEM | DENTSPLY LTD | ENDOACTIVATOR | 2017-02-01 | 430.8
SYRINGE DRIVER | SYRINGE DRIVER | FRESENIUS KABI | INJECTOMAT MC AGILIA | 2017-01-31 | 360 | 2023-09-25 | 2026-09-25
TONOMETER | TONOMETER | MAINLINE LTD | TA03 ICARE PRO | 2017-01-24 | 4800 | 2020-02-11
HANDPIECE | HANDPIECE | W&H UK LTD | S11 | 2016-12-20 | 720
DENTAL UNIT | DENTAL CART WITH 1X 3-IN-1 SYRINGE & 2X FIBRE OPTIC OUTPUTS | ADEC DENTAL | 2562 | 2016-12-12 | 3376.8 | 2024-04-24 | 2025-04-11
APEX LOCATOR | APEX LOCATOR | SYBRON ENDO | ELEMENTS DIAGNOSTIC REF 973-0300 | 2016-11-28 | 1344.444 | 2022-10-12 | 2024-08-15
APEX LOCATOR | APEX LOCATOR | SYBRON ENDO | ELEMENTS DIAGNOSTIC REF 973-0300 | 2016-11-28 | 1344.444 | 2022-10-12 | 2024-08-15
APEX LOCATOR | APEX LOCATOR | SYBRON ENDO | ELEMENTS DIAGNOSTIC REF 973-0300 | 2016-11-28 | 1344.444 | 2022-10-12 | 2024-08-15
MICROSCOPE | MICROSCOPE OPERATING | ZEISS | S100 OPMI PICO | 2016-11-30 | 16341.12 | 2023-12-20 | 2024-12-20
MICROSCOPE | MICROSCOPE OPERATING | ZEISS | S100 OPMI PICO | 2016-11-30 | 16341.12 | 2023-08-22 | 2024-08-22
MICROSCOPE | MICROSCOPE OPERATING | ZEISS | S100 OPMI PICO | 2016-11-30 | 16341.12 | 2023-12-20 | 2024-12-20
NASAL CPAP | CPAP | RESPIRONICS | REMSTAR AUTO M SERIES | 2017-08-22 | 600
NASAL CPAP | CPAP | RESPIRONICS | REMSTAR AUTO M SERIES | 2017-08-22 | 600
NASAL CPAP | CPAP | RESPIRONICS | REMSTAR AUTO M SERIES | 2017-08-22 | 600
NASAL CPAP | CPAP | RESPIRONICS | REMSTAR AUTO M SERIES | 2017-08-22 | 600
NASAL CPAP | CPAP | RESPIRONICS | REMSTAR AUTO M SERIES | 2017-08-22 | 600
NASAL CPAP | CPAP | RESPIRONICS | REMSTAR AUTO M SERIES | 2017-08-22 | 600
NASAL CPAP | CPAP | RESPIRONICS | REMSTAR AUTO M SERIES | 2017-08-22 | 600
NASAL CPAP | CPAP | RESPIRONICS | REMSTAR AUTO M SERIES | 2017-08-22 | 600
NASAL CPAP | CPAP | RESPIRONICS | REMSTAR AUTO M SERIES | 2017-08-22 | 600
NASAL CPAP | CPAP | RESPIRONICS | REMSTAR AUTO M SERIES | 2017-08-22 | 600
NASAL CPAP | CPAP | RESPIRONICS | REMSTAR AUTO M SERIES | 2017-08-22 | 600
NASAL CPAP | CPAP | RESPIRONICS | REMSTAR AUTO M SERIES | 2017-08-22 | 600
NASAL CPAP | CPAP | RESPIRONICS | REMSTAR AUTO M SERIES | 2017-08-22 | 600
NASAL CPAP | CPAP | RESPIRONICS | REMSTAR AUTO M SERIES | 2017-08-22 | 600
NASAL CPAP | CPAP | RESPIRONICS | REMSTAR AUTO M SERIES | 2017-08-22 | 600
NASAL CPAP | CPAP | RESPIRONICS | REMSTAR AUTO M SERIES | 2017-08-22 | 600
NASAL CPAP | CPAP | RESPIRONICS | REMSTAR AUTO M SERIES | 2017-08-22 | 600
NASAL CPAP | CPAP | RESPIRONICS | REMSTAR AUTO M SERIES | 2017-08-22 | 600
NASAL CPAP | CPAP | RESPIRONICS | REMSTAR AUTO M SERIES | 2017-08-22 | 600
NASAL CPAP | CPAP | RESPIRONICS | REMSTAR AUTO M SERIES | 2017-08-22 | 600
NASAL CPAP | CPAP | RESPIRONICS | REMSTAR AUTO M SERIES | 2017-08-22 | 600
NASAL CPAP | CPAP | RESPIRONICS | REMSTAR AUTO M SERIES | 2017-08-22 | 600
NASAL CPAP | CPAP | RESPIRONICS | REMSTAR AUTO M SERIES | 2017-08-22 | 600
NASAL CPAP | CPAP | RESPIRONICS | REMSTAR AUTO M SERIES | 2017-08-22 | 600
NASAL CPAP | CPAP | RESPIRONICS | REMSTAR AUTO M SERIES | 2017-08-22 | 600
NASAL CPAP | CPAP | RESPIRONICS | REMSTAR AUTO M SERIES | 2017-08-22 | 600
NASAL CPAP | CPAP | RESPIRONICS | REMSTAR AUTO M SERIES | 2017-08-22 | 600
NASAL CPAP | CPAP | RESPIRONICS | REMSTAR AUTO M SERIES | 2017-08-22 | 600
NASAL CPAP | CPAP | RESPIRONICS | REMSTAR AUTO M SERIES | 2017-08-22 | 600
NASAL CPAP | CPAP | RESPIRONICS | REMSTAR AUTO M SERIES | 2017-08-22 | 600
NASAL CPAP | CPAP | RESPIRONICS | REMSTAR AUTO M SERIES | 2017-08-22 | 600
NASAL CPAP | CPAP | RESPIRONICS | REMSTAR AUTO M SERIES | 2017-08-22 | 600
NASAL CPAP | CPAP | RESPIRONICS | REMSTAR AUTO M SERIES | 2017-08-22 | 600
NASAL CPAP | CPAP | RESPIRONICS | REMSTAR AUTO M SERIES | 2017-08-22 | 600
NASAL CPAP | CPAP | RESPIRONICS | REMSTAR AUTO M SERIES | 2017-08-22 | 600
NASAL CPAP | CPAP | RESPIRONICS | REMSTAR AUTO M SERIES | 2017-08-22 | 600
NASAL CPAP | CPAP | RESPIRONICS | REMSTAR AUTO M SERIES | 2017-08-22 | 600
NASAL CPAP | CPAP | RESPIRONICS | REMSTAR AUTO M SERIES | 2017-08-22 | 600
NASAL CPAP | CPAP | RESPIRONICS | REMSTAR AUTO M SERIES | 2017-08-22 | 600
NASAL CPAP | CPAP | RESPIRONICS | REMSTAR AUTO M SERIES | 2017-08-22 | 600
NASAL CPAP | CPAP | RESPIRONICS | REMSTAR AUTO M SERIES | 2017-08-22 | 600
NASAL CPAP | CPAP | RESPIRONICS | REMSTAR AUTO M SERIES | 2017-08-22 | 600
NASAL CPAP | CPAP | RESPIRONICS | REMSTAR AUTO M SERIES | 2017-08-22 | 600
BIPAP VENTILATORY SUPPORT SYSTEM | BIPAP VENTILATORY SUPPORT SYSTEM | RESPIRONICS | A40 | 2017-08-22 | 2913
NASAL CPAP | CPAP | RESPIRONICS | REMSTAR AUTO M SERIES | 2017-08-22 | 600
BIPAP VENTILATORY SUPPORT SYSTEM | BIPAP VENTILATORY SUPPORT SYSTEM | RESPIRONICS | A40 | 2017-08-22 | 2913
NASAL CPAP | CPAP | RESPIRONICS | REMSTAR AUTO M SERIES | 2017-08-22 | 600
NASAL CPAP | CPAP | RESPIRONICS | REMSTAR AUTO M SERIES | 2017-08-22 | 600
NASAL CPAP | CPAP | RESPIRONICS | REMSTAR AUTO M SERIES | 2017-08-22 | 600
NASAL CPAP | CPAP | RESPIRONICS | REMSTAR AUTO M SERIES | 2017-08-22 | 600
NASAL CPAP | CPAP | RESPIRONICS | REMSTAR AUTO M SERIES | 2017-08-22 | 600
NASAL CPAP | CPAP | RESPIRONICS | REMSTAR AUTO M SERIES | 2017-08-22 | 600
NASAL CPAP | CPAP | RESPIRONICS | REMSTAR AUTO M SERIES | 2017-08-22 | 600
NASAL CPAP | CPAP | RESPIRONICS | REMSTAR AUTO M SERIES | 2017-08-22 | 600
NASAL CPAP | CPAP | RESPIRONICS | REMSTAR AUTO M SERIES | 2017-08-22 | 600
NASAL CPAP | CPAP | RESPIRONICS | REMSTAR AUTO M SERIES | 2017-08-22 | 600
NASAL CPAP | CPAP | RESPIRONICS | REMSTAR AUTO M SERIES | 2017-08-22 | 600
NASAL CPAP | CPAP | RESPIRONICS | REMSTAR AUTO M SERIES | 2017-08-22 | 600
NASAL CPAP | CPAP | RESPIRONICS | REMSTAR AUTO M SERIES | 2017-08-22 | 600
NASAL CPAP | CPAP | RESPIRONICS | REMSTAR AUTO M SERIES | 2017-08-22 | 600
NASAL CPAP | CPAP | RESPIRONICS | REMSTAR AUTO M SERIES | 2017-08-22 | 600
NASAL CPAP | CPAP | RESPIRONICS | REMSTAR AUTO M SERIES | 2017-08-22 | 600
NASAL CPAP | CPAP | RESPIRONICS | REMSTAR AUTO M SERIES | 2017-08-22 | 600
NASAL CPAP | CPAP | RESPIRONICS | REMSTAR AUTO M SERIES | 2017-08-22 | 600
NASAL CPAP | CPAP | RESPIRONICS | REMSTAR AUTO M SERIES | 2017-08-22 | 600
NASAL CPAP | CPAP | RESPIRONICS | REMSTAR AUTO M SERIES | 2017-08-22 | 600
NASAL CPAP | CPAP | RESPIRONICS | REMSTAR AUTO M SERIES | 2017-08-22 | 600
NASAL CPAP | CPAP | RESPIRONICS | REMSTAR AUTO M SERIES | 2017-08-22 | 600
NASAL CPAP | CPAP | RESPIRONICS | REMSTAR AUTO M SERIES | 2017-08-22 | 600
NASAL CPAP | CPAP | RESPIRONICS | REMSTAR AUTO M SERIES | 2017-08-22 | 600
NASAL CPAP | CPAP | RESPIRONICS | REMSTAR AUTO M SERIES | 2017-08-22 | 600
NASAL CPAP | CPAP | RESPIRONICS | REMSTAR AUTO M SERIES | 2017-08-22 | 600
NASAL CPAP | CPAP | RESPIRONICS | REMSTAR AUTO M SERIES | 2017-08-22 | 600
NASAL CPAP | CPAP | RESPIRONICS | REMSTAR AUTO M SERIES | 2017-08-22 | 600
NASAL CPAP | CPAP | RESPIRONICS | REMSTAR AUTO M SERIES | 2017-08-22 | 600
NASAL CPAP | CPAP | RESPIRONICS | REMSTAR AUTO M SERIES | 2017-08-22 | 600
NASAL CPAP | CPAP | RESPIRONICS | REMSTAR AUTO M SERIES | 2017-08-22 | 600
NASAL CPAP | CPAP | RESPIRONICS | REMSTAR AUTO M SERIES | 2017-08-22 | 600
NASAL CPAP | CPAP | RESPIRONICS | REMSTAR AUTO M SERIES | 2017-08-22 | 600
NASAL CPAP | CPAP | RESPIRONICS | REMSTAR AUTO M SERIES | 2017-08-22 | 600
NASAL CPAP | CPAP | RESPIRONICS | REMSTAR AUTO M SERIES | 2017-08-22 | 600
NASAL CPAP | CPAP | RESPIRONICS | REMSTAR AUTO M SERIES | 2017-08-22 | 600
NASAL CPAP | CPAP | RESPIRONICS | REMSTAR AUTO M SERIES | 2017-08-22 | 600
NASAL CPAP | CPAP | RESPIRONICS | REMSTAR AUTO M SERIES | 2017-08-22 | 600
NASAL CPAP | CPAP | RESPIRONICS | REMSTAR AUTO M SERIES | 2017-08-22 | 600
SUCTION UNIT | SUCTION - LAERDAL - BATTERY | LAERDAL | LSU-2 | 2017-01-30 | 816 | 2022-10-21 | 2025-10-21
SUCTION CONTROLLER | HIGH SUCTION CONTROLLER | THERAPY EQUIPMENT | DIAMOND RANGE HIGH | 2017-01-06 | 96
SUCTION CONTROLLER | HIGH SUCTION CONTROLLER | THERAPY EQUIPMENT | DIAMOND RANGE HIGH | 2016-12-22 | 96
SUCTION CONTROLLER | HIGH SUCTION CONTROLLER | THERAPY EQUIPMENT | DIAMOND RANGE HIGH | 2016-12-22 | 96
SUCTION CONTROLLER | HIGH SUCTION CONTROLLER | THERAPY EQUIPMENT | DIAMOND RANGE HIGH | 2016-12-16 | 96
SUCTION CONTROLLER | HIGH SUCTION CONTROLLER | THERAPY EQUIPMENT | DIAMOND RANGE HIGH | 2016-12-16 | 96
SUCTION CONTROLLER | HIGH SUCTION CONTROLLER | THERAPY EQUIPMENT | DIAMOND RANGE HIGH | 2016-12-16 | 96
SUCTION CONTROLLER | HIGH SUCTION CONTROLLER | THERAPY EQUIPMENT | DIAMOND RANGE HIGH | 2016-12-13 | 96
SUCTION CONTROLLER | HIGH SUCTION CONTROLLER | THERAPY EQUIPMENT | DIAMOND RANGE HIGH | 2016-12-13 | 96
SUCTION CONTROLLER | HIGH SUCTION CONTROLLER | THERAPY EQUIPMENT | DIAMOND RANGE HIGH | 2016-12-13 | 96
SUCTION CONTROLLER | HIGH SUCTION CONTROLLER | THERAPY EQUIPMENT | DIAMOND RANGE HIGH | 2016-12-13 | 96
SUCTION CONTROLLER | HIGH SUCTION CONTROLLER | THERAPY EQUIPMENT | DIAMOND RANGE HIGH | 2016-12-13 | 96
SUCTION CONTROLLER | HIGH SUCTION CONTROLLER | THERAPY EQUIPMENT | DIAMOND RANGE HIGH | 2016-12-16 | 96
SUCTION CONTROLLER | HIGH SUCTION CONTROLLER | THERAPY EQUIPMENT | DIAMOND RANGE HIGH | 2016-12-16 | 96
SUCTION CONTROLLER | HIGH SUCTION CONTROLLER | THERAPY EQUIPMENT | DIAMOND RANGE HIGH | 2016-12-13 | 96
SUCTION CONTROLLER | HIGH SUCTION CONTROLLER | THERAPY EQUIPMENT | DIAMOND RANGE HIGH | 2016-12-13 | 96
SUCTION CONTROLLER | HIGH SUCTION CONTROLLER | THERAPY EQUIPMENT | DIAMOND RANGE HIGH | 2016-12-13 | 96
MRI TROLLEY | MRI TROLLEY | WOLVERSON | 2205/SSNM | 2017-02-23 | 2400 | 2023-03-08 15:44 | 2025-03-08
MRI TROLLEY | MRI TROLLEY | WOLVERSON | 2205/SSNM | 2017-02-23 | 2400 | 2024-09-03 | 2025-09-03
ULTRASOUND PROBE | ULTRASOUND PROBE | GE LIMITED | 9L-RS | 2017-05-18 | 6000
ULTRASOUND PROBE | ULTRASOUND PROBE | GE LIMITED | M5SC-RS | 2017-05-18 | 6000
ULTRASOUND SCANNER | ULTRASOUND SCANNER - PORTABLE | GE LIMITED | VIVID IQ | 2017-05-18 | 79736.4 | 2023-11-14 | 2024-11-14
ULTRASOUND-CARDIO | ULTRASOUND SCANNER | GE LIMITED | VIVID E95 | 2017-05-18 | 79736.4 | 2023-12-19 | 2024-12-19
ULTRASOUND-CARDIO | ULTRASOUND SCANNER | GE LIMITED | VIVID E95 | 2017-05-18 | 79736.4 | 2024-06-04 | 2025-06-04
ULTRASOUND-CARDIO | ULTRASOUND SCANNER | GE LIMITED | VIVID E95 | 2017-05-18 | 79736.4 | 2023-10-11 | 2024-10-11
ULTRASOUND-CARDIO | ULTRASOUND SCANNER | GE LIMITED | VIVID E95 | 2017-05-18 | 79736.4 | 2023-11-13 | 2024-10-14
ULTRASOUND PROBE | ULTRASOUND PROBE | GE LIMITED | P2D | 2024-03-25 | 1381.992
ULTRASOUND MOBILE CART | MOBILE CART | GE LIMITED | SG CART | 2017-05-18 | 6000 | 2024-04-08 | 2024-09-01
ULTRASOUND PROBE | ULTRASOUND PROBE | GE LIMITED | M5SC-D | 2023-01-26 | 6000
ULTRASOUND-CARDIO | ULTRASOUND SCANNER | GE LIMITED | VIVID E95 | 2017-05-18 | 79736.4 | 2023-09-20 | 2024-09-20
FLAT SCREEN DISPLAY | FLAT SCREEN DISPLAY LCD 24" 3D HD MEDICAL GRADE | SONY | LMD-2451MT | 2017-05-18 | 2400 | 2024-03-14 | 2024-10-15
TEMP MONITOR | TEMPERATURE & HUMIDITY LOGGER | LASCAR | EL-USB-2-LCD+ | 2018-10-01 | 78
ULTRASOUND PROBE | ULTRASOUND PROBE - TOE | PHILIPS LTD | S8-3T | 2017-09-15 | 18000
CR READER | INTRA ORAL PLATE READER | INSTRUMENTARIUM | EXPRESS ORIGO | 2017-09-11 | 6000 | 2024-08-01 | 2025-08-01
AIR PUMP ELECTRIC | KRYPTON GAS PUMP | CAP LTD | CAPEX L2X | 2017-05-26 | 6000 | 2024-07-30 | 2025-07-30
CR READER | INTRA ORAL PLATE READER | INSTRUMENTARIUM | EXPRESS ORIGO | 2017-09-11 | 6000 | 2024-08-01 | 2025-08-01
CR READER | INTRA ORAL PLATE READER | INSTRUMENTARIUM | EXPRESS ORIGO | 2017-09-11 | 6000 | 2024-08-01 | 2025-08-01
DENTAL X-RAY UNIT | DENTAL X-RAY UNIT - MOBIL | SATELEC | X-MIND | 2017-04-13 | 2400 | 2023-09-06 | 2024-09-06
DENTAL X-RAY UNIT | DENTAL X-RAY UNIT - MOBIL | SATELEC | X-MIND | 2017-04-13 | 2400 | 2023-09-06 | 2024-09-06
DENTAL X-RAY UNIT | DENTAL X-RAY UNIT - MOBIL | SATELEC | X-MIND | 2017-04-13 | 2400 | 2023-09-06 | 2024-09-06
FLAT SCREEN DISPLAY | MONITOR LCD FLAT PANEL | EIZO | EV2216W | 2017-04-01 | 235.2
RADIOTHERAPY TREATMENT CHAIR | X-RAY CHAIR | MERCADO MEDIC UK LTD | REAL 800 PLUS | 2017-03-31 | 14088 | 2024-07-31 | 2025-07-31
AUDIO DOPPLER | AUDIO DOPPLER | HUNTLEIGH | DMX | 2016-11-18 | 660 | 2021-10-01
AUDIO DOPPLER | AUDIO DOPPLER | HUNTLEIGH | DMX | 2016-11-18 | 660 | 2022-10-03
ULTRASOUND PROBE | ULTRASOUND PROBE | BK MEDICAL | 2052 | 2017-03-06 | 9600
ULTRASOUND PROBE | ULTRASOUND PROBE | BK MEDICAL | 8820E | 2017-02-01 | 6000
ULTRASOUND PROBE | LINEAR ARRAY TRANSDUCER | BK MEDICAL | 8811 | 2017-02-01 | 6000
LEAD SCREEN | CEILING MOUNTED LEAD SCREEN | KENEX (ELECTRO MEDICAL) LIMITED | ACROBAT 2000 | 2017-02-03 | 5430 | 2024-04-17 | 2025-04-28
ULTRASOUND PROBE | ULTRASOUND PROBE | SIEMENS LTD | 14L5 | 2016-09-20 | 6000
ULTRASOUND PROBE | ULTRASOUND PROBE | SIEMENS LTD | 18L6-HD | 2016-09-20 | 6000
ULTRASOUND PROBE | ULTRASOUND PROBE | SIEMENS LTD | 9L4 | 2016-09-20 | 6000
ULTRASOUND SCANNER | ULTRASOUND SCANNER | SIEMENS LTD | ACUSON S2000 | 2016-09-20 | 67477.632 | 2024-08-12 | 2025-08-12
AUDIO DOPPLER | AUDIO DOPPLER | HUNTLEIGH | DMX | 2016-11-18 | 660 | 2023-11-24
PUMP DOCKING STATION | PUMP DOCKING STATION | FRESENIUS KABI | LINK 4 + AGILIA | 2016-11-21 | 498 | 2021-08-26 | 2024-08-26
PUMP DOCKING STATION | PUMP DOCKING STATION | FRESENIUS KABI | LINK 4 + AGILIA | 2016-11-21 | 498 | 2021-08-26 | 2024-08-26
PUMP DOCKING STATION | PUMP DOCKING STATION | FRESENIUS KABI | LINK 4 + AGILIA | 2016-11-21 | 498 | 2021-08-26 | 2024-08-26
PUMP DOCKING STATION | PUMP DOCKING STATION | FRESENIUS KABI | LINK 4 + AGILIA | 2016-11-21 | 498 | 2021-08-26 | 2024-08-26
PUMP DOCKING STATION | PUMP DOCKING STATION | FRESENIUS KABI | LINK 4 + AGILIA | 2016-11-21 | 498 | 2024-08-27 | 2027-08-27
PUMP DOCKING STATION | PUMP DOCKING STATION | FRESENIUS KABI | LINK 4 + AGILIA | 2016-11-21 | 498 | 2021-08-19 | 2027-10-28
PUMP DOCKING STATION | PUMP DOCKING STATION | FRESENIUS KABI | LINK 4 + AGILIA | 2016-11-21 | 498 | 2021-08-20 | 2024-08-20
PUMP DOCKING STATION | PUMP DOCKING STATION | FRESENIUS KABI | LINK 4 + AGILIA | 2016-11-21 | 498 | 2021-08-20 | 2024-08-20
PUMP DOCKING STATION | PUMP DOCKING STATION | FRESENIUS KABI | LINK 4 + AGILIA | 2016-11-21 | 498 | 2021-08-26 | 2024-08-26
PUMP DOCKING STATION | PUMP DOCKING STATION | FRESENIUS KABI | LINK 4 + AGILIA | 2016-11-21 | 498 | 2021-08-26 | 2024-08-26
PUMP DOCKING STATION | PUMP DOCKING STATION | FRESENIUS KABI | LINK 4 + AGILIA | 2016-11-21 | 498 | 2021-08-20 | 2024-08-20
PUMP DOCKING STATION | PUMP DOCKING STATION | FRESENIUS KABI | LINK 4 + AGILIA | 2016-11-21 | 498 | 2021-08-20 | 2024-08-20
PUMP DOCKING STATION | PUMP DOCKING STATION | FRESENIUS KABI | LINK 4 + AGILIA | 2016-11-21 | 498 | 2021-08-19 | 2024-08-19
PUMP DOCKING STATION | PUMP DOCKING STATION | FRESENIUS KABI | LINK 4 + AGILIA | 2016-11-21 | 498 | 2021-08-06 | 2024-08-01
PUMP DOCKING STATION | PUMP DOCKING STATION | FRESENIUS KABI | LINK 4 + AGILIA | 2016-11-21 | 498 | 2021-08-20 | 2024-08-20
PUMP DOCKING STATION | PUMP DOCKING STATION | FRESENIUS KABI | LINK 4 + AGILIA | 2016-11-21 | 498 | 2021-08-20 | 2024-08-20
PUMP DOCKING STATION | PUMP DOCKING STATION | FRESENIUS KABI | LINK 4 + AGILIA | 2016-11-21 | 498 | 2021-08-19 | 2024-08-19
PUMP DOCKING STATION | PUMP DOCKING STATION | FRESENIUS KABI | LINK 4 + AGILIA | 2016-11-21 | 498 | 2021-08-20 | 2024-08-20
PUMP DOCKING STATION | PUMP DOCKING STATION | FRESENIUS KABI | LINK 4 + AGILIA | 2016-11-21 | 498 | 2024-10-25 | 2027-10-25
PUMP DOCKING STATION | PUMP DOCKING STATION | FRESENIUS KABI | LINK 4 + AGILIA | 2016-11-21 | 498 | 2021-08-20 | 2024-08-20
PUMP DOCKING STATION | PUMP DOCKING STATION | FRESENIUS KABI | LINK 4 + AGILIA | 2016-11-21 | 498 | 2024-08-27 | 2027-08-27
PUMP DOCKING STATION | PUMP DOCKING STATION | FRESENIUS KABI | LINK 4 + AGILIA | 2016-11-21 | 498 | 2024-08-27 | 2027-08-27
PUMP DOCKING STATION | PUMP DOCKING STATION | FRESENIUS KABI | LINK 4 + AGILIA | 2016-11-21 | 498 | 2021-08-26 | 2024-08-26
PUMP DOCKING STATION | PUMP DOCKING STATION | FRESENIUS KABI | LINK 4 + AGILIA | 2016-11-21 | 498 | 2021-08-26 | 2024-08-26
HANDPIECE | DENTAL HANDPIECE | W&H UK LTD | SYNEA FUSION TG-98LM | 2016-11-17 | 517.2
HANDPIECE | DENTAL HANDPIECE | W&H UK LTD | SYNEA FUSION TG-98LM | 2016-11-17 | 517.2
HANDPIECE | DENTAL HANDPIECE | W&H UK LTD | SYNEA FUSION TG-98LM | 2016-11-17 | 517.2
HANDPIECE | DENTAL HANDPIECE | W&H UK LTD | SYNEA FUSION TG-98LM | 2016-11-17 | 517.2
HANDPIECE | DENTAL HANDPIECE | W&H UK LTD | SYNEA FUSION TG-98LM | 2016-11-17 | 517.2
HANDPIECE | DENTAL HANDPIECE | W&H UK LTD | SYNEA FUSION TG-98LM | 2016-11-17 | 517.2
HANDPIECE | DENTAL HANDPIECE | W&H UK LTD | SYNEA FUSION TG-98LM | 2016-11-17 | 517.2
HANDPIECE | DENTAL HANDPIECE | W&H UK LTD | SYNEA FUSION TG-98LM | 2016-11-17 | 517.2
HANDPIECE | DENTAL HANDPIECE | W&H UK LTD | SYNEA FUSION TG-98LM | 2016-11-17 | 517.2
HANDPIECE | DENTAL HANDPIECE | W&H UK LTD | SYNEA FUSION TG-98LM | 2016-11-17 | 517.2
SPIROMETER | SPIROMETER | MICRO MEDICAL (NOW CAREFUSION) | MICROLAB ML3500 | 2016-11-23 | 2152.476
APEX LOCATOR | APEX LOCATOR | SYBRON ENDO | ELEMENTS DIAGNOSTIC REF 973-0300 | 2016-11-28 | 1344.444 | 2022-10-12 | 2024-08-15
HANDPIECE MICROMOTOR | HANDPIECE MICROMOTOR | W&H UK LTD | EA-52 LED | 2016-11-29 | 669.48
HANDPIECE MICROMOTOR | HANDPIECE MICROMOTOR | W&H UK LTD | EA-52 LED | 2016-11-29 | 669.48
HANDPIECE MICROMOTOR | HANDPIECE MICROMOTOR | W&H UK LTD | EA-52 LED | 2016-11-29 | 669.48
SPIROMETER | RESPIRATORY PRESSURE METER | CAREFUSION | 36-RPM01-STK | 2016-11-23 | 1600.428
APEX LOCATOR | APEX LOCATOR | SYBRON ENDO | APEX ID REF 972-0090 | 2016-11-23 | 519.408
APEX LOCATOR | APEX LOCATOR | SYBRON ENDO | APEX ID REF 972-0090 | 2016-11-23 | 519.408
APEX LOCATOR | APEX LOCATOR | SYBRON ENDO | APEX ID REF 972-0090 | 2016-11-23 | 519.408
APEX LOCATOR | APEX LOCATOR | SYBRON ENDO | APEX ID REF 972-0090 | 2016-11-23 | 519.408
APEX LOCATOR | APEX LOCATOR | SYBRON ENDO | APEX ID REF 972-0090 | 2016-11-23 | 519.408
APEX LOCATOR | APEX LOCATOR | SYBRON ENDO | ELEMENTS DIAGNOSTIC REF 973-0300 | 2016-11-21 | 519.408 | 2022-10-12 | 2024-08-15
APEX LOCATOR | APEX LOCATOR | SYBRON ENDO | ELEMENTS DIAGNOSTIC REF 973-0300 | 2016-11-21 | 1344.444 | 2022-10-12 | 2024-08-15
VIS/FIELD ANALYSER | VISUAL FIELD ANALYSER | ELEKTRON TECHNOLOGY | HENSON 9000 | 2016-11-15 | 11304 | 2023-12-05 | 2024-12-05
IRRIGATION SYSTEM | IRRIGATION SYSTEM (ENDOSCOPY) | BYRNE MEDICAL | EGP-100 | 2017-05-04 | 1174.8 | 2023-05-27 | 2024-05-27
SUCTION CONTROLLER | HIGH SUCTION CONTROLLER | THERAPY EQUIPMENT | DIAMOND RANGE HIGH | 2017-04-28 | 96
SUCTION UNIT | SUCTION - LAERDAL - BATTERY | LAERDAL | LSU-2 | 2017-04-27 | 816 | 2024-10-09 | 2027-10-09
ULTRASOUND PROBE | ULTRASOUND PROBE | FUJIFILM SONOSITE | P21X | 2017-04-19 | 7080 | 2019-09-20
ULTRASOUND PROBE | ULTRASOUND PROBE | FUJIFILM SONOSITE | HFL38XI | 2017-04-19 | 7080
ULTRASOUND PROBE | ULTRASOUND PROBE | FUJIFILM SONOSITE | C60XI | 2017-04-19 | 6000 | 2019-09-20
ULTRASOUND PROBE | ULTRASOUND PROBE | FUJIFILM SONOSITE | RC60XI | 2017-04-19 | 6540 | 2024-01-15 | 2025-01-15
ULTRASOUND PROBE | ULTRASOUND PROBE | FUJIFILM SONOSITE | L25N | 2017-04-19 | 6120
ULTRASOUND PROBE | ULTRASOUND PROBE | FUJIFILM SONOSITE | HFL38XI | 2017-04-19 | 7080 | 2019-09-20
ULTRASOUND SCANNER | ULTRASOUND SCANNER | FUJIFILM SONOSITE | M-TURBO | 2017-04-19 | 33186 | 2024-01-18 | 2025-01-18
SUCTION CONTROLLER | HIGH SUCTION REMOTE | THERAPY EQUIPMENT | DIAMOND RANGE HIGH (REMOTE) | 2017-04-18 | 96
ELECTRO PHYSIOLOGICAL STIM | ELECTRO ANATOMICAL NAVIGATION PC | BIOSENSE WEBSTER | CARTO 3 SYSTEM STATION PC | 2017-04-25 | 48000
ELECTRO PHYSIOLOGICAL STIM | ELECTRO ANATOMICAL NAVIGATION | BIOSENSE WEBSTER | CARTO 3 SYSTEM | 2017-04-25 | 48000
CARDIAC STIMULATOR | CARDIAC STIMULATOR | MICROPACE | EPS320 | 2017-04-25 | 24000
ELECTRO PHYSIOLOGICAL STIM | ELECTROPHYSIOLOGY AMPLIFIER | BOSTON SCIENTIFIC | CLEARSIGN II | 2017-04-25 | 24000 | 2023-07-17 | 2024-07-17
CARDIAC STIMULATOR | CARDIAC STIMULATOR PC SYSTEM | MICROPACE | STIMCOR | 2017-04-25 | 24000
ELECTRO PHYSIOLOGICAL STIM | LABSYSTEM PRO EP RECORDING SYSTEM PC | BOSTON SCIENTIFIC | LS9900 | 2017-04-25 | 24000 |  | 2025-07-15
STANDING AID | STANDING AID | HANDICARE | ReTurn 7500 | 2017-04-12 | 720 | 2023-08-01 | 2024-08-01
GEL WARMER | GEL WARMER | PARKER | THERMASONIC | 2017-04-11 | 144 | 2024-02-16 | 2025-02-16
CARDIOGRAPH | CARDIOGRAPH | GE LIMITED | MAC2000 | 2017-03-30 | 4842.24 | 2023-07-05 | 2024-07-05
COUCH | COUCH - ELECTRIC | AKRON | A2222/2/SHS | 2017-03-29 | 900 | 2022-02-04 | 2025-02-15
BLOOD GAS ANALYSER | BLOOD GAS ANALYSER - ARTERIAL LINE | SPHERE MEDICAL LIMITED | PROXIMA 4 | 2017-03-13 | 7200
BLOOD GAS ANALYSER | BLOOD GAS ANALYSER - ARTERIAL LINE | SPHERE MEDICAL LIMITED | PROXIMA 4 | 2017-03-13 | 7200
BLOOD GAS ANALYSER | BLOOD GAS ANALYSER - ARTERIAL LINE | SPHERE MEDICAL LIMITED | PROXIMA 4 | 2017-03-13 | 7200
LIGHT BOX | LIGHT BOX VIEWER | SCIENCEWARE | ULB-100 | 2017-03-02 | 60 | 2024-03-26 | 2025-03-26
VITAL SIGNS MONITOR | VITAL SIGNS MONITOR: NBP/SPO2/TEMP. | WELCH ALLYN | SPOT 420(NBP/SPO2) | 2017-03-08 | 1339.5 | 2021-12-30 | 2024-08-15
VITAL SIGNS MONITOR | VITAL SIGNS MONITOR: NBP/SPO2/TEMP. | WELCH ALLYN | SPOT 420(NBP/SPO2) | 2017-03-02 | 2400 | 2022-07-07 | 2025-04-15
TILT CHAIR | ELECTRIC TILTING PATIENT CHAIR | DIGITERM LTD | COMFORT 4 | 2017-02-24 | 3360 | 2023-04-12 09:39 | 2026-04-12
TILT CHAIR | ELECTRIC TILTING PATIENT CHAIR | DIGITERM LTD | COMFORT 4 | 2017-02-24 | 3360 | 2023-04-06 08:24 | 2026-04-06
TILT CHAIR | ELECTRIC TILTING PATIENT CHAIR | DIGITERM LTD | COMFORT 4 | 2017-02-24 | 3360 | 2023-04-11 10:15 | 2026-04-11
TILT CHAIR | ELECTRIC TILTING PATIENT CHAIR | DIGITERM LTD | COMFORT 4 | 2017-02-24 | 3360 | 2023-04-11 10:15 | 2026-04-11
ELECTRIC BED | ELECTRIC BED - SPINAL | NEXUS DMS LTD | LEGACY COMPLEX TURNING BED | 2017-02-21 | 41385.6 | 2023-11-29 | 2024-11-29
COUCH | COUCH 2-SECTION HYDRAULIC | PLINTH 2000 | 502H | 2017-02-15 | 973.2 | 2020-03-03 | 2026-04-14
DIATHERMY MACHINE | DIATHERMY MACHINE | ERBE | VIO 200D | 2017-02-10 | 16086.228 | 2023-01-13 10:19 | 2023-10-15
BALANCE | BALANCE - ANALYTICAL | METTLER | XS105DU | 2017-02-08 | 6914.568
TILT CHAIR | MOBILISATION CHAIR | HANSE MEDIZINTEK | THEKLA 3 | 2017-02-08 | 11040 |  | 2025-02-15
PRINTER | PRINTER - INKJET | RICOH | AFICIO SG2100N | 2017-01-16 | 138
PUMP DOCKING STATION | PUMP DOCKING STATION | FRESENIUS KABI | LINK 6 + AGILIA | 2017-01-09 | 1198.8 | 2021-11-18 | 2024-07-15
PUMP DOCKING STATION | PUMP DOCKING STATION | FRESENIUS KABI | LINK 6 + AGILIA | 2017-01-09 | 1198.8 | 2021-11-18 | 2024-07-15
PUMP DOCKING STATION | PUMP DOCKING STATION | FRESENIUS KABI | LINK 6 + AGILIA | 2017-01-09 | 1198.8 | 2021-11-18 | 2024-07-15
PUMP DOCKING STATION | PUMP DOCKING STATION | FRESENIUS KABI | LINK 6 + AGILIA | 2017-01-09 | 1198.8 | 2021-11-18 | 2024-07-15
PUMP DOCKING STATION | PUMP DOCKING STATION | FRESENIUS KABI | LINK 6 + AGILIA | 2017-01-09 | 1198.8 | 2021-11-18 | 2024-07-15
PUMP DOCKING STATION | PUMP DOCKING STATION | FRESENIUS KABI | LINK 6 + AGILIA | 2017-01-09 | 1198.8 |  | 2025-07-15
PUMP DOCKING STATION | PUMP DOCKING STATION | FRESENIUS KABI | LINK 6 + AGILIA | 2017-01-09 | 1198.8 | 2021-11-18 | 2024-07-15
PUMP DOCKING STATION | PUMP DOCKING STATION | FRESENIUS KABI | LINK 6 + AGILIA | 2017-01-09 | 1198.8 | 2021-11-18 | 2024-07-15
PUMP DOCKING STATION | PUMP DOCKING STATION | FRESENIUS KABI | LINK 6 + AGILIA | 2017-01-09 | 1198.8 | 2021-11-18 | 2024-07-15
PUMP DOCKING STATION | PUMP DOCKING STATION | FRESENIUS KABI | LINK 6 + AGILIA | 2017-01-09 | 1198.8 | 2021-11-18 | 2024-07-15
PUMP DOCKING STATION | PUMP DOCKING STATION | FRESENIUS KABI | LINK 6 + AGILIA | 2017-01-09 | 1198.8 |  | 2025-07-15
PUMP DOCKING STATION | PUMP DOCKING STATION | FRESENIUS KABI | LINK 6 + AGILIA | 2017-01-09 | 1198.8 | 2021-11-18 | 2024-07-15
PUMP DOCKING STATION | PUMP DOCKING STATION | FRESENIUS KABI | LINK 4 + AGILIA | 2017-01-09 | 996 | 2021-11-18 | 2024-07-15
PUMP DOCKING STATION | PUMP DOCKING STATION | FRESENIUS KABI | LINK 4 + AGILIA | 2017-01-09 | 996 | 2021-11-18 | 2024-07-15
PUMP DOCKING STATION | PUMP DOCKING STATION | FRESENIUS KABI | LINK 4 + AGILIA | 2017-01-09 | 996 | 2021-11-18 | 2024-07-15
PUMP DOCKING STATION | PUMP DOCKING STATION | FRESENIUS KABI | LINK 4 + AGILIA | 2017-01-09 | 996 | 2021-11-18 | 2024-07-15
PUMP DOCKING STATION | PUMP DOCKING STATION | FRESENIUS KABI | LINK 4 + AGILIA | 2017-01-09 | 996 | 2021-11-18 | 2024-07-15
PUMP DOCKING STATION | PUMP DOCKING STATION | FRESENIUS KABI | LINK 4 + AGILIA | 2017-01-09 | 996 | 2021-11-18 | 2024-07-15
PUMP DOCKING STATION | PUMP DOCKING STATION | FRESENIUS KABI | LINK 4 + AGILIA | 2017-01-09 | 996 | 2021-11-18 | 2024-07-15
PUMP DOCKING STATION | PUMP DOCKING STATION | FRESENIUS KABI | LINK 4 + AGILIA | 2017-01-09 | 996 | 2021-11-18 | 2024-07-15
PUMP DOCKING STATION | PUMP DOCKING STATION | FRESENIUS KABI | LINK 4 + AGILIA | 2017-01-09 | 996 | 2022-09-12 | 2025-09-12
PUMP DOCKING STATION | PUMP DOCKING STATION | FRESENIUS KABI | LINK 4 + AGILIA | 2017-01-09 | 996 | 2024-02-16 | 2027-02-16
PUMP DOCKING STATION | PUMP DOCKING STATION | FRESENIUS KABI | LINK 4 + AGILIA | 2017-01-09 | 996 | 2021-11-18 | 2024-07-15
PUMP DOCKING STATION | PUMP DOCKING STATION | FRESENIUS KABI | LINK 4 + AGILIA | 2017-01-09 | 996 | 2023-03-15 10:22 | 2025-08-19
PUMP DOCKING STATION | PUMP DOCKING STATION | FRESENIUS KABI | LINK 4 + AGILIA | 2017-01-09 | 996 | 2021-11-18 | 2024-07-15
SPIROMETER | SPIROMETER | M.I.R. | SPIROLAB | 2017-01-13 | 1554 |  | 2023-12-15
ELECTRIC BED | SMART ACUTE CARE ELECTRIC BED | LINET UK | ELEGANZA 2 | 2016-12-22 | 1804.2 | 2023-06-26 | 2024-11-01
ELECTRIC BED | SMART ACUTE CARE ELECTRIC BED | LINET UK | ELEGANZA 2 | 2016-12-22 | 1804.2 | 2022-11-14 19:09 | 2024-11-01
SPHYGMOMANOMETER | SPHYGMOMANOMETER | SPEIDEL & KE | MAXI STABIL 3 | 2016-11-11 | 217.2
CAMERA HEAD | CAMERA HEAD WITH SPIES | KARL STORZ | H3-Z-TH100 | 2016-11-09 | 14112
VIDEO PRINTER | VIDEO PRINTER | SONY | UP-DR80MD | 2016-11-09 | 1462.08 | 2024-02-08 | 2024-10-12
ENDOSCOPY VIDEO CAPTURE UNIT | AIDA WD200 (IMAGE CAPTURE SYSTEM) | KARL STORZ | WD200 | 2016-11-09 | 8637.12 | 2024-02-08 | 2025-02-08
CAMERA CONTROL UNIT | CAMERA CONTROL UNIT | KARL STORZ | TC300 | 2016-11-09 | 4536 | 2024-02-08 | 2025-02-08
ENDOSCOPY VIDEO CAPTURE UNIT | ENDOSCOPY CONTROL UNIT | KARL STORZ | TC301 | 2016-11-09 | 4435.2 | 2024-02-08 | 2025-02-08
ENDOSCOPY VIDEO CAPTURE UNIT | ENDOSCOPY VIDEO CAPTURE UNIT | KARL STORZ | TC200 | 2016-11-09 | 6552 | 2024-02-08 | 2025-02-08
LIGHT SOURCE | LIGHT SOURCE - XENON 300 | KARL STORZ | 20133120 | 2016-11-09 | 6804.48 | 2024-02-08 | 2025-02-08
FLAT SCREEN MONITOR - TOUCH | DISPLAY LCD FLAT SCREEN 19 INCH TOUCH SCREEN MEDICAL GRADE | KARL STORZ | 200905 19 | 2016-11-09 | 2648.64 | 2024-02-08 | 2025-02-08
FLAT SCREEN DISPLAY | DISPLAY WIDEVIEW HD MONITOR 26 INCH | KARL STORZ | SC-WU26-A1511 | 2016-11-09 | 5035.2 | 2024-02-08 | 2025-02-08
NASAL CPAP | CPAP | RESPIRONICS | REMSTAR AUTO M SERIES | 2017-08-22 | 600
NASAL CPAP | CPAP | RESPIRONICS | REMSTAR AUTO M SERIES | 2017-08-22 | 600
NASAL CPAP | CPAP | RESPIRONICS | REMSTAR AUTO M SERIES | 2017-08-22 | 600
NASAL CPAP | CPAP | RESPIRONICS | REMSTAR AUTO M SERIES | 2017-08-22 | 600
NASAL CPAP | CPAP | RESPIRONICS | REMSTAR AUTO M SERIES | 2017-08-22 | 600
NASAL CPAP | CPAP | RESPIRONICS | REMSTAR AUTO M SERIES | 2017-08-22 | 600
NASAL CPAP | CPAP | RESPIRONICS | REMSTAR AUTO M SERIES | 2017-08-22 | 600
NASAL CPAP | CPAP | RESPIRONICS | REMSTAR AUTO M SERIES | 2017-08-22 | 600
NASAL CPAP | CPAP | RESPIRONICS | REMSTAR AUTO M SERIES | 2017-08-22 | 600
NASAL CPAP | CPAP | RESPIRONICS | REMSTAR AUTO M SERIES | 2017-08-22 | 600
NASAL CPAP | CPAP | RESPIRONICS | REMSTAR AUTO M SERIES | 2017-08-22 | 600
NASAL CPAP | CPAP | RESPIRONICS | REMSTAR AUTO M SERIES | 2017-08-22 | 600
NASAL CPAP | CPAP | RESPIRONICS | REMSTAR AUTO M SERIES | 2017-08-22 | 600
NASAL CPAP | CPAP | RESPIRONICS | REMSTAR AUTO M SERIES | 2017-08-22 | 600
NASAL CPAP | CPAP | RESPIRONICS | REMSTAR AUTO M SERIES | 2017-08-22 | 600
NASAL CPAP | CPAP | RESPIRONICS | REMSTAR AUTO M SERIES | 2017-08-22 | 600
NASAL CPAP | CPAP | RESPIRONICS | REMSTAR AUTO M SERIES | 2017-08-22 | 600
NASAL CPAP | CPAP | RESPIRONICS | REMSTAR AUTO M SERIES | 2017-08-22 | 600
NASAL CPAP | CPAP | RESPIRONICS | REMSTAR AUTO M SERIES | 2017-08-22 | 600
NASAL CPAP | CPAP | RESPIRONICS | REMSTAR AUTO M SERIES | 2017-08-22 | 600
NASAL CPAP | CPAP | RESPIRONICS | REMSTAR AUTO M SERIES | 2017-08-22 | 600
NASAL CPAP | CPAP | RESPIRONICS | REMSTAR AUTO M SERIES | 2017-08-22 | 600
NASAL CPAP | CPAP | RESPIRONICS | REMSTAR AUTO M SERIES | 2017-08-22 | 600
NASAL CPAP | CPAP | RESPIRONICS | REMSTAR AUTO M SERIES | 2017-08-22 | 600
NASAL CPAP | CPAP | RESPIRONICS | REMSTAR AUTO M SERIES | 2017-08-22 | 600
NASAL CPAP | CPAP | RESPIRONICS | REMSTAR AUTO M SERIES | 2017-08-22 | 600
NASAL CPAP | CPAP | RESPIRONICS | REMSTAR AUTO M SERIES | 2017-08-22 | 600
NASAL CPAP | CPAP | RESPIRONICS | REMSTAR AUTO M SERIES | 2017-08-22 | 600
NASAL CPAP | CPAP | RESPIRONICS | REMSTAR AUTO M SERIES | 2017-08-22 | 600
NASAL CPAP | CPAP | RESPIRONICS | REMSTAR AUTO M SERIES | 2017-08-22 | 600
NASAL CPAP | CPAP | RESPIRONICS | REMSTAR AUTO M SERIES | 2017-08-22 | 600
NASAL CPAP | CPAP | RESPIRONICS | REMSTAR AUTO M SERIES | 2017-08-22 | 600
NASAL CPAP | CPAP | RESPIRONICS | REMSTAR AUTO M SERIES | 2017-08-22 | 600
NASAL CPAP | CPAP | RESPIRONICS | REMSTAR AUTO M SERIES | 2017-08-22 | 600
NASAL CPAP | CPAP | RESPIRONICS | REMSTAR AUTO M SERIES | 2017-08-22 | 600
NASAL CPAP | CPAP | RESPIRONICS | REMSTAR AUTO M SERIES | 2017-08-22 | 600
NASAL CPAP | CPAP | RESPIRONICS | REMSTAR AUTO M SERIES | 2017-08-22 | 600
NASAL CPAP | CPAP | RESPIRONICS | REMSTAR AUTO M SERIES | 2017-08-22 | 600
NASAL CPAP | CPAP | RESPIRONICS | REMSTAR AUTO M SERIES | 2017-08-22 | 600
NASAL CPAP | CPAP | RESPIRONICS | REMSTAR AUTO M SERIES | 2017-08-22 | 600
NASAL CPAP | CPAP | RESPIRONICS | REMSTAR AUTO M SERIES | 2017-08-22 | 600
NASAL CPAP | CPAP | RESPIRONICS | REMSTAR AUTO M SERIES | 2017-08-22 | 600
NASAL CPAP | CPAP | RESPIRONICS | REMSTAR AUTO M SERIES | 2017-08-22 | 600
NASAL CPAP | CPAP | RESPIRONICS | REMSTAR AUTO M SERIES | 2017-08-22 | 600
NASAL CPAP | CPAP | RESPIRONICS | REMSTAR AUTO M SERIES | 2017-08-22 | 600
NASAL CPAP | CPAP | RESPIRONICS | REMSTAR AUTO M SERIES | 2017-08-22 | 600
NASAL CPAP | CPAP | RESPIRONICS | REMSTAR AUTO M SERIES | 2017-08-22 | 600
NASAL CPAP | CPAP | RESPIRONICS | REMSTAR AUTO M SERIES | 2017-08-22 | 600
NASAL CPAP | CPAP | RESPIRONICS | REMSTAR AUTO M SERIES | 2017-08-22 | 600
NASAL CPAP | CPAP | RESPIRONICS | REMSTAR AUTO M SERIES | 2017-06-16 | 600
NASAL CPAP | CPAP | RESPIRONICS | REMSTAR AUTO M SERIES | 2017-06-16 | 600
NASAL CPAP | CPAP | RESPIRONICS | REMSTAR AUTO M SERIES | 2017-06-16 | 600
NASAL CPAP | CPAP | RESPIRONICS | REMSTAR AUTO M SERIES | 2017-06-16 | 600
NASAL CPAP | CPAP | RESPIRONICS | REMSTAR AUTO M SERIES | 2017-06-16 | 600
NASAL CPAP | CPAP | RESPIRONICS | REMSTAR AUTO M SERIES | 2017-06-16 | 600
NASAL CPAP | CPAP | RESPIRONICS | REMSTAR AUTO M SERIES | 2017-06-16 | 600
NASAL CPAP | CPAP | RESPIRONICS | REMSTAR AUTO M SERIES | 2017-06-16 | 600
NASAL CPAP | CPAP | RESPIRONICS | REMSTAR AUTO M SERIES | 2017-06-16 | 600
NASAL CPAP | CPAP | RESPIRONICS | REMSTAR AUTO M SERIES | 2017-06-16 | 600
NASAL CPAP | CPAP | RESPIRONICS | REMSTAR AUTO M SERIES | 2017-06-16 | 600
NASAL CPAP | CPAP | RESPIRONICS | REMSTAR AUTO M SERIES | 2017-06-16 | 600
NASAL CPAP | CPAP | RESPIRONICS | REMSTAR AUTO M SERIES | 2017-06-16 | 600
NASAL CPAP | CPAP | RESPIRONICS | REMSTAR AUTO M SERIES | 2017-06-16 | 600
NASAL CPAP | CPAP | RESPIRONICS | REMSTAR AUTO M SERIES | 2017-06-16 | 600
NASAL CPAP | CPAP | RESPIRONICS | REMSTAR AUTO M SERIES | 2017-06-16 | 600
NASAL CPAP | CPAP | RESPIRONICS | REMSTAR AUTO M SERIES | 2017-06-16 | 600
NASAL CPAP | CPAP | RESPIRONICS | REMSTAR AUTO M SERIES | 2017-06-16 | 600
NASAL CPAP | CPAP | RESPIRONICS | REMSTAR AUTO M SERIES | 2017-06-16 | 600
NASAL CPAP | CPAP | RESPIRONICS | REMSTAR AUTO M SERIES | 2017-06-16 | 600
NASAL CPAP | CPAP | RESPIRONICS | REMSTAR AUTO M SERIES | 2017-06-16 | 600
NASAL CPAP | CPAP | RESPIRONICS | REMSTAR AUTO M SERIES | 2017-06-16 | 600
NASAL CPAP | CPAP | RESPIRONICS | REMSTAR AUTO M SERIES | 2017-06-16 | 600
NASAL CPAP | CPAP | RESPIRONICS | REMSTAR AUTO M SERIES | 2017-06-16 | 600
NASAL CPAP | CPAP | RESPIRONICS | REMSTAR AUTO M SERIES | 2017-06-16 | 600
NASAL CPAP | CPAP | RESPIRONICS | REMSTAR AUTO M SERIES | 2017-06-16 | 600
NASAL CPAP | CPAP | RESPIRONICS | REMSTAR AUTO M SERIES | 2017-06-16 | 600
NASAL CPAP | CPAP | RESPIRONICS | REMSTAR AUTO M SERIES | 2017-06-16 | 600
NASAL CPAP | CPAP | RESPIRONICS | REMSTAR AUTO M SERIES | 2017-06-16 | 600
NASAL CPAP | CPAP | RESPIRONICS | REMSTAR AUTO M SERIES | 2017-06-16 | 600
NASAL CPAP | CPAP | RESPIRONICS | REMSTAR AUTO M SERIES | 2017-06-16 | 600
NASAL CPAP | CPAP | RESPIRONICS | REMSTAR AUTO M SERIES | 2017-06-16 | 600
NASAL CPAP | CPAP | RESPIRONICS | REMSTAR AUTO M SERIES | 2017-06-16 | 600
NASAL CPAP | CPAP | RESPIRONICS | REMSTAR AUTO M SERIES | 2017-06-16 | 600
NASAL CPAP | CPAP | RESPIRONICS | REMSTAR AUTO M SERIES | 2017-06-16 | 600
NASAL CPAP | CPAP | RESPIRONICS | REMSTAR AUTO M SERIES | 2017-06-16 | 600
HUMIDIFIER | M SERIES HUMIDIFIER | RESPIRONICS | M SERIES HUMIDIFIER | 2017-08-22 | 180
NASAL CPAP | CPAP | RESPIRONICS | REMSTAR AUTO M SERIES | 2017-06-16 | 600
NASAL CPAP | CPAP | RESPIRONICS | REMSTAR AUTO M SERIES | 2017-06-16 | 600
NASAL CPAP | CPAP | RESPIRONICS | REMSTAR AUTO M SERIES | 2017-06-16 | 600
NASAL CPAP | CPAP | RESPIRONICS | REMSTAR AUTO M SERIES | 2017-06-16 | 600
INFUSION PUMP | VOLUMETRIC INFUSION PUMP | FRESENIUS KABI | VOLUMAT MC AGILIA | 2016-10-27 | 360 | 2023-01-16 16:02 | 2026-01-16
INFUSION PUMP | VOLUMETRIC INFUSION PUMP | FRESENIUS KABI | VOLUMAT MC AGILIA | 2016-10-27 | 360 | 2023-01-16 15:05 | 2026-01-16
INFUSION PUMP | VOLUMETRIC INFUSION PUMP | FRESENIUS KABI | VOLUMAT MC AGILIA | 2016-10-27 | 360 | 2022-08-01 | 2025-08-01
INFUSION PUMP | VOLUMETRIC INFUSION PUMP | FRESENIUS KABI | VOLUMAT MC AGILIA | 2016-10-27 | 360 | 2022-07-20 | 2025-07-20
INFUSION PUMP | VOLUMETRIC INFUSION PUMP | FRESENIUS KABI | VOLUMAT MC AGILIA | 2016-10-27 | 360 | 2022-07-20 | 2025-07-20
INFUSION PUMP | VOLUMETRIC INFUSION PUMP | FRESENIUS KABI | VOLUMAT MC AGILIA | 2016-10-27 | 360 | 2023-02-17 11:54 | 2026-02-17
INFUSION PUMP | VOLUMETRIC INFUSION PUMP | FRESENIUS KABI | VOLUMAT MC AGILIA | 2016-10-27 | 360 | 2022-07-11 | 2025-07-11
INFUSION PUMP | VOLUMETRIC INFUSION PUMP | FRESENIUS KABI | VOLUMAT MC AGILIA | 2016-10-27 | 360 | 2022-08-09 | 2025-08-09
INFUSION PUMP | VOLUMETRIC INFUSION PUMP | FRESENIUS KABI | VOLUMAT MC AGILIA | 2016-10-27 | 360 | 2022-08-01 | 2025-08-01
INFUSION PUMP | VOLUMETRIC INFUSION PUMP | FRESENIUS KABI | VOLUMAT MC AGILIA | 2016-10-27 | 360 | 2022-08-10 | 2025-08-10
INFUSION PUMP | VOLUMETRIC INFUSION PUMP | FRESENIUS KABI | VOLUMAT MC AGILIA | 2016-10-27 | 360 | 2023-01-16 12:00 | 2026-01-16
INFUSION PUMP | VOLUMETRIC INFUSION PUMP | FRESENIUS KABI | VOLUMAT MC AGILIA | 2016-10-27 | 360 | 2023-04-28 | 2026-04-28
INFUSION PUMP | VOLUMETRIC INFUSION PUMP | FRESENIUS KABI | VOLUMAT MC AGILIA | 2016-10-27 | 360 | 2022-08-04 | 2025-08-04
INFUSION PUMP | VOLUMETRIC INFUSION PUMP | FRESENIUS KABI | VOLUMAT MC AGILIA | 2016-10-27 | 360 | 2023-12-19 | 2026-12-19
INFUSION PUMP | VOLUMETRIC INFUSION PUMP | FRESENIUS KABI | VOLUMAT MC AGILIA | 2016-10-27 | 360 | 2023-01-19 15:21 | 2026-01-19
INFUSION PUMP | VOLUMETRIC INFUSION PUMP | FRESENIUS KABI | VOLUMAT MC AGILIA | 2016-10-27 | 360 | 2022-09-01 | 2025-09-01
INFUSION PUMP | VOLUMETRIC INFUSION PUMP | FRESENIUS KABI | VOLUMAT MC AGILIA | 2016-10-27 | 360 | 2021-09-07 | 2024-09-07
INFUSION PUMP | VOLUMETRIC INFUSION PUMP | FRESENIUS KABI | VOLUMAT MC AGILIA | 2016-10-27 | 360 | 2022-08-04 | 2025-08-04
INFUSION PUMP | VOLUMETRIC INFUSION PUMP | FRESENIUS KABI | VOLUMAT MC AGILIA | 2016-10-27 | 360 | 2023-03-27 12:44 | 2026-03-27
INFUSION PUMP | VOLUMETRIC INFUSION PUMP | FRESENIUS KABI | VOLUMAT MC AGILIA | 2016-10-27 | 360 | 2023-02-16 14:47 | 2026-02-16
INFUSION PUMP | VOLUMETRIC INFUSION PUMP | FRESENIUS KABI | VOLUMAT MC AGILIA | 2016-10-27 | 360 | 2022-09-12 | 2025-09-12
INFUSION PUMP | VOLUMETRIC INFUSION PUMP | FRESENIUS KABI | VOLUMAT MC AGILIA | 2016-10-27 | 360 | 2021-08-09 | 2027-10-18
INFUSION PUMP | VOLUMETRIC INFUSION PUMP | FRESENIUS KABI | VOLUMAT MC AGILIA | 2016-10-27 | 360 | 2023-05-30 | 2026-05-30
INFUSION PUMP | VOLUMETRIC INFUSION PUMP | FRESENIUS KABI | VOLUMAT MC AGILIA | 2016-10-27 | 360 | 2024-10-24 | 2027-10-24
INFUSION PUMP | VOLUMETRIC INFUSION PUMP | FRESENIUS KABI | VOLUMAT MC AGILIA | 2016-10-27 | 360 | 2022-08-04 | 2025-08-04
FLAT SCREEN DISPLAY | DISPLAY WIDEVIEW HD MONITOR 26 INCH | KARL STORZ | SC-WU26-A1511 | 2016-11-09 | 5035.2 | 2023-11-22 | 2024-11-22
FLAT SCREEN MONITOR - TOUCH | DISPLAY LCD FLAT SCREEN 19 INCH TOUCH SCREEN MEDICAL GRADE | KARL STORZ | 200905 19 | 2016-11-09 | 2648.64 | 2023-11-22 | 2024-11-22
INSUFFLATOR CO2 | ENDOFLATOR - TOUCH SCREEN | KARL STORZ | UI400 | 2016-11-09 | 11585.664 | 2023-11-28 | 2024-11-28
LIGHT SOURCE | LIGHT SOURCE - XENON 300 | KARL STORZ | 20133120 | 2016-11-09 | 6804.48 | 2023-11-22 | 2024-11-22
ENDOSCOPY VIDEO CAPTURE UNIT | ENDOSCOPY VIDEO CAPTURE UNIT | KARL STORZ | TC200 | 2016-11-09 | 6552 | 2023-11-22 | 2024-11-22
CAMERA CONTROL UNIT | CAMERA CONTROL UNIT | KARL STORZ | TC300 | 2016-11-09 | 4536 | 2023-11-22 | 2024-11-22
ENDOSCOPY VIDEO CAPTURE UNIT | ENDOSCOPY CONTROL UNIT | KARL STORZ | TC301 | 2016-11-09 | 4435.2 | 2023-11-22 | 2024-11-22
ENDOSCOPY VIDEO CAPTURE UNIT | AIDA WD200 (IMAGE CAPTURE SYSTEM) | KARL STORZ | WD200 | 2016-11-09 | 8637.12 | 2023-11-22 | 2024-11-22
ENDOSCOPY STACKING TROLLEY | ENDOSCOPY STACKING TROLLEY | KARL STORZ | VC-2010 | 2016-11-09 | 3045.12 | 2023-11-22 | 2024-11-22
CAMERA HEAD | CAMERA HEAD WITH SPIES | KARL STORZ | H3-Z-TH100 | 2016-11-09 | 14112
PHOTOTHERAPY UNIT | PHOTOTHERAPY UNIT | MEDIX LTD | MEDILED | 2016-11-15 | 2400 | 2023-11-03 | 2024-11-03
PHOTOTHERAPY UNIT | PHOTOTHERAPY UNIT | MEDIX LTD | MEDILED | 2016-11-15 | 2400 | 2024-07-31 | 2025-07-31
SCALES | SCALES - BABY | MARSDEN | M-300 | 2016-11-10 | 270 | 2023-12-08 | 2024-11-15
SYRINGE DRIVER | SYRINGE DRIVER | FRESENIUS KABI | INJECTOMAT MC AGILIA | 2016-11-03 | 360 | 2022-09-07 | 2025-09-07
SYRINGE DRIVER | SYRINGE DRIVER | FRESENIUS KABI | INJECTOMAT MC AGILIA | 2016-11-03 | 360 | 2022-07-06 | 2025-07-06
SYRINGE DRIVER | SYRINGE DRIVER | FRESENIUS KABI | INJECTOMAT MC AGILIA | 2016-11-03 | 360 | 2022-08-12 | 2025-08-12
SYRINGE DRIVER | SYRINGE DRIVER | FRESENIUS KABI | INJECTOMAT MC AGILIA | 2016-11-03 | 360 | 2021-07-01 | 2024-07-01
SYRINGE DRIVER | SYRINGE DRIVER | FRESENIUS KABI | INJECTOMAT MC AGILIA | 2016-11-03 | 360 | 2022-08-12 | 2025-08-12
SYRINGE DRIVER | SYRINGE DRIVER | FRESENIUS KABI | INJECTOMAT MC AGILIA | 2016-11-03 | 360 | 2022-11-22 15:28 | 2025-11-22
SYRINGE DRIVER | SYRINGE DRIVER | FRESENIUS KABI | INJECTOMAT MC AGILIA | 2016-11-03 | 360 | 2022-07-26 | 2025-07-26
SYRINGE DRIVER | SYRINGE DRIVER | FRESENIUS KABI | INJECTOMAT MC AGILIA | 2016-11-03 | 360 | 2024-08-05 | 2027-08-05
SYRINGE DRIVER | SYRINGE DRIVER | FRESENIUS KABI | INJECTOMAT MC AGILIA | 2016-11-03 | 360 | 2023-01-17 10:53 | 2026-01-17
SYRINGE DRIVER | SYRINGE DRIVER | FRESENIUS KABI | INJECTOMAT MC AGILIA | 2016-11-03 | 360 | 2022-07-07 | 2025-07-07
SYRINGE DRIVER | SYRINGE DRIVER | FRESENIUS KABI | INJECTOMAT MC AGILIA | 2016-11-03 | 360 | 2022-07-22 | 2025-07-22
SYRINGE DRIVER | SYRINGE DRIVER | FRESENIUS KABI | INJECTOMAT MC AGILIA | 2016-11-03 | 360 | 2022-10-12 | 2025-10-12
SYRINGE DRIVER | SYRINGE DRIVER | FRESENIUS KABI | INJECTOMAT MC AGILIA | 2016-11-03 | 360 | 2022-07-26 | 2025-07-26
SYRINGE DRIVER | SYRINGE DRIVER | FRESENIUS KABI | INJECTOMAT MC AGILIA | 2016-11-03 | 360 | 2022-10-20 | 2025-10-20
SYRINGE DRIVER | SYRINGE DRIVER | FRESENIUS KABI | INJECTOMAT MC AGILIA | 2016-11-03 | 360 | 2022-07-06 | 2025-07-06
SYRINGE DRIVER | SYRINGE DRIVER | FRESENIUS KABI | INJECTOMAT MC AGILIA | 2016-11-03 | 360 | 2022-07-11 | 2025-07-11
SYRINGE DRIVER | SYRINGE DRIVER | FRESENIUS KABI | INJECTOMAT MC AGILIA | 2016-11-03 | 360 | 2022-12-28 14:33 | 2025-12-28
SYRINGE DRIVER | SYRINGE DRIVER | FRESENIUS KABI | INJECTOMAT MC AGILIA | 2016-11-03 | 360 | 2022-07-06 | 2025-07-06
SYRINGE DRIVER | SYRINGE DRIVER | FRESENIUS KABI | INJECTOMAT MC AGILIA | 2016-11-03 | 360 | 2023-05-11 | 2026-05-11
SYRINGE DRIVER | SYRINGE DRIVER | FRESENIUS KABI | INJECTOMAT MC AGILIA | 2016-11-03 | 360 | 2022-07-07 | 2025-07-07
SYRINGE DRIVER | SYRINGE DRIVER | FRESENIUS KABI | INJECTOMAT MC AGILIA | 2016-11-03 | 360 | 2022-07-22 | 2025-07-22
SYRINGE DRIVER | SYRINGE DRIVER | FRESENIUS KABI | INJECTOMAT MC AGILIA | 2016-11-03 | 360 | 2022-07-22 | 2025-07-22
SYRINGE DRIVER | SYRINGE DRIVER | FRESENIUS KABI | INJECTOMAT MC AGILIA | 2016-11-03 | 360 | 2022-08-01 | 2025-08-01
SYRINGE DRIVER | SYRINGE DRIVER | FRESENIUS KABI | INJECTOMAT MC AGILIA | 2016-11-03 | 360 | 2022-12-22 11:07 | 2025-12-22
SYRINGE DRIVER | SYRINGE DRIVER | FRESENIUS KABI | INJECTOMAT MC AGILIA | 2016-11-03 | 360 | 2022-07-08 | 2025-07-08
SYRINGE DRIVER | SYRINGE DRIVER | FRESENIUS KABI | INJECTOMAT MC AGILIA | 2016-11-03 | 360 | 2022-07-22 | 2025-07-22
SYRINGE DRIVER | SYRINGE DRIVER | FRESENIUS KABI | INJECTOMAT MC AGILIA | 2016-11-03 | 360 | 2022-07-13 | 2025-07-13
SYRINGE DRIVER | SYRINGE DRIVER | FRESENIUS KABI | INJECTOMAT MC AGILIA | 2016-11-03 | 360 | 2022-11-21 15:55 | 2025-11-21
SYRINGE DRIVER | SYRINGE DRIVER | FRESENIUS KABI | INJECTOMAT MC AGILIA | 2016-11-03 | 360 | 2022-10-06 | 2025-10-06
SYRINGE DRIVER | SYRINGE DRIVER | FRESENIUS KABI | INJECTOMAT MC AGILIA | 2016-11-03 | 360 | 2023-02-22 10:46 | 2026-02-22
SYRINGE DRIVER | SYRINGE DRIVER | FRESENIUS KABI | INJECTOMAT MC AGILIA | 2016-11-03 | 360 | 2023-01-19 10:25 | 2026-01-19
SYRINGE DRIVER | SYRINGE DRIVER | FRESENIUS KABI | INJECTOMAT MC AGILIA | 2016-11-03 | 360 | 2022-12-22 11:32 | 2025-12-22
SYRINGE DRIVER | SYRINGE DRIVER | FRESENIUS KABI | INJECTOMAT MC AGILIA | 2016-11-03 | 360 | 2022-07-14 | 2025-07-14
SYRINGE DRIVER | SYRINGE DRIVER | FRESENIUS KABI | INJECTOMAT MC AGILIA | 2016-11-03 | 360 | 2022-11-10 15:10 | 2025-11-10
SYRINGE DRIVER | SYRINGE DRIVER | FRESENIUS KABI | INJECTOMAT MC AGILIA | 2016-11-03 | 360 | 2022-08-02 | 2025-08-02
SYRINGE DRIVER | SYRINGE DRIVER | FRESENIUS KABI | INJECTOMAT MC AGILIA | 2016-11-03 | 360 | 2023-01-18 10:02 | 2026-01-18
SYRINGE DRIVER | SYRINGE DRIVER | FRESENIUS KABI | INJECTOMAT MC AGILIA | 2016-11-03 | 360 | 2023-01-18 | 2026-01-18
SYRINGE DRIVER | SYRINGE DRIVER | FRESENIUS KABI | INJECTOMAT MC AGILIA | 2016-11-03 | 360 | 2023-03-13 12:23 | 2026-03-13
SYRINGE DRIVER | SYRINGE DRIVER | FRESENIUS KABI | INJECTOMAT MC AGILIA | 2016-11-03 | 360 | 2022-07-07 | 2025-07-07
SYRINGE DRIVER | SYRINGE DRIVER | FRESENIUS KABI | INJECTOMAT MC AGILIA | 2016-11-03 | 360 | 2022-07-07 | 2025-07-07
SYRINGE DRIVER | SYRINGE DRIVER | FRESENIUS KABI | INJECTOMAT MC AGILIA | 2016-11-03 | 360 | 2022-10-06 | 2025-10-06
SYRINGE DRIVER | SYRINGE DRIVER | FRESENIUS KABI | INJECTOMAT MC AGILIA | 2016-11-03 | 360 | 2022-07-06 | 2025-07-06
SYRINGE DRIVER | SYRINGE DRIVER | FRESENIUS KABI | INJECTOMAT MC AGILIA | 2016-11-03 | 360 | 2022-07-13 | 2025-07-13
SYRINGE DRIVER | SYRINGE DRIVER | FRESENIUS KABI | INJECTOMAT MC AGILIA | 2016-11-03 | 360 | 2022-10-21 | 2025-10-21
SYRINGE DRIVER | SYRINGE DRIVER | FRESENIUS KABI | INJECTOMAT MC AGILIA | 2016-11-03 | 360 | 2023-02-27 08:23 | 2026-02-27
SYRINGE DRIVER | SYRINGE DRIVER | FRESENIUS KABI | INJECTOMAT MC AGILIA | 2016-11-03 | 360 | 2022-08-18 | 2025-08-18
SYRINGE DRIVER | SYRINGE DRIVER | FRESENIUS KABI | INJECTOMAT MC AGILIA | 2016-11-03 | 360 | 2023-03-08 15:58 | 2026-03-08
SYRINGE DRIVER | SYRINGE DRIVER | FRESENIUS KABI | INJECTOMAT MC AGILIA | 2016-11-03 | 360 | 2022-07-13 | 2025-07-13
SYRINGE DRIVER | SYRINGE DRIVER | FRESENIUS KABI | INJECTOMAT MC AGILIA | 2016-11-03 | 360 | 2022-07-13 | 2025-07-13
SYRINGE DRIVER | SYRINGE DRIVER | FRESENIUS KABI | INJECTOMAT MC AGILIA | 2016-11-03 | 360 | 2022-07-08 | 2025-07-08
SYRINGE DRIVER | SYRINGE DRIVER | FRESENIUS KABI | INJECTOMAT MC AGILIA | 2016-11-03 | 360 | 2022-07-14 | 2025-07-14
SYRINGE DRIVER | SYRINGE DRIVER | FRESENIUS KABI | INJECTOMAT MC AGILIA | 2016-11-03 | 360 | 2022-07-26 | 2025-07-26
SYRINGE DRIVER | SYRINGE DRIVER | FRESENIUS KABI | INJECTOMAT MC AGILIA | 2016-11-03 | 360 | 2023-01-18 10:50 | 2026-01-18
SYRINGE DRIVER | SYRINGE DRIVER | FRESENIUS KABI | INJECTOMAT MC AGILIA | 2016-11-03 | 360 | 2022-07-14 | 2025-07-14
SYRINGE DRIVER | SYRINGE DRIVER | FRESENIUS KABI | INJECTOMAT MC AGILIA | 2016-11-03 | 360 | 2024-04-10 | 2027-04-10
SYRINGE DRIVER | SYRINGE DRIVER | FRESENIUS KABI | INJECTOMAT MC AGILIA | 2016-11-03 | 360 | 2024-07-12 | 2027-07-12
SYRINGE DRIVER | SYRINGE DRIVER | FRESENIUS KABI | INJECTOMAT MC AGILIA | 2016-11-03 | 360 | 2022-07-22 | 2025-07-22
SYRINGE DRIVER | SYRINGE DRIVER | FRESENIUS KABI | INJECTOMAT MC AGILIA | 2016-11-03 | 360 | 2022-07-08 | 2025-07-08
SYRINGE DRIVER | SYRINGE DRIVER | FRESENIUS KABI | INJECTOMAT MC AGILIA | 2016-11-03 | 360 | 2022-08-18 | 2025-08-18
SYRINGE DRIVER | SYRINGE DRIVER | FRESENIUS KABI | INJECTOMAT MC AGILIA | 2016-11-03 | 360 | 2023-03-08 15:58 | 2026-03-08
SYRINGE DRIVER | SYRINGE DRIVER | FRESENIUS KABI | INJECTOMAT MC AGILIA | 2016-11-03 | 360 | 2023-01-16 11:19 | 2026-01-16
SYRINGE DRIVER | SYRINGE DRIVER | FRESENIUS KABI | INJECTOMAT MC AGILIA | 2016-11-03 | 360 | 2023-01-19 10:04 | 2026-01-19
SYRINGE DRIVER | SYRINGE DRIVER | FRESENIUS KABI | INJECTOMAT MC AGILIA | 2016-11-03 | 360 | 2023-06-27 | 2026-06-27
SYRINGE DRIVER | SYRINGE DRIVER | FRESENIUS KABI | INJECTOMAT MC AGILIA | 2016-11-03 | 360 | 2022-07-14 | 2025-07-14
SYRINGE DRIVER | SYRINGE DRIVER | FRESENIUS KABI | INJECTOMAT MC AGILIA | 2016-11-03 | 360 | 2023-03-28 15:57 | 2026-03-28
SYRINGE DRIVER | SYRINGE DRIVER | FRESENIUS KABI | INJECTOMAT MC AGILIA | 2016-11-03 | 360 | 2022-12-12 08:53 | 2025-12-12
SYRINGE DRIVER | SYRINGE DRIVER | FRESENIUS KABI | INJECTOMAT MC AGILIA | 2016-11-03 | 360 | 2022-07-11 | 2025-07-11
SYRINGE DRIVER | SYRINGE DRIVER | FRESENIUS KABI | INJECTOMAT MC AGILIA | 2016-11-03 | 360 | 2023-01-17 16:11 | 2026-01-17
SYRINGE DRIVER | SYRINGE DRIVER | FRESENIUS KABI | INJECTOMAT MC AGILIA | 2016-11-03 | 360 | 2024-08-12 | 2027-08-12
SYRINGE DRIVER | SYRINGE DRIVER | FRESENIUS KABI | INJECTOMAT MC AGILIA | 2016-11-03 | 360 | 2022-07-13 | 2025-07-13
SYRINGE DRIVER | SYRINGE DRIVER | FRESENIUS KABI | INJECTOMAT MC AGILIA | 2016-11-03 | 360 | 2022-07-06 | 2025-07-06
SYRINGE DRIVER | SYRINGE DRIVER | FRESENIUS KABI | INJECTOMAT MC AGILIA | 2016-11-03 | 360 | 2023-06-27 | 2026-06-27
SYRINGE DRIVER | SYRINGE DRIVER | FRESENIUS KABI | INJECTOMAT MC AGILIA | 2016-11-03 | 360 | 2022-07-08 | 2025-07-08
SYRINGE DRIVER | SYRINGE DRIVER | FRESENIUS KABI | INJECTOMAT MC AGILIA | 2016-11-03 | 360 | 2022-07-07 | 2025-07-07
SYRINGE DRIVER | SYRINGE DRIVER | FRESENIUS KABI | INJECTOMAT MC AGILIA | 2016-11-03 | 360 | 2022-07-25 | 2025-07-25
SYRINGE DRIVER | SYRINGE DRIVER | FRESENIUS KABI | INJECTOMAT MC AGILIA | 2016-11-03 | 360 | 2022-07-14 | 2025-07-14
SYRINGE DRIVER | SYRINGE DRIVER | FRESENIUS KABI | INJECTOMAT MC AGILIA | 2016-11-03 | 360 | 2022-07-26 | 2025-07-26
SYRINGE DRIVER | SYRINGE DRIVER | FRESENIUS KABI | INJECTOMAT MC AGILIA | 2016-11-03 | 360 | 2021-07-14 | 2024-07-14
SYRINGE DRIVER | SYRINGE DRIVER | FRESENIUS KABI | INJECTOMAT MC AGILIA | 2016-11-03 | 360 | 2022-07-08 | 2025-07-08
SYRINGE DRIVER | SYRINGE DRIVER | FRESENIUS KABI | INJECTOMAT MC AGILIA | 2016-11-03 | 360 | 2022-07-13 | 2025-07-13
SYRINGE DRIVER | SYRINGE DRIVER | FRESENIUS KABI | INJECTOMAT MC AGILIA | 2016-11-03 | 360 | 2022-07-11 | 2025-07-11
SYRINGE DRIVER | SYRINGE DRIVER | FRESENIUS KABI | INJECTOMAT MC AGILIA | 2016-11-03 | 360 | 2023-03-22 12:30 | 2026-03-22
SYRINGE DRIVER | SYRINGE DRIVER | FRESENIUS KABI | INJECTOMAT MC AGILIA | 2016-11-03 | 360 | 2023-01-19 10:37 | 2026-01-19
SYRINGE DRIVER | SYRINGE DRIVER | FRESENIUS KABI | INJECTOMAT MC AGILIA | 2016-11-03 | 360 | 2023-05-11 | 2026-05-11
SYRINGE DRIVER | SYRINGE DRIVER | FRESENIUS KABI | INJECTOMAT MC AGILIA | 2016-11-03 | 360 | 2022-08-16 | 2025-08-16
TYMPANIC THERMOMETER | TYMPANIC THERMOMETER | BRAUN | THERMOSCAN 6021 | 2015-02-27 | 54 | 2023-06-05 | 2024-06-05
VITAL SIGNS MONITOR | VITAL SIGNS MONITOR: NBP/SPO2/TEMP. | WELCH ALLYN | SPOT 420(NBP/SPO2) | 2017-03-31 | 1339.5 | 2023-06-05 | 2024-06-05
EXAMINATION LAMP | EXAMINATION LAMP | HEINE | HL1200 | 2015-12-03 | 558 | 2022-04-28 | 2023-07-01
EXAMINATION LAMP | EXAMINATION LAMP | HEINE | HL1200 | 2015-12-03 | 558 | 2022-04-28 | 2023-07-01
EXAMINATION LAMP | EXAMINATION LAMP | HEINE | HL1200 | 2015-12-03 | 558 | 2024-06-13 | 2025-06-13
EXAMINATION LAMP | EXAMINATION LAMP | HEINE | HL1200 | 2015-12-03 | 558 | 2022-04-28 | 2023-07-01
HYDRAULIC BED | MULTI TILT BED | NESBIT EVANS | KINGS FUND | 2014-10-09 | 600 | 2022-04-28 | 2023-07-01
COUCH | COUCH | PLINTH 2000 | 502HBL | 2017-03-31 | 600 | 2024-10-04 | 2025-10-04
SPHYGMOMANOMETER | SPHYGMOMANOMETER - HANDHELD | WELCH ALLYN | DS-5401-300 | 2017-04-26 | 90 |  | 2024-11-01
EXAMINATION LAMP | EXAMINATION LAMP | HEINE | HL5000 | 2017-03-31 | 600 | 2022-04-01 | 2023-07-01
EXAMINATION LAMP | EXAMINATION LAMP | WELCH ALLYN | GS 300 | 2017-03-31 | 420 | 2024-06-28 | 2025-06-28
HUMIDIFIER | M SERIES HUMIDIFIER | RESPIRONICS | M SERIES HUMIDIFIER | 2016-12-14 | 144
HUMIDIFIER | M SERIES HUMIDIFIER | RESPIRONICS | M SERIES HUMIDIFIER | 2016-12-14 | 144
HUMIDIFIER | M SERIES HUMIDIFIER | RESPIRONICS | M SERIES HUMIDIFIER | 2016-12-14 | 144
HUMIDIFIER | M SERIES HUMIDIFIER | RESPIRONICS | M SERIES HUMIDIFIER | 2016-12-14 | 144
BIPAP VENTILATORY SUPPORT SYSTEM | BIPAP VENTILATORY SUPPORT SYSTEM | RESPIRONICS | A40 | 2016-12-14 | 2913
HUMIDIFIER | M SERIES HUMIDIFIER | RESPIRONICS | M SERIES HUMIDIFIER | 2016-12-14 | 144
HUMIDIFIER | M SERIES HUMIDIFIER | RESPIRONICS | M SERIES HUMIDIFIER | 2016-12-14 | 144
HUMIDIFIER | M SERIES HUMIDIFIER | RESPIRONICS | M SERIES HUMIDIFIER | 2016-12-14 | 144
BIPAP VENTILATORY SUPPORT SYSTEM | BIPAP VENTILATORY SUPPORT SYSTEM | RESPIRONICS | A40 | 2016-12-14 | 2913
HUMIDIFIER | M SERIES HUMIDIFIER | RESPIRONICS | M SERIES HUMIDIFIER | 2016-12-14 | 144
HUMIDIFIER | M SERIES HUMIDIFIER | RESPIRONICS | M SERIES HUMIDIFIER | 2016-12-14 | 144
HUMIDIFIER | M SERIES HUMIDIFIER | RESPIRONICS | M SERIES HUMIDIFIER | 2016-12-14 | 144
BIPAP VENTILATORY SUPPORT SYSTEM | BIPAP VENTILATORY SUPPORT SYSTEM | RESPIRONICS | A40 | 2016-12-14 | 2913
DETECTOR | STREP A ANTIGEN DETECTOR | ALVERIX INC. | BD VERITOR M/N A04-1 | 2016-10-14 | 0
DETECTOR | STREP A ANTIGEN DETECTOR | ALVERIX INC. | BD VERITOR M/N A04-1 | 2016-10-14 | 0
HANDPIECE | AIR MOTOR | W&H UK LTD | AM-25 A RM | 2017-03-06 | 550.512
HANDPIECE | HANDPIECE | W&H UK LTD | SYNEA TA98L | 2017-01-30 | 540
SUCTION UNIT | MOBILE SUCTION UNIT | THERAPY EQUIPMENT | 8011V35 | 2017-01-13 | 609.6 | 2022-10-12 | 2024-10-16
HANDPIECE | HANDPIECE | W&H UK LTD | S11 | 2016-11-09 | 720
OXIMETER | PULSE OXIMETER FINGERTIP | BEIJING CHOICE ELECTRONIC TECHNOLOGY CO., LTD. | MD300CB3 | 2016-11-01 | 72
REGULATOR | REGULATOR - AIR - PIN INDEX | BPR MEDICAL | 819-0034 | 2017-02-03 | 156 | 2024-04-11 | 2028-04-11
ENTONOX DEMAND SYSTEM | ENTONOX DEMAND VALVE | THERAPY EQUIPMENT | ENTONOX | 2018-11-01 | 420 | 2023-03-23 13:59 | 2027-03-23
SPHYGMOMANOMETER | SPHYGMOMANOMETER - HANDHELD | WELCH ALLYN | DURASHOCK | 2019-04-24 | 36 |  | 2024-11-01
PLASTER SAW | Oscimed 2000 | OSCIMED | OSC 20101-UK | 2019-04-09 | 0 | 2023-08-30 | 2024-08-30
AUDIO DOPPLER | AUDIO DOPPLER | HUNTLEIGH | D920 | 2019-02-20 | 354
AUDIO DOPPLER | AUDIO DOPPLER | HUNTLEIGH | D920 | 2019-02-20 | 354
AUDIO DOPPLER | AUDIO DOPPLER | HUNTLEIGH | D920 | 2019-02-20 | 354
SPEECH AID | ELECTRONIC SPEECH AID | GRIFFIN PROD | TRUTONE ELECTROLARYN | 2018-06-01 | 360
SPEECH AID | ELECTRONIC SPEECH AID | GRIFFIN PROD | TRUTONE ELECTROLARYN | 2018-06-01 | 360
ENTONOX DEMAND SYSTEM | ENTONOX DEMAND VALVE | THERAPY EQUIPMENT | ENTONOX | 2018-05-15 | 204 | 2024-08-20 | 2025-08-20
SPEECH AID | ELECTRONIC SPEECH AID | GRIFFIN PROD | TRUTONE ELECTROLARYN | 2018-05-03 | 360
SPEECH AID | ELECTRONIC SPEECH AID | GRIFFIN PROD | TRUTONE ELECTROLARYN | 2018-05-03 | 360
JAUNDICE METER | JAUNDICE METER | DRAEGER | JM-105 | 2018-04-13 | 4200 | 2024-04-04 | 2025-04-04
JAUNDICE METER | JAUNDICE METER | DRAEGER | JM-105 | 2018-04-13 | 4200 | 2024-01-16 | 2025-01-16
GAS REGULATOR & FLOWMETER | MICRO FLOWMETER | BPR MEDICAL | 8160001 | 2018-04-10 | 228 | 2023-06-12 | 2025-06-12
GAS REGULATOR & FLOWMETER | MICRO FLOWMETER | BPR MEDICAL | 8160001 | 2018-04-10 | 228 | 2023-03-15 14:54 | 2025-03-15
GAS REGULATOR & FLOWMETER | MICRO FLOWMETER | BPR MEDICAL | 8160001 | 2018-04-10 | 228 | 2024-05-02 | 2026-05-02
GAS REGULATOR & FLOWMETER | MICRO FLOWMETER | BPR MEDICAL | 8160001 | 2018-04-10 | 228 |  | 2024-10-01
AUDIO DOPPLER | AUDIO DOPPLER | HUNTLEIGH | D920 | 2013-06-01 | 354
REGULATOR | REGULATOR - OXYGEN - PIN INDEX | BPR MEDICAL | 819-0010 | 2017-02-03 | 156 | 2021-09-17 | 2025-02-01
JAUNDICE METER | JAUNDICE METER | DRAEGER | JM-105 | 2017-01-10 | 4200 | 2024-04-30 | 2025-04-30
JAUNDICE METER | JAUNDICE METER | DRAEGER | JM-105 | 2017-01-10 | 4200 | 2024-10-24 | 2025-10-24
SPEECH AID | ELECTRONIC SPEECH AID | GRIFFIN PROD | TRUTONE ELECTROLARYN | 2016-10-11 | 360
SPEECH AID | ELECTRONIC SPEECH AID | GRIFFIN PROD | TRUTONE ELECTROLARYN | 2016-10-11 | 360
SPEECH AID | ELECTRONIC SPEECH AID | GRIFFIN PROD | TRUTONE ELECTROLARYN | 2016-10-11 | 360
SPEECH AID | ELECTRONIC SPEECH AID | GRIFFIN PROD | TRUTONE ELECTROLARYN | 2016-10-11 | 360
LIGHT SOURCE | BATTERY POWERED LED LIGHT SOURCE | KARL STORZ | 11301D4 | 2016-12-23 | 528
TEST EQUIP/SPEC | DIAMETER GAUGES | B.BRAUN | 7705166 | 2016-12-19 | 52.224 | 2023-05-31 | 2025-05-31
PACEMAKER | EXTERNAL PACEMAKER | BIOTRONIK | REOCOR/D | 2016-11-16 | 2826
PACEMAKER | EXTERNAL PACEMAKER | BIOTRONIK | REOCOR/D | 2016-11-16 | 2826
SCALES | SCALES - COLUMN | SECA | 799 | 2021-03-20 | 300 | 2023-12-05 | 2024-11-15
TEST EQUIP/SPEC | HIBASED SERVICE SOFTWARE CONNECTOR BLOCK | B.BRAUN | 8713230 | 2016-12-19 | 120
TEST EQUIP/SPEC | LENGTH GAUGE | B.BRAUN | 7705190 | 2016-12-19 | 27.684 | 2023-05-31 | 2025-05-31
TEST EQUIP/SPEC | LENGTH GAUGE | B.BRAUN | 7705190 | 2016-12-19 | 27.684 | 2023-05-31 | 2025-05-31
TEST EQUIP/SPEC | SYRINGE STRAIN GAUGE | B.BRAUN | 7705204 | 2016-12-19 | 330.912 | 2024-08-12 | 2025-09-16
CABLE TESTER | CABLE TESTER - LAN/USB | LINDY ELECTRONICS LTD | 43009 | 2016-10-25 | 45
SYRINGE DRIVER | SYRINGE DRIVER | CME MEDICAL | T60 | 2016-10-04 | 1440 | 2020-04-03 | 2021-11-16
SYRINGE DRIVER | SYRINGE DRIVER | CME MEDICAL | T60 | 2016-10-04 | 1440 | 2021-08-26 | 2024-08-26
SYRINGE DRIVER | SYRINGE DRIVER | CME MEDICAL | T60 | 2016-10-04 | 1440 | 2021-01-13 | 2021-11-16
SYRINGE DRIVER | SYRINGE DRIVER | CME MEDICAL | T60 | 2016-10-04 | 1440 | 2021-08-10 | 2024-08-10
SYRINGE DRIVER | SYRINGE DRIVER | CME MEDICAL | T60 | 2016-10-04 | 1440 | 2023-11-03 | 2024-11-03
SYRINGE DRIVER | SYRINGE DRIVER | CME MEDICAL | T60 | 2016-10-04 | 1440 | 2020-04-01 | 2021-11-16
SYRINGE DRIVER | SYRINGE DRIVER | CME MEDICAL | T60 | 2016-10-04 | 1440 | 2024-09-18 | 2025-09-18
SYRINGE DRIVER | SYRINGE DRIVER | CME MEDICAL | T60 | 2016-10-04 | 1440 | 2023-11-01 | 2024-11-01
SYRINGE DRIVER | SYRINGE DRIVER | CME MEDICAL | T60 | 2016-10-04 | 1440 | 2023-11-09 | 2024-11-09
SYRINGE DRIVER | SYRINGE DRIVER | CME MEDICAL | T60 | 2016-10-04 | 1440 | 2023-11-20 | 2024-11-20
SYRINGE DRIVER | SYRINGE DRIVER | CME MEDICAL | T60 | 2016-10-04 | 1440 | 2024-08-05 | 2025-08-05
SYRINGE DRIVER | SYRINGE DRIVER | CME MEDICAL | T60 | 2016-10-04 | 1440 | 2023-10-31 | 2024-10-31
SYRINGE DRIVER | SYRINGE DRIVER | CME MEDICAL | T60 | 2016-10-04 | 1440 | 2024-08-05 | 2025-08-05
SYRINGE DRIVER | SYRINGE DRIVER | CME MEDICAL | T60 | 2016-10-04 | 1440 | 2021-08-26 | 2024-08-26
SYRINGE DRIVER | SYRINGE DRIVER | CME MEDICAL | T60 | 2016-10-04 | 1440 | 2023-11-07 | 2024-11-07
SYRINGE DRIVER | SYRINGE DRIVER | CME MEDICAL | T60 | 2016-10-04 | 1440 | 2023-10-30 | 2024-10-30
SYRINGE DRIVER | SYRINGE DRIVER | CME MEDICAL | T60 | 2016-10-04 | 1440 | 2023-11-09 | 2024-11-09
SYRINGE DRIVER | SYRINGE DRIVER | CME MEDICAL | T60 | 2016-10-04 | 1440 | 2022-11-29 16:25 | 2023-11-29
SYRINGE DRIVER | SYRINGE DRIVER | CME MEDICAL | T60 | 2016-10-04 | 1440 | 2023-11-01 | 2024-11-01
SYRINGE DRIVER | SYRINGE DRIVER | CME MEDICAL | T60 | 2016-10-04 | 1440 | 2023-09-14 | 2025-09-26
HANDPIECE | HANDPIECE | W&H UK LTD | S11 | 2016-09-27 | 618.48
HANDPIECE | HANDPIECE | W&H UK LTD | S11 | 2016-09-27 | 618.48
HANDPIECE | HANDPIECE | W&H UK LTD | S11 | 2016-09-27 | 618.48
BIPAP VENTILATORY SUPPORT SYSTEM | BIPAP VENTILATORY SUPPORT SYSTEM | RESPIRONICS | A40 | 2016-09-20 | 2913
BIPAP VENTILATORY SUPPORT SYSTEM | BIPAP VENTILATORY SUPPORT SYSTEM | RESPIRONICS | A40 | 2016-09-20 | 2913
BIPAP VENTILATORY SUPPORT SYSTEM | BIPAP VENTILATORY SUPPORT SYSTEM | RESPIRONICS | A40 | 2016-09-20 | 2913
BIPAP VENTILATORY SUPPORT SYSTEM | BIPAP VENTILATORY SUPPORT SYSTEM | RESPIRONICS | A40 | 2016-09-20 | 2913
BIPAP VENTILATORY SUPPORT SYSTEM | BIPAP VENTILATORY SUPPORT SYSTEM | RESPIRONICS | A40 | 2016-09-20 | 2913
SCALES | SCALES - BABY/TODDLER | MARSDEN | M-410 | 2017-01-09 | 282 | 2023-12-06 | 2024-11-15
NEBULIZER | NEBULIZER | RESPIRONICS | DELUXE 230V/50HZ | 2017-02-20 | 95.04
NEBULIZER | NEBULIZER | RESPIRONICS | DELUXE 230V/50HZ | 2017-01-10 | 95.04
NEBULIZER | NEBULIZER | RESPIRONICS | DELUXE 230V/50HZ | 2017-01-10 | 95.04
NEBULIZER | NEBULIZER | RESPIRONICS | DELUXE 230V/50HZ | 2017-01-10 | 95.04
NEBULIZER | NEBULIZER | RESPIRONICS | DELUXE 230V/50HZ | 2017-01-10 | 95.04
NEBULIZER | NEBULIZER | RESPIRONICS | DELUXE 230V/50HZ | 2017-01-10 | 95.04
NEBULIZER | NEBULIZER | RESPIRONICS | DELUXE 230V/50HZ | 2017-01-10 | 95.04
NEBULIZER | NEBULIZER | RESPIRONICS | DELUXE 230V/50HZ | 2017-01-10 | 95.04
NEBULIZER | NEBULIZER | RESPIRONICS | DELUXE 230V/50HZ | 2017-01-10 | 95.04
NEBULIZER | NEBULIZER | RESPIRONICS | DELUXE 230V/50HZ | 2017-01-10 | 95.04
NEBULIZER | NEBULIZER | RESPIRONICS | DELUXE 230V/50HZ | 2017-01-10 | 95.04
NEBULIZER | NEBULIZER | RESPIRONICS | DELUXE 230V/50HZ | 2017-01-10 | 95.04
NEBULIZER | NEBULIZER | RESPIRONICS | DELUXE 230V/50HZ | 2017-01-10 | 95.04
NEBULIZER | NEBULIZER | RESPIRONICS | DELUXE 230V/50HZ | 2017-01-10 | 95.04
NEBULIZER | NEBULIZER | RESPIRONICS | DELUXE 230V/50HZ | 2017-01-10 | 95.04
NEBULIZER | NEBULIZER | RESPIRONICS | DELUXE 230V/50HZ | 2017-01-10 | 95.04
NEBULIZER | NEBULIZER | RESPIRONICS | DELUXE 230V/50HZ | 2017-01-10 | 95.04
NEBULIZER | NEBULIZER | RESPIRONICS | DELUXE 230V/50HZ | 2017-01-10 | 95.04
NEBULIZER | NEBULIZER | RESPIRONICS | DELUXE 230V/50HZ | 2017-01-10 | 95.04
NEBULIZER | NEBULIZER | RESPIRONICS | DELUXE 230V/50HZ | 2017-01-10 | 95.04
NEBULIZER | NEBULIZER | RESPIRONICS | DELUXE 230V/50HZ | 2017-01-10 | 95.04
NEBULIZER | NEBULIZER | RESPIRONICS | DELUXE 230V/50HZ | 2017-01-10 | 95.04
NEBULIZER | NEBULIZER | RESPIRONICS | DELUXE 230V/50HZ | 2016-12-16 | 95.04
NEBULIZER | NEBULIZER | RESPIRONICS | DELUXE 230V/50HZ | 2016-12-07 | 95.04
NEBULIZER | NEBULIZER | RESPIRONICS | DELUXE 230V/50HZ | 2016-12-07 | 95.04
NEBULIZER | NEBULIZER | RESPIRONICS | DELUXE 230V/50HZ | 2016-12-07 | 95.04
NEBULIZER | NEBULIZER | RESPIRONICS | DELUXE 230V/50HZ | 2016-12-07 | 95.04
NEBULIZER | NEBULIZER | RESPIRONICS | DELUXE 230V/50HZ | 2016-12-07 | 95.04
NEBULIZER | NEBULIZER | RESPIRONICS | DELUXE 230V/50HZ | 2016-12-07 | 95.04
NEBULIZER | NEBULIZER | RESPIRONICS | DELUXE 230V/50HZ | 2016-12-07 | 95.04
NEBULIZER | NEBULIZER | RESPIRONICS | DELUXE 230V/50HZ | 2016-12-07 | 95.04
NEBULIZER | NEBULIZER | RESPIRONICS | DELUXE 230V/50HZ | 2016-12-07 | 95.04
NEBULIZER | NEBULIZER | RESPIRONICS | DELUXE 230V/50HZ | 2016-12-07 | 95.04
NEBULIZER | NEBULIZER | RESPIRONICS | DELUXE 230V/50HZ | 2016-12-07 | 95.04
NEBULIZER | NEBULIZER | RESPIRONICS | DELUXE 230V/50HZ | 2016-12-07 | 95.04
NEBULIZER | NEBULIZER | RESPIRONICS | DELUXE 230V/50HZ | 2016-12-07 | 95.04
NEBULIZER | NEBULIZER | RESPIRONICS | DELUXE 230V/50HZ | 2016-12-07 | 95.04
NEBULIZER | NEBULIZER | RESPIRONICS | DELUXE 230V/50HZ | 2016-12-07 | 95.04
NEBULIZER | NEBULIZER | RESPIRONICS | DELUXE 230V/50HZ | 2016-12-07 | 95.04
NEBULIZER | NEBULIZER | RESPIRONICS | DELUXE 230V/50HZ | 2016-12-07 | 95.04
NEBULIZER | NEBULIZER | RESPIRONICS | DELUXE 230V/50HZ | 2016-12-07 | 95.04
NEBULIZER | NEBULIZER | RESPIRONICS | DELUXE 230V/50HZ | 2016-12-07 | 95.04
NEBULIZER | NEBULIZER | RESPIRONICS | DELUXE 230V/50HZ | 2016-12-07 | 95.04
NEBULIZER | NEBULIZER | RESPIRONICS | DELUXE 230V/50HZ | 2016-12-07 | 95.04
NEBULIZER | NEBULIZER | RESPIRONICS | DELUXE 230V/50HZ | 2016-12-07 | 95.04
NEBULIZER | NEBULIZER | RESPIRONICS | DELUXE 230V/50HZ | 2016-12-07 | 95.04
NEBULIZER | NEBULIZER | RESPIRONICS | DELUXE 230V/50HZ | 2016-12-07 | 95.04
NEBULIZER | NEBULIZER | RESPIRONICS | DELUXE 230V/50HZ | 2016-12-07 | 95.04
NEBULIZER | NEBULIZER | RESPIRONICS | DELUXE 230V/50HZ | 2016-12-07 | 95.04
NEBULIZER | NEBULIZER | RESPIRONICS | DELUXE 230V/50HZ | 2016-10-14 | 95.04
NEBULIZER | NEBULIZER | RESPIRONICS | DELUXE 230V/50HZ | 2016-10-07 | 95.04
NEBULIZER | NEBULIZER | RESPIRONICS | DELUXE 230V/50HZ | 2016-09-30 | 95.04
NEBULIZER | NEBULIZER | RESPIRONICS | DELUXE 230V/50HZ | 2016-09-30 | 95.04
NEBULIZER | NEBULIZER | RESPIRONICS | DELUXE 230V/50HZ | 2016-09-07 | 95.04
NEBULIZER | NEBULIZER | RESPIRONICS | DELUXE 230V/50HZ | 2016-09-07 | 95.04
NEBULIZER | NEBULIZER | RESPIRONICS | DELUXE 230V/50HZ | 2016-09-07 | 95.04
NEBULIZER | NEBULIZER | RESPIRONICS | DELUXE 230V/50HZ | 2016-09-07 | 95.04
NEBULIZER | NEBULIZER | RESPIRONICS | DELUXE 230V/50HZ | 2016-09-07 | 95.04
NEBULIZER | NEBULIZER | RESPIRONICS | DELUXE 230V/50HZ | 2016-09-07 | 95.04
NEBULIZER | NEBULIZER | RESPIRONICS | DELUXE 230V/50HZ | 2016-09-07 | 95.04
NEBULIZER | NEBULIZER | RESPIRONICS | DELUXE 230V/50HZ | 2016-09-07 | 95.04
NEBULIZER | NEBULIZER | RESPIRONICS | DELUXE 230V/50HZ | 2016-09-07 | 95.04
NEBULIZER | NEBULIZER | RESPIRONICS | DELUXE 230V/50HZ | 2016-09-07 | 95.04
NEBULIZER | NEBULIZER | RESPIRONICS | DELUXE 230V/50HZ | 2016-09-07 | 95.04
NEBULIZER | NEBULIZER | RESPIRONICS | DELUXE 230V/50HZ | 2016-09-07 | 95.04
NEBULIZER | NEBULIZER | RESPIRONICS | DELUXE 230V/50HZ | 2016-09-07 | 95.04
NEBULIZER | NEBULIZER | RESPIRONICS | DELUXE 230V/50HZ | 2016-09-07 | 95.04
NEBULIZER | NEBULIZER | RESPIRONICS | DELUXE 230V/50HZ | 2016-09-07 | 95.04
NEBULIZER | NEBULIZER | RESPIRONICS | DELUXE 230V/50HZ | 2016-09-07 | 95.04
NEBULIZER | NEBULIZER | RESPIRONICS | DELUXE 230V/50HZ | 2016-09-07 | 95.04
NEBULIZER | NEBULIZER | RESPIRONICS | DELUXE 230V/50HZ | 2016-09-07 | 95.04
NEBULIZER | NEBULIZER | RESPIRONICS | DELUXE 230V/50HZ | 2016-09-07 | 95.04
NEBULIZER | NEBULIZER | RESPIRONICS | DELUXE 230V/50HZ | 2016-09-07 | 95.04
NEBULIZER | NEBULIZER | RESPIRONICS | DELUXE 230V/50HZ | 2016-09-07 | 95.04
NEBULIZER | NEBULIZER | RESPIRONICS | DELUXE 230V/50HZ | 2016-09-07 | 95.04
DENTAL CHAIR | DENTAL CHAIR | BELMONT | CLAIR | 2016-09-27 | 6600 | 2024-04-24 | 2025-04-12
SLIT LAMP HAND HELD | PORTABLE SLIT LAMP | KOWA | SL-15 | 2016-10-13 | 4189.2 | 2022-03-24 | 2024-03-24
SAFETY TESTERS | ELECTRICAL SAFETY ANALYSER | FLUKE | ESA615 | 2016-10-07 | 4788 | 2023-11-17 | 2024-11-17
SUCTION UNIT | SUCTION - LAERDAL - BATTERY | LAERDAL | LSU-2 | 2016-09-23 | 816 | 2020-05-01 | 2024-12-18
SYRINGE DRIVER | SYRINGE DRIVER | FRESENIUS KABI | INJECTOMAT MC AGILIA | 2016-09-22 | 360 | 2023-09-29 | 2026-09-29
SYRINGE DRIVER | SYRINGE DRIVER | FRESENIUS KABI | INJECTOMAT MC AGILIA | 2016-09-22 | 360 | 2023-09-25 | 2026-09-25
SYRINGE DRIVER | SYRINGE DRIVER | FRESENIUS KABI | INJECTOMAT MC AGILIA | 2016-09-22 | 360 | 2020-02-20 | 2023-09-15
SYRINGE DRIVER | SYRINGE DRIVER | FRESENIUS KABI | INJECTOMAT MC AGILIA | 2016-09-22 | 360 | 2023-09-27 | 2026-09-27
INFUSION PUMP | VOLUMETRIC INFUSION PUMP | FRESENIUS KABI | VOLUMAT MC AGILIA | 2016-09-22 | 360 | 2023-09-21 | 2026-02-15
INFUSION PUMP | VOLUMETRIC INFUSION PUMP | FRESENIUS KABI | VOLUMAT MC AGILIA | 2016-09-22 | 360 | 2023-09-25 | 2026-09-25
SYRINGE DRIVER | SYRINGE DRIVER | FRESENIUS KABI | INJECTOMAT MC AGILIA | 2016-09-22 | 360 | 2023-09-21 | 2026-09-21
SYRINGE DRIVER | SYRINGE DRIVER | FRESENIUS KABI | INJECTOMAT MC AGILIA | 2016-09-22 | 360 | 2023-07-06 | 2026-07-06
SYRINGE DRIVER | SYRINGE DRIVER | FRESENIUS KABI | INJECTOMAT MC AGILIA | 2016-09-22 | 360 | 2023-07-06 | 2026-07-06
SYRINGE DRIVER | SYRINGE DRIVER | FRESENIUS KABI | INJECTOMAT MC AGILIA | 2016-09-22 | 360 | 2023-07-06 | 2026-07-06
INFUSION PUMP | VOLUMETRIC INFUSION PUMP | FRESENIUS KABI | VOLUMAT MC AGILIA | 2016-09-22 | 360 | 2023-09-25 | 2026-09-04
INFUSION PUMP | VOLUMETRIC INFUSION PUMP | FRESENIUS KABI | VOLUMAT MC AGILIA | 2016-09-22 | 360 | 2023-09-20 | 2026-09-20
WAX HEATER | WAX POT | DENSTAR | DS-400 | 2016-09-16 | 118.8 | 2024-03-19 | 2026-06-17
ULTRASONIC CLEANER | ULTRASONIC CLEANER | HENRY SCHEIN | SE220 | 2016-09-05 | 294 | 2024-03-14 | 2026-06-08
DENTAL LIGHT | LED DENTAL LIGHT WALL MOUNTED | ADEC DENTAL | 575L | 2016-09-02 | 1740 | 2024-02-29 | 2025-02-28
HANDPIECE | HANDPIECE | W&H UK LTD | S11 | 2016-08-26 | 720
SCALES | SCALES - STAND ON | MARSDEN | M-420 | 2017-01-24 | 264 | 2021-03-24 | 2024-11-15
ISTAT I.R. LINK | I-STAT DOWNLOADER | ABBOTT LABS | DRC-300 | 2016-11-15 | 600
THERMAL PRINTER | THERMAL PRINTER I-STAT | ABBOTT LABS | PR-300 | 2016-11-15 | 413.808
BLOOD GAS ANALYSER | BLOOD GAS ANALYSER - I-STAT | ABBOTT LABS | I-STAT 1 | 2016-11-15 | 7481.22 | 2024-10-23 | 2025-05-09
HARD DISK DRIVE | ENCRYPTED HARD DRIVE | ISTORAGE | DISKGENIE 500GB | 2016-11-09 | 240
SCALES | SCALES - BABY | SECA | 835 | 2019-10-17 | 295.2 | 2023-12-06 | 2024-11-15
SCALES | SCALES - BABY | MARSDEN | M-300 | 2017-12-22 | 300 | 2021-03-24 | 2024-11-15
SCALES | SCALES - FLUID | TERAOKA | DS-502 | 2021-03-20 | 204 | 2023-11-28 | 2024-11-15
INCUBATOR | COOLED INCUBATOR | LMS | 80 | 2016-11-07 | 1672.26 | 2024-03-27 | 2025-03-27
MANOMETRIC PUMP | RECTAL MANOMETRY | THD | ANOPRESS | 2016-10-27 | 3600
SPHYGMOMANOMETER | SPHYGMOMANOMETER | SPEIDEL & KE | MAXI STABIL 3 | 2016-10-26 | 90
ENDOSCOPY VIDEO SYSTEM | SPYGLASS DS | BOSTON SCIENTIFIC | M00546650 | 2016-10-26 | 30000 | 2023-04-11 14:18 | 2024-12-15
COAGULATION TIMER | COAGULATION TIMER - HAND HELD UNIT | ROCHE LTD | COAGUCHEK XS PLUS | 2016-10-10 | 974.316
TILT CHAIR | STROKE CHAIR - MECHANICAL | KIRTON HEALTHCARE | DELTA 450 | 2016-09-30 | 1200 |  | 2024-04-15
ELECTRIC SHAVER | SURGICAL CLIPPERS INCLUDING BASE | MEDLINE | DYND7080*UK | 2016-09-23 | 60
TILT CHAIR | TILT CHAIR - PRESSURE MANAGEMENT | CAREFLEX | HYDROFLEX | 2016-09-16 | 3973.2 |  | 2025-02-15
COAGULATION TIMER | HANDHELD BASE UNIT FOR COAGULATION TIMER | ROCHE LTD | 4803710 | 2016-09-07 | 840
MULTI-MEASUREMENT SERVER | MULTI-MEASUREMENT SERVER | PHILIPS LTD | M3001A | 2016-09-08 | 4034.4
PATIENT MONITOR | PATIENT MONITOR INTELLIVUE | PHILIPS LTD | MX450 | 2016-09-08 | 9067.032 | 2024-05-10 | 2027-05-10
SCALES | SCALES - CHAIR BARIATRIC | MARSDEN | M-200 | 2016-09-07 | 750 | 2023-11-28 | 2024-11-15
PUMP DOCKING STATION | MRI DOCKING STATION | FRESENIUS KABI | MRI GUARD AGILIA | 2016-08-26 | 31680 | 2023-05-10 | 2024-05-10
ELECTRIC BED | SMART ACUTE CARE ELECTRIC BED | LINET UK | ELEGANZA 2 | 2016-12-22 | 1804.2 | 2023-07-04 | 2024-11-01
ELECTRIC BED | SMART ACUTE CARE ELECTRIC BED | LINET UK | ELEGANZA 2 | 2016-12-22 | 1804.2 | 2023-04-25 | 2024-11-01
ELECTRIC BED | SMART ACUTE CARE ELECTRIC BED | LINET UK | ELEGANZA 2 | 2016-12-22 | 1804.2 | 2023-10-04 | 2024-10-04
ELECTRIC BED | SMART ACUTE CARE ELECTRIC BED | LINET UK | ELEGANZA 2 | 2016-12-22 | 1804.2 | 2023-08-24 | 2024-08-24
ELECTRIC BED | SMART ACUTE CARE ELECTRIC BED | LINET UK | ELEGANZA 2 | 2016-12-22 | 1804.2 | 2024-01-11 | 2025-01-11
ELECTRIC BED | SMART ACUTE CARE ELECTRIC BED | LINET UK | ELEGANZA 2 | 2016-12-22 | 1804.2 | 2022-04-01 | 2024-11-01
SYRINGE DRIVER | SYRINGE DRIVER | FRESENIUS KABI | INJECTOMAT MC AGILIA | 2016-09-12 | 360 | 2022-12-07 08:51 | 2025-12-07
ENDOSCOPY STACKING TROLLEY | ENDOSCOPY SLAVE TROLLEY | KARL STORZ | VC-2010MC | 2016-09-12 | 3600 | 2019-10-11
FLAT SCREEN DISPLAY | DISPLAY WIDEVIEW HD MONITOR 26 INCH | KARL STORZ | SC-WU26-A1511 | 2016-09-12 | 7603.344 | 2023-10-19 | 2024-10-19
BIPAP VENTILATORY SUPPORT SYSTEM | BIPAP VENTILATORY SUPPORT SYSTEM | RESPIRONICS | A40 | 2016-09-20 | 2913
SCALES | SCALES - BABY/TODDLER | MARSDEN | M-410 | 2016-09-14 | 282 | 2024-03-05 | 2024-11-15
FLUID WARMER | CALESCA WARMING DEVICE | MEDELA | CALESCA | 2017-02-02 | 1080 | 2023-05-23 | 2024-05-23
ANALYSER | FETAL FIBRONECTIN ANALYSER | HOLOGIC | ASY-03726 | 2017-01-05 | 4500 |  | 2024-03-01
COUCH | COUCH 2-SECTION ELECTRIC | BRISTOL MAID (HOSP.M.CRAFT) | EC015 | 2016-12-22 | 840 | 2022-05-18 | 2025-01-01
VIDEO PRINTER | VIDEO PRINTER | SONY | UP-DR80MD | 2016-12-12 | 1462.08 | 2022-11-23 10:58 | 2024-11-01
VENTILATOR | BABYLOG VN500 | DRAEGER | 8415000 | 2016-11-30 | 25389.048 | 2024-10-03 | 2025-10-01
MICROSCOPE OPERATING | ENT MICROSCOPE | KARL KAPS OPTIK GMBH | SOM62LED | 2016-10-17 | 9000 | 2024-10-03 | 2025-10-03
CARDIOGRAPH | PAGEWRITER TC | PHILIPS LTD | TC30 | 2016-10-18 | 4800 | 2023-12-15 | 2024-12-15
OPERATING TABLE | OPERATING TABLE | TRUMPF LTD | TRUSYSTEM 7000 2065385 | 2017-09-19 | 37075.968 | 2023-09-20 | 2024-09-01
SUCTION UNIT | PORTABLE SUCTION UNIT | WEINMANN | ACCUVAC PRO | 2020-04-08 | 0 | 2023-08-07 | 2024-08-07
TROLLEY | TRANSPORT TROLLEY | PARAID MEDICAL | TRANSPORTER PLUS | 2017-07-01 | 22800 | 2023-06-15 | 2024-06-15
BATTERY THERMOMETER | BATTERY THERMOMETER | WELCH ALLYN | SURETEMP PLUS 692 | 2016-10-12 | 283.2
BATTERY THERMOMETER | BATTERY THERMOMETER | WELCH ALLYN | SURETEMP PLUS 692 | 2016-10-12 | 283.2
BATTERY THERMOMETER | BATTERY THERMOMETER | WELCH ALLYN | SURETEMP PLUS 692 | 2016-10-12 | 283.2
BATTERY THERMOMETER | BATTERY THERMOMETER | WELCH ALLYN | SURETEMP PLUS 692 | 2016-10-12 | 283.2
BATTERY THERMOMETER | BATTERY THERMOMETER | WELCH ALLYN | SURETEMP PLUS 692 | 2016-10-12 | 283.2
BATTERY THERMOMETER | BATTERY THERMOMETER | WELCH ALLYN | SURETEMP PLUS 692 | 2016-10-12 | 283.2
BATTERY THERMOMETER | BATTERY THERMOMETER | WELCH ALLYN | SURETEMP PLUS 692 | 2016-10-12 | 283.2
BATTERY THERMOMETER | BATTERY THERMOMETER | WELCH ALLYN | SURETEMP PLUS 692 | 2016-10-12 | 283.2
BATTERY THERMOMETER | BATTERY THERMOMETER | WELCH ALLYN | SURETEMP PLUS 692 | 2016-10-12 | 283.2
BATTERY THERMOMETER | BATTERY THERMOMETER | WELCH ALLYN | SURETEMP PLUS 692 | 2016-10-12 | 283.2
BATTERY THERMOMETER | BATTERY THERMOMETER | WELCH ALLYN | SURETEMP PLUS 692 | 2016-10-12 | 283.2
BATTERY THERMOMETER | BATTERY THERMOMETER | WELCH ALLYN | SURETEMP PLUS 692 | 2016-10-12 | 283.2
BATTERY THERMOMETER | BATTERY THERMOMETER | WELCH ALLYN | SURETEMP PLUS 692 | 2016-10-12 | 283.2
BATTERY THERMOMETER | BATTERY THERMOMETER | WELCH ALLYN | SURETEMP PLUS 692 | 2016-10-12 | 283.2
BATTERY THERMOMETER | BATTERY THERMOMETER | WELCH ALLYN | SURETEMP PLUS 692 | 2016-10-12 | 283.2
BATTERY THERMOMETER | BATTERY THERMOMETER | WELCH ALLYN | SURETEMP PLUS 692 | 2016-10-12 | 283.2
BATTERY THERMOMETER | BATTERY THERMOMETER | WELCH ALLYN | SURETEMP PLUS 692 | 2016-10-12 | 283.2
BATTERY THERMOMETER | BATTERY THERMOMETER | WELCH ALLYN | SURETEMP PLUS 692 | 2016-10-12 | 283.2
ELECTRIC BED | AFFINITY 4 | HILL-ROM | P3700D | 2016-09-29 | 9316.8 | 2023-08-23 | 2024-09-01
INFUSION PUMP | VOLUMETRIC INFUSION PUMP | FRESENIUS KABI | VOLUMAT MC AGILIA | 2016-09-14 | 360 | 2022-03-16 | 2025-03-16
INFUSION PUMP | VOLUMETRIC INFUSION PUMP | FRESENIUS KABI | VOLUMAT MC AGILIA | 2016-09-14 | 360 | 2023-06-14 | 2026-06-14
INFUSION PUMP | VOLUMETRIC INFUSION PUMP | FRESENIUS KABI | VOLUMAT MC AGILIA | 2016-09-14 | 360 | 2022-10-10 | 2025-10-10
INFUSION PUMP | VOLUMETRIC INFUSION PUMP | FRESENIUS KABI | VOLUMAT MC AGILIA | 2016-09-14 | 360 | 2022-03-16 | 2025-03-16
INFUSION PUMP | VOLUMETRIC INFUSION PUMP | FRESENIUS KABI | VOLUMAT MC AGILIA | 2016-09-14 | 360 | 2024-08-16 | 2027-08-16
INFUSION PUMP | VOLUMETRIC INFUSION PUMP | FRESENIUS KABI | VOLUMAT MC AGILIA | 2016-09-14 | 360 | 2023-02-24 09:52 | 2026-02-24
INFUSION PUMP | VOLUMETRIC INFUSION PUMP | FRESENIUS KABI | VOLUMAT MC AGILIA | 2016-09-14 | 360 | 2024-03-15 | 2027-03-15
INFUSION PUMP | VOLUMETRIC INFUSION PUMP | FRESENIUS KABI | VOLUMAT MC AGILIA | 2016-09-14 | 360 | 2023-03-31 10:31 | 2026-03-31
INFUSION PUMP | VOLUMETRIC INFUSION PUMP | FRESENIUS KABI | VOLUMAT MC AGILIA | 2016-09-14 | 360 | 2023-01-09 10:32 | 2026-01-09
INFUSION PUMP | VOLUMETRIC INFUSION PUMP | FRESENIUS KABI | VOLUMAT MC AGILIA | 2016-09-14 | 360 | 2023-02-24 11:35 | 2026-02-24
INFUSION PUMP | VOLUMETRIC INFUSION PUMP | FRESENIUS KABI | VOLUMAT MC AGILIA | 2016-09-14 | 360 | 2023-04-24 | 2026-04-24
INFUSION PUMP | VOLUMETRIC INFUSION PUMP | FRESENIUS KABI | VOLUMAT MC AGILIA | 2016-09-14 | 360 | 2022-07-29 | 2025-07-29
INFUSION PUMP | VOLUMETRIC INFUSION PUMP | FRESENIUS KABI | VOLUMAT MC AGILIA | 2016-09-14 | 360 | 2022-07-15 | 2025-07-15
INFUSION PUMP | VOLUMETRIC INFUSION PUMP | FRESENIUS KABI | VOLUMAT MC AGILIA | 2016-09-14 | 360 | 2023-03-13 12:24 | 2026-03-13
INFUSION PUMP | VOLUMETRIC INFUSION PUMP | FRESENIUS KABI | VOLUMAT MC AGILIA | 2016-09-14 | 360 | 2022-12-30 13:59 | 2025-12-30
INFUSION PUMP | VOLUMETRIC INFUSION PUMP | FRESENIUS KABI | VOLUMAT MC AGILIA | 2016-09-14 | 360 | 2022-12-29 15:13 | 2025-12-29
INFUSION PUMP | VOLUMETRIC INFUSION PUMP | FRESENIUS KABI | VOLUMAT MC AGILIA | 2016-09-14 | 360 | 2024-08-13 | 2027-08-13
SYRINGE DRIVER | SYRINGE DRIVER | FRESENIUS KABI | INJECTOMAT MC AGILIA | 2016-09-15 | 360 | 2024-08-05 | 2027-08-05
SYRINGE DRIVER | SYRINGE DRIVER | FRESENIUS KABI | INJECTOMAT MC AGILIA | 2016-09-15 | 360 | 2024-08-13 | 2027-08-13
SYRINGE DRIVER | SYRINGE DRIVER | FRESENIUS KABI | INJECTOMAT MC AGILIA | 2016-09-15 | 360 | 2022-10-13 | 2025-10-13
SYRINGE DRIVER | SYRINGE DRIVER | FRESENIUS KABI | INJECTOMAT MC AGILIA | 2016-09-15 | 360 | 2023-02-22 11:16 | 2026-02-22
SYRINGE DRIVER | SYRINGE DRIVER | FRESENIUS KABI | INJECTOMAT MC AGILIA | 2016-09-15 | 360 | 2024-10-14 | 2027-10-14
SYRINGE DRIVER | SYRINGE DRIVER | FRESENIUS KABI | INJECTOMAT MC AGILIA | 2016-09-15 | 360 | 2022-07-26 | 2025-07-26
SYRINGE DRIVER | SYRINGE DRIVER | FRESENIUS KABI | INJECTOMAT MC AGILIA | 2016-09-15 | 360 | 2022-10-11 | 2025-10-11
SYRINGE DRIVER | SYRINGE DRIVER | FRESENIUS KABI | INJECTOMAT MC AGILIA | 2016-09-15 | 360 | 2024-08-08 | 2027-08-08
SYRINGE DRIVER | SYRINGE DRIVER | FRESENIUS KABI | INJECTOMAT MC AGILIA | 2016-09-15 | 360 | 2024-08-14 | 2027-08-14
SYRINGE DRIVER | SYRINGE DRIVER | FRESENIUS KABI | INJECTOMAT MC AGILIA | 2016-09-15 | 360 | 2024-07-12 | 2027-07-12
SYRINGE DRIVER | SYRINGE DRIVER | FRESENIUS KABI | INJECTOMAT MC AGILIA | 2016-09-15 | 360 | 2022-12-29 16:28 | 2025-12-29
SYRINGE DRIVER | SYRINGE DRIVER | FRESENIUS KABI | INJECTOMAT MC AGILIA | 2016-09-15 | 360 | 2022-12-29 15:40 | 2025-12-29
SYRINGE DRIVER | SYRINGE DRIVER | FRESENIUS KABI | INJECTOMAT MC AGILIA | 2016-09-15 | 360 | 2022-08-03 | 2025-08-03
SYRINGE DRIVER | SYRINGE DRIVER | FRESENIUS KABI | INJECTOMAT MC AGILIA | 2016-09-15 | 360 | 2023-06-13 | 2026-06-13
SYRINGE DRIVER | SYRINGE DRIVER | FRESENIUS KABI | INJECTOMAT MC AGILIA | 2016-09-15 | 360 | 2024-07-09 | 2027-07-09
SYRINGE DRIVER | SYRINGE DRIVER | FRESENIUS KABI | INJECTOMAT MC AGILIA | 2016-09-15 | 360 | 2022-10-06 | 2025-10-06
SYRINGE DRIVER | SYRINGE DRIVER | FRESENIUS KABI | INJECTOMAT MC AGILIA | 2016-09-15 | 360 | 2022-07-11 | 2025-07-11
SYRINGE DRIVER | SYRINGE DRIVER | FRESENIUS KABI | INJECTOMAT MC AGILIA | 2016-09-15 | 360 | 2022-07-26 | 2025-07-26
SUCTION UNIT | SUCTION - LAERDAL - BATTERY | LAERDAL | LSU-2 | 2016-11-07 | 816 | 2024-01-15 | 2027-01-15
SUCTION UNIT | SUCTION - LAERDAL - BATTERY | LAERDAL | LSU-2 | 2016-11-07 | 816 | 2021-04-22 | 2024-04-22
LIGHTWRITER | LIGHTWRITER | T.CHURCHILL | SL40 | 2016-10-27 | 300
BABY INCUBATOR | INCUBATOR | DRAEGER | CALEO | 2016-09-12 | 14998.824 | 2024-04-04 | 2025-04-04
INFUSION PUMP | VOLUMETRIC INFUSION PUMP | FRESENIUS KABI | VOLUMAT MC AGILIA | 2016-11-03 | 360 | 2021-04-15 | 2024-04-15
SYRINGE DRIVER | SYRINGE DRIVER | FRESENIUS KABI | INJECTOMAT MC AGILIA | 2016-11-03 | 360 | 2021-04-15 | 2024-04-15
OXIMETER | PULSE OXIMETER | MASIMO UK | RADICAL-7 | 2016-08-31 | 600 | 2021-12-13 | 2024-12-13
DOCKING STATION | DOCKING STATION - RADICAL | MASIMO UK | DOCKING - RADICAL | 2016-08-31 | 240 | 2021-12-13 | 2024-12-13
VENTILATOR | BABYLOG VN500 | DRAEGER | 8415000 | 2016-08-25 | 30000 | 2024-08-05 | 2025-01-01
COUCH | COUCH 2-SECTION ELECTRIC | BRISTOL MAID (HOSP.M.CRAFT) | EC015 | 2016-08-24 | 840 | 2022-05-18 | 2025-05-18
SUCTION CONTROLLER | LOW SUCTION | THERAPY EQUIPMENT | DIAMOND RANGE LOW | 2016-11-22 | 122.4
CONTROL-WARMING MATT | HEATED MATTRESS CONTROLLER | INDITHERM | MCU200 | 2016-11-24 | 3000 | 2024-10-08 | 2025-10-08
CHARGER | AC/DC CHARGER - OXYLOG 3000 | DRAEGER | OXYLOG AC/DC | 2016-09-08 | 289.2
SUCTION CONTROLLER | LOW SUCTION | THERAPY EQUIPMENT | DIAMOND RANGE LOW | 2016-11-22 | 122.4
PATIENT HOIST | PATIENT HOIST - OVERHEAD | SWIFTAIR | SWIFTAIR ST2000 | 2013-01-01 | 3000 | 2024-07-08 | 2025-01-08
SUCTION CONTROLLER | HIGH SUCTION CONTROLLER | THERAPY EQUIPMENT | DIAMOND RANGE HIGH | 2016-11-14 | 96
SUCTION CONTROLLER | HIGH SUCTION CONTROLLER | THERAPY EQUIPMENT | DIAMOND RANGE HIGH | 2016-11-14 | 96
SUCTION CONTROLLER | HIGH SUCTION CONTROLLER | THERAPY EQUIPMENT | DIAMOND RANGE HIGH | 2016-11-07 | 96
PATIENT HOIST | PATIENT HOIST - OVERHEAD | LIKO | LIKORALL 250 ES | 2016-10-28 | 7800 | 2024-07-16 | 2025-01-16
SUCTION CONTROLLER | HIGH SUCTION CONTROLLER | THERAPY EQUIPMENT | DIAMOND RANGE HIGH | 2016-10-28 | 96
VENTILATOR | VENTILATOR - EVITA INFINITY | DRAEGER | EVITA V500 | 2016-10-05 | 20898.552 | 2023-09-15 | 2024-09-12
SUCTION UNIT | SUCTION - LAERDAL - BATTERY | LAERDAL | LSU-2 | 2016-10-03 | 816 | 2022-05-30 | 2025-05-15
VENTILATOR | TRANSPORT VENTILATOR - MRI | HAMILTON MEDICAL | MR1 | 2016-09-08 | 32999.04 | 2023-05-26 | 2024-06-14
REGULATOR | REGULATOR - CO2 - PIN INDEX | OXYLITRE | R1600-C125 | 2016-09-09 | 226.644 |  | 2024-09-10
SUCTION CONTROLLER | HIGH SUCTION CONTROLLER | THERAPY EQUIPMENT | DIAMOND RANGE HIGH | 2016-09-05 | 96
INFUSION PUMP | VOLUMETRIC INFUSION PUMP | FRESENIUS KABI | VOLUMAT MC AGILIA | 2016-08-24 | 360 | 2023-06-30 | 2026-06-30
INFUSION PUMP | VOLUMETRIC INFUSION PUMP | FRESENIUS KABI | VOLUMAT MC AGILIA | 2016-08-24 | 360 | 2020-01-06 | 2024-10-15
DIAGNOSTIC SYSTEM | DIAGNOSTIC SYSTEM - WALL TRANSFORMER | WELCH ALLYN | GS777 | 2016-08-15 | 600
INFUSION PUMP | VOLUMETRIC INFUSION PUMP | FRESENIUS KABI | VOLUMAT MC AGILIA | 2016-07-26 | 360 | 2022-09-14 | 2025-09-14
INFUSION PUMP | VOLUMETRIC INFUSION PUMP | FRESENIUS KABI | VOLUMAT MC AGILIA | 2016-07-26 | 360 | 2022-11-16 12:45 | 2025-11-16
INFUSION PUMP | VOLUMETRIC INFUSION PUMP | FRESENIUS KABI | VOLUMAT MC AGILIA | 2016-07-26 | 360 | 2022-11-22 14:29 | 2025-11-22
INFUSION PUMP | VOLUMETRIC INFUSION PUMP | FRESENIUS KABI | VOLUMAT MC AGILIA | 2016-07-26 | 360 | 2023-06-15 | 2026-06-15
INFUSION PUMP | VOLUMETRIC INFUSION PUMP | FRESENIUS KABI | VOLUMAT MC AGILIA | 2016-07-26 | 360 | 2022-08-09 | 2025-08-09
INFUSION PUMP | VOLUMETRIC INFUSION PUMP | FRESENIUS KABI | VOLUMAT MC AGILIA | 2016-07-26 | 360 | 2020-02-19 | 2024-10-15
TEST EQUIP/SPEC | VOLUMAT TEST KIT | FRESENIUS KABI | VOLUMAT MAINTENANCE KIT | 2016-08-01 | 600
TEST EQUIP/SPEC | INJECTOMAT TEST KIT | FRESENIUS KABI | INJECTOMAT MAINTENANCE KIT | 2016-08-01 | 600 | 2024-09-26 | 2025-09-26
INFUSION PUMP | VOLUMETRIC INFUSION PUMP | FRESENIUS KABI | VOLUMAT MC AGILIA | 2016-07-26 | 360 | 2023-01-31 11:48 | 2026-01-31
INFUSION PUMP | VOLUMETRIC INFUSION PUMP | FRESENIUS KABI | VOLUMAT MC AGILIA | 2016-07-26 | 360 | 2022-06-06 | 2025-06-06
INFUSION PUMP | VOLUMETRIC INFUSION PUMP | FRESENIUS KABI | VOLUMAT MC AGILIA | 2016-07-26 | 360 | 2024-01-23 | 2027-01-23
INFUSION PUMP | VOLUMETRIC INFUSION PUMP | FRESENIUS KABI | VOLUMAT MC AGILIA | 2016-07-26 | 360 | 2023-04-20 12:24 | 2026-04-20
INFUSION PUMP | VOLUMETRIC INFUSION PUMP | FRESENIUS KABI | VOLUMAT MC AGILIA | 2016-07-26 | 360 | 2020-11-18 | 2024-12-15
INFUSION PUMP | VOLUMETRIC INFUSION PUMP | FRESENIUS KABI | VOLUMAT MC AGILIA | 2016-07-26 | 360 | 2020-11-18 | 2024-08-15
INFUSION PUMP | VOLUMETRIC INFUSION PUMP | FRESENIUS KABI | VOLUMAT MC AGILIA | 2016-07-26 | 360 | 2023-09-28 | 2026-09-28
INFUSION PUMP | VOLUMETRIC INFUSION PUMP | FRESENIUS KABI | VOLUMAT MC AGILIA | 2016-07-26 | 360 | 2023-01-25 09:09 | 2026-01-25
INFUSION PUMP | VOLUMETRIC INFUSION PUMP | FRESENIUS KABI | VOLUMAT MC AGILIA | 2016-07-26 | 360 | 2023-07-12 | 2026-07-12
INFUSION PUMP | VOLUMETRIC INFUSION PUMP | FRESENIUS KABI | VOLUMAT MC AGILIA | 2016-07-26 | 360 | 2024-10-01 | 2027-10-01
INFUSION PUMP | VOLUMETRIC INFUSION PUMP | FRESENIUS KABI | VOLUMAT MC AGILIA | 2016-07-26 | 360 | 2024-03-11 | 2027-03-11
INFUSION PUMP | VOLUMETRIC INFUSION PUMP | FRESENIUS KABI | VOLUMAT MC AGILIA | 2016-07-26 | 360 | 2023-06-29 | 2026-06-29
INFUSION PUMP | VOLUMETRIC INFUSION PUMP | FRESENIUS KABI | VOLUMAT MC AGILIA | 2016-07-26 | 360 | 2023-11-27 | 2026-11-27
INFUSION PUMP | VOLUMETRIC INFUSION PUMP | FRESENIUS KABI | VOLUMAT MC AGILIA | 2016-07-26 | 360 | 2023-06-13 | 2026-06-13
INFUSION PUMP | VOLUMETRIC INFUSION PUMP | FRESENIUS KABI | VOLUMAT MC AGILIA | 2016-07-26 | 360 | 2023-11-23 | 2026-11-23
INFUSION PUMP | VOLUMETRIC INFUSION PUMP | FRESENIUS KABI | VOLUMAT MC AGILIA | 2016-07-26 | 360 | 2022-12-01 09:06 | 2025-12-01
INFUSION PUMP | VOLUMETRIC INFUSION PUMP | FRESENIUS KABI | VOLUMAT MC AGILIA | 2016-07-26 | 360 | 2024-03-11 | 2027-03-11
INFUSION PUMP | VOLUMETRIC INFUSION PUMP | FRESENIUS KABI | VOLUMAT MC AGILIA | 2016-07-26 | 360 | 2023-10-19 | 2026-10-19
INFUSION PUMP | VOLUMETRIC INFUSION PUMP | FRESENIUS KABI | VOLUMAT MC AGILIA | 2016-07-26 | 360 | 2022-10-17 | 2025-10-17
INFUSION PUMP | VOLUMETRIC INFUSION PUMP | FRESENIUS KABI | VOLUMAT MC AGILIA | 2016-07-26 | 360 | 2023-08-07 | 2026-08-07
INFUSION PUMP | VOLUMETRIC INFUSION PUMP | FRESENIUS KABI | VOLUMAT MC AGILIA | 2016-07-26 | 360 | 2020-11-18 | 2024-12-15
INFUSION PUMP | VOLUMETRIC INFUSION PUMP | FRESENIUS KABI | VOLUMAT MC AGILIA | 2016-07-26 | 360 | 2020-11-18 | 2026-11-24
INFUSION PUMP | VOLUMETRIC INFUSION PUMP | FRESENIUS KABI | VOLUMAT MC AGILIA | 2016-07-26 | 360 | 2024-01-08 | 2027-01-08
INFUSION PUMP | VOLUMETRIC INFUSION PUMP | FRESENIUS KABI | VOLUMAT MC AGILIA | 2016-07-26 | 360 | 2020-11-18 | 2024-10-15
INFUSION PUMP | VOLUMETRIC INFUSION PUMP | FRESENIUS KABI | VOLUMAT MC AGILIA | 2016-07-26 | 360 | 2023-09-28 | 2026-09-28
INFUSION PUMP | VOLUMETRIC INFUSION PUMP | FRESENIUS KABI | VOLUMAT MC AGILIA | 2016-07-26 | 360 | 2021-04-27 | 2024-04-27
INFUSION PUMP | VOLUMETRIC INFUSION PUMP | FRESENIUS KABI | VOLUMAT MC AGILIA | 2016-07-26 | 360 | 2024-04-08 | 2027-04-08
INFUSION PUMP | VOLUMETRIC INFUSION PUMP | FRESENIUS KABI | VOLUMAT MC AGILIA | 2016-07-26 | 360 | 2022-08-02 | 2025-08-02
INFUSION PUMP | VOLUMETRIC INFUSION PUMP | FRESENIUS KABI | VOLUMAT MC AGILIA | 2016-07-26 | 360 |  | 2024-12-15
INFUSION PUMP | VOLUMETRIC INFUSION PUMP | FRESENIUS KABI | VOLUMAT MC AGILIA | 2016-07-26 | 360 | 2024-01-16 | 2027-01-16
INFUSION PUMP | VOLUMETRIC INFUSION PUMP | FRESENIUS KABI | VOLUMAT MC AGILIA | 2016-07-26 | 360 | 2021-12-17 | 2024-12-17
INFUSION PUMP | VOLUMETRIC INFUSION PUMP | FRESENIUS KABI | VOLUMAT MC AGILIA | 2016-07-26 | 360 | 2023-12-13 | 2026-12-13
INFUSION PUMP | VOLUMETRIC INFUSION PUMP | FRESENIUS KABI | VOLUMAT MC AGILIA | 2016-07-26 | 360 | 2023-12-14 | 2026-12-14
INFUSION PUMP | VOLUMETRIC INFUSION PUMP | FRESENIUS KABI | VOLUMAT MC AGILIA | 2016-07-26 | 360 | 2023-09-26 | 2026-09-26
INFUSION PUMP | VOLUMETRIC INFUSION PUMP | FRESENIUS KABI | VOLUMAT MC AGILIA | 2016-07-26 | 360 | 2023-04-19 11:36 | 2026-04-19
INFUSION PUMP | VOLUMETRIC INFUSION PUMP | FRESENIUS KABI | VOLUMAT MC AGILIA | 2016-07-26 | 360 | 2023-09-12 | 2026-09-12
INFUSION PUMP | VOLUMETRIC INFUSION PUMP | FRESENIUS KABI | VOLUMAT MC AGILIA | 2016-07-26 | 360 | 2023-01-12 13:27 | 2026-01-12
INFUSION PUMP | VOLUMETRIC INFUSION PUMP | FRESENIUS KABI | VOLUMAT MC AGILIA | 2016-07-26 | 360 | 2023-04-24 | 2026-04-24
INFUSION PUMP | VOLUMETRIC INFUSION PUMP | FRESENIUS KABI | VOLUMAT MC AGILIA | 2016-07-26 | 360 | 2022-07-18 | 2025-07-18
INFUSION PUMP | VOLUMETRIC INFUSION PUMP | FRESENIUS KABI | VOLUMAT MC AGILIA | 2016-07-26 | 360 | 2022-08-08 | 2025-08-08
INFUSION PUMP | VOLUMETRIC INFUSION PUMP | FRESENIUS KABI | VOLUMAT MC AGILIA | 2016-07-26 | 360 | 2024-03-12 | 2027-03-12
INFUSION PUMP | VOLUMETRIC INFUSION PUMP | FRESENIUS KABI | VOLUMAT MC AGILIA | 2016-07-26 | 360 | 2022-10-10 | 2025-10-10
INFUSION PUMP | VOLUMETRIC INFUSION PUMP | FRESENIUS KABI | VOLUMAT MC AGILIA | 2016-07-26 | 360 | 2022-09-01 | 2025-09-01
INFUSION PUMP | VOLUMETRIC INFUSION PUMP | FRESENIUS KABI | VOLUMAT MC AGILIA | 2016-07-26 | 360 | 2023-06-29 | 2026-06-29
INFUSION PUMP | VOLUMETRIC INFUSION PUMP | FRESENIUS KABI | VOLUMAT MC AGILIA | 2016-07-26 | 360 | 2022-08-11 | 2025-08-11
INFUSION PUMP | VOLUMETRIC INFUSION PUMP | FRESENIUS KABI | VOLUMAT MC AGILIA | 2016-07-26 | 360 | 2024-02-19 | 2027-02-19
INFUSION PUMP | VOLUMETRIC INFUSION PUMP | FRESENIUS KABI | VOLUMAT MC AGILIA | 2016-07-26 | 360 | 2023-02-15 08:12 | 2026-02-15
INFUSION PUMP | VOLUMETRIC INFUSION PUMP | FRESENIUS KABI | VOLUMAT MC AGILIA | 2016-07-26 | 360 | 2021-12-16 | 2024-12-16
INFUSION PUMP | VOLUMETRIC INFUSION PUMP | FRESENIUS KABI | VOLUMAT MC AGILIA | 2016-07-26 | 360 | 2023-07-11 | 2026-07-11
INFUSION PUMP | VOLUMETRIC INFUSION PUMP | FRESENIUS KABI | VOLUMAT MC AGILIA | 2016-07-26 | 360 |  | 2024-10-15
INFUSION PUMP | VOLUMETRIC INFUSION PUMP | FRESENIUS KABI | VOLUMAT MC AGILIA | 2016-07-26 | 360 | 2023-03-16 08:27 | 2026-03-16
INFUSION PUMP | VOLUMETRIC INFUSION PUMP | FRESENIUS KABI | VOLUMAT MC AGILIA | 2016-07-26 | 360 | 2022-11-16 09:24 | 2025-11-16
INFUSION PUMP | VOLUMETRIC INFUSION PUMP | FRESENIUS KABI | VOLUMAT MC AGILIA | 2016-07-26 | 360 | 2023-01-09 15:34 | 2026-01-09
INFUSION PUMP | VOLUMETRIC INFUSION PUMP | FRESENIUS KABI | VOLUMAT MC AGILIA | 2016-07-26 | 360 | 2023-02-15 14:44 | 2026-02-15
INFUSION PUMP | VOLUMETRIC INFUSION PUMP | FRESENIUS KABI | VOLUMAT MC AGILIA | 2016-07-26 | 360 | 2022-08-16 | 2025-08-16
INFUSION PUMP | VOLUMETRIC INFUSION PUMP | FRESENIUS KABI | VOLUMAT MC AGILIA | 2016-07-26 | 360 | 2023-04-17 15:15 | 2026-04-17
INFUSION PUMP | VOLUMETRIC INFUSION PUMP | FRESENIUS KABI | VOLUMAT MC AGILIA | 2016-07-26 | 360 | 2021-06-03 | 2024-06-03
INFUSION PUMP | VOLUMETRIC INFUSION PUMP | FRESENIUS KABI | VOLUMAT MC AGILIA | 2016-07-26 | 360 | 2021-07-28 | 2024-07-28
INFUSION PUMP | VOLUMETRIC INFUSION PUMP | FRESENIUS KABI | VOLUMAT MC AGILIA | 2016-07-26 | 360 | 2022-12-19 14:08 | 2025-12-19
INFUSION PUMP | VOLUMETRIC INFUSION PUMP | FRESENIUS KABI | VOLUMAT MC AGILIA | 2016-07-26 | 360 | 2022-09-30 | 2025-09-30
INFUSION PUMP | VOLUMETRIC INFUSION PUMP | FRESENIUS KABI | VOLUMAT MC AGILIA | 2016-07-26 | 360 | 2023-04-17 09:43 | 2026-04-17
INFUSION PUMP | VOLUMETRIC INFUSION PUMP | FRESENIUS KABI | VOLUMAT MC AGILIA | 2016-07-26 | 360 | 2021-08-10 | 2024-08-10
INFUSION PUMP | VOLUMETRIC INFUSION PUMP | FRESENIUS KABI | VOLUMAT MC AGILIA | 2016-07-26 | 360 | 2023-02-23 16:30 | 2026-02-23
INFUSION PUMP | VOLUMETRIC INFUSION PUMP | FRESENIUS KABI | VOLUMAT MC AGILIA | 2016-07-26 | 360 | 2023-02-27 12:45 | 2026-02-27
SYRINGE DRIVER | SYRINGE DRIVER | FRESENIUS KABI | INJECTOMAT MC AGILIA | 2016-07-26 | 360 | 2022-08-10 | 2025-08-10
SYRINGE DRIVER | SYRINGE DRIVER | FRESENIUS KABI | INJECTOMAT MC AGILIA | 2016-07-26 | 360 | 2022-07-28 | 2025-07-28
SYRINGE DRIVER | SYRINGE DRIVER | FRESENIUS KABI | INJECTOMAT MC AGILIA | 2016-07-26 | 360 | 2022-05-13 | 2025-05-13
SYRINGE DRIVER | SYRINGE DRIVER | FRESENIUS KABI | INJECTOMAT MC AGILIA | 2016-07-26 | 360 | 2023-06-30 | 2026-06-30
SYRINGE DRIVER | SYRINGE DRIVER | FRESENIUS KABI | INJECTOMAT MC AGILIA | 2016-07-26 | 360 | 2022-09-26 | 2025-09-26
SYRINGE DRIVER | SYRINGE DRIVER | FRESENIUS KABI | INJECTOMAT MC AGILIA | 2016-07-26 | 360 | 2022-11-30 15:30 | 2025-11-30
SYRINGE DRIVER | SYRINGE DRIVER | FRESENIUS KABI | INJECTOMAT MC AGILIA | 2016-07-26 | 360 | 2023-04-14 10:38 | 2026-04-14
SYRINGE DRIVER | SYRINGE DRIVER | FRESENIUS KABI | INJECTOMAT MC AGILIA | 2016-07-26 | 360 | 2023-04-11 15:29 | 2026-04-11
SYRINGE DRIVER | SYRINGE DRIVER | FRESENIUS KABI | INJECTOMAT MC AGILIA | 2016-07-26 | 360 | 2019-11-27 | 2024-10-15
SYRINGE DRIVER | SYRINGE DRIVER | FRESENIUS KABI | INJECTOMAT MC AGILIA | 2016-07-26 | 360 | 2022-12-20 09:00 | 2025-12-20
SYRINGE DRIVER | SYRINGE DRIVER | FRESENIUS KABI | INJECTOMAT MC AGILIA | 2016-07-26 | 360 | 2019-08-02 | 2025-06-19
SYRINGE DRIVER | SYRINGE DRIVER | FRESENIUS KABI | INJECTOMAT MC AGILIA | 2016-07-26 | 360 | 2021-04-15 | 2024-04-15
SYRINGE DRIVER | SYRINGE DRIVER | FRESENIUS KABI | INJECTOMAT MC AGILIA | 2016-07-26 | 360 | 2021-09-08 | 2027-09-24
SYRINGE DRIVER | SYRINGE DRIVER | FRESENIUS KABI | INJECTOMAT MC AGILIA | 2016-07-26 | 360 | 2023-04-18 08:53 | 2026-04-18
SYRINGE DRIVER | SYRINGE DRIVER | FRESENIUS KABI | INJECTOMAT MC AGILIA | 2016-07-26 | 360 | 2022-12-07 15:50 | 2025-12-07
SYRINGE DRIVER | SYRINGE DRIVER | FRESENIUS KABI | INJECTOMAT MC AGILIA | 2016-07-26 | 360 | 2022-07-28 | 2025-07-28
SYRINGE DRIVER | SYRINGE DRIVER | FRESENIUS KABI | INJECTOMAT MC AGILIA | 2016-07-26 | 360 | 2023-01-27 13:54 | 2026-01-27
SYRINGE DRIVER | SYRINGE DRIVER | FRESENIUS KABI | INJECTOMAT MC AGILIA | 2016-07-26 | 360 | 2022-10-20 | 2025-10-20
SYRINGE DRIVER | SYRINGE DRIVER | FRESENIUS KABI | INJECTOMAT MC AGILIA | 2016-07-26 | 360 | 2022-10-31 09:35 | 2025-10-31
SYRINGE DRIVER | SYRINGE DRIVER | FRESENIUS KABI | INJECTOMAT MC AGILIA | 2016-07-26 | 360 | 2024-09-25 | 2027-09-25
HUMIDIFIER | M SERIES HUMIDIFIER | RESPIRONICS | M SERIES HUMIDIFIER | 2016-10-07 | 144
HUMIDIFIER | M SERIES HUMIDIFIER | RESPIRONICS | M SERIES HUMIDIFIER | 2016-10-07 | 144
HUMIDIFIER | M SERIES HUMIDIFIER | RESPIRONICS | M SERIES HUMIDIFIER | 2016-10-07 | 144
HUMIDIFIER | M SERIES HUMIDIFIER | RESPIRONICS | M SERIES HUMIDIFIER | 2016-10-07 | 144
HUMIDIFIER | M SERIES HUMIDIFIER | RESPIRONICS | M SERIES HUMIDIFIER | 2016-10-07 | 144
HUMIDIFIER | M SERIES HUMIDIFIER | RESPIRONICS | M SERIES HUMIDIFIER | 2016-10-07 | 144
HUMIDIFIER | M SERIES HUMIDIFIER | RESPIRONICS | M SERIES HUMIDIFIER | 2016-10-07 | 144
HUMIDIFIER | M SERIES HUMIDIFIER | RESPIRONICS | M SERIES HUMIDIFIER | 2016-10-07 | 144
HUMIDIFIER | M SERIES HUMIDIFIER | RESPIRONICS | M SERIES HUMIDIFIER | 2016-10-07 | 144
HUMIDIFIER | M SERIES HUMIDIFIER | RESPIRONICS | M SERIES HUMIDIFIER | 2016-10-07 | 144
HUMIDIFIER | M SERIES HUMIDIFIER | RESPIRONICS | M SERIES HUMIDIFIER | 2016-10-07 | 144
HUMIDIFIER | M SERIES HUMIDIFIER | RESPIRONICS | M SERIES HUMIDIFIER | 2016-10-07 | 144
HUMIDIFIER | M SERIES HUMIDIFIER | RESPIRONICS | M SERIES HUMIDIFIER | 2016-10-07 | 144
HUMIDIFIER | M SERIES HUMIDIFIER | RESPIRONICS | M SERIES HUMIDIFIER | 2016-10-07 | 144
HUMIDIFIER | M SERIES HUMIDIFIER | RESPIRONICS | M SERIES HUMIDIFIER | 2016-10-07 | 144
HUMIDIFIER | M SERIES HUMIDIFIER | RESPIRONICS | M SERIES HUMIDIFIER | 2016-10-07 | 144
HUMIDIFIER | M SERIES HUMIDIFIER | RESPIRONICS | M SERIES HUMIDIFIER | 2016-10-07 | 144
HUMIDIFIER | M SERIES HUMIDIFIER | RESPIRONICS | M SERIES HUMIDIFIER | 2016-10-07 | 144
HUMIDIFIER | M SERIES HUMIDIFIER | RESPIRONICS | M SERIES HUMIDIFIER | 2016-10-07 | 144
HUMIDIFIER | M SERIES HUMIDIFIER | RESPIRONICS | M SERIES HUMIDIFIER | 2016-10-07 | 144
HUMIDIFIER | M SERIES HUMIDIFIER | RESPIRONICS | M SERIES HUMIDIFIER | 2016-10-07 | 144
HUMIDIFIER | M SERIES HUMIDIFIER | RESPIRONICS | M SERIES HUMIDIFIER | 2016-10-07 | 144
HUMIDIFIER | M SERIES HUMIDIFIER | RESPIRONICS | M SERIES HUMIDIFIER | 2016-10-07 | 144
HUMIDIFIER | M SERIES HUMIDIFIER | RESPIRONICS | M SERIES HUMIDIFIER | 2016-10-07 | 144
HUMIDIFIER | M SERIES HUMIDIFIER | RESPIRONICS | M SERIES HUMIDIFIER | 2016-10-07 | 144
HUMIDIFIER | M SERIES HUMIDIFIER | RESPIRONICS | M SERIES HUMIDIFIER | 2016-10-07 | 144
HUMIDIFIER | M SERIES HUMIDIFIER | RESPIRONICS | M SERIES HUMIDIFIER | 2016-10-07 | 144
HUMIDIFIER | M SERIES HUMIDIFIER | RESPIRONICS | M SERIES HUMIDIFIER | 2016-10-07 | 144
HUMIDIFIER | M SERIES HUMIDIFIER | RESPIRONICS | M SERIES HUMIDIFIER | 2016-10-07 | 144
HUMIDIFIER | M SERIES HUMIDIFIER | RESPIRONICS | M SERIES HUMIDIFIER | 2016-10-07 | 144
HUMIDIFIER | M SERIES HUMIDIFIER | RESPIRONICS | M SERIES HUMIDIFIER | 2016-10-07 | 144
HUMIDIFIER | M SERIES HUMIDIFIER | RESPIRONICS | M SERIES HUMIDIFIER | 2016-10-07 | 144
HUMIDIFIER | M SERIES HUMIDIFIER | RESPIRONICS | M SERIES HUMIDIFIER | 2016-10-07 | 144
HUMIDIFIER | M SERIES HUMIDIFIER | RESPIRONICS | M SERIES HUMIDIFIER | 2016-10-07 | 144
HUMIDIFIER | M SERIES HUMIDIFIER | RESPIRONICS | M SERIES HUMIDIFIER | 2016-10-07 | 144
HUMIDIFIER | M SERIES HUMIDIFIER | RESPIRONICS | M SERIES HUMIDIFIER | 2016-10-07 | 144
HUMIDIFIER | M SERIES HUMIDIFIER | RESPIRONICS | M SERIES HUMIDIFIER | 2016-10-07 | 144
HUMIDIFIER | M SERIES HUMIDIFIER | RESPIRONICS | M SERIES HUMIDIFIER | 2016-10-07 | 144
HUMIDIFIER | M SERIES HUMIDIFIER | RESPIRONICS | M SERIES HUMIDIFIER | 2016-10-07 | 144
HUMIDIFIER | M SERIES HUMIDIFIER | RESPIRONICS | M SERIES HUMIDIFIER | 2016-10-07 | 144
HUMIDIFIER | M SERIES HUMIDIFIER | RESPIRONICS | M SERIES HUMIDIFIER | 2016-10-07 | 144
HUMIDIFIER | M SERIES HUMIDIFIER | RESPIRONICS | M SERIES HUMIDIFIER | 2016-10-07 | 144
HUMIDIFIER | M SERIES HUMIDIFIER | RESPIRONICS | M SERIES HUMIDIFIER | 2016-10-07 | 144
HUMIDIFIER | M SERIES HUMIDIFIER | RESPIRONICS | M SERIES HUMIDIFIER | 2016-10-07 | 144
HUMIDIFIER | M SERIES HUMIDIFIER | RESPIRONICS | M SERIES HUMIDIFIER | 2016-10-07 | 144
HUMIDIFIER | M SERIES HUMIDIFIER | RESPIRONICS | M SERIES HUMIDIFIER | 2016-10-07 | 144
HUMIDIFIER | M SERIES HUMIDIFIER | RESPIRONICS | M SERIES HUMIDIFIER | 2016-10-07 | 144
HUMIDIFIER | M SERIES HUMIDIFIER | RESPIRONICS | M SERIES HUMIDIFIER | 2016-10-07 | 144
HUMIDIFIER | M SERIES HUMIDIFIER | RESPIRONICS | M SERIES HUMIDIFIER | 2016-10-07 | 144
HUMIDIFIER | M SERIES HUMIDIFIER | RESPIRONICS | M SERIES HUMIDIFIER | 2016-10-07 | 144
HUMIDIFIER | M SERIES HUMIDIFIER | RESPIRONICS | M SERIES HUMIDIFIER | 2016-10-07 | 144
HUMIDIFIER | M SERIES HUMIDIFIER | RESPIRONICS | M SERIES HUMIDIFIER | 2016-10-07 | 144
HUMIDIFIER | M SERIES HUMIDIFIER | RESPIRONICS | M SERIES HUMIDIFIER | 2016-10-07 | 144
HUMIDIFIER | M SERIES HUMIDIFIER | RESPIRONICS | M SERIES HUMIDIFIER | 2016-10-07 | 144
HUMIDIFIER | M SERIES HUMIDIFIER | RESPIRONICS | M SERIES HUMIDIFIER | 2016-10-07 | 144
HUMIDIFIER | M SERIES HUMIDIFIER | RESPIRONICS | M SERIES HUMIDIFIER | 2016-10-07 | 144
HUMIDIFIER | M SERIES HUMIDIFIER | RESPIRONICS | M SERIES HUMIDIFIER | 2016-10-07 | 144
HUMIDIFIER | M SERIES HUMIDIFIER | RESPIRONICS | M SERIES HUMIDIFIER | 2016-10-07 | 144
HUMIDIFIER | M SERIES HUMIDIFIER | RESPIRONICS | M SERIES HUMIDIFIER | 2016-10-07 | 144
HUMIDIFIER | M SERIES HUMIDIFIER | RESPIRONICS | M SERIES HUMIDIFIER | 2016-10-07 | 144
HUMIDIFIER | M SERIES HUMIDIFIER | RESPIRONICS | M SERIES HUMIDIFIER | 2016-10-07 | 144
HUMIDIFIER | M SERIES HUMIDIFIER | RESPIRONICS | M SERIES HUMIDIFIER | 2016-10-07 | 144
HUMIDIFIER | M SERIES HUMIDIFIER | RESPIRONICS | M SERIES HUMIDIFIER | 2016-10-07 | 144
HUMIDIFIER | M SERIES HUMIDIFIER | RESPIRONICS | M SERIES HUMIDIFIER | 2016-10-07 | 144
HUMIDIFIER | M SERIES HUMIDIFIER | RESPIRONICS | M SERIES HUMIDIFIER | 2016-10-07 | 144
HUMIDIFIER | M SERIES HUMIDIFIER | RESPIRONICS | M SERIES HUMIDIFIER | 2016-10-07 | 144
HUMIDIFIER | M SERIES HUMIDIFIER | RESPIRONICS | M SERIES HUMIDIFIER | 2016-10-07 | 144
HUMIDIFIER | M SERIES HUMIDIFIER | RESPIRONICS | M SERIES HUMIDIFIER | 2016-10-07 | 144
HUMIDIFIER | M SERIES HUMIDIFIER | RESPIRONICS | M SERIES HUMIDIFIER | 2016-10-07 | 144
HUMIDIFIER | M SERIES HUMIDIFIER | RESPIRONICS | M SERIES HUMIDIFIER | 2016-10-07 | 144
HUMIDIFIER | M SERIES HUMIDIFIER | RESPIRONICS | M SERIES HUMIDIFIER | 2016-10-07 | 144
HUMIDIFIER | M SERIES HUMIDIFIER | RESPIRONICS | M SERIES HUMIDIFIER | 2016-10-07 | 144
HUMIDIFIER | M SERIES HUMIDIFIER | RESPIRONICS | M SERIES HUMIDIFIER | 2016-10-07 | 144
HUMIDIFIER | M SERIES HUMIDIFIER | RESPIRONICS | M SERIES HUMIDIFIER | 2016-10-07 | 144
HUMIDIFIER | M SERIES HUMIDIFIER | RESPIRONICS | M SERIES HUMIDIFIER | 2016-10-07 | 144
HUMIDIFIER | M SERIES HUMIDIFIER | RESPIRONICS | M SERIES HUMIDIFIER | 2016-10-07 | 144
HUMIDIFIER | M SERIES HUMIDIFIER | RESPIRONICS | M SERIES HUMIDIFIER | 2016-10-07 | 144
HUMIDIFIER | M SERIES HUMIDIFIER | RESPIRONICS | M SERIES HUMIDIFIER | 2016-10-07 | 144
HUMIDIFIER | M SERIES HUMIDIFIER | RESPIRONICS | M SERIES HUMIDIFIER | 2016-10-07 | 144
ULTRASOUND SCANNER | ULTRASOUND SCANNER | BARD LTD | SITE RITE 8 | 2016-10-24 | 14400 | 2023-12-07 | 2024-09-15
VITAL SIGNS MONITOR | VITAL SIGNS MONITOR: NIBP/SPO2 | WELCH ALLYN | 74CX CONNEX | 2016-08-15 | 1800 | 2022-06-22 | 2025-06-22
DOSEMETER | THERAPY DOSIMETER | IBA DOSIMETRY | DOSE 1 | 2016-08-01 | 11718.72 | 2023-09-05 | 2024-09-05
DOSEMETER | THERAPY DOSIMETER | IBA DOSIMETRY | DOSE 1 | 2016-08-01 | 11718.72 | 2023-09-05 | 2024-09-05
SYRINGE DRIVER | SYRINGE DRIVER | FRESENIUS KABI | INJECTOMAT MC AGILIA | 2016-07-26 | 360 | 2022-09-08 | 2025-09-08
SYRINGE DRIVER | SYRINGE DRIVER | FRESENIUS KABI | INJECTOMAT MC AGILIA | 2016-07-26 | 360 | 2022-11-30 12:27 | 2025-11-30
SYRINGE DRIVER | SYRINGE DRIVER | FRESENIUS KABI | INJECTOMAT MC AGILIA | 2016-07-26 | 360 | 2023-05-31 | 2026-05-31
SYRINGE DRIVER | SYRINGE DRIVER | FRESENIUS KABI | INJECTOMAT MC AGILIA | 2016-07-26 | 360 | 2023-03-31 15:55 | 2026-03-31
SYRINGE DRIVER | SYRINGE DRIVER | FRESENIUS KABI | INJECTOMAT MC AGILIA | 2016-07-26 | 360 | 2023-04-14 15:37 | 2026-04-14
SYRINGE DRIVER | SYRINGE DRIVER | FRESENIUS KABI | INJECTOMAT MC AGILIA | 2016-07-26 | 360 | 2024-06-10 | 2027-06-10
SYRINGE DRIVER | SYRINGE DRIVER | FRESENIUS KABI | INJECTOMAT MC AGILIA | 2016-07-26 | 360 | 2023-06-13 | 2026-06-13
SYRINGE DRIVER | SYRINGE DRIVER | FRESENIUS KABI | INJECTOMAT MC AGILIA | 2016-07-26 | 360 | 2022-09-28 | 2025-09-28
SYRINGE DRIVER | SYRINGE DRIVER | FRESENIUS KABI | INJECTOMAT MC AGILIA | 2016-07-26 | 360 | 2022-09-16 | 2025-09-16
SYRINGE DRIVER | SYRINGE DRIVER | FRESENIUS KABI | INJECTOMAT MC AGILIA | 2016-07-26 | 360 | 2022-08-04 | 2025-08-04
SYRINGE DRIVER | SYRINGE DRIVER | FRESENIUS KABI | INJECTOMAT MC AGILIA | 2016-07-26 | 360 | 2023-06-16 | 2026-06-16
SYRINGE DRIVER | SYRINGE DRIVER | FRESENIUS KABI | INJECTOMAT MC AGILIA | 2016-07-26 | 360 | 2022-05-11 | 2025-05-11
SYRINGE DRIVER | SYRINGE DRIVER | FRESENIUS KABI | INJECTOMAT MC AGILIA | 2016-07-26 | 360 | 2019-09-30 | 2024-10-15
SYRINGE DRIVER | SYRINGE DRIVER | FRESENIUS KABI | INJECTOMAT MC AGILIA | 2016-07-26 | 360 | 2024-03-08 | 2024-10-15
SYRINGE DRIVER | SYRINGE DRIVER | FRESENIUS KABI | INJECTOMAT MC AGILIA | 2016-07-26 | 360 | 2023-02-20 09:24 | 2026-02-20
SYRINGE DRIVER | SYRINGE DRIVER | FRESENIUS KABI | INJECTOMAT MC AGILIA | 2016-07-26 | 360 | 2023-04-21 12:25 | 2026-04-21
SYRINGE DRIVER | SYRINGE DRIVER | FRESENIUS KABI | INJECTOMAT MC AGILIA | 2016-07-26 | 360 | 2021-03-26 | 2024-12-15
SYRINGE DRIVER | SYRINGE DRIVER | FRESENIUS KABI | INJECTOMAT MC AGILIA | 2016-07-26 | 360 | 2022-09-16 | 2025-09-16
SYRINGE DRIVER | SYRINGE DRIVER | FRESENIUS KABI | INJECTOMAT MC AGILIA | 2016-07-26 | 360 | 2023-04-14 08:27 | 2026-04-14
SYRINGE DRIVER | SYRINGE DRIVER | FRESENIUS KABI | INJECTOMAT MC AGILIA | 2016-07-26 | 360 | 2022-11-23 14:36 | 2025-11-23
SYRINGE DRIVER | SYRINGE DRIVER | FRESENIUS KABI | INJECTOMAT MC AGILIA | 2016-07-26 | 360 | 2022-12-30 13:19 | 2025-12-30
SYRINGE DRIVER | SYRINGE DRIVER | FRESENIUS KABI | INJECTOMAT MC AGILIA | 2016-07-26 | 360 | 2022-09-09 | 2025-09-09
SYRINGE DRIVER | SYRINGE DRIVER | FRESENIUS KABI | INJECTOMAT MC AGILIA | 2016-07-26 | 360 | 2022-08-03 | 2025-08-03
SYRINGE DRIVER | SYRINGE DRIVER | FRESENIUS KABI | INJECTOMAT MC AGILIA | 2016-07-26 | 360 | 2022-06-22 | 2025-06-22
SYRINGE DRIVER | SYRINGE DRIVER | FRESENIUS KABI | INJECTOMAT MC AGILIA | 2016-07-26 | 360 | 2022-11-24 16:28 | 2025-11-24
SYRINGE DRIVER | SYRINGE DRIVER | FRESENIUS KABI | INJECTOMAT MC AGILIA | 2016-07-26 | 360 | 2024-03-19 | 2027-03-19
SYRINGE DRIVER | SYRINGE DRIVER | FRESENIUS KABI | INJECTOMAT MC AGILIA | 2016-07-26 | 360 | 2022-04-19 | 2025-04-19
SYRINGE DRIVER | SYRINGE DRIVER | FRESENIUS KABI | INJECTOMAT MC AGILIA | 2016-07-26 | 360 | 2022-06-21 | 2025-06-21
SYRINGE DRIVER | SYRINGE DRIVER | FRESENIUS KABI | INJECTOMAT MC AGILIA | 2016-07-26 | 360 | 2023-07-12 | 2026-07-12
SYRINGE DRIVER | SYRINGE DRIVER | FRESENIUS KABI | INJECTOMAT MC AGILIA | 2016-07-26 | 360 | 2023-06-08 | 2026-06-08
SYRINGE DRIVER | SYRINGE DRIVER | FRESENIUS KABI | INJECTOMAT MC AGILIA | 2016-07-26 | 360 | 2022-06-22 | 2025-06-22
SYRINGE DRIVER | SYRINGE DRIVER | FRESENIUS KABI | INJECTOMAT MC AGILIA | 2016-07-26 | 360 | 2022-03-23 | 2025-03-23
SYRINGE DRIVER | SYRINGE DRIVER | FRESENIUS KABI | INJECTOMAT MC AGILIA | 2016-07-26 | 360 | 2022-02-22 | 2025-02-22
SYRINGE DRIVER | SYRINGE DRIVER | FRESENIUS KABI | INJECTOMAT MC AGILIA | 2016-07-26 | 360 | 2022-07-15 | 2025-07-15
SYRINGE DRIVER | SYRINGE DRIVER | FRESENIUS KABI | INJECTOMAT MC AGILIA | 2016-07-26 | 360 | 2022-08-12 | 2025-08-12
SYRINGE DRIVER | SYRINGE DRIVER | FRESENIUS KABI | INJECTOMAT MC AGILIA | 2016-07-26 | 360 | 2022-12-12 08:40 | 2025-12-12
SYRINGE DRIVER | SYRINGE DRIVER | FRESENIUS KABI | INJECTOMAT MC AGILIA | 2016-07-26 | 360 | 2022-08-03 | 2025-08-03
SYRINGE DRIVER | SYRINGE DRIVER | FRESENIUS KABI | INJECTOMAT MC AGILIA | 2016-07-26 | 360 | 2024-02-27 | 2027-02-27
SYRINGE DRIVER | SYRINGE DRIVER | FRESENIUS KABI | INJECTOMAT MC AGILIA | 2016-07-26 | 360 | 2023-05-23 | 2026-05-23
SYRINGE DRIVER | SYRINGE DRIVER | FRESENIUS KABI | INJECTOMAT MC AGILIA | 2016-07-26 | 360 | 2024-02-27 | 2027-02-27
SYRINGE DRIVER | SYRINGE DRIVER | FRESENIUS KABI | INJECTOMAT MC AGILIA | 2016-07-26 | 360 | 2022-07-25 | 2025-07-25
SYRINGE DRIVER | SYRINGE DRIVER | FRESENIUS KABI | INJECTOMAT MC AGILIA | 2016-07-26 | 360 | 2022-12-29 11:18 | 2025-12-29
SYRINGE DRIVER | SYRINGE DRIVER | FRESENIUS KABI | INJECTOMAT MC AGILIA | 2016-07-26 | 360 | 2023-02-06 11:58 | 2026-02-06
SYRINGE DRIVER | SYRINGE DRIVER | FRESENIUS KABI | INJECTOMAT MC AGILIA | 2016-07-26 | 360 | 2023-01-05 16:25 | 2026-01-05
SYRINGE DRIVER | SYRINGE DRIVER | FRESENIUS KABI | INJECTOMAT MC AGILIA | 2016-07-26 | 360 | 2024-09-05 | 2027-09-05
SYRINGE DRIVER | SYRINGE DRIVER | FRESENIUS KABI | INJECTOMAT MC AGILIA | 2016-07-26 | 360 | 2024-09-25 | 2027-09-25
SYRINGE DRIVER | SYRINGE DRIVER | FRESENIUS KABI | INJECTOMAT MC AGILIA | 2016-07-26 | 360 | 2022-07-27 | 2025-07-27
SYRINGE DRIVER | SYRINGE DRIVER | FRESENIUS KABI | INJECTOMAT MC AGILIA | 2016-07-26 | 360 | 2022-09-28 | 2025-09-28
SYRINGE DRIVER | SYRINGE DRIVER | FRESENIUS KABI | INJECTOMAT MC AGILIA | 2016-07-26 | 360 | 2022-10-14 | 2025-10-14
SYRINGE DRIVER | SYRINGE DRIVER | FRESENIUS KABI | INJECTOMAT MC AGILIA | 2016-07-26 | 360 | 2022-06-24 | 2025-06-24
SYRINGE DRIVER | SYRINGE DRIVER | FRESENIUS KABI | INJECTOMAT MC AGILIA | 2016-07-26 | 360 | 2022-09-28 | 2025-09-28
SYRINGE DRIVER | SYRINGE DRIVER | FRESENIUS KABI | INJECTOMAT MC AGILIA | 2016-07-26 | 360 | 2023-04-20 12:04 | 2026-04-20
SYRINGE DRIVER | SYRINGE DRIVER | FRESENIUS KABI | INJECTOMAT MC AGILIA | 2016-07-26 | 360 | 2021-05-06 | 2024-05-06
SYRINGE DRIVER | SYRINGE DRIVER | FRESENIUS KABI | INJECTOMAT MC AGILIA | 2016-07-26 | 360 | 2024-04-17 | 2027-04-17
SYRINGE DRIVER | SYRINGE DRIVER | FRESENIUS KABI | INJECTOMAT MC AGILIA | 2016-07-26 | 360 | 2023-04-13 08:45 | 2026-04-13
SYRINGE DRIVER | SYRINGE DRIVER | FRESENIUS KABI | INJECTOMAT MC AGILIA | 2016-07-26 | 360 | 2023-05-11 | 2026-05-11
SYRINGE DRIVER | SYRINGE DRIVER | FRESENIUS KABI | INJECTOMAT MC AGILIA | 2016-07-26 | 360 | 2022-08-04 | 2025-08-04
SYRINGE DRIVER | SYRINGE DRIVER | FRESENIUS KABI | INJECTOMAT MC AGILIA | 2016-07-26 | 360 | 2024-05-23 | 2027-05-23
SYRINGE DRIVER | SYRINGE DRIVER | FRESENIUS KABI | INJECTOMAT MC AGILIA | 2016-07-26 | 360 | 2023-06-02 | 2026-06-02
SYRINGE DRIVER | SYRINGE DRIVER | FRESENIUS KABI | INJECTOMAT MC AGILIA | 2016-07-26 | 360 | 2019-10-02 | 2024-10-15
SYRINGE DRIVER | SYRINGE DRIVER | FRESENIUS KABI | INJECTOMAT MC AGILIA | 2016-07-26 | 360 | 2022-09-26 | 2025-09-26
SYRINGE DRIVER | SYRINGE DRIVER | FRESENIUS KABI | INJECTOMAT MC AGILIA | 2016-07-26 | 360 | 2022-03-14 | 2025-03-14
SYRINGE DRIVER | SYRINGE DRIVER | FRESENIUS KABI | INJECTOMAT MC AGILIA | 2016-07-26 | 360 | 2022-07-26 | 2025-07-26
SYRINGE DRIVER | SYRINGE DRIVER | FRESENIUS KABI | INJECTOMAT MC AGILIA | 2016-07-26 | 360 | 2024-03-18 | 2027-03-18
SYRINGE DRIVER | SYRINGE DRIVER | FRESENIUS KABI | INJECTOMAT MC AGILIA | 2016-07-26 | 360 | 2022-09-20 | 2025-09-20
SYRINGE DRIVER | SYRINGE DRIVER | FRESENIUS KABI | INJECTOMAT MC AGILIA | 2016-07-26 | 360 | 2022-06-22 | 2025-06-22
SYRINGE DRIVER | SYRINGE DRIVER | FRESENIUS KABI | INJECTOMAT MC AGILIA | 2016-07-26 | 360 | 2022-09-09 | 2025-09-09
SYRINGE DRIVER | SYRINGE DRIVER | FRESENIUS KABI | INJECTOMAT MC AGILIA | 2016-07-26 | 360 | 2023-05-24 | 2026-05-24
SYRINGE DRIVER | SYRINGE DRIVER | FRESENIUS KABI | INJECTOMAT MC AGILIA | 2016-07-26 | 360 | 2023-06-15 | 2026-06-15
SYRINGE DRIVER | SYRINGE DRIVER | FRESENIUS KABI | INJECTOMAT MC AGILIA | 2016-07-26 | 360 | 2023-05-31 | 2026-05-31
SYRINGE DRIVER | SYRINGE DRIVER | FRESENIUS KABI | INJECTOMAT MC AGILIA | 2016-07-26 | 360 | 2023-06-30 | 2026-06-30
SYRINGE DRIVER | SYRINGE DRIVER | FRESENIUS KABI | INJECTOMAT MC AGILIA | 2016-07-26 | 360 | 2022-08-01 | 2025-08-01
SYRINGE DRIVER | SYRINGE DRIVER | FRESENIUS KABI | INJECTOMAT MC AGILIA | 2016-07-26 | 360 | 2022-08-09 | 2025-08-09
SYRINGE DRIVER | SYRINGE DRIVER | FRESENIUS KABI | INJECTOMAT MC AGILIA | 2016-07-26 | 360 | 2022-11-16 09:24 | 2025-11-16
SYRINGE DRIVER | SYRINGE DRIVER | FRESENIUS KABI | INJECTOMAT MC AGILIA | 2016-07-26 | 360 | 2022-07-27 | 2025-07-27
SYRINGE DRIVER | SYRINGE DRIVER | FRESENIUS KABI | INJECTOMAT MC AGILIA | 2016-07-26 | 360 | 2022-09-09 | 2025-09-09
SYRINGE DRIVER | SYRINGE DRIVER | FRESENIUS KABI | INJECTOMAT MC AGILIA | 2016-07-26 | 360 | 2022-11-24 15:22 | 2025-11-24
SYRINGE DRIVER | SYRINGE DRIVER | FRESENIUS KABI | INJECTOMAT MC AGILIA | 2016-07-26 | 360 | 2019-10-21 | 2024-10-15
SYRINGE DRIVER | SYRINGE DRIVER | FRESENIUS KABI | INJECTOMAT MC AGILIA | 2016-07-26 | 360 | 2022-12-30 13:16 | 2025-12-30
SYRINGE DRIVER | SYRINGE DRIVER | FRESENIUS KABI | INJECTOMAT MC AGILIA | 2016-07-26 | 360 | 2022-04-20 | 2025-04-20
SYRINGE DRIVER | SYRINGE DRIVER | FRESENIUS KABI | INJECTOMAT MC AGILIA | 2016-07-26 | 360 | 2024-07-10 | 2027-07-10
SYRINGE DRIVER | SYRINGE DRIVER | FRESENIUS KABI | INJECTOMAT MC AGILIA | 2016-07-26 | 360 | 2023-07-04 | 2026-07-04
SYRINGE DRIVER | SYRINGE DRIVER | FRESENIUS KABI | INJECTOMAT MC AGILIA | 2016-07-26 | 360 | 2023-01-09 16:03 | 2026-01-09
SYRINGE DRIVER | SYRINGE DRIVER | FRESENIUS KABI | INJECTOMAT MC AGILIA | 2016-07-26 | 360 | 2023-11-23 | 2026-11-23
SYRINGE DRIVER | SYRINGE DRIVER | FRESENIUS KABI | INJECTOMAT MC AGILIA | 2016-07-26 | 360 | 2022-12-20 10:16 | 2025-12-20
SYRINGE DRIVER | SYRINGE DRIVER | FRESENIUS KABI | INJECTOMAT MC AGILIA | 2016-07-26 | 360 | 2022-09-06 | 2025-09-06
SYRINGE DRIVER | SYRINGE DRIVER | FRESENIUS KABI | INJECTOMAT MC AGILIA | 2016-07-26 | 360 | 2023-07-12 | 2026-07-12
SYRINGE DRIVER | SYRINGE DRIVER | FRESENIUS KABI | INJECTOMAT MC AGILIA | 2016-07-26 | 360 | 2022-06-24 | 2025-06-24
SYRINGE DRIVER | SYRINGE DRIVER | FRESENIUS KABI | INJECTOMAT MC AGILIA | 2016-07-26 | 360 | 2023-06-01 | 2026-06-01
SYRINGE DRIVER | SYRINGE DRIVER | FRESENIUS KABI | INJECTOMAT MC AGILIA | 2016-07-26 | 360 | 2022-08-02 | 2025-08-02
SYRINGE DRIVER | SYRINGE DRIVER | FRESENIUS KABI | INJECTOMAT MC AGILIA | 2016-07-26 | 360 | 2023-05-24 | 2026-05-24
SYRINGE DRIVER | SYRINGE DRIVER | FRESENIUS KABI | INJECTOMAT MC AGILIA | 2016-07-26 | 360 | 2022-06-28 | 2025-06-28
SYRINGE DRIVER | SYRINGE DRIVER | FRESENIUS KABI | INJECTOMAT MC AGILIA | 2016-07-26 | 360 | 2022-09-22 | 2025-09-22
SYRINGE DRIVER | SYRINGE DRIVER | FRESENIUS KABI | INJECTOMAT MC AGILIA | 2016-07-26 | 360 | 2023-02-15 08:33 | 2026-02-15
SYRINGE DRIVER | SYRINGE DRIVER | FRESENIUS KABI | INJECTOMAT MC AGILIA | 2016-07-26 | 360 | 2023-05-30 | 2026-05-30
SYRINGE DRIVER | SYRINGE DRIVER | FRESENIUS KABI | INJECTOMAT MC AGILIA | 2016-07-26 | 360 | 2022-10-26 | 2025-10-26
SYRINGE DRIVER | SYRINGE DRIVER | FRESENIUS KABI | INJECTOMAT MC AGILIA | 2016-07-26 | 360 | 2023-06-08 | 2026-06-08
SYRINGE DRIVER | SYRINGE DRIVER | FRESENIUS KABI | INJECTOMAT MC AGILIA | 2016-07-26 | 360 | 2023-06-02 | 2026-06-02
SYRINGE DRIVER | SYRINGE DRIVER | FRESENIUS KABI | INJECTOMAT MC AGILIA | 2016-07-26 | 360 | 2022-08-16 | 2025-08-16
SYRINGE DRIVER | SYRINGE DRIVER | FRESENIUS KABI | INJECTOMAT MC AGILIA | 2016-07-26 | 360 | 2023-07-05 | 2026-07-05
SYRINGE DRIVER | SYRINGE DRIVER | FRESENIUS KABI | INJECTOMAT MC AGILIA | 2016-07-26 | 360 | 2019-08-27 | 2024-10-15
SYRINGE DRIVER | SYRINGE DRIVER | FRESENIUS KABI | INJECTOMAT MC AGILIA | 2016-07-26 | 360 | 2022-11-30 14:59 | 2025-11-30
SYRINGE DRIVER | SYRINGE DRIVER | FRESENIUS KABI | INJECTOMAT MC AGILIA | 2016-07-26 | 360 | 2022-12-07 12:10 | 2025-12-07
SYRINGE DRIVER | SYRINGE DRIVER | FRESENIUS KABI | INJECTOMAT MC AGILIA | 2016-07-26 | 360 | 2023-07-18 | 2026-07-18
SYRINGE DRIVER | SYRINGE DRIVER | FRESENIUS KABI | INJECTOMAT MC AGILIA | 2016-07-26 | 360 | 2023-04-17 12:44 | 2026-04-17
SYRINGE DRIVER | SYRINGE DRIVER | FRESENIUS KABI | INJECTOMAT MC AGILIA | 2016-07-26 | 360 | 2023-10-13 | 2026-10-13
SYRINGE DRIVER | SYRINGE DRIVER | FRESENIUS KABI | INJECTOMAT MC AGILIA | 2016-07-26 | 360 | 2023-06-27 | 2026-06-27
SYRINGE DRIVER | SYRINGE DRIVER | FRESENIUS KABI | INJECTOMAT MC AGILIA | 2016-07-26 | 360 | 2022-11-04 12:51 | 2025-11-04
SYRINGE DRIVER | SYRINGE DRIVER | FRESENIUS KABI | INJECTOMAT MC AGILIA | 2016-07-26 | 360 | 2023-03-14 09:31 | 2026-03-14
SYRINGE DRIVER | SYRINGE DRIVER | FRESENIUS KABI | INJECTOMAT MC AGILIA | 2016-07-26 | 360 | 2022-09-01 | 2025-09-01
SYRINGE DRIVER | SYRINGE DRIVER | FRESENIUS KABI | INJECTOMAT MC AGILIA | 2016-07-26 | 360 | 2023-06-29 | 2026-06-29
SYRINGE DRIVER | SYRINGE DRIVER | FRESENIUS KABI | INJECTOMAT MC AGILIA | 2016-07-26 | 360 | 2023-01-27 15:09 | 2026-01-27
SYRINGE DRIVER | SYRINGE DRIVER | FRESENIUS KABI | INJECTOMAT MC AGILIA | 2016-07-26 | 360 | 2023-03-13 09:39 | 2026-03-13
SYRINGE DRIVER | SYRINGE DRIVER | FRESENIUS KABI | INJECTOMAT MC AGILIA | 2016-07-26 | 360 | 2022-09-28 | 2025-09-28
SYRINGE DRIVER | SYRINGE DRIVER | FRESENIUS KABI | INJECTOMAT MC AGILIA | 2016-07-26 | 360 | 2022-11-30 12:48 | 2025-11-30
SYRINGE DRIVER | SYRINGE DRIVER | FRESENIUS KABI | INJECTOMAT MC AGILIA | 2016-07-26 | 360 | 2021-07-22 | 2024-07-22
SYRINGE DRIVER | SYRINGE DRIVER | FRESENIUS KABI | INJECTOMAT MC AGILIA | 2016-07-26 | 360 | 2023-06-13 | 2026-06-13
BLOOD GAS ANALYSER | BLOOD GAS ANALYSER - I-STAT | ABBOTT LABS | I-STAT 1 | 2016-07-15 | 7481.22 | 2024-04-25 | 2024-12-04
DRILL | DRILL POWER SYSTEM | MEDTRONIC | IPC | 2016-07-14 | 12000 |  | 2024-02-16
DRILL | DRILL POWER SYSTEM | MEDTRONIC | IPC | 2016-07-14 | 12000 | 2023-07-19 | 2024-07-19
INFUSION PUMP | VOLUMETRIC INFUSION PUMP | FRESENIUS KABI | VOLUMAT MC AGILIA | 2016-07-05 | 360 | 2023-09-26 | 2026-09-26
PUMP DOCKING STATION | PUMP DOCKING STATION | FRESENIUS KABI | LINK 4 + AGILIA | 2016-10-11 | 996 | 2022-04-05 | 2025-04-05
PUMP DOCKING STATION | PUMP DOCKING STATION | FRESENIUS KABI | LINK 4 + AGILIA | 2016-07-06 | 996 | 2021-11-18 | 2025-02-15
PUMP DOCKING STATION | PUMP DOCKING STATION | FRESENIUS KABI | LINK 4 + AGILIA | 2016-07-06 | 996 | 2023-03-17 07:56 | 2025-04-05
PUMP DOCKING STATION | PUMP DOCKING STATION | FRESENIUS KABI | LINK 4 + AGILIA | 2016-07-06 | 996 | 2021-11-18 | 2025-02-15
PUMP DOCKING STATION | PUMP DOCKING STATION | FRESENIUS KABI | LINK 4 + AGILIA | 2016-07-06 | 996 | 2023-03-17 07:56 | 2025-02-15
PUMP DOCKING STATION | PUMP DOCKING STATION | FRESENIUS KABI | LINK 4 + AGILIA | 2016-07-06 | 996 | 2022-04-05 | 2025-04-05
PUMP DOCKING STATION | PUMP DOCKING STATION | FRESENIUS KABI | LINK 4 + AGILIA | 2016-07-06 | 996 | 2019-08-05 | 2025-09-15
PUMP DOCKING STATION | PUMP DOCKING STATION | FRESENIUS KABI | LINK 4 + AGILIA | 2016-07-06 | 996 | 2021-10-25 | 2025-02-15
PUMP DOCKING STATION | PUMP DOCKING STATION | FRESENIUS KABI | LINK 4 + AGILIA | 2016-07-06 | 996 | 2023-07-04 | 2026-07-04
PUMP DOCKING STATION | PUMP DOCKING STATION | FRESENIUS KABI | LINK 4 + AGILIA | 2016-07-06 | 996 | 2021-11-18 | 2024-07-15
PUMP DOCKING STATION | PUMP DOCKING STATION | FRESENIUS KABI | LINK 4 + AGILIA | 2016-07-06 | 996 | 2021-12-22 | 2025-04-15
PUMP DOCKING STATION | PUMP DOCKING STATION | FRESENIUS KABI | LINK 4 + AGILIA | 2016-07-06 | 996 | 2019-08-05 | 2024-04-15
PUMP DOCKING STATION | PUMP DOCKING STATION | FRESENIUS KABI | LINK 4 + AGILIA | 2016-07-06 | 996 | 2023-07-04 | 2026-07-04
PUMP DOCKING STATION | PUMP DOCKING STATION | FRESENIUS KABI | LINK 4 + AGILIA | 2016-07-06 | 996 | 2019-09-02 | 2024-04-15
SYRINGE DRIVER | SYRINGE DRIVER | FRESENIUS KABI | INJECTOMAT MC AGILIA | 2016-07-06 | 360 | 2023-02-15 09:38 | 2026-02-15
SYRINGE DRIVER | SYRINGE DRIVER | FRESENIUS KABI | INJECTOMAT MC AGILIA | 2016-07-06 | 360 | 2022-12-30 09:08 | 2025-12-30
SYRINGE DRIVER | SYRINGE DRIVER | FRESENIUS KABI | INJECTOMAT MC AGILIA | 2016-07-06 | 360 | 2022-05-23 | 2025-03-23
SYRINGE DRIVER | SYRINGE DRIVER | FRESENIUS KABI | INJECTOMAT MC AGILIA | 2016-07-06 | 360 | 2022-11-23 14:01 | 2025-11-23
SYRINGE DRIVER | SYRINGE DRIVER | FRESENIUS KABI | INJECTOMAT MC AGILIA | 2016-07-06 | 360 | 2023-02-13 16:12 | 2026-02-13
SYRINGE DRIVER | SYRINGE DRIVER | FRESENIUS KABI | INJECTOMAT MC AGILIA | 2016-07-06 | 360 | 2023-05-30 | 2026-05-30
SYRINGE DRIVER | SYRINGE DRIVER | FRESENIUS KABI | INJECTOMAT MC AGILIA | 2016-07-06 | 360 | 2022-10-18 | 2025-10-18
SYRINGE DRIVER | SYRINGE DRIVER | FRESENIUS KABI | INJECTOMAT MC AGILIA | 2016-07-06 | 360 | 2022-06-29 | 2025-06-29
SYRINGE DRIVER | SYRINGE DRIVER | FRESENIUS KABI | INJECTOMAT MC AGILIA | 2016-07-06 | 360 | 2022-11-17 16:56 | 2025-11-17
SYRINGE DRIVER | SYRINGE DRIVER | FRESENIUS KABI | INJECTOMAT MC AGILIA | 2016-07-06 | 360 | 2023-03-29 14:27 | 2026-03-29
SYRINGE DRIVER | SYRINGE DRIVER | FRESENIUS KABI | INJECTOMAT MC AGILIA | 2016-07-06 | 360 | 2023-08-01 | 2026-08-01
SYRINGE DRIVER | SYRINGE DRIVER | FRESENIUS KABI | INJECTOMAT MC AGILIA | 2016-07-06 | 360 | 2022-10-26 | 2025-10-26
SYRINGE DRIVER | SYRINGE DRIVER | FRESENIUS KABI | INJECTOMAT MC AGILIA | 2016-07-06 | 360 | 2022-09-05 | 2025-09-05
SYRINGE DRIVER | SYRINGE DRIVER | FRESENIUS KABI | INJECTOMAT MC AGILIA | 2016-07-06 | 360 | 2022-09-26 | 2025-09-26
SYRINGE DRIVER | SYRINGE DRIVER | FRESENIUS KABI | INJECTOMAT MC AGILIA | 2016-07-06 | 360 | 2024-02-27 | 2027-02-27
SYRINGE DRIVER | SYRINGE DRIVER | FRESENIUS KABI | INJECTOMAT MC AGILIA | 2016-07-06 | 360 | 2024-06-19 | 2027-06-19
SYRINGE DRIVER | SYRINGE DRIVER | FRESENIUS KABI | INJECTOMAT MC AGILIA | 2016-07-06 | 360 | 2023-05-30 | 2026-05-30
SYRINGE DRIVER | SYRINGE DRIVER | FRESENIUS KABI | INJECTOMAT MC AGILIA | 2016-07-06 | 360 | 2022-05-05 | 2025-05-05
SYRINGE DRIVER | SYRINGE DRIVER | FRESENIUS KABI | INJECTOMAT MC AGILIA | 2016-07-06 | 360 | 2022-10-07 | 2025-10-07
SYRINGE DRIVER | SYRINGE DRIVER | FRESENIUS KABI | INJECTOMAT MC AGILIA | 2016-07-06 | 360 | 2022-08-11 | 2025-08-11
SYRINGE DRIVER | SYRINGE DRIVER | FRESENIUS KABI | INJECTOMAT MC AGILIA | 2016-07-06 | 360 | 2022-09-05 | 2025-09-05
SYRINGE DRIVER | SYRINGE DRIVER | FRESENIUS KABI | INJECTOMAT MC AGILIA | 2016-07-06 | 360 | 2022-08-09 | 2025-08-09
SYRINGE DRIVER | SYRINGE DRIVER | FRESENIUS KABI | INJECTOMAT MC AGILIA | 2016-07-06 | 360 | 2022-06-30 | 2025-06-30
SYRINGE DRIVER | SYRINGE DRIVER | FRESENIUS KABI | INJECTOMAT MC AGILIA | 2016-07-06 | 360 | 2023-08-02 | 2026-08-02
SYRINGE DRIVER | SYRINGE DRIVER | FRESENIUS KABI | INJECTOMAT MC AGILIA | 2016-07-06 | 360 | 2023-01-27 13:19 | 2026-01-27
SYRINGE DRIVER | SYRINGE DRIVER | FRESENIUS KABI | INJECTOMAT MC AGILIA | 2016-07-06 | 360 | 2022-11-09 16:25 | 2025-11-09
SYRINGE DRIVER | SYRINGE DRIVER | FRESENIUS KABI | INJECTOMAT MC AGILIA | 2016-07-06 | 360 | 2024-10-02 | 2027-10-02
SYRINGE DRIVER | SYRINGE DRIVER | FRESENIUS KABI | INJECTOMAT MC AGILIA | 2016-07-06 | 360 | 2022-11-18 11:15 | 2025-11-18
SYRINGE DRIVER | SYRINGE DRIVER | FRESENIUS KABI | INJECTOMAT MC AGILIA | 2016-07-06 | 360 | 2022-07-28 | 2025-07-28
SYRINGE DRIVER | SYRINGE DRIVER | FRESENIUS KABI | INJECTOMAT MC AGILIA | 2016-07-06 | 360 | 2022-06-17 | 2025-06-17
SYRINGE DRIVER | SYRINGE DRIVER | FRESENIUS KABI | INJECTOMAT MC AGILIA | 2016-07-06 | 360 | 2023-04-18 14:31 | 2026-04-18
SYRINGE DRIVER | SYRINGE DRIVER | FRESENIUS KABI | INJECTOMAT MC AGILIA | 2016-07-06 | 360 | 2022-09-29 | 2025-09-29
SYRINGE DRIVER | SYRINGE DRIVER | FRESENIUS KABI | INJECTOMAT MC AGILIA | 2016-07-06 | 360 | 2022-11-08 14:50 | 2025-11-08
SYRINGE DRIVER | SYRINGE DRIVER | FRESENIUS KABI | INJECTOMAT MC AGILIA | 2016-07-06 | 360 | 2022-12-30 11:24 | 2025-12-30
SYRINGE DRIVER | SYRINGE DRIVER | FRESENIUS KABI | INJECTOMAT MC AGILIA | 2016-07-06 | 360 | 2022-07-01 | 2025-07-01
SYRINGE DRIVER | SYRINGE DRIVER | FRESENIUS KABI | INJECTOMAT MC AGILIA | 2016-07-06 | 360 | 2022-08-03 | 2025-08-03
SYRINGE DRIVER | SYRINGE DRIVER | FRESENIUS KABI | INJECTOMAT MC AGILIA | 2016-07-06 | 360 | 2023-08-29 | 2026-08-29
SYRINGE DRIVER | SYRINGE DRIVER | FRESENIUS KABI | INJECTOMAT MC AGILIA | 2016-07-06 | 360 | 2022-12-29 16:20 | 2025-12-29
HANDPIECE | HANDPIECE | W&H UK LTD | S11 | 2016-07-01 | 720
HANDPIECE | HANDPIECE | W&H UK LTD | S11 | 2016-07-01 | 720
HANDPIECE | HANDPIECE | W&H UK LTD | S11 | 2016-07-01 | 720
HANDPIECE | HANDPIECE | W&H UK LTD | S11 | 2016-07-01 | 720
HANDPIECE | HANDPIECE | W&H UK LTD | S11 | 2016-07-01 | 720
HANDPIECE | HANDPIECE | W&H UK LTD | S11 | 2016-07-01 | 720
HANDPIECE | HANDPIECE | W&H UK LTD | S11 | 2016-07-01 | 720
HANDPIECE | HANDPIECE | W&H UK LTD | S11 | 2016-07-01 | 720
HANDPIECE | HANDPIECE | W&H UK LTD | S11 | 2016-07-01 | 720
HANDPIECE | HANDPIECE | W&H UK LTD | S11 | 2016-07-01 | 720
HEARING AID ANALYSER | PC AUDIOMETER | GN OTOMETRIC | AURICAL + | 2016-09-09 | 5100 | 2024-03-15 | 2025-03-15
HEARING AID ANALYSER | PC AUDIOMETER | GN OTOMETRIC | AURICAL + | 2019-07-18 | 0 | 2024-07-02 | 2025-07-17
AUDIOMETER | AUDIOMETER BASE UNIT | GN OTOMETRIC | AURICAL FREEFIT - BASE UNIT | 2016-06-29 | 737.064 | 2024-03-06 | 2025-03-06
HEARING AID ANALYSER | REM HEADSET | GN OTOMETRIC | AURICAL FREEFIT - REM HEADSET | 2016-06-29 | 4359.804 | 2024-03-04 | 2025-06-17
HEARING AID ANALYSER | PC AUDIOMETER | GN OTOMETRIC | AURICAL + | 2016-06-23 | 5100 | 2024-02-05 | 2025-02-05
HEARING AID ANALYSER | PC AUDIOMETER | GN OTOMETRIC | AURICAL + | 2016-06-23 | 4359.6 | 2024-08-29 | 2025-06-17
HEARING AID ANALYSER | PC AUDIOMETER | GN OTOMETRIC | AURICAL + | 2016-06-23 | 5100 | 2024-03-04 | 2025-03-04
HEARING AID ANALYSER | PC AUDIOMETER | GN OTOMETRIC | AURICAL + | 2016-06-23 | 4359.6 | 2024-05-10 | 2025-06-17
HEARING AID ANALYSER | PC AUDIOMETER | GN OTOMETRIC | AURICAL + | 2016-06-23 | 960 | 2024-06-14 | 2025-06-14
HEARING AID ANALYSER | PC AUDIOMETER | GN OTOMETRIC | AURICAL + | 2016-06-23 | 960 | 2024-03-06 | 2025-03-06
AUDIOMETER | AUDIOMETER | MADSEN | ASTERA | 2016-06-23 | 6053.004 | 2024-03-14 | 2025-03-14
HEARING AID ANALYSER | PC AUDIOMETER | GN OTOMETRIC | AURICAL + | 2016-06-23 | 5100 | 2024-03-13 | 2025-06-17
HEARING AID ANALYSER | PC AUDIOMETER | GN OTOMETRIC | AURICAL + | 2016-06-23 | 4359.6 | 2024-09-26 | 2024-10-31
VISUAL REINFORCEMENT AUDIOMETRY | VISUAL REINFORCEMENT AUDIOMETRY | BIME | VRA | 2016-06-23 | 2160 | 2024-03-04 | 2025-03-04
HEARING AID ANALYSER | PC AUDIOMETER | GN OTOMETRIC | AURICAL + | 2016-06-23 | 5100 | 2024-03-14 | 2025-03-14
AUDIOMETER | AUDIOMETER CONTROL PANEL | MADSEN | 1106 ACP | 2016-06-23 | 0
HEARING AID ANALYSER | PC AUDIOMETER | GN OTOMETRIC | AURICAL + | 2016-06-23 | 960 | 2024-06-14 | 2025-06-14
HEARING AID ANALYSER | PC AUDIOMETER | GN OTOMETRIC | AURICAL + | 2016-06-23 | 5100 | 2023-05-09 | 2024-05-09
AUDIOMETER | AUDIOMETER | MADSEN | ASTERA | 2016-06-23 | 6053.004 | 2024-03-14 | 2025-03-14
HANDPIECE MICROMOTOR | KAVO HANDPIECE | KAVO | 4911 | 2016-08-22 | 920.4 | 2022-07-15 | 2025-01-15
HANDPIECE MICROMOTOR | KAVO HANDPIECE | KAVO | 4911 | 2016-08-22 | 920.4 | 2022-07-15 | 2025-01-15
HANDPIECE MICROMOTOR | KAVO HANDPIECE | KAVO | 4911 | 2016-08-22 | 920.4 | 2022-07-15 | 2025-01-15
HANDPIECE MICROMOTOR | KAVO HANDPIECE | KAVO | 4911 | 2016-08-22 | 920.4 | 2022-07-15 | 2025-01-15
HANDPIECE MICROMOTOR | KAVO HANDPIECE | KAVO | 4911 | 2016-08-22 | 920.4 | 2022-07-15 | 2025-01-15
HANDPIECE MICROMOTOR | KAVO HANDPIECE | KAVO | 4911 | 2016-08-22 | 920.4 | 2022-07-15 | 2025-01-15
HANDPIECE MICROMOTOR | KAVO HANDPIECE | KAVO | 4911 | 2016-08-22 | 920.4 | 2022-07-15 | 2025-01-15
HANDPIECE MICROMOTOR | KAVO HANDPIECE | KAVO | 4911 | 2016-08-22 | 920.4 | 2022-07-15 | 2025-01-15
WAX HEATER | WAX POT | DENSTAR | DS-400 | 2016-07-15 | 180 | 2021-12-20 | 2025-06-18
BIPAP VENTILATORY SUPPORT SYSTEM | BIPAP VENTILATORY SUPPORT SYSTEM | RESPIRONICS | A40 | 2016-11-10 | 2913
BIPAP VENTILATORY SUPPORT SYSTEM | BIPAP VENTILATORY SUPPORT SYSTEM | RESPIRONICS | A40 | 2016-11-10 | 2913
BIPAP VENTILATORY SUPPORT SYSTEM | TRILOGY 100 VENTILATOR | RESPIRONICS | TRILOGY 100 | 2016-11-10 | 4303.2
BIPAP VENTILATORY SUPPORT SYSTEM | BIPAP VENTILATORY SUPPORT SYSTEM | RESPIRONICS | A40 | 2016-11-10 | 2913
PATIENT WARMING SYSTEM | PATIENT WARMING SYSTEM | 3M HEALTH CARE | 775 BAIR HUGGER | 2016-07-01 | 1200 | 2024-06-03 | 2025-07-15
PATIENT WARMING SYSTEM | PATIENT WARMING SYSTEM | 3M HEALTH CARE | 775 BAIR HUGGER | 2016-07-01 | 1200 | 2023-06-14 | 2025-07-15
PATIENT WARMING SYSTEM | PATIENT WARMING SYSTEM | 3M HEALTH CARE | 775 BAIR HUGGER | 2016-07-01 | 1200 | 2024-06-03 | 2025-07-15
PATIENT WARMING SYSTEM | PATIENT WARMING SYSTEM | 3M HEALTH CARE | 775 BAIR HUGGER | 2019-07-01 | 1200 | 2024-06-03 | 2026-07-15
PATIENT WARMING SYSTEM | PATIENT WARMING SYSTEM | 3M HEALTH CARE | 775 BAIR HUGGER | 2016-07-01 | 1200 | 2024-06-03 | 2025-07-14
PATIENT WARMING SYSTEM | PATIENT WARMING SYSTEM | 3M HEALTH CARE | 775 BAIR HUGGER | 2016-07-26 | 1200 | 2024-06-03 | 2025-07-15
PATIENT WARMING SYSTEM | PATIENT WARMING SYSTEM | 3M HEALTH CARE | 775 BAIR HUGGER | 2016-07-01 | 1200 | 2023-06-14 | 2025-07-15
PATIENT WARMING SYSTEM | PATIENT WARMING SYSTEM | 3M HEALTH CARE | 775 BAIR HUGGER | 2016-07-01 | 1200 | 2024-10-23 | 2026-07-15
ULTRASOUND SCANNER | ULTRASOUND SCANNER | BARD LTD | SITE RITE 8 | 2016-06-28 | 33600 | 2024-09-09 | 2024-10-15
ELECTRIC BED | ELECTRIC BED LOW LEVEL | SIDHIL LTD | INNOV8 LOW | 2016-06-28 | 1440 | 2022-07-25 | 2027-04-15
NEBULIZER | NEBULIZER | PHILIPS LTD | INNOSPIRE DELUXE | 2016-06-23 | 126
NEBULIZER | NEBULIZER | PHILIPS LTD | INNOSPIRE DELUXE | 2016-06-23 | 126
NEBULIZER | NEBULIZER | PHILIPS LTD | INNOSPIRE DELUXE | 2016-06-23 | 126
NEBULIZER | NEBULIZER | PHILIPS LTD | INNOSPIRE DELUXE | 2016-06-23 | 126
NEBULIZER | NEBULIZER | PHILIPS LTD | INNOSPIRE DELUXE | 2016-06-23 | 126
NEBULIZER | NEBULIZER | PHILIPS LTD | INNOSPIRE DELUXE | 2016-06-23 | 126
NEBULIZER | NEBULIZER | PHILIPS LTD | INNOSPIRE DELUXE | 2016-06-23 | 126
NEBULIZER | NEBULIZER | PHILIPS LTD | INNOSPIRE DELUXE | 2016-06-23 | 126
OXIMETER | PULSE OXIMETER FINGERTIP | MERLIN MEDICAL | M-PULSE (W4350) | 2016-06-22 | 48
OXIMETER | PULSE OXIMETER FINGERTIP | MERLIN MEDICAL | M-PULSE (W4350) | 2016-06-22 | 48
OXIMETER | PULSE OXIMETER FINGERTIP | MERLIN MEDICAL | M-PULSE (W4350) | 2016-06-22 | 48
OXIMETER | PULSE OXIMETER FINGERTIP | MERLIN MEDICAL | M-PULSE (W4350) | 2016-06-22 | 48
EXAMINATION LAMP | EXAMINATION LAMP | HEINE | HL1200 | 2016-06-15 | 600 | 2023-02-02 09:17 | 2025-03-15
VITAL SIGNS MONITOR | VITAL SIGNS MONITOR: NBP. | OMRON | M6 (HEM-7211-E8) | 2016-06-15 | 36 | 2024-08-21 | 2026-03-15
DIGITAL HAND HELD | DIGITAL HAND HELD MULTIMETER | FLUKE | 115 | 2016-05-23 | 118.8
DIGITAL HAND HELD | DIGITAL HAND HELD MULTIMETER | FLUKE | 115 | 2016-05-23 | 118.8
MEDICAL AIR MANIFOLD | MEDICAL AIR MANIFOLD | MILLENIUM | CALISTRA MA4 | 2016-06-08 | 2400 | 2024-07-17 | 2024-10-20
DUPLEX ACTIVE SCAVENGING SYS | DUPLEX ACTIVE SCAVENGING SYS | MILLENNIUM MEDICAL | GSD 1430/3/24 | 2016-07-10 | 4507.2 | 2024-09-17 | 2024-12-20
AREA ALARM SYSTEM | MEDICAL GAS ALARM | SHIRE | SA-6 | 2016-07-27 | 420 | 2024-10-09 | 2025-01-20
OXYGEN MANIFOLD | MANIFOLD - OXYGEN | MILLENIUM | CALISTRA O2 | 2016-09-07 | 2400 | 2024-08-14 | 2024-11-20
ENTONOX MANIFOLD | ENTONOX MANIFOLD | MILLENIUM | CALISTRA AUTO O2/N2O | 2016-11-21 | 2400 | 2024-09-17 | 2024-12-20
NITROUS OXIDE MANIFOLD | NITROUS OXIDE MANIFOLD | MILLENIUM | CALISTRA N20 | 2016-11-18 | 2400 | 2024-08-14 | 2024-11-20
AREA ALARM SYSTEM | MEDICAL GAS ALARM | SHIRE | SAX-6 | 2005-05-20 | 420 | 2024-08-20 | 2024-11-20
ENTONOX MANIFOLD | ENTONOX MANIFOLD | MILLENIUM | CALISTRA AUTO O2/N2O | 2016-06-08 | 2400 | 2024-09-03 | 2024-12-20
ENTONOX MANIFOLD | ENTONOX MANIFOLD | MILLENIUM | CALISTRA AUTO O2/N2O | 2015-06-09 | 2400 | 2024-09-03 | 2024-12-20
MEDICAL AIR MANIFOLD | MEDICAL AIR MANIFOLD - 7 BAR | MILLENIUM | CALISTRA MA7 | 2016-06-08 | 2400 | 2024-07-17 | 2024-10-20
SYRINGE DRIVER | SYRINGE DRIVER | FRESENIUS KABI | INJECTOMAT MC AGILIA | 2016-07-06 | 360 | 2022-12-07 12:59 | 2025-12-07
SYRINGE DRIVER | SYRINGE DRIVER | FRESENIUS KABI | INJECTOMAT MC AGILIA | 2016-07-06 | 360 | 2022-09-28 | 2025-09-28
INFUSION PUMP | VOLUMETRIC INFUSION PUMP | FRESENIUS KABI | VOLUMAT MC AGILIA | 2016-07-05 | 360 | 2023-11-23 | 2026-11-23
INFUSION PUMP | VOLUMETRIC INFUSION PUMP | FRESENIUS KABI | VOLUMAT MC AGILIA | 2016-07-05 | 360 | 2023-08-02 | 2026-08-02
INFUSION PUMP | VOLUMETRIC INFUSION PUMP | FRESENIUS KABI | VOLUMAT MC AGILIA | 2016-07-05 | 360 | 2021-08-13 | 2024-08-13
INFUSION PUMP | VOLUMETRIC INFUSION PUMP | FRESENIUS KABI | VOLUMAT MC AGILIA | 2016-07-05 | 360 | 2023-07-03 | 2026-07-03
INFUSION PUMP | VOLUMETRIC INFUSION PUMP | FRESENIUS KABI | VOLUMAT MC AGILIA | 2016-07-05 | 360 | 2022-04-25 | 2025-04-25
INFUSION PUMP | VOLUMETRIC INFUSION PUMP | FRESENIUS KABI | VOLUMAT MC AGILIA | 2016-07-05 | 360 | 2020-02-04 | 2024-10-15
INFUSION PUMP | VOLUMETRIC INFUSION PUMP | FRESENIUS KABI | VOLUMAT MC AGILIA | 2016-07-05 | 360 | 2023-02-13 08:24 | 2026-02-13
INFUSION PUMP | VOLUMETRIC INFUSION PUMP | FRESENIUS KABI | VOLUMAT MC AGILIA | 2016-07-05 | 360 | 2023-10-16 | 2026-10-16
INFUSION PUMP | VOLUMETRIC INFUSION PUMP | FRESENIUS KABI | VOLUMAT MC AGILIA | 2016-07-05 | 360 | 2022-09-14 | 2025-09-14
INFUSION PUMP | VOLUMETRIC INFUSION PUMP | FRESENIUS KABI | VOLUMAT MC AGILIA | 2016-07-05 | 360 | 2022-08-05 | 2025-08-05
INFUSION PUMP | VOLUMETRIC INFUSION PUMP | FRESENIUS KABI | VOLUMAT MC AGILIA | 2016-07-05 | 360 | 2023-02-06 14:15 | 2026-02-06
INFUSION PUMP | VOLUMETRIC INFUSION PUMP | FRESENIUS KABI | VOLUMAT MC AGILIA | 2016-07-05 | 360 | 2023-04-03 08:31 | 2026-04-03
INFUSION PUMP | VOLUMETRIC INFUSION PUMP | FRESENIUS KABI | VOLUMAT MC AGILIA | 2016-07-05 | 360 | 2023-09-26 | 2026-09-26
INFUSION PUMP | VOLUMETRIC INFUSION PUMP | FRESENIUS KABI | VOLUMAT MC AGILIA | 2016-07-05 | 360 | 2024-09-25 | 2027-09-25
INFUSION PUMP | VOLUMETRIC INFUSION PUMP | FRESENIUS KABI | VOLUMAT MC AGILIA | 2016-07-05 | 360 | 2022-07-27 | 2025-07-27
INFUSION PUMP | VOLUMETRIC INFUSION PUMP | FRESENIUS KABI | VOLUMAT MC AGILIA | 2016-07-05 | 360 | 2022-08-11 | 2025-08-11
INFUSION PUMP | VOLUMETRIC INFUSION PUMP | FRESENIUS KABI | VOLUMAT MC AGILIA | 2016-07-05 | 360 | 2022-08-15 | 2025-08-15
INFUSION PUMP | VOLUMETRIC INFUSION PUMP | FRESENIUS KABI | VOLUMAT MC AGILIA | 2016-07-05 | 360 | 2022-11-29 16:23 | 2025-11-29
INFUSION PUMP | VOLUMETRIC INFUSION PUMP | FRESENIUS KABI | VOLUMAT MC AGILIA | 2016-07-05 | 360 | 2022-08-16 | 2025-08-16
INFUSION PUMP | VOLUMETRIC INFUSION PUMP | FRESENIUS KABI | VOLUMAT MC AGILIA | 2016-07-05 | 360 | 2022-08-23 | 2025-08-23
INFUSION PUMP | VOLUMETRIC INFUSION PUMP | FRESENIUS KABI | VOLUMAT MC AGILIA | 2016-07-05 | 360 | 2022-06-24 | 2025-06-24
INFUSION PUMP | VOLUMETRIC INFUSION PUMP | FRESENIUS KABI | VOLUMAT MC AGILIA | 2016-07-05 | 360 | 2022-01-19 | 2025-01-19
INFUSION PUMP | VOLUMETRIC INFUSION PUMP | FRESENIUS KABI | VOLUMAT MC AGILIA | 2016-07-05 | 360 | 2023-02-15 13:55 | 2026-02-15
INFUSION PUMP | VOLUMETRIC INFUSION PUMP | FRESENIUS KABI | VOLUMAT MC AGILIA | 2016-07-05 | 360 | 2023-03-23 10:35 | 2026-03-23
INFUSION PUMP | VOLUMETRIC INFUSION PUMP | FRESENIUS KABI | VOLUMAT MC AGILIA | 2016-07-05 | 360 | 2023-04-19 13:20 | 2026-04-19
INFUSION PUMP | VOLUMETRIC INFUSION PUMP | FRESENIUS KABI | VOLUMAT MC AGILIA | 2016-07-05 | 360 | 2023-05-30 | 2026-05-30
INFUSION PUMP | VOLUMETRIC INFUSION PUMP | FRESENIUS KABI | VOLUMAT MC AGILIA | 2016-07-05 | 360 | 2024-05-14 | 2027-05-14
INFUSION PUMP | VOLUMETRIC INFUSION PUMP | FRESENIUS KABI | VOLUMAT MC AGILIA | 2016-07-05 | 360 | 2024-03-11 | 2027-03-11
INFUSION PUMP | VOLUMETRIC INFUSION PUMP | FRESENIUS KABI | VOLUMAT MC AGILIA | 2016-07-05 | 360 | 2022-11-28 13:09 | 2025-11-28
INFUSION PUMP | VOLUMETRIC INFUSION PUMP | FRESENIUS KABI | VOLUMAT MC AGILIA | 2016-07-05 | 360 | 2024-10-18 | 2027-10-18
INFUSION PUMP | VOLUMETRIC INFUSION PUMP | FRESENIUS KABI | VOLUMAT MC AGILIA | 2016-07-05 | 360 | 2023-04-20 15:00 | 2026-04-20
INFUSION PUMP | VOLUMETRIC INFUSION PUMP | FRESENIUS KABI | VOLUMAT MC AGILIA | 2016-07-05 | 360 | 2020-02-13 | 2024-10-15
INFUSION PUMP | VOLUMETRIC INFUSION PUMP | FRESENIUS KABI | VOLUMAT MC AGILIA | 2016-07-05 | 360 | 2024-01-16 | 2027-01-16
INFUSION PUMP | VOLUMETRIC INFUSION PUMP | FRESENIUS KABI | VOLUMAT MC AGILIA | 2016-07-05 | 360 | 2024-01-22 | 2027-01-22
INFUSION PUMP | VOLUMETRIC INFUSION PUMP | FRESENIUS KABI | VOLUMAT MC AGILIA | 2016-07-05 | 360 | 2024-09-09 | 2027-09-09
INFUSION PUMP | VOLUMETRIC INFUSION PUMP | FRESENIUS KABI | VOLUMAT MC AGILIA | 2016-07-05 | 360 | 2022-08-23 | 2025-08-23
INFUSION PUMP | VOLUMETRIC INFUSION PUMP | FRESENIUS KABI | VOLUMAT MC AGILIA | 2016-07-05 | 360 | 2023-03-29 11:02 | 2026-03-29
INFUSION PUMP | VOLUMETRIC INFUSION PUMP | FRESENIUS KABI | VOLUMAT MC AGILIA | 2016-07-05 | 360 | 2022-05-25 | 2025-05-25
INFUSION PUMP | VOLUMETRIC INFUSION PUMP | FRESENIUS KABI | VOLUMAT MC AGILIA | 2016-07-05 | 360 | 2024-03-07 | 2027-03-07
INFUSION PUMP | VOLUMETRIC INFUSION PUMP | FRESENIUS KABI | VOLUMAT MC AGILIA | 2016-07-05 | 360 | 2023-04-20 14:24 | 2026-04-20
INFUSION PUMP | VOLUMETRIC INFUSION PUMP | FRESENIUS KABI | VOLUMAT MC AGILIA | 2016-07-05 | 360 | 2023-11-13 | 2026-11-13
INFUSION PUMP | VOLUMETRIC INFUSION PUMP | FRESENIUS KABI | VOLUMAT MC AGILIA | 2016-07-05 | 360 | 2019-08-19 | 2024-12-15
INFUSION PUMP | VOLUMETRIC INFUSION PUMP | FRESENIUS KABI | VOLUMAT MC AGILIA | 2016-07-05 | 360 | 2020-11-27 | 2024-12-15
INFUSION PUMP | VOLUMETRIC INFUSION PUMP | FRESENIUS KABI | VOLUMAT MC AGILIA | 2016-07-05 | 360 | 2022-10-04 | 2025-10-04
INFUSION PUMP | VOLUMETRIC INFUSION PUMP | FRESENIUS KABI | VOLUMAT MC AGILIA | 2016-07-05 | 360 | 2023-06-14 | 2026-06-14
INFUSION PUMP | VOLUMETRIC INFUSION PUMP | FRESENIUS KABI | VOLUMAT MC AGILIA | 2016-07-05 | 360 | 2024-04-15 | 2027-04-15
INFUSION PUMP | VOLUMETRIC INFUSION PUMP | FRESENIUS KABI | VOLUMAT MC AGILIA | 2016-07-05 | 360 | 2022-09-21 | 2025-09-21
INFUSION PUMP | VOLUMETRIC INFUSION PUMP | FRESENIUS KABI | VOLUMAT MC AGILIA | 2016-07-05 | 360 | 2021-03-30 | 2024-12-15
INFUSION PUMP | VOLUMETRIC INFUSION PUMP | FRESENIUS KABI | VOLUMAT MC AGILIA | 2016-07-05 | 360 | 2023-01-24 11:04 | 2026-01-24
INFUSION PUMP | VOLUMETRIC INFUSION PUMP | FRESENIUS KABI | VOLUMAT MC AGILIA | 2016-07-05 | 360 | 2023-11-18 | 2026-11-18
INFUSION PUMP | VOLUMETRIC INFUSION PUMP | FRESENIUS KABI | VOLUMAT MC AGILIA | 2016-07-05 | 360 | 2022-07-18 | 2025-07-18
INFUSION PUMP | VOLUMETRIC INFUSION PUMP | FRESENIUS KABI | VOLUMAT MC AGILIA | 2016-07-05 | 360 | 2022-11-21 12:25 | 2025-11-21
INFUSION PUMP | VOLUMETRIC INFUSION PUMP | FRESENIUS KABI | VOLUMAT MC AGILIA | 2016-07-05 | 360 | 2023-07-17 | 2026-07-17
INFUSION PUMP | VOLUMETRIC INFUSION PUMP | FRESENIUS KABI | VOLUMAT MC AGILIA | 2016-07-05 | 360 | 2022-07-29 | 2025-07-29
INFUSION PUMP | VOLUMETRIC INFUSION PUMP | FRESENIUS KABI | VOLUMAT MC AGILIA | 2016-07-05 | 360 | 2023-02-14 13:26 | 2026-02-14
INFUSION PUMP | VOLUMETRIC INFUSION PUMP | FRESENIUS KABI | VOLUMAT MC AGILIA | 2016-07-05 | 360 | 2022-06-29 | 2025-06-29
INFUSION PUMP | VOLUMETRIC INFUSION PUMP | FRESENIUS KABI | VOLUMAT MC AGILIA | 2016-07-05 | 360 | 2023-04-21 10:24 | 2026-04-21
INFUSION PUMP | VOLUMETRIC INFUSION PUMP | FRESENIUS KABI | VOLUMAT MC AGILIA | 2016-07-05 | 360 | 2022-09-26 | 2025-09-26
INFUSION PUMP | VOLUMETRIC INFUSION PUMP | FRESENIUS KABI | VOLUMAT MC AGILIA | 2016-07-05 | 360 | 2023-05-19 | 2026-05-19
INFUSION PUMP | VOLUMETRIC INFUSION PUMP | FRESENIUS KABI | VOLUMAT MC AGILIA | 2016-07-05 | 360 | 2024-03-27 | 2027-03-27
INFUSION PUMP | VOLUMETRIC INFUSION PUMP | FRESENIUS KABI | VOLUMAT MC AGILIA | 2016-07-05 | 360 | 2024-03-27 | 2027-03-27
INFUSION PUMP | VOLUMETRIC INFUSION PUMP | FRESENIUS KABI | VOLUMAT MC AGILIA | 2016-07-05 | 360 | 2023-01-24 15:27 | 2026-01-24
INFUSION PUMP | VOLUMETRIC INFUSION PUMP | FRESENIUS KABI | VOLUMAT MC AGILIA | 2016-07-05 | 360 | 2023-01-03 11:46 | 2026-01-03
INFUSION PUMP | VOLUMETRIC INFUSION PUMP | FRESENIUS KABI | VOLUMAT MC AGILIA | 2016-07-05 | 360 | 2023-04-21 12:19 | 2026-04-21
INFUSION PUMP | VOLUMETRIC INFUSION PUMP | FRESENIUS KABI | VOLUMAT MC AGILIA | 2016-07-05 | 360 | 2022-10-07 | 2025-10-07
INFUSION PUMP | VOLUMETRIC INFUSION PUMP | FRESENIUS KABI | VOLUMAT MC AGILIA | 2016-07-05 | 360 | 2023-07-31 | 2026-07-31
INFUSION PUMP | VOLUMETRIC INFUSION PUMP | FRESENIUS KABI | VOLUMAT MC AGILIA | 2016-07-05 | 360 |  | 2024-10-15
INFUSION PUMP | VOLUMETRIC INFUSION PUMP | FRESENIUS KABI | VOLUMAT MC AGILIA | 2016-07-05 | 360 | 2023-03-02 13:13 | 2026-03-02
INFUSION PUMP | VOLUMETRIC INFUSION PUMP | FRESENIUS KABI | VOLUMAT MC AGILIA | 2016-07-05 | 360 | 2023-11-21 | 2026-11-21
INFUSION PUMP | VOLUMETRIC INFUSION PUMP | FRESENIUS KABI | VOLUMAT MC AGILIA | 2016-07-05 | 360 | 2022-07-27 | 2025-07-27
INFUSION PUMP | VOLUMETRIC INFUSION PUMP | FRESENIUS KABI | VOLUMAT MC AGILIA | 2016-07-05 | 360 | 2023-11-14 | 2026-11-14
INFUSION PUMP | VOLUMETRIC INFUSION PUMP | FRESENIUS KABI | VOLUMAT MC AGILIA | 2016-07-05 | 360 | 2022-10-18 | 2025-10-18
INFUSION PUMP | VOLUMETRIC INFUSION PUMP | FRESENIUS KABI | VOLUMAT MC AGILIA | 2016-07-05 | 360 | 2022-10-26 | 2025-10-26
INFUSION PUMP | VOLUMETRIC INFUSION PUMP | FRESENIUS KABI | VOLUMAT MC AGILIA | 2016-07-05 | 360 | 2022-09-26 | 2025-09-26
INFUSION PUMP | VOLUMETRIC INFUSION PUMP | FRESENIUS KABI | VOLUMAT MC AGILIA | 2016-07-05 | 360 | 2023-07-17 | 2026-07-17
INFUSION PUMP | VOLUMETRIC INFUSION PUMP | FRESENIUS KABI | VOLUMAT MC AGILIA | 2016-07-05 | 360 | 2023-04-11 10:09 | 2026-04-11
INFUSION PUMP | VOLUMETRIC INFUSION PUMP | FRESENIUS KABI | VOLUMAT MC AGILIA | 2016-07-05 | 360 | 2023-07-21 | 2026-07-21
PUMP DOCKING STATION | PUMP DOCKING STATION | FRESENIUS KABI | LINK 4 + AGILIA | 2016-04-13 | 996 | 2022-09-14 | 2025-09-14
SYRINGE DRIVER | SYRINGE DRIVER | FRESENIUS KABI | INJECTOMAT MC AGILIA | 2016-05-18 | 360 | 2022-03-01 | 2025-03-01
SYRINGE DRIVER | SYRINGE DRIVER | FRESENIUS KABI | INJECTOMAT MC AGILIA | 2016-05-18 | 360 | 2022-11-15 16:51 | 2025-11-15
INFUSION PUMP | VOLUMETRIC INFUSION PUMP | FRESENIUS KABI | VOLUMAT MC AGILIA | 2016-05-18 | 360 | 2023-02-28 11:49 | 2026-02-28
INFUSION PUMP | VOLUMETRIC INFUSION PUMP | FRESENIUS KABI | VOLUMAT MC AGILIA | 2016-05-18 | 360 | 2023-04-04 09:54 | 2026-04-04
INFUSION PUMP | VOLUMETRIC INFUSION PUMP | FRESENIUS KABI | VOLUMAT MC AGILIA | 2016-05-18 | 360 | 2022-07-20 | 2025-07-20
SYRINGE DRIVER | SYRINGE DRIVER | FRESENIUS KABI | INJECTOMAT MC AGILIA | 2016-05-18 | 360 | 2023-05-02 | 2026-05-02
SYRINGE DRIVER | SYRINGE DRIVER | FRESENIUS KABI | INJECTOMAT MC AGILIA | 2016-05-18 | 360 | 2022-09-16 | 2025-09-16
SYRINGE DRIVER | SYRINGE DRIVER | FRESENIUS KABI | INJECTOMAT MC AGILIA | 2016-05-18 | 360 | 2022-12-19 15:51 | 2025-12-19
SYRINGE DRIVER | SYRINGE DRIVER | FRESENIUS KABI | INJECTOMAT MC AGILIA | 2016-05-18 | 360 | 2023-06-02 | 2026-06-02
SYRINGE DRIVER | SYRINGE DRIVER | FRESENIUS KABI | INJECTOMAT MC AGILIA | 2016-05-18 | 360 | 2022-10-18 | 2025-10-18
SYRINGE DRIVER | SYRINGE DRIVER | FRESENIUS KABI | INJECTOMAT MC AGILIA | 2016-05-18 | 360 | 2022-07-25 | 2025-07-25
SYRINGE DRIVER | SYRINGE DRIVER | FRESENIUS KABI | INJECTOMAT MC AGILIA | 2016-05-18 | 360 | 2022-06-23 | 2025-06-23
SYRINGE DRIVER | SYRINGE DRIVER | FRESENIUS KABI | INJECTOMAT MC AGILIA | 2016-05-18 | 360 | 2023-07-18 | 2026-07-18
SYRINGE DRIVER | SYRINGE DRIVER | FRESENIUS KABI | INJECTOMAT MC AGILIA | 2016-05-18 | 360 | 2023-04-11 14:28 | 2026-04-11
SYRINGE DRIVER | SYRINGE DRIVER | FRESENIUS KABI | INJECTOMAT MC AGILIA | 2016-05-18 | 360 | 2022-08-11 | 2025-08-11
SYRINGE DRIVER | SYRINGE DRIVER | FRESENIUS KABI | INJECTOMAT MC AGILIA | 2016-05-18 | 360 | 2023-07-25 | 2026-07-25
SYRINGE DRIVER | SYRINGE DRIVER | FRESENIUS KABI | INJECTOMAT MC AGILIA | 2016-05-18 | 360 | 2022-09-09 | 2025-09-09
SYRINGE DRIVER | SYRINGE DRIVER | FRESENIUS KABI | INJECTOMAT MC AGILIA | 2016-05-18 | 360 | 2022-10-25 | 2025-10-25
SYRINGE DRIVER | SYRINGE DRIVER | FRESENIUS KABI | INJECTOMAT MC AGILIA | 2016-05-18 | 360 | 2023-01-30 10:08 | 2026-01-30
SYRINGE DRIVER | SYRINGE DRIVER | FRESENIUS KABI | INJECTOMAT MC AGILIA | 2016-05-18 | 360 | 2024-03-15 | 2027-03-15
SYRINGE DRIVER | SYRINGE DRIVER | FRESENIUS KABI | INJECTOMAT MC AGILIA | 2016-05-18 | 360 | 2023-04-17 11:49 | 2026-04-17
SYRINGE DRIVER | SYRINGE DRIVER | FRESENIUS KABI | INJECTOMAT MC AGILIA | 2016-05-18 | 360 | 2022-12-30 11:47 | 2025-12-30
SYRINGE DRIVER | SYRINGE DRIVER | FRESENIUS KABI | INJECTOMAT MC AGILIA | 2016-05-18 | 360 | 2021-05-11 | 2024-05-11
SYRINGE DRIVER | SYRINGE DRIVER | FRESENIUS KABI | INJECTOMAT MC AGILIA | 2016-05-18 | 360 | 2021-05-11 | 2024-05-11
INFUSION PUMP | VOLUMETRIC INFUSION PUMP | FRESENIUS KABI | VOLUMAT MC AGILIA | 2016-05-18 | 360 | 2023-07-26 | 2026-07-26
INFUSION PUMP | VOLUMETRIC INFUSION PUMP | FRESENIUS KABI | VOLUMAT MC AGILIA | 2016-05-18 | 360 | 2022-11-21 10:06 | 2025-11-21
INFUSION PUMP | VOLUMETRIC INFUSION PUMP | FRESENIUS KABI | VOLUMAT MC AGILIA | 2016-05-18 | 360 | 2023-02-14 15:11 | 2026-02-14
INFUSION PUMP | VOLUMETRIC INFUSION PUMP | FRESENIUS KABI | VOLUMAT MC AGILIA | 2016-05-18 | 360 | 2020-01-28 | 2024-10-15
INFUSION PUMP | VOLUMETRIC INFUSION PUMP | FRESENIUS KABI | VOLUMAT MC AGILIA | 2016-05-18 | 360 | 2023-03-07 09:32 | 2026-03-07
INFUSION PUMP | VOLUMETRIC INFUSION PUMP | FRESENIUS KABI | VOLUMAT MC AGILIA | 2016-05-18 | 360 | 2022-11-25 15:44 | 2025-11-25
INFUSION PUMP | VOLUMETRIC INFUSION PUMP | FRESENIUS KABI | VOLUMAT MC AGILIA | 2016-05-18 | 360 | 2023-06-27 | 2026-06-27
INFUSION PUMP | VOLUMETRIC INFUSION PUMP | FRESENIUS KABI | VOLUMAT MC AGILIA | 2016-05-18 | 360 | 2022-09-06 | 2025-09-06
INFUSION PUMP | VOLUMETRIC INFUSION PUMP | FRESENIUS KABI | VOLUMAT MC AGILIA | 2016-05-18 | 360 | 2022-09-26 | 2025-09-26
INFUSION PUMP | VOLUMETRIC INFUSION PUMP | FRESENIUS KABI | VOLUMAT MC AGILIA | 2016-05-18 | 360 | 2024-05-29 | 2027-05-29
INFUSION PUMP | VOLUMETRIC INFUSION PUMP | FRESENIUS KABI | VOLUMAT MC AGILIA | 2016-05-18 | 360 | 2020-09-29 | 2024-12-15
INFUSION PUMP | VOLUMETRIC INFUSION PUMP | FRESENIUS KABI | VOLUMAT MC AGILIA | 2016-05-18 | 360 | 2022-09-13 | 2025-09-13
INFUSION PUMP | VOLUMETRIC INFUSION PUMP | FRESENIUS KABI | VOLUMAT MC AGILIA | 2016-05-18 | 360 | 2023-08-24 | 2026-08-24
INFUSION PUMP | VOLUMETRIC INFUSION PUMP | FRESENIUS KABI | VOLUMAT MC AGILIA | 2016-05-18 | 360 | 2022-12-30 09:42 | 2025-12-30
INFUSION PUMP | VOLUMETRIC INFUSION PUMP | FRESENIUS KABI | VOLUMAT MC AGILIA | 2016-05-18 | 360 | 2023-11-18 | 2026-11-18
INFUSION PUMP | VOLUMETRIC INFUSION PUMP | FRESENIUS KABI | VOLUMAT MC AGILIA | 2016-05-18 | 360 | 2023-02-17 12:44 | 2026-02-17
INFUSION PUMP | VOLUMETRIC INFUSION PUMP | FRESENIUS KABI | VOLUMAT MC AGILIA | 2016-05-18 | 360 | 2022-12-08 13:19 | 2025-12-08
INFUSION PUMP | VOLUMETRIC INFUSION PUMP | FRESENIUS KABI | VOLUMAT MC AGILIA | 2016-05-18 | 360 | 2022-09-20 | 2025-09-20
INFUSION PUMP | VOLUMETRIC INFUSION PUMP | FRESENIUS KABI | VOLUMAT MC AGILIA | 2016-05-18 | 360 | 2023-08-03 | 2026-08-03
INFUSION PUMP | VOLUMETRIC INFUSION PUMP | FRESENIUS KABI | VOLUMAT MC AGILIA | 2016-05-18 | 360 | 2022-12-21 09:07 | 2025-12-21
INFUSION PUMP | VOLUMETRIC INFUSION PUMP | FRESENIUS KABI | VOLUMAT MC AGILIA | 2016-05-18 | 360 | 2023-01-10 12:25 | 2026-01-10
INFUSION PUMP | VOLUMETRIC INFUSION PUMP | FRESENIUS KABI | VOLUMAT MC AGILIA | 2016-05-18 | 360 | 2022-07-25 | 2025-07-25
INFUSION PUMP | VOLUMETRIC INFUSION PUMP | FRESENIUS KABI | VOLUMAT MC AGILIA | 2016-05-18 | 360 | 2023-05-30 | 2026-05-30
INFUSION PUMP | VOLUMETRIC INFUSION PUMP | FRESENIUS KABI | VOLUMAT MC AGILIA | 2016-05-18 | 360 | 2023-05-30 | 2026-05-30
INFUSION PUMP | VOLUMETRIC INFUSION PUMP | FRESENIUS KABI | VOLUMAT MC AGILIA | 2016-05-18 | 360 | 2023-11-23 | 2026-11-23
INFUSION PUMP | VOLUMETRIC INFUSION PUMP | FRESENIUS KABI | VOLUMAT MC AGILIA | 2016-05-18 | 360 | 2023-05-31 | 2026-05-31
INFUSION PUMP | VOLUMETRIC INFUSION PUMP | FRESENIUS KABI | VOLUMAT MC AGILIA | 2016-05-18 | 360 | 2022-08-04 | 2025-08-04
INFUSION PUMP | VOLUMETRIC INFUSION PUMP | FRESENIUS KABI | VOLUMAT MC AGILIA | 2016-05-18 | 360 | 2022-04-11 | 2025-04-11
INFUSION PUMP | VOLUMETRIC INFUSION PUMP | FRESENIUS KABI | VOLUMAT MC AGILIA | 2016-05-18 | 360 | 2021-09-28 | 2024-09-28
INFUSION PUMP | VOLUMETRIC INFUSION PUMP | FRESENIUS KABI | VOLUMAT MC AGILIA | 2016-05-18 | 360 | 2022-07-19 | 2025-07-19
INFUSION PUMP | VOLUMETRIC INFUSION PUMP | FRESENIUS KABI | VOLUMAT MC AGILIA | 2016-05-18 | 360 |  | 2025-03-03
INFUSION PUMP | VOLUMETRIC INFUSION PUMP | FRESENIUS KABI | VOLUMAT MC AGILIA | 2016-05-18 | 360 | 2023-05-31 | 2026-05-31
INFUSION PUMP | VOLUMETRIC INFUSION PUMP | FRESENIUS KABI | VOLUMAT MC AGILIA | 2016-05-18 | 360 | 2023-01-11 16:23 | 2026-01-11
INFUSION PUMP | VOLUMETRIC INFUSION PUMP | FRESENIUS KABI | VOLUMAT MC AGILIA | 2016-05-18 | 360 | 2021-11-02 | 2024-11-02
INFUSION PUMP | VOLUMETRIC INFUSION PUMP | FRESENIUS KABI | VOLUMAT MC AGILIA | 2016-05-18 | 360 | 2023-05-03 | 2026-05-03
INFUSION PUMP | VOLUMETRIC INFUSION PUMP | FRESENIUS KABI | VOLUMAT MC AGILIA | 2016-05-18 | 360 | 2021-10-26 | 2024-10-26
INFUSION PUMP | VOLUMETRIC INFUSION PUMP | FRESENIUS KABI | VOLUMAT MC AGILIA | 2016-05-18 | 360 | 2023-02-02 15:00 | 2026-02-02
INFUSION PUMP | VOLUMETRIC INFUSION PUMP | FRESENIUS KABI | VOLUMAT MC AGILIA | 2016-05-18 | 360 | 2024-08-15 | 2027-08-15
INFUSION PUMP | VOLUMETRIC INFUSION PUMP | FRESENIUS KABI | VOLUMAT MC AGILIA | 2016-05-18 | 360 | 2023-02-15 09:25 | 2026-02-15
INFUSION PUMP | VOLUMETRIC INFUSION PUMP | FRESENIUS KABI | VOLUMAT MC AGILIA | 2016-05-18 | 360 | 2022-12-29 10:20 | 2025-12-29
INFUSION PUMP | VOLUMETRIC INFUSION PUMP | FRESENIUS KABI | VOLUMAT MC AGILIA | 2016-05-18 | 360 | 2023-03-14 15:47 | 2026-03-14
INFUSION PUMP | VOLUMETRIC INFUSION PUMP | FRESENIUS KABI | VOLUMAT MC AGILIA | 2016-05-18 | 360 | 2022-08-05 | 2025-08-05
INFUSION PUMP | VOLUMETRIC INFUSION PUMP | FRESENIUS KABI | VOLUMAT MC AGILIA | 2016-05-18 | 360 | 2024-08-23 | 2027-08-23
INFUSION PUMP | VOLUMETRIC INFUSION PUMP | FRESENIUS KABI | VOLUMAT MC AGILIA | 2016-05-18 | 360 | 2024-08-14 | 2027-08-14
INFUSION PUMP | VOLUMETRIC INFUSION PUMP | FRESENIUS KABI | VOLUMAT MC AGILIA | 2016-05-18 | 360 | 2023-06-14 | 2026-06-14
INFUSION PUMP | VOLUMETRIC INFUSION PUMP | FRESENIUS KABI | VOLUMAT MC AGILIA | 2016-05-18 | 360 | 2022-10-24 | 2025-10-24
INFUSION PUMP | VOLUMETRIC INFUSION PUMP | FRESENIUS KABI | VOLUMAT MC AGILIA | 2016-05-18 | 360 | 2022-11-17 14:12 | 2025-11-17
INFUSION PUMP | VOLUMETRIC INFUSION PUMP | FRESENIUS KABI | VOLUMAT MC AGILIA | 2016-05-18 | 360 | 2022-05-30 | 2025-05-30
INFUSION PUMP | VOLUMETRIC INFUSION PUMP | FRESENIUS KABI | VOLUMAT MC AGILIA | 2016-05-18 | 360 | 2024-09-19 | 2027-09-19
INFUSION PUMP | VOLUMETRIC INFUSION PUMP | FRESENIUS KABI | VOLUMAT MC AGILIA | 2016-05-18 | 360 | 2022-04-14 | 2025-04-14
INFUSION PUMP | VOLUMETRIC INFUSION PUMP | FRESENIUS KABI | VOLUMAT MC AGILIA | 2016-05-18 | 360 | 2023-07-05 | 2026-07-05
INFUSION PUMP | VOLUMETRIC INFUSION PUMP | FRESENIUS KABI | VOLUMAT MC AGILIA | 2016-05-18 | 360 | 2023-04-19 09:17 | 2026-04-19
INFUSION PUMP | VOLUMETRIC INFUSION PUMP | FRESENIUS KABI | VOLUMAT MC AGILIA | 2016-05-18 | 360 | 2023-07-03 | 2026-07-03
INFUSION PUMP | VOLUMETRIC INFUSION PUMP | FRESENIUS KABI | VOLUMAT MC AGILIA | 2016-05-18 | 360 | 2023-05-05 | 2026-05-05
INFUSION PUMP | VOLUMETRIC INFUSION PUMP | FRESENIUS KABI | VOLUMAT MC AGILIA | 2016-05-18 | 360 | 2023-04-20 15:42 | 2026-04-20
INFUSION PUMP | VOLUMETRIC INFUSION PUMP | FRESENIUS KABI | VOLUMAT MC AGILIA | 2016-05-18 | 360 | 2023-03-31 08:42 | 2026-03-31
IN-EXSUFFLATOR (COUGH ASSIST SYSTEM) | MECHANICAL IN-EXSUFFLATOR | RESPIRONICS | COUGH ASSIST E70 | 2016-11-01 | 3960
VITAL SIGNS MONITOR | VITAL SIGNS MONITOR: NBP/SPO2/TEMP. | WELCH ALLYN | SPOT 420(NBP/SPO2) | 2016-08-10 | 2400 |  | 2025-12-15
SUCTION CONTROLLER | HIGH SUCTION CONTROLLER | THERAPY EQUIPMENT | DIAMOND RANGE HIGH | 2016-08-24 | 96
SUCTION CONTROLLER | HIGH SUCTION REMOTE | THERAPY EQUIPMENT | DIAMOND RANGE HIGH (REMOTE) | 2016-08-11 | 120
SUCTION CONTROLLER | HIGH SUCTION CONTROLLER | THERAPY EQUIPMENT | DIAMOND RANGE HIGH | 2016-08-08 | 96
SUCTION CONTROLLER | HIGH SUCTION CONTROLLER | THERAPY EQUIPMENT | DIAMOND RANGE HIGH | 2016-07-29 | 96
SUCTION CONTROLLER | HIGH SUCTION CONTROLLER | THERAPY EQUIPMENT | DIAMOND RANGE HIGH | 2016-07-20 | 96
VAPORIZERS | VAPORIZER - SEVOFLURANE | DATEX-OHMEDA | TEC7 SEVO | 2016-07-19 | 2400 | 2024-02-05 | 2025-02-05
SUCTION CONTROLLER | HIGH SUCTION CONTROLLER | THERAPY EQUIPMENT | DIAMOND RANGE HIGH | 2016-07-19 | 96
SUCTION CONTROLLER | HIGH SUCTION REMOTE | THERAPY EQUIPMENT | DIAMOND RANGE HIGH (REMOTE) | 2016-06-15 | 120
SUCTION CONTROLLER | HIGH SUCTION CONTROLLER | THERAPY EQUIPMENT | DIAMOND RANGE HIGH | 2017-08-17 | 103.68
SCALES | SCALES - BABY | MARSDEN | M-300 | 2017-06-19 | 270 | 2023-12-07 | 2024-11-15
BATTERY CHARGER | BATTERY CHARGER | STRYKER | 7110-120-000 | 2017-05-26 | 3000
ULTRASONIC UNIT | POWER INSTRUMENTAL DRIVER (CORE) | STRYKER | 5400-050-000 | 2017-05-26 | 3000 | 2021-08-26
VITAL SIGNS MONITOR | VITAL SIGNS MONITOR: NBP. | PHILIPS LTD | VM4 | 2007-02-12 | 3840 | 2023-09-20 | 2026-09-15
VITAL SIGNS MONITOR | VITAL SIGNS MONITOR: NBP. | MINDRAY | VS-900 | 2017-05-05 | 1200 | 2023-10-03 | 2026-10-03
RESUSCITATION-INFANT | RESUSCITATION-INFANT | F & P | 9001W130E | 2017-05-02 | 7200 | 2024-06-25 | 2025-07-15
NEBULIZER | NEBULIZER | PHILIPS LTD | INNOSPIRE DELUXE | 2017-05-02 | 72
SPHYGMOMANOMETER | SPHYGMOMANOMETER | ACCOSON LTD | DESK | 2017-04-07 | 74.4
SPHYGMOMANOMETER | SPHYGMOMANOMETER | ACCOSON LTD | DESK | 2017-04-07 | 74.4 | 2021-05-20
ULTRASOUND SCANNER - BLADDER | ULTRASOUND SCANNER - BLADDER | MCUBE TECHNO | BIOCON-700 | 2017-04-11 | 6031.5 | 2023-02-15 15:46 | 2025-03-11
CARDIOGRAPH | CARDIOGRAPH | MORTARA INST | ELI 250C | 2017-04-05 | 3600 | 2023-07-18 | 2025-08-15
PATIENT HOIST | PATIENT HOIST - MOBILE | LIKO | VIKING XL | 2017-04-10 | 1987.2 | 2024-03-27 | 2024-09-27
DEFIB TESTER | DEFIBRILLATOR ANALYSER | FLUKE | IMPULSE 7000DP | 2017-02-09 | 4260 | 2023-10-23 | 2024-10-23
ELECTRIC BED | ELECTRIC BED LOW LEVEL | SIDHIL LTD | INNOV8 LOW | 2017-02-13 | 1800 | 2023-01-24 15:00 | 2026-06-15
ELECTRIC BED | ELECTRIC BED LOW LEVEL | SIDHIL LTD | INNOV8 LOW | 2017-04-13 | 1800 | 2022-09-15 | 2026-09-15
ELECTRIC BED | ELECTRIC BED LOW LEVEL | SIDHIL LTD | INNOV8 LOW | 2017-04-13 | 1800 | 2022-07-18 | 2028-04-15
ELECTRIC BED | ELECTRIC BED LOW LEVEL | SIDHIL LTD | INNOV8 LOW | 2017-02-13 | 1800 | 2022-05-23 | 2025-10-15
ELECTRIC BED | ELECTRIC BED LOW LEVEL | SIDHIL LTD | INNOV8 LOW | 2017-07-01 | 1800 | 2021-11-24 | 2024-11-15
ELECTRIC BED | ELECTRIC BED LOW LEVEL | SIDHIL LTD | INNOV8 LOW | 2017-02-13 | 1800 | 2021-09-07 | 2025-12-15
ELECTRIC BED | ELECTRIC BED LOW LEVEL | SIDHIL LTD | INNOV8 LOW | 2017-02-13 | 1440 | 2022-05-17 | 2025-06-15
ELECTRIC BED | ELECTRIC BED LOW LEVEL | SIDHIL LTD | INNOV8 LOW | 2017-02-13 | 1440 | 2022-02-01 | 2026-05-15
ELECTRIC BED | ELECTRIC BED LOW LEVEL | SIDHIL LTD | INNOV8 LOW | 2017-02-13 | 1440 | 2022-06-21 | 2028-02-15
ELECTRIC BED | ELECTRIC BED LOW LEVEL | SIDHIL LTD | INNOV8 LOW | 2017-02-13 | 1440 | 2021-11-23 | 2024-11-15
ELECTRIC BED | ELECTRIC BED LOW LEVEL | SIDHIL LTD | INNOV8 LOW | 2017-02-13 | 1440 | 2021-07-08 | 2024-07-15
ELECTRIC BED | ELECTRIC BED LOW LEVEL | SIDHIL LTD | INNOV8 LOW | 2017-02-13 | 1440 | 2022-02-02 | 2025-04-15
ELECTRIC BED | ELECTRIC BED LOW LEVEL | SIDHIL LTD | INNOV8 LOW | 2017-02-13 | 1440 | 2023-01-18 14:05 | 2026-01-16
ELECTRIC BED | ELECTRIC BED LOW LEVEL | SIDHIL LTD | INNOV8 LOW | 2017-02-13 | 1440 | 2021-11-10 | 2024-11-15
ELECTRIC BED | ELECTRIC BED LOW LEVEL | SIDHIL LTD | INNOV8 LOW | 2017-02-13 | 1440 | 2024-01-26 | 2027-01-15
ELECTRIC BED | ELECTRIC BED LOW LEVEL | SIDHIL LTD | INNOV8 LOW | 2017-02-13 | 1440 | 2021-08-19 | 2025-11-15
ELECTRIC BED | ELECTRIC BED LOW LEVEL | SIDHIL LTD | INNOV8 LOW | 2017-02-13 | 1440 | 2023-08-22 | 2026-09-15
ELECTRIC BED | ELECTRIC BED LOW LEVEL | SIDHIL LTD | INNOV8 LOW | 2017-02-13 | 1440 | 2024-07-31 | 2027-07-31
ELECTRIC BED | ELECTRIC BED LOW LEVEL | SIDHIL LTD | INNOV8 LOW | 2017-02-13 | 1440 | 2021-07-08 | 2024-06-15
ELECTRIC BED | ELECTRIC BED LOW LEVEL | SIDHIL LTD | INNOV8 LOW | 2017-02-13 | 1440 | 2023-08-22 | 2029-10-15
ELECTRIC BED | ELECTRIC BED LOW LEVEL | SIDHIL LTD | INNOV8 LOW | 2017-02-13 | 1440 | 2022-05-23 | 2025-09-15
ELECTRIC BED | ELECTRIC BED LOW LEVEL | SIDHIL LTD | INNOV8 LOW | 2017-02-13 | 1440 | 2022-06-22 | 2027-11-15
ELECTRIC BED | ELECTRIC BED LOW LEVEL | SIDHIL LTD | INNOV8 LOW | 2017-02-13 | 1440 | 2024-08-21 | 2027-08-21
ELECTRIC BED | ELECTRIC BED LOW LEVEL | SIDHIL LTD | INNOV8 LOW | 2017-02-13 | 1440 | 2022-06-27 | 2026-08-15
ELECTRIC BED | ELECTRIC BED LOW LEVEL | SIDHIL LTD | INNOV8 LOW | 2017-02-13 | 1440 | 2021-12-20 | 2024-06-15
ELECTRIC BED | ELECTRIC BED LOW LEVEL | SIDHIL LTD | INNOV8 LOW | 2017-02-13 | 1440 | 2021-10-21 | 2027-06-15
ELECTRIC BED | ELECTRIC BED LOW LEVEL | SIDHIL LTD | INNOV8 LOW | 2017-02-13 | 1440 | 2023-01-30 10:17 | 2028-03-15
ELECTRIC BED | ELECTRIC BED LOW LEVEL | SIDHIL LTD | INNOV8 LOW | 2017-02-13 | 1440 | 2024-07-31 | 2027-07-31
ELECTRIC BED | ELECTRIC BED LOW LEVEL | SIDHIL LTD | INNOV8 LOW | 2017-02-13 | 1440 | 2022-05-05 | 2025-05-15
ELECTRIC BED | ELECTRIC BED LOW LEVEL | SIDHIL LTD | INNOV8 LOW | 2017-02-13 | 1440 | 2022-02-08 | 2025-03-15
ELECTRIC BED | ELECTRIC BED LOW LEVEL | SIDHIL LTD | INNOV8 LOW | 2017-02-13 | 1440 | 2022-02-24 | 2027-12-15
ELECTRIC BED | ELECTRIC BED LOW LEVEL | SIDHIL LTD | INNOV8 LOW | 2017-02-13 | 1440 | 2023-06-05 | 2026-09-15
ELECTRIC BED | ELECTRIC BED LOW LEVEL | SIDHIL LTD | INNOV8 LOW | 2017-02-13 | 1440 | 2022-06-22 | 2028-02-15
ELECTRIC BED | ELECTRIC BED LOW LEVEL | SIDHIL LTD | INNOV8 LOW | 2017-02-13 | 1440 | 2021-11-23 | 2024-11-15
ELECTRIC BED | ELECTRIC BED LOW LEVEL | SIDHIL LTD | INNOV8 LOW | 2017-02-13 | 1440 | 2021-07-08 | 2024-05-15
ELECTRIC BED | ELECTRIC BED LOW LEVEL | SIDHIL LTD | INNOV8 LOW | 2017-02-13 | 1440 | 2022-02-02
ELECTRIC BED | ELECTRIC BED LOW LEVEL | SIDHIL LTD | INNOV8 LOW | 2017-02-13 | 1440 | 2022-02-21 | 2025-03-15
ELECTRIC BED | ELECTRIC BED LOW LEVEL | SIDHIL LTD | INNOV8 LOW | 2017-02-13 | 1440 | 2022-02-10 | 2025-02-15
ELECTRIC BED | ELECTRIC BED LOW LEVEL | SIDHIL LTD | INNOV8 LOW | 2017-02-13 | 1440 | 2021-12-20 | 2024-10-16
ELECTRIC BED | ELECTRIC BED LOW LEVEL | SIDHIL LTD | INNOV8 LOW | 2017-02-13 | 1440 | 2021-07-08 | 2024-07-15
ELECTRIC BED | ELECTRIC BED LOW LEVEL | SIDHIL LTD | INNOV8 LOW | 2017-02-13 | 1440 | 2024-07-26 | 2027-07-26
ELECTRIC BED | ELECTRIC BED LOW LEVEL | SIDHIL LTD | INNOV8 LOW | 2017-02-13 | 1440 | 2022-03-31 | 2025-01-15
ELECTRIC BED | ELECTRIC BED LOW LEVEL | SIDHIL LTD | INNOV8 LOW | 2017-02-13 | 1440 | 2021-11-22 | 2024-12-15
ELECTRIC BED | ELECTRIC BED LOW LEVEL | SIDHIL LTD | INNOV8 LOW | 2017-02-13 | 1440 | 2021-05-19 | 2024-11-15
ELECTRIC BED | ELECTRIC BED LOW LEVEL | SIDHIL LTD | INNOV8 LOW | 2017-02-13 | 1440 | 2022-01-20 | 2027-01-15
ELECTRIC BED | ELECTRIC BED LOW LEVEL | SIDHIL LTD | INNOV8 LOW | 2017-02-13 | 1440 | 2022-12-14 12:41 | 2025-12-14
ELECTRIC BED | ELECTRIC BED LOW LEVEL | SIDHIL LTD | INNOV8 LOW | 2017-02-13 | 1440 | 2021-07-15 | 2024-07-17
ELECTRIC BED | ELECTRIC BED LOW LEVEL | SIDHIL LTD | INNOV8 LOW | 2017-02-13 | 1440 | 2022-01-19 | 2025-01-15
ELECTRIC BED | ELECTRIC BED LOW LEVEL | SIDHIL LTD | INNOV8 LOW | 2017-02-13 | 1440 | 2021-12-21 | 2024-04-15
ELECTRIC BED | ELECTRIC BED LOW LEVEL | SIDHIL LTD | INNOV8 LOW | 2017-02-13 | 1440 | 2024-07-26 | 2027-07-26
ENDOSCOPY VIDEO SYSTEM | SCOPE PROCESSOR | OLYMPUS | CV-290 | 2021-11-17 | 600 | 2023-11-16 | 2024-12-15
FIBRE OPTIC SOURCE | LIGHT SOURCE - XENON 300 | OLYMPUS | CLV-290SL | 2016-01-01 | 3600 | 2023-11-16 | 2025-07-07
FLAT SCREEN DISPLAY | LCD MONITOR HD - 26 INCH | OLYMPUS | OEV262H | 2021-11-17 | 7898.4
ENDOSCOPY STACKING TROLLEY | ENDOSCOPY STACKING TROLLEY | OLYMPUS | WM-NP2 | 2021-11-17 | 3240 | 2024-10-24 | 2025-11-08
ENDOSCOPY STACKING TROLLEY | ENDOSCOPY STACKING TROLLEY | OLYMPUS | WM-NP2 | 2021-11-17 | 3240 | 2024-10-04 | 2025-10-15
FLAT SCREEN DISPLAY | LCD MONITOR HD - 26 INCH | OLYMPUS | OEV262H | 2021-11-17 | 7898.4 | 2023-11-16
HAEMOGLOBINOMETER | HEMOCUE | HEMOCUE | HB201+ | 2017-03-17 | 600
NEBULIZER | NEBULIZER | PHILIPS LTD | INNOSPIRE DELUXE | 2017-01-30 | 126
NEBULIZER | NEBULIZER | PHILIPS LTD | INNOSPIRE DELUXE | 2017-01-30 | 126
PATIENT DEPARTURE ALERTS SYSTEM | PROFESSIONAL TABS VOICE + | WANDER GUARD | 25023 | 2014-01-01 | 360
NEBULIZER | NEBULIZER | PHILIPS LTD | INNOSPIRE DELUXE | 2017-01-30 | 126
NEBULIZER | NEBULIZER | PHILIPS LTD | INNOSPIRE DELUXE | 2017-01-30 | 126
NEBULIZER | NEBULIZER | PHILIPS LTD | INNOSPIRE DELUXE | 2017-01-30 | 126
NEBULIZER | NEBULIZER | PHILIPS LTD | INNOSPIRE DELUXE | 2017-01-30 | 126
NEBULIZER | NEBULIZER | PHILIPS LTD | INNOSPIRE DELUXE | 2017-01-30 | 126
NEBULIZER | NEBULIZER | PHILIPS LTD | INNOSPIRE DELUXE | 2017-01-30 | 126
NEBULIZER | NEBULIZER | PHILIPS LTD | INNOSPIRE DELUXE | 2017-01-30 | 126
NEBULIZER | NEBULIZER | PHILIPS LTD | INNOSPIRE DELUXE | 2017-01-30 | 126
NEBULIZER | NEBULIZER | PHILIPS LTD | INNOSPIRE DELUXE | 2017-01-30 | 126
NEBULIZER | NEBULIZER | PHILIPS LTD | INNOSPIRE DELUXE | 2017-01-30 | 126
NEBULIZER | NEBULIZER | PHILIPS LTD | INNOSPIRE DELUXE | 2017-01-30 | 126
NEBULIZER | NEBULIZER | PHILIPS LTD | INNOSPIRE DELUXE | 2017-01-30 | 126
EXAMINATION LAMP | EXAMINATION LAMP | WELCH ALLYN | GS 300 | 2017-03-03 | 420
DIGITAL THERMOMETER | THERMOMETER | FLUKE | 53 II B | 2017-02-10 | 300 | 2023-06-23 | 2025-07-31
OXIMETER | PULSE OXIMETER FINGERTIP | BEIJING CHOICE ELECTRONIC TECHNOLOGY CO., LTD. | MD300C19 | 2016-03-01 | 35.988
CO2 MODULE | MODULE CO2 MICROSTREAM | PHILIPS LTD | M3015A | 2017-01-16 | 4200 | 2022-08-09 | 2024-11-15
NEBULIZER | NEBULIZER | PHILIPS LTD | INNOSPIRE DELUXE | 2017-01-16 | 126 | 2019-06-10
SPHYGMOMANOMETER | SPHYGMOMANOMETER | ACCOSON LTD | 0312 POCKET ANEROID | 2017-01-13 | 24 | 2020-01-30
SPHYGMOMANOMETER | SPHYGMOMANOMETER | ACCOSON LTD | 0312 POCKET ANEROID | 2017-01-13 | 24
INFLATION/PUMP UNIT | COMPRESSION SYSTEM | MEDTRONIC | SCD 700 | 2016-12-12 | 300 | 2019-08-23
INFLATION/PUMP UNIT | COMPRESSION SYSTEM | MEDTRONIC | SCD 700 | 2016-12-12 | 300
INFLATION/PUMP UNIT | COMPRESSION SYSTEM | MEDTRONIC | SCD 700 | 2016-12-12 | 300
INFLATION/PUMP UNIT | COMPRESSION SYSTEM | MEDTRONIC | SCD 700 | 2016-12-12 | 300 | 2019-08-12
INFLATION/PUMP UNIT | COMPRESSION SYSTEM | MEDTRONIC | SCD 700 | 2016-12-12 | 300 | 2019-08-12
INFLATION/PUMP UNIT | COMPRESSION SYSTEM | MEDTRONIC | SCD 700 | 2016-12-12 | 300 | 2019-08-12
SUCTION UNIT | SUCTION - LAERDAL - BATTERY | LAERDAL | LSU-2 | 2016-10-24 | 816 | 2022-09-09 | 2025-10-15
NEBULIZER | NEBULIZER | PHILIPS LTD | INNOSPIRE DELUXE | 2016-12-05 | 72
SUCTION CONTROLLER | HIGH SUCTION CONTROLLER | THERAPY EQUIPMENT | DIAMOND RANGE HIGH | 2016-11-26 | 100.8
BATTERY THERMOMETER | BATTERY THERMOMETER | COVIDIEN UK | FILAC 3000 | 2016-11-21 | 240
BATTERY THERMOMETER | BATTERY THERMOMETER | COVIDIEN UK | FILAC 3000 | 2016-11-21 | 240
BATTERY THERMOMETER | BATTERY THERMOMETER | COVIDIEN UK | FILAC 3000 | 2016-11-21 | 240
BATTERY THERMOMETER | BATTERY THERMOMETER | COVIDIEN UK | FILAC 3000 | 2016-11-21 | 240
BATTERY THERMOMETER | BATTERY THERMOMETER | COVIDIEN UK | FILAC 3000 | 2016-11-21 | 240 | 2022-01-21 | 2025-06-15
CRYOGEN FLASK | CRYOGEN FLASK | BRYMILL | CRY-AC | 2016-11-25 | 600
AUDIO DOPPLER | AUDIO DOPPLER | SUNRAY | SRF618E | 2016-11-25 | 144
AUDIO DOPPLER | AUDIO DOPPLER | SUNRAY | SRF618E | 2016-11-25 | 144
AUDIO DOPPLER | AUDIO DOPPLER | SUNRAY | SRF618E | 2017-01-18 | 144
AUDIO DOPPLER | AUDIO DOPPLER | SUNRAY | SRF618E | 2017-01-18 | 144
NEBULIZER | NEBULIZER | PHILIPS LTD | INNOSPIRE DELUXE | 2017-01-06 | 72
NEBULIZER | NEBULIZER | PHILIPS LTD | INNOSPIRE DELUXE | 2017-01-06 | 72
NEBULIZER | NEBULIZER | PHILIPS LTD | INNOSPIRE DELUXE | 2017-01-06 | 72
NEBULIZER | NEBULIZER | PHILIPS LTD | INNOSPIRE DELUXE | 2017-01-06 | 72
NEBULIZER | NEBULIZER | PHILIPS LTD | INNOSPIRE DELUXE | 2017-01-06 | 72
SPHYGMOMANOMETER | SPHYGMOMANOMETER | TIMESCO | D05.110 | 2017-06-01 | 48
SPHYGMOMANOMETER | SPHYGMOMANOMETER | TIMESCO | D05.110 | 2017-06-01 | 48
SPHYGMOMANOMETER | SPHYGMOMANOMETER | TIMESCO | D05.110 | 2017-06-01 | 48
SPHYGMOMANOMETER | SPHYGMOMANOMETER | TIMESCO | D05.110 | 2017-06-01 | 48
SPHYGMOMANOMETER | SPHYGMOMANOMETER | TIMESCO | D05.110 | 2017-06-01 | 48
SPHYGMOMANOMETER | SPHYGMOMANOMETER | TIMESCO | D05.110 | 2017-06-01 | 48
VERNIER CALIPER | VERNIER CALIPER | MITUTOYO CORP | CD-62 ASX | 2017-10-05 | 840 | 2024-02-26 | 2025-01-23
SUCTION CONTROLLER | HIGH SUCTION CONTROLLER | THERAPY EQUIPMENT | DIAMOND RANGE HIGH | 2017-12-04 | 96
SUCTION CONTROLLER | HIGH SUCTION CONTROLLER | THERAPY EQUIPMENT | DIAMOND RANGE HIGH | 2017-12-04 | 96
SCALES | SCALES - BABY | SECA | 335 | 2017-01-10 | 180 | 2022-01-12 | 2024-11-15
BATTERY THERMOMETER | BATTERY THERMOMETER | COVIDIEN UK | FILAC 3000 | 2016-11-21 | 240 | 2024-09-10 | 2025-10-15
DIAGNOSTIC SYSTEM | DIAGNOSTIC SYSTEM | WELCH ALLYN | 767 DIAGNOSTIC SYSTEM | 2016-11-28 | 600
SUCTION UNIT | SUCTION - LAERDAL - BATTERY | LAERDAL | LSU-2 | 2016-10-24 | 816 | 2022-09-12 | 2025-10-15
SUCTION UNIT | SUCTION - LAERDAL - BATTERY | LAERDAL | LSU-2 | 2016-10-24 | 816
SCALES | SCALES - HOIST | MARSDEN | M-600 | 2016-10-13 | 720 | 2023-11-14 | 2024-11-15
VIDEOSCOPE | AMBU AVIEW MONITOR | AMBU LTD | AVIEW | 2016-09-30 | 1800 | 2024-02-19 | 2026-03-15
SUCTION CONTROLLER | HIGH SUCTION CONTROLLER | THERAPY EQUIPMENT | DIAMOND RANGE HIGH | 2016-09-29 | 120
SUCTION CONTROLLER | HIGH SUCTION CONTROLLER | THERAPY EQUIPMENT | DIAMOND RANGE HIGH | 2016-09-29 | 120
COMPUTER - LAPTOP/NOTEBOOK | LAPTOP COMPUTER | DELL COMPUTERS | LATITUDE E5440 | 2016-09-26 | 720
COUCH | COUCH - 2 SECTION ELECTRIC | MEDI-PLINTH | BA02E | 2016-09-16 | 1680 | 2021-10-18 | 2025-01-15
SCALES | SCALES - HOIST | MARSDEN | M-600 | 2016-10-13 | 720 | 2021-03-24 | 2024-11-15
SCALES | SCALES - BABY | MARSDEN | M-300 | 2016-08-19 | 480 | 2023-12-07 | 2024-11-15
AUDIO DOPPLER | AUDIO DOPPLER | SUNRAY | SRF618E | 2016-08-03 | 180
PATIENT WARMING SYSTEM | PATIENT WARMING SYSTEM | 3M HEALTH CARE | 775 BAIR HUGGER | 2016-07-22 | 2040 | 2023-06-14 | 2025-07-15
PATIENT WARMING SYSTEM | PATIENT WARMING SYSTEM | 3M HEALTH CARE | 775 BAIR HUGGER | 2016-07-22 | 2040 | 2024-06-03 | 2025-07-15
AMBULATORY ARRHYTHMIA MONITOR | AMBULATORY ECG RECORDER | SPACELABS | LIFECARD CF | 2018-01-03 | 2197.2 | 2021-07-08 | 2025-01-15
AMBULATORY ARRHYTHMIA MONITOR | AMBULATORY ECG RECORDER | SPACELABS | LIFECARD CF | 2018-01-09 | 2197.2 | 2024-09-04 | 2026-09-04
AMBULATORY ARRHYTHMIA MONITOR | AMBULATORY ECG RECORDER | SPACELABS | LIFECARD CF | 2018-01-03 | 2197.2 | 2024-09-04 | 2026-09-04
SYRINGE DRIVER | SYRINGE DRIVER | FRESENIUS KABI | INJECTOMAT MC AGILIA | 2016-07-11 | 360 | 2022-08-17 | 2025-08-17
SYRINGE DRIVER | SYRINGE DRIVER | FRESENIUS KABI | INJECTOMAT MC AGILIA | 2016-07-11 | 360 | 2023-08-01 | 2026-08-01
SYRINGE DRIVER | SYRINGE DRIVER | FRESENIUS KABI | INJECTOMAT MC AGILIA | 2016-07-11 | 360 | 2023-05-15 | 2026-05-15
SYRINGE DRIVER | SYRINGE DRIVER | FRESENIUS KABI | INJECTOMAT MC AGILIA | 2016-07-11 | 360 | 2023-08-09 | 2026-08-09
SYRINGE DRIVER | SYRINGE DRIVER | FRESENIUS KABI | INJECTOMAT MC AGILIA | 2016-07-11 | 360 | 2024-09-18 | 2027-09-18
SYRINGE DRIVER | SYRINGE DRIVER | FRESENIUS KABI | INJECTOMAT MC AGILIA | 2016-07-11 | 360 | 2022-06-09 | 2025-06-09
CARDIOGRAPH | CARDIOGRAPH | MORTARA INST | ELI 150 | 2016-07-12 | 3600
POWERED TABLE | POWERED TABLE | BONN | NA | 2016-06-23 | 1200
MICROSCOPE | SPECULAR MICROSCOPE | KONAN MEDICAL | CELLCHECK SL | 2016-06-24 | 42000
COMPUTER - LAPTOP/NOTEBOOK | THINKPAD | LENOVO | L4500 | 2016-08-01 | 0
IMPLANT DRILL | IMPLANT DRILL | W&H UK LTD | IMPLANTMED | 2016-06-22 | 780
HUMAN PATIENT SIMULATOR | MANNEQUIN SIMULATOR | INVENTIVE MEDICAL LTD | HEARTWORKS DUAL SIMULATOR | 2016-06-16 | 71898
HUMALACTOR | HUMALACTOR | MEDELA | SYMPHONY | 2016-06-14 | 2280 | 2022-08-19 | 2024-08-19
HUMALACTOR | HUMALACTOR | MEDELA | SYMPHONY | 2016-06-14 | 2280 | 2023-05-10 | 2025-05-10
POLISHING UNIT | DIGITAL ELECTRO POLISHING UNIT | DENSTAR | DENSTAR-710 | 2016-06-14 | 240 | 2021-12-20 | 2025-06-18
VISION TESTER | LOGMAR-TEST TYPE VISION CHART | SUSSEX VISIO | SDT.392LSV | 2016-06-13 | 480 | 2024-05-13 | 2025-01-01
LIGHT CURE UNIT | LIGHT CURE UNIT | OPTIMA LTD | BA OPTIMA 10 | 2016-06-09 | 250.8 | 2022-06-24 | 2025-03-18
DRY VIEW ASPIRATOR | MOBILE SUCTION UNIT | TRIDAC LTD | ASPIRETTE | 2016-06-08 | 1356 | 2022-08-15 | 2023-08-15
DENTAL CHAIR | BARICO BARIATRIC CHAIR | DIACO | BARICO | 2016-06-07 | 33833.232 | 2024-02-29 | 2025-02-28
WAX HEATER | WAX HEATER | RENFERT | 14610000 | 2016-05-25 | 180 | 2024-03-18 | 2026-06-17
VENTILATOR | VENTILATOR | BREAS MEDICAL | NIPPY CLEARWAY | 2016-05-16 | 5400 | 2024-10-22 | 2025-10-01
AREA ALARM SYSTEM | MEDICAL GAS ALARM | SHIRE | SA-6 | 2016-09-20 | 420 | 2024-08-20 | 2024-11-20
AREA ALARM SYSTEM | MEDICAL GAS ALARM | SHIRE | SA-6 | 2016-09-20 | 420 | 2024-08-20 | 2024-11-20
AREA ALARM SYSTEM | MEDICAL GAS ALARM | SHIRE | SA-6 | 2016-10-28 | 420 | 2024-10-09 | 2025-01-20
AREA ALARM SYSTEM | MEDICAL GAS ALARM | SHIRE | SA-6 | 2016-10-28 | 420 | 2024-10-09 | 2025-01-20
AREA ALARM SYSTEM | MEDICAL GAS ALARM | SHIRE | SA-6 | 2016-10-28 | 420 | 2024-10-09 | 2025-01-20
EMERGENCY BACKFEED KIT | EMERGENCY BACKFEED KIT - SA7 | MEC CO. LTD | EKS2A7UN | 2016-08-05 | 877.2 | 2022-10-26 16:51 | 2027-10-26
EMERGENCY BACKFEED KIT | EMERGENCY BACKFEED KIT - N20 | MEC CO. LTD | EKS2N2ON | 2016-08-05 | 877.2 | 2022-10-26 16:45 | 2027-10-26
EMERGENCY BACKFEED KIT | EMERGENCY BACKFEED KIT O2/N20 | MEC CO. LTD | EKS2MIXN | 2016-08-05 | 877.2 | 2022-08-24 | 2027-08-24
DRILL | REVERSIBLE AIR DRILL WITH 10MM GEARED CHUCK | DRAPER TOOLS | 28829 | 2016-05-19 | 65.208 | 2022-05-16
STEP LADDER | STEP LADDER FIBREGLASS 10-TREAD | LYTE LTD | GFBB10 | 2015-06-05 | 114.996 | 2022-09-07
HUMIDIFIER | M SERIES HUMIDIFIER | RESPIRONICS | M SERIES HUMIDIFIER | 2016-09-20 | 144
BIPAP VENTILATORY SUPPORT SYSTEM | BIPAP VENTILATORY SUPPORT SYSTEM | RESPIRONICS | A40 | 2016-09-20 | 2913
COMPUTER - LAPTOP/NOTEBOOK | LAPTOP PC | HP | PROBOOK | 2016-05-10 | 0
NEBULIZER | ULTRANEBULISER | DEVILBISS | 2010-00-0-000-00 | 2016-05-10 | 0
ECG MODULE | ECG CABLE ADAPTOR | NORAV MEDICAL LTD | 1200M | 2016-05-10 | 0
CALIBRATION SYRINGE | CALIBRATION SYRINGE - 3 LITRE | VITALOGRAPH | 2040 | 2017-04-12 | 120
SPIROMETER | 6800 DESK SPIROMETER | VITALOGRAPH | 6800 | 2016-05-10 | 0
HANDPIECE | HANDPIECE | W&H UK LTD | S11 | 2016-05-04 | 720
PATIENT MONITOR | PATIENT MONITOR INTELLIVUE | PHILIPS LTD | MX450 | 2016-04-21 | 8677.656 | 2024-04-10 | 2027-11-15
MODULE HOLDER | MODULE HOLDER | PHILIPS LTD | FMS-4 | 2016-04-20 | 1200
PATIENT MONITOR | PATIENT MONITOR INTELLIVUE MX700 | PHILIPS LTD | MX700 | 2016-04-19 | 6538.704 | 2021-08-20 | 2024-11-15
DIGITAL HAND HELD | DIGITAL HAND HELD MULTIMETER - TRUE RMS | FLUKE | 175 | 2016-04-14 | 314.388 | 2024-05-23 | 2026-05-23
IN-EXSUFFLATOR (COUGH ASSIST SYSTEM) | MECHANICAL IN-EXSUFFLATOR | RESPIRONICS | COUGH ASSIST E70 | 2016-09-27 | 3960
BIPAP VENTILATORY SUPPORT SYSTEM | BIPAP VENTILATORY SUPPORT SYSTEM | RESPIRONICS | A40 | 2016-09-27 | 2913
IN-EXSUFFLATOR (COUGH ASSIST SYSTEM) | MECHANICAL IN-EXSUFFLATOR | RESPIRONICS | COUGH ASSIST E70 | 2016-09-27 | 3960
INFUSION PUMP | VOLUMETRIC INFUSION PUMP | FRESENIUS KABI | VOLUMAT MC AGILIA | 2016-08-24 | 360 | 2022-11-21 12:03 | 2024-10-15
INFUSION PUMP | VOLUMETRIC INFUSION PUMP | FRESENIUS KABI | VOLUMAT MC AGILIA | 2016-08-24 | 360 | 2023-07-27 | 2026-07-27
INFUSION PUMP | VOLUMETRIC INFUSION PUMP | FRESENIUS KABI | VOLUMAT MC AGILIA | 2016-08-24 | 360 | 2019-11-20 | 2024-10-15
INFUSION PUMP | VOLUMETRIC INFUSION PUMP | FRESENIUS KABI | VOLUMAT MC AGILIA | 2016-08-24 | 360 | 2022-12-13 11:46 | 2025-12-13
LIGHT SOURCE | LIGHT SOURCE - XENON NOVA 175 | KARL STORZ | 20131520 | 2016-07-21 | 4200 | 2023-11-22 | 2024-11-22
DIATHERMY MACHINE | ELECTRO SURGICAL GENERATOR | CONMED | SYSTEM 5000 | 2016-05-04 | 9064.8 | 2023-11-29 | 2024-11-29
DIATHERMY MACHINE | ELECTRO SURGICAL GENERATOR | CONMED | SYSTEM 5000 | 2016-05-04 | 9064.8 | 2024-04-18 | 2025-04-18
DIATHERMY MACHINE | ELECTRO SURGICAL GENERATOR | CONMED | SYSTEM 5000 | 2016-05-04 | 9064.8 | 2023-11-22 | 2024-11-22
INFUSION PUMP | VOLUMETRIC INFUSION PUMP | FRESENIUS KABI | VOLUMAT MC AGILIA | 2016-08-24 | 360 | 2023-01-26 15:02 | 2026-01-26
INFUSION PUMP | VOLUMETRIC INFUSION PUMP | FRESENIUS KABI | VOLUMAT MC AGILIA | 2016-08-24 | 360 | 2023-09-29 | 2026-09-29
DIAGNOSTIC SYSTEM | DIAGNOSTIC SYSTEM - WALL TRANSFORMER | WELCH ALLYN | GS777 | 2016-08-15 | 600
BRONCHOSCOPE | NASO-PHARYNGO-LARYNGO FIBRE SCOPE | PENTAX | FNL-10RBS | 2016-07-29 | 12000
BRONCHOSCOPE | NASO-PHARYNGO-LARYNGO FIBRE SCOPE | PENTAX | FNL-10RBS | 2016-07-29 | 12000
PUMP DOCKING STATION | PUMP DOCKING STATION | FRESENIUS KABI | LINK 4 + AGILIA | 2016-06-10 | 996 |  | 2025-09-15
SCALES | SCALES - WHEELCHAIR | MARSDEN | M-610 | 2016-04-08 | 810 | 2023-12-06 | 2024-11-15
SCALES | SCALES - CHAIR | SECA | 959 | 2016-04-07 | 834 | 2023-12-04 | 2024-11-15
SUCTION CONTROLLER | HIGH SUCTION REMOTE | THERAPY EQUIPMENT | DIAMOND RANGE HIGH (REMOTE) | 2016-07-01 | 96
SUCTION CONTROLLER | HIGH SUCTION REMOTE | THERAPY EQUIPMENT | DIAMOND RANGE HIGH (REMOTE) | 2016-05-03 | 120
CELLSAVER RECIRCULATOR | CELLSAVER RECIRCULATOR | SORIN BIOMED | SORIN XTRA | 2016-05-05 | 16510.716 | 2022-08-23 | 2024-09-15
CELLSAVER RECIRCULATOR | CELLSAVER RECIRCULATOR | SORIN BIOMED | SORIN XTRA | 2016-05-05 | 16510.716 | 2022-11-07 15:51 | 2024-11-07
CELLSAVER RECIRCULATOR | CELLSAVER RECIRCULATOR | SORIN BIOMED | SORIN XTRA | 2016-05-05 | 16510.716 | 2022-09-23 | 2024-09-15
CELLSAVER RECIRCULATOR | CELLSAVER RECIRCULATOR | SORIN BIOMED | SORIN XTRA | 2016-05-05 | 16510.716 | 2022-09-22 | 2024-09-15
IRRIGATION SYSTEM | IRRIGATION SYSTEM (ENDOSCOPY) | BYRNE MEDICAL | EGP-100 | 2016-05-03 | 1174.8 | 2023-11-02 | 2024-11-02
VAPORIZERS | VAPORIZER - SEVOFLURANE | DATEX-OHMEDA | TEC7 SEVO | 2016-04-26 | 2400 | 2023-06-16 | 2025-06-15
SUCTION CONTROLLER | HIGH SUCTION CONTROLLER | THERAPY EQUIPMENT | DIAMOND RANGE HIGH | 2016-04-19 | 96
COUCH | COUCH - VARIABLE H/L | MEDIPLINTH | MEDIPLINTH | 2016-04-13 | 1200 | 2019-09-24 | 2024-06-15
SUCTION CONTROLLER | HIGH SUCTION CONTROLLER | THERAPY EQUIPMENT | DIAMOND RANGE HIGH | 2016-04-05 | 96
HUMIDIFIER | HEATED HUMIDIFIER | F & P | MR810 | 2016-04-01 | 836.4 | 2023-11-23 | 2024-10-01
HUMIDIFIER | HEATED HUMIDIFIER | F & P | MR810 | 2016-04-01 | 836.4 | 2023-03-15 15:24 | 2025-02-01
ULTRASOUND PROBE | ULTRASOUND PROBE - TRANSESOPHAGEAL | GE LIMITED | 9T-RS | 2016-09-30 | 19889.712
ULTRASOUND PROBE | TEE RS PROBE ADAPTOR | GE LIMITED | 2417094 | 2016-09-30 | 300
COFFEE PERCULATOR/COFFEE MACHINE | COFFEE MACHINE | BOSCH | TA53202GB | 2016-10-13 | 72
UNINTERRUPTIBLE POWER SUPPLY | UNINTERRUPTIBLE POWER SUPPLY | EATON | PW9130 | 2016-12-29 | 2268
UNINTERRUPTIBLE POWER SUPPLY | UNINTERRUPTIBLE POWER SUPPLY | BORRI | B9000FXS | 2016-12-05 | 66240 | 2024-10-05 | 2025-01-05
C.T. SCANNER | SOMATOM DEFINITION AS+ | SIEMENS LTD | SOMATOM DEFINITION | 2016-10-27 | 573826.944 | 2024-09-28 | 2025-03-28
ULTRASOUND PROBE | ULTRASOUND PROBE | PHILIPS LTD | X5-1 | 2020-10-06 | 11880
ULTRASOUND PROBE | ULTRASOUND PROBE | PHILIPS LTD | D2CWC | 2016-05-26 | 2400
ULTRASOUND SCANNER | ULTRASOUND SCANNER | PHILIPS LTD | EPIQ 7C | 2016-05-26 | 157159.428 | 2024-05-14 | 2025-05-14
DENTAL X-RAY UNIT | INTRA-ORAL X-RAY MACHINE | SIRONA LTD | HELIODENT PLUS | 2016-03-31 | 3600 | 2023-10-19 | 2024-10-19
MOBILE X-RAY UNIT | MOBILE ART EVOLUTION X-RAY MOBILE | SHIMADZU | MUX-200-12-XC | 2016-03-30 | 31464 | 2024-08-27 | 2025-02-27
MOBILE X-RAY UNIT | MOBILE ART EVOLUTION X-RAY MOBILE | SHIMADZU | MUX-200-12-XC | 2016-03-30 | 31464 | 2024-08-07 | 2025-02-07
MOBILE X-RAY UNIT | MOBILE ART EVOLUTION X-RAY MOBILE | SHIMADZU | MUX-200-12-XC | 2016-03-30 | 31464 | 2024-08-07 | 2025-02-07
VITAL SIGNS MONITOR | VITAL SIGNS MONITOR: NBP/SPO2/TEMP. | WELCH ALLYN | SPOT 420(NBP/SPO2) | 2015-03-29 | 2400 | 2021-06-09 | 2026-06-15
VITAL SIGNS MONITOR | VITAL SIGNS MONITOR: NBP/SPO2/TEMP. | WELCH ALLYN | SPOT 420(NBP/SPO2) | 2015-03-29 | 2400 | 2023-04-19 14:04 | 2026-04-19
SYRINGE DRIVER | SYRINGE DRIVER | FRESENIUS KABI | INJECTOMAT MC AGILIA | 2016-03-22 | 360 | 2022-07-07 | 2025-07-07
SYRINGE DRIVER | SYRINGE DRIVER | FRESENIUS KABI | INJECTOMAT MC AGILIA | 2016-03-22 | 360 | 2022-08-04 | 2025-08-04
SYRINGE DRIVER | SYRINGE DRIVER | FRESENIUS KABI | INJECTOMAT MC AGILIA | 2016-03-22 | 360 | 2022-09-21 | 2025-09-21
SYRINGE DRIVER | SYRINGE DRIVER | FRESENIUS KABI | INJECTOMAT MC AGILIA | 2016-03-22 | 360 | 2022-10-26 | 2025-10-26
SYRINGE DRIVER | SYRINGE DRIVER | FRESENIUS KABI | INJECTOMAT MC AGILIA | 2016-03-22 | 360 | 2022-07-22 | 2025-07-22
SYRINGE DRIVER | SYRINGE DRIVER | FRESENIUS KABI | INJECTOMAT MC AGILIA | 2016-03-22 | 360 | 2022-08-02 | 2025-08-02
SYRINGE DRIVER | SYRINGE DRIVER | FRESENIUS KABI | INJECTOMAT MC AGILIA | 2016-03-22 | 360 | 2022-08-24 | 2025-08-24
SYRINGE DRIVER | SYRINGE DRIVER | FRESENIUS KABI | INJECTOMAT MC AGILIA | 2016-03-22 | 360 | 2024-08-07 | 2027-08-07
SYRINGE DRIVER | SYRINGE DRIVER | FRESENIUS KABI | INJECTOMAT MC AGILIA | 2016-03-22 | 360 | 2023-02-02 16:52 | 2026-02-02
SYRINGE DRIVER | SYRINGE DRIVER | FRESENIUS KABI | INJECTOMAT MC AGILIA | 2016-03-22 | 360 | 2022-08-17 | 2025-08-17
SYRINGE DRIVER | SYRINGE DRIVER | FRESENIUS KABI | INJECTOMAT MC AGILIA | 2016-03-22 | 360 | 2023-04-13 12:48 | 2026-04-13
SYRINGE DRIVER | SYRINGE DRIVER | FRESENIUS KABI | INJECTOMAT MC AGILIA | 2016-03-22 | 360 | 2022-09-05 | 2025-09-05
SYRINGE DRIVER | SYRINGE DRIVER | FRESENIUS KABI | INJECTOMAT MC AGILIA | 2016-03-22 | 360 | 2021-08-19 | 2024-08-19
SYRINGE DRIVER | SYRINGE DRIVER | FRESENIUS KABI | INJECTOMAT MC AGILIA | 2016-03-22 | 360 | 2022-06-27 | 2025-06-27
SYRINGE DRIVER | SYRINGE DRIVER | FRESENIUS KABI | INJECTOMAT MC AGILIA | 2016-03-22 | 360 | 2024-02-15 | 2027-02-15
SYRINGE DRIVER | SYRINGE DRIVER | FRESENIUS KABI | INJECTOMAT MC AGILIA | 2016-03-22 | 360 | 2023-07-04 | 2026-07-04
SYRINGE DRIVER | SYRINGE DRIVER | FRESENIUS KABI | INJECTOMAT MC AGILIA | 2016-03-22 | 360 | 2023-01-24 12:36 | 2026-01-24
SYRINGE DRIVER | SYRINGE DRIVER | FRESENIUS KABI | INJECTOMAT MC AGILIA | 2016-03-22 | 360 | 2022-11-24 15:59 | 2025-11-24
SYRINGE DRIVER | SYRINGE DRIVER | FRESENIUS KABI | INJECTOMAT MC AGILIA | 2016-03-22 | 360 | 2023-06-16 | 2026-06-16
SYRINGE DRIVER | SYRINGE DRIVER | FRESENIUS KABI | INJECTOMAT MC AGILIA | 2016-03-22 | 360 | 2023-01-06 09:36 | 2026-01-06
SYRINGE DRIVER | SYRINGE DRIVER | FRESENIUS KABI | INJECTOMAT MC AGILIA | 2016-03-22 | 360 | 2024-08-15 | 2027-08-15
SYRINGE DRIVER | SYRINGE DRIVER | FRESENIUS KABI | INJECTOMAT MC AGILIA | 2016-03-22 | 360 | 2022-07-21 | 2025-07-21
SYRINGE DRIVER | SYRINGE DRIVER | FRESENIUS KABI | INJECTOMAT MC AGILIA | 2016-03-22 | 360 | 2023-05-24 | 2026-05-24
SYRINGE DRIVER | SYRINGE DRIVER | FRESENIUS KABI | INJECTOMAT MC AGILIA | 2016-03-22 | 360 | 2022-10-07 | 2025-10-07
SYRINGE DRIVER | SYRINGE DRIVER | FRESENIUS KABI | INJECTOMAT MC AGILIA | 2016-03-22 | 360 | 2024-07-04 | 2027-07-04
SYRINGE DRIVER | SYRINGE DRIVER | FRESENIUS KABI | INJECTOMAT MC AGILIA | 2016-03-22 | 360 | 2021-09-22 | 2024-09-22
SYRINGE DRIVER | SYRINGE DRIVER | FRESENIUS KABI | INJECTOMAT MC AGILIA | 2016-03-22 | 360 | 2022-05-06 | 2025-05-06
SYRINGE DRIVER | SYRINGE DRIVER | FRESENIUS KABI | INJECTOMAT MC AGILIA | 2016-03-22 | 360 | 2022-06-17 | 2025-06-17
SYRINGE DRIVER | SYRINGE DRIVER | FRESENIUS KABI | INJECTOMAT MC AGILIA | 2016-03-22 | 360 | 2023-05-15 | 2026-05-15
SYRINGE DRIVER | SYRINGE DRIVER | FRESENIUS KABI | INJECTOMAT MC AGILIA | 2016-03-22 | 360 | 2022-12-07 16:28 | 2025-12-07
SYRINGE DRIVER | SYRINGE DRIVER | FRESENIUS KABI | INJECTOMAT MC AGILIA | 2016-03-22 | 360 | 2023-12-21 | 2026-12-21
SYRINGE DRIVER | SYRINGE DRIVER | FRESENIUS KABI | INJECTOMAT MC AGILIA | 2016-03-22 | 360 | 2023-02-23 09:22 | 2026-02-23
SYRINGE DRIVER | SYRINGE DRIVER | FRESENIUS KABI | INJECTOMAT MC AGILIA | 2016-03-22 | 360 | 2022-11-10 09:58 | 2025-11-10
SYRINGE DRIVER | SYRINGE DRIVER | FRESENIUS KABI | INJECTOMAT MC AGILIA | 2016-03-22 | 360 | 2023-05-11 | 2026-05-11
SYRINGE DRIVER | SYRINGE DRIVER | FRESENIUS KABI | INJECTOMAT MC AGILIA | 2016-03-22 | 360 | 2023-05-23 | 2026-05-23
SYRINGE DRIVER | SYRINGE DRIVER | FRESENIUS KABI | INJECTOMAT MC AGILIA | 2016-03-22 | 360 | 2022-11-24 15:39 | 2025-11-24
SYRINGE DRIVER | SYRINGE DRIVER | FRESENIUS KABI | INJECTOMAT MC AGILIA | 2016-03-22 | 360 | 2022-05-25 | 2025-05-25
SYRINGE DRIVER | SYRINGE DRIVER | FRESENIUS KABI | INJECTOMAT MC AGILIA | 2016-03-22 | 360 | 2023-05-22 | 2026-05-22
SYRINGE DRIVER | SYRINGE DRIVER | FRESENIUS KABI | INJECTOMAT MC AGILIA | 2016-03-22 | 360 | 2022-12-29 16:20 | 2025-12-29
SYRINGE DRIVER | SYRINGE DRIVER | FRESENIUS KABI | INJECTOMAT MC AGILIA | 2016-03-22 | 360 | 2021-09-24 | 2027-09-20
SYRINGE DRIVER | SYRINGE DRIVER | FRESENIUS KABI | INJECTOMAT MC AGILIA | 2016-03-22 | 360 | 2022-12-29 11:13 | 2025-12-29
SYRINGE DRIVER | SYRINGE DRIVER | FRESENIUS KABI | INJECTOMAT MC AGILIA | 2016-03-22 | 360 | 2022-07-20 | 2025-07-20
SYRINGE DRIVER | SYRINGE DRIVER | FRESENIUS KABI | INJECTOMAT MC AGILIA | 2016-03-22 | 360 | 2022-07-07 | 2025-07-07
SYRINGE DRIVER | SYRINGE DRIVER | FRESENIUS KABI | INJECTOMAT MC AGILIA | 2016-03-22 | 360 | 2022-07-26 | 2025-07-26
SYRINGE DRIVER | SYRINGE DRIVER | FRESENIUS KABI | INJECTOMAT MC AGILIA | 2016-03-22 | 360 | 2022-08-17 | 2025-08-17
SYRINGE DRIVER | SYRINGE DRIVER | FRESENIUS KABI | INJECTOMAT MC AGILIA | 2016-03-22 | 360 | 2022-11-22 14:38 | 2025-11-22
SYRINGE DRIVER | SYRINGE DRIVER | FRESENIUS KABI | INJECTOMAT MC AGILIA | 2016-03-22 | 360 | 2022-11-16 10:02 | 2025-11-16
SYRINGE DRIVER | SYRINGE DRIVER | FRESENIUS KABI | INJECTOMAT MC AGILIA | 2016-03-22 | 360 | 2023-05-23 | 2026-05-23
SYRINGE DRIVER | SYRINGE DRIVER | FRESENIUS KABI | INJECTOMAT MC AGILIA | 2016-03-22 | 360 | 2022-06-28 | 2025-06-28
SYRINGE DRIVER | SYRINGE DRIVER | FRESENIUS KABI | INJECTOMAT MC AGILIA | 2016-03-22 | 360 | 2023-03-08 14:26 | 2026-03-08
SYRINGE DRIVER | SYRINGE DRIVER | FRESENIUS KABI | INJECTOMAT MC AGILIA | 2016-03-22 | 360 | 2022-08-17 | 2025-08-17
SYRINGE DRIVER | SYRINGE DRIVER | FRESENIUS KABI | INJECTOMAT MC AGILIA | 2016-03-22 | 360 | 2022-12-07 08:28 | 2025-12-07
SYRINGE DRIVER | SYRINGE DRIVER | FRESENIUS KABI | INJECTOMAT MC AGILIA | 2016-03-22 | 360 | 2022-09-28 | 2025-09-28
SYRINGE DRIVER | SYRINGE DRIVER | FRESENIUS KABI | INJECTOMAT MC AGILIA | 2016-03-22 | 360 | 2022-07-25 | 2025-07-25
SYRINGE DRIVER | SYRINGE DRIVER | FRESENIUS KABI | INJECTOMAT MC AGILIA | 2016-03-22 | 360 | 2022-02-25 | 2025-02-25
SYRINGE DRIVER | SYRINGE DRIVER | FRESENIUS KABI | INJECTOMAT MC AGILIA | 2016-03-22 | 360 | 2023-02-16 14:32 | 2026-02-16
SYRINGE DRIVER | SYRINGE DRIVER | FRESENIUS KABI | INJECTOMAT MC AGILIA | 2016-03-22 | 360 | 2022-08-09 | 2025-08-09
SYRINGE DRIVER | SYRINGE DRIVER | FRESENIUS KABI | INJECTOMAT MC AGILIA | 2016-03-22 | 360 | 2023-06-07 | 2026-06-07
SYRINGE DRIVER | SYRINGE DRIVER | FRESENIUS KABI | INJECTOMAT MC AGILIA | 2016-03-22 | 360 | 2024-10-02 | 2027-10-02
SYRINGE DRIVER | SYRINGE DRIVER | FRESENIUS KABI | INJECTOMAT MC AGILIA | 2016-03-22 | 360 | 2022-07-20 | 2025-07-20
SYRINGE DRIVER | SYRINGE DRIVER | FRESENIUS KABI | INJECTOMAT MC AGILIA | 2016-03-22 | 360 | 2022-11-21 13:21 | 2025-11-21
SYRINGE DRIVER | SYRINGE DRIVER | FRESENIUS KABI | INJECTOMAT MC AGILIA | 2016-03-22 | 360 | 2022-12-20 09:29 | 2025-12-20
SYRINGE DRIVER | SYRINGE DRIVER | FRESENIUS KABI | INJECTOMAT MC AGILIA | 2016-03-22 | 360 | 2022-12-15 16:36 | 2025-12-15
SYRINGE DRIVER | SYRINGE DRIVER | FRESENIUS KABI | INJECTOMAT MC AGILIA | 2016-03-22 | 360 | 2022-12-20 08:28 | 2025-12-20
SYRINGE DRIVER | SYRINGE DRIVER | FRESENIUS KABI | INJECTOMAT MC AGILIA | 2016-03-22 | 360 | 2019-12-06 | 2025-11-13
SYRINGE DRIVER | SYRINGE DRIVER | FRESENIUS KABI | INJECTOMAT MC AGILIA | 2016-03-22 | 360 | 2022-05-24 | 2025-05-24
SYRINGE DRIVER | SYRINGE DRIVER | FRESENIUS KABI | INJECTOMAT MC AGILIA | 2016-03-22 | 360 | 2021-10-25 | 2024-10-25
SYRINGE DRIVER | SYRINGE DRIVER | FRESENIUS KABI | INJECTOMAT MC AGILIA | 2016-03-22 | 360 | 2023-05-18 | 2026-05-18
SYRINGE DRIVER | SYRINGE DRIVER | FRESENIUS KABI | INJECTOMAT MC AGILIA | 2016-03-22 | 360 | 2022-08-09 | 2025-08-09
SYRINGE DRIVER | SYRINGE DRIVER | FRESENIUS KABI | INJECTOMAT MC AGILIA | 2016-03-22 | 360 | 2023-01-24 13:11 | 2026-01-24
SYRINGE DRIVER | SYRINGE DRIVER | FRESENIUS KABI | INJECTOMAT MC AGILIA | 2016-03-22 | 360 | 2023-04-13 12:46 | 2026-04-13
SYRINGE DRIVER | SYRINGE DRIVER | FRESENIUS KABI | INJECTOMAT MC AGILIA | 2016-03-22 | 360 | 2022-06-29 | 2025-06-29
SYRINGE DRIVER | SYRINGE DRIVER | FRESENIUS KABI | INJECTOMAT MC AGILIA | 2016-03-22 | 360 | 2022-11-22 14:22 | 2025-11-22
SYRINGE DRIVER | SYRINGE DRIVER | FRESENIUS KABI | INJECTOMAT MC AGILIA | 2016-03-22 | 360 | 2022-08-08 | 2025-08-08
SYRINGE DRIVER | SYRINGE DRIVER | FRESENIUS KABI | INJECTOMAT MC AGILIA | 2016-03-22 | 360 | 2021-07-13 | 2024-07-13
SYRINGE DRIVER | SYRINGE DRIVER | FRESENIUS KABI | INJECTOMAT MC AGILIA | 2016-03-22 | 360 | 2022-07-21 | 2025-07-21
SYRINGE DRIVER | SYRINGE DRIVER | FRESENIUS KABI | INJECTOMAT MC AGILIA | 2016-03-22 | 360 | 2023-03-21 09:10 | 2026-03-21
SYRINGE DRIVER | SYRINGE DRIVER | FRESENIUS KABI | INJECTOMAT MC AGILIA | 2016-03-22 | 360 | 2022-09-15 | 2025-09-15
SYRINGE DRIVER | SYRINGE DRIVER | FRESENIUS KABI | INJECTOMAT MC AGILIA | 2016-03-22 | 360 | 2023-01-25 11:57 | 2026-01-25
SYRINGE DRIVER | SYRINGE DRIVER | FRESENIUS KABI | INJECTOMAT MC AGILIA | 2016-03-22 | 360 | 2022-10-10 | 2025-10-10
SYRINGE DRIVER | SYRINGE DRIVER | FRESENIUS KABI | INJECTOMAT MC AGILIA | 2016-03-22 | 360 | 2023-06-14 | 2026-06-14
SYRINGE DRIVER | SYRINGE DRIVER | FRESENIUS KABI | INJECTOMAT MC AGILIA | 2016-03-22 | 360 | 2023-01-20 11:56 | 2026-01-20
SYRINGE DRIVER | SYRINGE DRIVER | FRESENIUS KABI | INJECTOMAT MC AGILIA | 2016-03-22 | 360 | 2022-08-01 | 2025-08-01
SYRINGE DRIVER | SYRINGE DRIVER | FRESENIUS KABI | INJECTOMAT MC AGILIA | 2016-03-22 | 360 | 2023-03-13 08:35 | 2026-03-13
SYRINGE DRIVER | SYRINGE DRIVER | FRESENIUS KABI | INJECTOMAT MC AGILIA | 2016-03-22 | 360 | 2022-06-24 | 2025-06-24
SYRINGE DRIVER | SYRINGE DRIVER | FRESENIUS KABI | INJECTOMAT MC AGILIA | 2016-03-22 | 360 | 2022-08-10 | 2025-08-10
SYRINGE DRIVER | SYRINGE DRIVER | FRESENIUS KABI | INJECTOMAT MC AGILIA | 2016-03-22 | 360 | 2022-09-16 | 2025-09-16
SYRINGE DRIVER | SYRINGE DRIVER | FRESENIUS KABI | INJECTOMAT MC AGILIA | 2016-03-22 | 360 | 2022-08-17 | 2025-08-17
SYRINGE DRIVER | SYRINGE DRIVER | FRESENIUS KABI | INJECTOMAT MC AGILIA | 2016-03-22 | 360 | 2022-11-30 16:47 | 2025-11-30
SYRINGE DRIVER | SYRINGE DRIVER | FRESENIUS KABI | INJECTOMAT MC AGILIA | 2016-03-22 | 360 | 2022-05-26 | 2025-05-26
SYRINGE DRIVER | SYRINGE DRIVER | FRESENIUS KABI | INJECTOMAT MC AGILIA | 2016-03-22 | 360 | 2023-02-23 14:45 | 2026-02-23
SYRINGE DRIVER | SYRINGE DRIVER | FRESENIUS KABI | INJECTOMAT MC AGILIA | 2016-03-22 | 360 | 2022-12-15 12:53 | 2025-12-15
SYRINGE DRIVER | SYRINGE DRIVER | FRESENIUS KABI | INJECTOMAT MC AGILIA | 2016-03-22 | 360 | 2023-06-15 | 2026-06-15
SYRINGE DRIVER | SYRINGE DRIVER | FRESENIUS KABI | INJECTOMAT MC AGILIA | 2016-03-22 | 360 | 2023-01-23 12:38 | 2026-01-23
SYRINGE DRIVER | SYRINGE DRIVER | FRESENIUS KABI | INJECTOMAT MC AGILIA | 2016-03-22 | 360 | 2022-07-25 | 2025-07-25
SYRINGE DRIVER | SYRINGE DRIVER | FRESENIUS KABI | INJECTOMAT MC AGILIA | 2016-03-22 | 360 | 2023-05-18 | 2026-05-18
SYRINGE DRIVER | SYRINGE DRIVER | FRESENIUS KABI | INJECTOMAT MC AGILIA | 2016-03-22 | 360 | 2022-07-27 | 2025-07-27
SYRINGE DRIVER | SYRINGE DRIVER | FRESENIUS KABI | INJECTOMAT MC AGILIA | 2016-03-22 | 360 | 2022-09-05 | 2025-09-05
SYRINGE DRIVER | SYRINGE DRIVER | FRESENIUS KABI | INJECTOMAT MC AGILIA | 2016-03-22 | 360 | 2023-06-01 | 2026-06-01
SYRINGE DRIVER | SYRINGE DRIVER | FRESENIUS KABI | INJECTOMAT MC AGILIA | 2016-03-22 | 360 | 2023-07-04 | 2026-07-04
SYRINGE DRIVER | SYRINGE DRIVER | FRESENIUS KABI | INJECTOMAT MC AGILIA | 2016-03-22 | 360 | 2024-10-16 | 2027-10-16
SYRINGE DRIVER | SYRINGE DRIVER | FRESENIUS KABI | INJECTOMAT MC AGILIA | 2016-03-22 | 360 | 2022-07-25 | 2025-07-25
SYRINGE DRIVER | SYRINGE DRIVER | FRESENIUS KABI | INJECTOMAT MC AGILIA | 2016-03-22 | 360 | 2022-07-20 | 2025-07-20
SYRINGE DRIVER | SYRINGE DRIVER | FRESENIUS KABI | INJECTOMAT MC AGILIA | 2016-03-22 | 360 | 2023-04-11 15:05 | 2026-04-11
SYRINGE DRIVER | SYRINGE DRIVER | FRESENIUS KABI | INJECTOMAT MC AGILIA | 2016-03-22 | 360 | 2022-12-06 13:15 | 2025-12-06
SYRINGE DRIVER | SYRINGE DRIVER | FRESENIUS KABI | INJECTOMAT MC AGILIA | 2016-03-22 | 360 | 2023-01-04 15:10 | 2026-01-04
SYRINGE DRIVER | SYRINGE DRIVER | FRESENIUS KABI | INJECTOMAT MC AGILIA | 2016-03-22 | 360 | 2022-12-12 09:43 | 2025-12-12
SYRINGE DRIVER | SYRINGE DRIVER | FRESENIUS KABI | INJECTOMAT MC AGILIA | 2016-03-22 | 360 | 2022-09-05 | 2025-09-05
SYRINGE DRIVER | SYRINGE DRIVER | FRESENIUS KABI | INJECTOMAT MC AGILIA | 2016-03-22 | 360 | 2022-06-17 | 2025-06-17
SYRINGE DRIVER | SYRINGE DRIVER | FRESENIUS KABI | INJECTOMAT MC AGILIA | 2016-03-22 | 360 | 2023-04-12 08:39 | 2026-04-12
SYRINGE DRIVER | SYRINGE DRIVER | FRESENIUS KABI | INJECTOMAT MC AGILIA | 2016-03-22 | 360 | 2022-01-19 | 2025-01-19
SYRINGE DRIVER | SYRINGE DRIVER | FRESENIUS KABI | INJECTOMAT MC AGILIA | 2016-03-22 | 360 | 2023-04-27 | 2026-04-27
SYRINGE DRIVER | SYRINGE DRIVER | FRESENIUS KABI | INJECTOMAT MC AGILIA | 2016-03-22 | 360 | 2022-08-04 | 2025-08-04
SYRINGE DRIVER | SYRINGE DRIVER | FRESENIUS KABI | INJECTOMAT MC AGILIA | 2016-03-22 | 360 | 2022-10-14 | 2025-10-14
SYRINGE DRIVER | SYRINGE DRIVER | FRESENIUS KABI | INJECTOMAT MC AGILIA | 2016-03-22 | 360 | 2022-12-09 14:38 | 2025-12-09
SYRINGE DRIVER | SYRINGE DRIVER | FRESENIUS KABI | INJECTOMAT MC AGILIA | 2016-03-22 | 360 | 2022-09-05 | 2025-09-05
SYRINGE DRIVER | SYRINGE DRIVER | FRESENIUS KABI | INJECTOMAT MC AGILIA | 2016-03-22 | 360 | 2022-06-27 | 2025-06-27
SYRINGE DRIVER | SYRINGE DRIVER | FRESENIUS KABI | INJECTOMAT MC AGILIA | 2016-03-22 | 360 | 2022-07-26 | 2025-07-26
SYRINGE DRIVER | SYRINGE DRIVER | FRESENIUS KABI | INJECTOMAT MC AGILIA | 2016-03-22 | 360 | 2022-07-01 | 2025-07-01
SYRINGE DRIVER | SYRINGE DRIVER | FRESENIUS KABI | INJECTOMAT MC AGILIA | 2016-03-22 | 360 | 2023-01-24 12:59 | 2026-01-24
SYRINGE DRIVER | SYRINGE DRIVER | FRESENIUS KABI | INJECTOMAT MC AGILIA | 2016-03-22 | 360 | 2023-05-31 | 2026-05-31
SYRINGE DRIVER | SYRINGE DRIVER | FRESENIUS KABI | INJECTOMAT MC AGILIA | 2016-03-22 | 360 | 2022-09-05 | 2025-09-05
SYRINGE DRIVER | SYRINGE DRIVER | FRESENIUS KABI | INJECTOMAT MC AGILIA | 2016-03-22 | 360 | 2022-06-21 | 2025-06-21
SYRINGE DRIVER | SYRINGE DRIVER | FRESENIUS KABI | INJECTOMAT MC AGILIA | 2016-03-22 | 360 | 2021-06-04 | 2024-06-04
SYRINGE DRIVER | SYRINGE DRIVER | FRESENIUS KABI | INJECTOMAT MC AGILIA | 2016-03-22 | 360 | 2022-03-03 | 2025-03-03
SYRINGE DRIVER | SYRINGE DRIVER | FRESENIUS KABI | INJECTOMAT MC AGILIA | 2016-03-22 | 360 | 2023-02-20 09:37 | 2026-02-20
SYRINGE DRIVER | SYRINGE DRIVER | FRESENIUS KABI | INJECTOMAT MC AGILIA | 2016-03-22 | 360 | 2023-11-18 | 2026-11-18
SYRINGE DRIVER | SYRINGE DRIVER | FRESENIUS KABI | INJECTOMAT MC AGILIA | 2016-03-22 | 360 | 2022-06-30 | 2025-06-30
SYRINGE DRIVER | SYRINGE DRIVER | FRESENIUS KABI | INJECTOMAT MC AGILIA | 2016-03-22 | 360 | 2022-06-22 | 2025-06-22
SYRINGE DRIVER | SYRINGE DRIVER | FRESENIUS KABI | INJECTOMAT MC AGILIA | 2016-03-22 | 360 | 2022-11-16 12:27 | 2025-11-16
SYRINGE DRIVER | SYRINGE DRIVER | FRESENIUS KABI | INJECTOMAT MC AGILIA | 2016-03-22 | 360 | 2023-05-25 | 2026-05-25
SYRINGE DRIVER | SYRINGE DRIVER | FRESENIUS KABI | INJECTOMAT MC AGILIA | 2016-03-22 | 360 | 2022-08-03 | 2025-08-03
SYRINGE DRIVER | SYRINGE DRIVER | FRESENIUS KABI | INJECTOMAT MC AGILIA | 2016-03-22 | 360 | 2022-06-29 | 2025-06-29
SYRINGE DRIVER | SYRINGE DRIVER | FRESENIUS KABI | INJECTOMAT MC AGILIA | 2016-03-22 | 360 | 2024-02-15 | 2027-02-15
SYRINGE DRIVER | SYRINGE DRIVER | FRESENIUS KABI | INJECTOMAT MC AGILIA | 2016-03-22 | 360 | 2022-06-23 | 2025-06-23
SYRINGE DRIVER | SYRINGE DRIVER | FRESENIUS KABI | INJECTOMAT MC AGILIA | 2016-03-22 | 360 | 2022-10-07 | 2025-10-07
SYRINGE DRIVER | SYRINGE DRIVER | FRESENIUS KABI | INJECTOMAT MC AGILIA | 2016-03-22 | 360 | 2023-01-19 16:42 | 2026-01-19
SYRINGE DRIVER | SYRINGE DRIVER | FRESENIUS KABI | INJECTOMAT MC AGILIA | 2016-03-22 | 360 | 2022-06-08 | 2025-06-08
SYRINGE DRIVER | SYRINGE DRIVER | FRESENIUS KABI | INJECTOMAT MC AGILIA | 2016-03-22 | 360 | 2022-06-22 | 2025-06-22
SYRINGE DRIVER | SYRINGE DRIVER | FRESENIUS KABI | INJECTOMAT MC AGILIA | 2016-03-22 | 360 | 2022-10-27 15:36 | 2025-10-27
SYRINGE DRIVER | SYRINGE DRIVER | FRESENIUS KABI | INJECTOMAT MC AGILIA | 2016-03-22 | 360 | 2022-10-13 | 2025-10-13
BRONCHOSCOPE | BRONCHOSCOPE | OLYMPUS | BF260 | 2016-03-18 | 30000
BRONCHOSCOPE | BRONCHOSCOPE | OLYMPUS | BF-IT260 | 2016-03-18 | 30000
BIPAP VENTILATORY SUPPORT SYSTEM | BIPAP VENTILATORY SUPPORT SYSTEM | RESPIRONICS | A40 | 2016-06-20 | 2913
BIPAP VENTILATORY SUPPORT SYSTEM | BIPAP VENTILATORY SUPPORT SYSTEM | RESPIRONICS | A40 | 2016-09-21 | 2913
BIPAP VENTILATORY SUPPORT SYSTEM | BIPAP VENTILATORY SUPPORT SYSTEM | RESPIRONICS | A40 | 2016-09-21 | 2913
BIPAP VENTILATORY SUPPORT SYSTEM | BIPAP VENTILATORY SUPPORT SYSTEM | RESPIRONICS | A40 | 2016-09-21 | 2913
BIPAP VENTILATORY SUPPORT SYSTEM | BIPAP VENTILATORY SUPPORT SYSTEM | RESPIRONICS | A40 | 2016-09-21 | 2913
BIPAP VENTILATORY SUPPORT SYSTEM | BIPAP VENTILATORY SUPPORT SYSTEM | RESPIRONICS | A40 | 2016-09-21 | 2913
BIPAP VENTILATORY SUPPORT SYSTEM | BIPAP VENTILATORY SUPPORT SYSTEM | RESPIRONICS | A40 | 2016-09-21 | 2913
BIPAP VENTILATORY SUPPORT SYSTEM | BIPAP VENTILATORY SUPPORT SYSTEM | RESPIRONICS | A40 | 2016-09-21 | 2913
IN-EXSUFFLATOR (COUGH ASSIST SYSTEM) | MECHANICAL IN-EXSUFFLATOR | RESPIRONICS | COUGH ASSIST E70 | 2016-09-21 | 3960
BIPAP VENTILATORY SUPPORT SYSTEM | TRILOGY 100 VENTILATOR | RESPIRONICS | TRILOGY 100 | 2016-09-20 | 4303.2
IN-EXSUFFLATOR (COUGH ASSIST SYSTEM) | MECHANICAL IN-EXSUFFLATOR | RESPIRONICS | COUGH ASSIST E70 | 2016-09-20 | 3960
IN-EXSUFFLATOR (COUGH ASSIST SYSTEM) | MECHANICAL IN-EXSUFFLATOR | RESPIRONICS | COUGH ASSIST E70 | 2016-09-20 | 3960
BIPAP VENTILATORY SUPPORT SYSTEM | BIPAP VENTILATORY SUPPORT SYSTEM | RESPIRONICS | A40 | 2016-09-20 | 2913
NEBULIZER | NEBULIZER | RESPIRONICS | DELUXE 230V/50HZ | 2016-09-07 | 95.04
NEBULIZER | NEBULIZER | RESPIRONICS | DELUXE 230V/50HZ | 2016-09-07 | 95.04
NEBULIZER | NEBULIZER | RESPIRONICS | DELUXE 230V/50HZ | 2016-09-07 | 95.04
NEBULIZER | NEBULIZER | RESPIRONICS | DELUXE 230V/50HZ | 2016-09-07 | 95.04
NEBULIZER | NEBULIZER | RESPIRONICS | DELUXE 230V/50HZ | 2016-09-07 | 95.04
NEBULIZER | NEBULIZER | RESPIRONICS | DELUXE 230V/50HZ | 2016-09-07 | 95.04
NEBULIZER | NEBULIZER | RESPIRONICS | DELUXE 230V/50HZ | 2016-09-07 | 95.04
NEBULIZER | NEBULIZER | RESPIRONICS | DELUXE 230V/50HZ | 2016-09-07 | 95.04
NEBULIZER | NEBULIZER | RESPIRONICS | DELUXE 230V/50HZ | 2016-07-15 | 95.04
NEBULIZER | NEBULIZER | RESPIRONICS | DELUXE 230V/50HZ | 2016-07-15 | 95.04
NEBULIZER | NEBULIZER | RESPIRONICS | DELUXE 230V/50HZ | 2016-07-15 | 95.04
NEBULIZER | NEBULIZER | RESPIRONICS | DELUXE 230V/50HZ | 2016-07-15 | 95.04
NEBULIZER | NEBULIZER | RESPIRONICS | DELUXE 230V/50HZ | 2016-07-15 | 95.04
NEBULIZER | NEBULIZER | RESPIRONICS | DELUXE 230V/50HZ | 2016-07-15 | 95.04
NEBULIZER | NEBULIZER | RESPIRONICS | DELUXE 230V/50HZ | 2016-07-15 | 95.04
NEBULIZER | NEBULIZER | RESPIRONICS | DELUXE 230V/50HZ | 2016-07-15 | 95.04
NEBULIZER | NEBULIZER | RESPIRONICS | DELUXE 230V/50HZ | 2016-07-15 | 95.04
NEBULIZER | NEBULIZER | RESPIRONICS | DELUXE 230V/50HZ | 2016-07-15 | 95.04
NEBULIZER | NEBULIZER | RESPIRONICS | DELUXE 230V/50HZ | 2016-07-15 | 95.04
NEBULIZER | NEBULIZER | RESPIRONICS | DELUXE 230V/50HZ | 2016-07-15 | 95.04
NEBULIZER | NEBULIZER | RESPIRONICS | DELUXE 230V/50HZ | 2016-07-15 | 95.04
NEBULIZER | NEBULIZER | RESPIRONICS | DELUXE 230V/50HZ | 2016-07-15 | 95.04
NEBULIZER | NEBULIZER | RESPIRONICS | DELUXE 230V/50HZ | 2016-07-15 | 95.04
NEBULIZER | NEBULIZER | RESPIRONICS | DELUXE 230V/50HZ | 2016-07-15 | 95.04
NEBULIZER | NEBULIZER | RESPIRONICS | DELUXE 230V/50HZ | 2016-07-15 | 95.04
NEBULIZER | NEBULIZER | RESPIRONICS | DELUXE 230V/50HZ | 2016-07-15 | 95.04
NEBULIZER | NEBULIZER | RESPIRONICS | DELUXE 230V/50HZ | 2016-07-15 | 95.04
NEBULIZER | NEBULIZER | RESPIRONICS | DELUXE 230V/50HZ | 2016-07-15 | 95.04
NEBULIZER | NEBULIZER | RESPIRONICS | DELUXE 230V/50HZ | 2016-07-15 | 95.04
NEBULIZER | NEBULIZER | RESPIRONICS | DELUXE 230V/50HZ | 2016-07-15 | 95.04
NEBULIZER | NEBULIZER | RESPIRONICS | DELUXE 230V/50HZ | 2016-07-15 | 95.04
NEBULIZER | NEBULIZER | RESPIRONICS | DELUXE 230V/50HZ | 2016-07-15 | 95.04
NEBULIZER | NEBULIZER | RESPIRONICS | DELUXE 230V/50HZ | 2016-07-15 | 95.04
NEBULIZER | NEBULIZER | RESPIRONICS | DELUXE 230V/50HZ | 2016-07-15 | 95.04
NEBULIZER | NEBULIZER | RESPIRONICS | DELUXE 230V/50HZ | 2016-05-12 | 95.04
NEBULIZER | NEBULIZER | RESPIRONICS | DELUXE 230V/50HZ | 2016-05-12 | 95.04
NEBULIZER | NEBULIZER | RESPIRONICS | DELUXE 230V/50HZ | 2016-05-12 | 95.04
NEBULIZER | NEBULIZER | RESPIRONICS | DELUXE 230V/50HZ | 2016-05-12 | 95.04
NEBULIZER | NEBULIZER | RESPIRONICS | DELUXE 230V/50HZ | 2016-05-12 | 95.04
NEBULIZER | NEBULIZER | RESPIRONICS | DELUXE 230V/50HZ | 2016-05-12 | 95.04
NEBULIZER | NEBULIZER | RESPIRONICS | DELUXE 230V/50HZ | 2016-05-12 | 95.04
NEBULIZER | NEBULIZER | RESPIRONICS | DELUXE 230V/50HZ | 2016-05-12 | 95.04
NEBULIZER | NEBULIZER | RESPIRONICS | DELUXE 230V/50HZ | 2016-05-12 | 95.04
NEBULIZER | NEBULIZER | RESPIRONICS | DELUXE 230V/50HZ | 2016-05-12 | 95.04
NEBULIZER | NEBULIZER | RESPIRONICS | DELUXE 230V/50HZ | 2016-05-12 | 95.04
NEBULIZER | NEBULIZER | RESPIRONICS | DELUXE 230V/50HZ | 2016-05-12 | 95.04
NEBULIZER | NEBULIZER | RESPIRONICS | DELUXE 230V/50HZ | 2016-05-12 | 95.04
NEBULIZER | NEBULIZER | RESPIRONICS | DELUXE 230V/50HZ | 2016-05-12 | 95.04
NEBULIZER | NEBULIZER | RESPIRONICS | DELUXE 230V/50HZ | 2016-05-12 | 95.04
NEBULIZER | NEBULIZER | RESPIRONICS | DELUXE 230V/50HZ | 2016-05-12 | 95.04
NEBULIZER | NEBULIZER | RESPIRONICS | DELUXE 230V/50HZ | 2016-05-12 | 95.04
NEBULIZER | NEBULIZER | RESPIRONICS | DELUXE 230V/50HZ | 2016-05-12 | 95.04
NEBULIZER | NEBULIZER | RESPIRONICS | DELUXE 230V/50HZ | 2016-05-12 | 95.04
NEBULIZER | NEBULIZER | RESPIRONICS | DELUXE 230V/50HZ | 2016-05-12 | 95.04
NEBULIZER | NEBULIZER | RESPIRONICS | DELUXE 230V/50HZ | 2016-05-12 | 95.04
NEBULIZER | NEBULIZER | RESPIRONICS | DELUXE 230V/50HZ | 2016-05-12 | 95.04
NEBULIZER | NEBULIZER | RESPIRONICS | DELUXE 230V/50HZ | 2016-05-12 | 95.04
NEBULIZER | NEBULIZER | RESPIRONICS | DELUXE 230V/50HZ | 2016-05-12 | 95.04
NEBULIZER | NEBULIZER | RESPIRONICS | DELUXE 230V/50HZ | 2016-05-12 | 95.04
NEBULIZER | NEBULIZER | RESPIRONICS | DELUXE 230V/50HZ | 2016-04-26 | 95.04
NEBULIZER | NEBULIZER | PHILIPS LTD | INNOSPIRE DELUXE | 2019-04-11 | 126
INFUSION PUMP | VOLUMETRIC INFUSION PUMP | FRESENIUS KABI | VOLUMAT MC AGILIA | 2016-05-18 | 360 | 2024-03-07 | 2027-03-07
INFUSION PUMP | VOLUMETRIC INFUSION PUMP | FRESENIUS KABI | VOLUMAT MC AGILIA | 2016-05-18 | 360 | 2022-06-06 | 2025-06-06
INFUSION PUMP | VOLUMETRIC INFUSION PUMP | FRESENIUS KABI | VOLUMAT MC AGILIA | 2016-05-18 | 360 | 2023-03-02 12:19 | 2026-03-02
INFUSION PUMP | VOLUMETRIC INFUSION PUMP | FRESENIUS KABI | VOLUMAT MC AGILIA | 2016-05-18 | 360 | 2022-10-04 | 2025-10-04
INFUSION PUMP | VOLUMETRIC INFUSION PUMP | FRESENIUS KABI | VOLUMAT MC AGILIA | 2016-05-18 | 360 | 2024-08-19 | 2027-08-19
INFUSION PUMP | VOLUMETRIC INFUSION PUMP | FRESENIUS KABI | VOLUMAT MC AGILIA | 2016-05-18 | 360 | 2024-07-18 | 2027-07-18
INFUSION PUMP | VOLUMETRIC INFUSION PUMP | FRESENIUS KABI | VOLUMAT MC AGILIA | 2016-05-18 | 360 | 2024-03-14 | 2027-03-14
INFUSION PUMP | VOLUMETRIC INFUSION PUMP | FRESENIUS KABI | VOLUMAT MC AGILIA | 2016-05-18 | 360 | 2023-04-26 | 2026-04-26
INFUSION PUMP | VOLUMETRIC INFUSION PUMP | FRESENIUS KABI | VOLUMAT MC AGILIA | 2016-05-18 | 360 | 2023-01-25 09:07 | 2026-01-25
INFUSION PUMP | VOLUMETRIC INFUSION PUMP | FRESENIUS KABI | VOLUMAT MC AGILIA | 2016-05-18 | 360 | 2021-10-25 | 2024-10-25
INFUSION PUMP | VOLUMETRIC INFUSION PUMP | FRESENIUS KABI | VOLUMAT MC AGILIA | 2016-05-18 | 360 | 2024-04-15 | 2027-04-15
INFUSION PUMP | VOLUMETRIC INFUSION PUMP | FRESENIUS KABI | VOLUMAT MC AGILIA | 2016-05-18 | 360 | 2024-03-11 | 2027-03-11
INFUSION PUMP | VOLUMETRIC INFUSION PUMP | FRESENIUS KABI | VOLUMAT MC AGILIA | 2016-05-18 | 360 | 2024-03-08 | 2027-03-08
INFUSION PUMP | VOLUMETRIC INFUSION PUMP | FRESENIUS KABI | VOLUMAT MC AGILIA | 2016-05-18 | 360 | 2022-08-04 | 2025-08-04
INFUSION PUMP | VOLUMETRIC INFUSION PUMP | FRESENIUS KABI | VOLUMAT MC AGILIA | 2016-05-18 | 360 | 2023-04-06 09:30 | 2026-04-06
INFUSION PUMP | VOLUMETRIC INFUSION PUMP | FRESENIUS KABI | VOLUMAT MC AGILIA | 2016-05-18 | 360 | 2023-02-14 09:11 | 2026-02-14
INFUSION PUMP | VOLUMETRIC INFUSION PUMP | FRESENIUS KABI | VOLUMAT MC AGILIA | 2016-05-18 | 360 | 2023-07-11 | 2026-07-11
INFUSION PUMP | VOLUMETRIC INFUSION PUMP | FRESENIUS KABI | VOLUMAT MC AGILIA | 2016-05-18 | 360 | 2022-07-25 | 2025-07-25
INFUSION PUMP | VOLUMETRIC INFUSION PUMP | FRESENIUS KABI | VOLUMAT MC AGILIA | 2016-05-18 | 360 | 2022-09-26 | 2025-09-26
INFUSION PUMP | VOLUMETRIC INFUSION PUMP | FRESENIUS KABI | VOLUMAT MC AGILIA | 2016-05-18 | 360 | 2023-06-05 | 2026-06-05
INFUSION PUMP | VOLUMETRIC INFUSION PUMP | FRESENIUS KABI | VOLUMAT MC AGILIA | 2016-05-18 | 360 | 2021-06-28 | 2024-06-28
INFUSION PUMP | VOLUMETRIC INFUSION PUMP | FRESENIUS KABI | VOLUMAT MC AGILIA | 2016-05-18 | 360 | 2023-04-11 14:26 | 2026-04-11
INFUSION PUMP | VOLUMETRIC INFUSION PUMP | FRESENIUS KABI | VOLUMAT MC AGILIA | 2016-05-18 | 360 | 2023-01-27 09:24 | 2026-01-27
INFUSION PUMP | VOLUMETRIC INFUSION PUMP | FRESENIUS KABI | VOLUMAT MC AGILIA | 2016-05-18 | 360 | 2022-11-16 15:32 | 2025-11-16
INFUSION PUMP | VOLUMETRIC INFUSION PUMP | FRESENIUS KABI | VOLUMAT MC AGILIA | 2016-05-18 | 360 | 2022-09-30 | 2025-09-30
INFUSION PUMP | VOLUMETRIC INFUSION PUMP | FRESENIUS KABI | VOLUMAT MC AGILIA | 2016-05-18 | 360 | 2023-06-21 | 2026-06-21
INFUSION PUMP | VOLUMETRIC INFUSION PUMP | FRESENIUS KABI | VOLUMAT MC AGILIA | 2016-05-18 | 360 | 2023-03-03 14:43 | 2026-03-03
INFUSION PUMP | VOLUMETRIC INFUSION PUMP | FRESENIUS KABI | VOLUMAT MC AGILIA | 2016-05-18 | 360 | 2023-05-05 | 2026-05-05
INFUSION PUMP | VOLUMETRIC INFUSION PUMP | FRESENIUS KABI | VOLUMAT MC AGILIA | 2016-05-18 | 360 | 2023-04-04 08:39 | 2026-04-04
INFUSION PUMP | VOLUMETRIC INFUSION PUMP | FRESENIUS KABI | VOLUMAT MC AGILIA | 2016-05-18 | 360 | 2023-02-01 11:30 | 2026-02-01
INFUSION PUMP | VOLUMETRIC INFUSION PUMP | FRESENIUS KABI | VOLUMAT MC AGILIA | 2016-05-18 | 360 | 2019-10-03 | 2024-10-15
INFUSION PUMP | VOLUMETRIC INFUSION PUMP | FRESENIUS KABI | VOLUMAT MC AGILIA | 2016-05-18 | 360 | 2023-06-09 | 2026-06-09
INFUSION PUMP | VOLUMETRIC INFUSION PUMP | FRESENIUS KABI | VOLUMAT MC AGILIA | 2016-05-18 | 360 | 2019-06-20 | 2024-10-15
INFUSION PUMP | VOLUMETRIC INFUSION PUMP | FRESENIUS KABI | VOLUMAT MC AGILIA | 2016-05-18 | 360 | 2022-11-16 11:41 | 2025-11-16
INFUSION PUMP | VOLUMETRIC INFUSION PUMP | FRESENIUS KABI | VOLUMAT MC AGILIA | 2016-05-18 | 360 | 2023-05-03 | 2026-05-03
INFUSION PUMP | VOLUMETRIC INFUSION PUMP | FRESENIUS KABI | VOLUMAT MC AGILIA | 2016-05-18 | 360 | 2024-07-19 | 2027-07-19
INFUSION PUMP | VOLUMETRIC INFUSION PUMP | FRESENIUS KABI | VOLUMAT MC AGILIA | 2016-05-18 | 360 | 2024-07-19 | 2027-07-19
INFUSION PUMP | VOLUMETRIC INFUSION PUMP | FRESENIUS KABI | VOLUMAT MC AGILIA | 2016-05-18 | 360 | 2023-10-20 | 2026-10-20
INFUSION PUMP | VOLUMETRIC INFUSION PUMP | FRESENIUS KABI | VOLUMAT MC AGILIA | 2021-04-08 | 360 | 2021-04-08 | 2024-04-08
INFUSION PUMP | VOLUMETRIC INFUSION PUMP | FRESENIUS KABI | VOLUMAT MC AGILIA | 2016-05-18 | 360 | 2024-07-18 | 2027-07-18
INFUSION PUMP | VOLUMETRIC INFUSION PUMP | FRESENIUS KABI | VOLUMAT MC AGILIA | 2016-05-18 | 360 | 2024-08-19 | 2027-08-19
INFUSION PUMP | VOLUMETRIC INFUSION PUMP | FRESENIUS KABI | VOLUMAT MC AGILIA | 2016-05-18 | 360 | 2024-08-19 | 2027-08-19
INFUSION PUMP | VOLUMETRIC INFUSION PUMP | FRESENIUS KABI | VOLUMAT MC AGILIA | 2016-05-18 | 360 | 2023-10-20 | 2026-10-20
INFUSION PUMP | VOLUMETRIC INFUSION PUMP | FRESENIUS KABI | VOLUMAT MC AGILIA | 2016-05-18 | 360 | 2024-07-18 | 2027-07-18
INFUSION PUMP | VOLUMETRIC INFUSION PUMP | FRESENIUS KABI | VOLUMAT MC AGILIA | 2016-05-18 | 360 | 2021-05-11 | 2024-05-11
INFUSION PUMP | VOLUMETRIC INFUSION PUMP | FRESENIUS KABI | VOLUMAT MC AGILIA | 2016-05-18 | 360 | 2024-07-19 | 2027-07-19
INFUSION PUMP | VOLUMETRIC INFUSION PUMP | FRESENIUS KABI | VOLUMAT MC AGILIA | 2016-05-18 | 360 | 2020-02-25 | 2024-10-15
INFUSION PUMP | VOLUMETRIC INFUSION PUMP | FRESENIUS KABI | VOLUMAT MC AGILIA | 2020-02-21 | 360 | 2023-03-03 12:49 | 2026-03-03
INFUSION PUMP | VOLUMETRIC INFUSION PUMP | FRESENIUS KABI | VOLUMAT MC AGILIA | 2016-05-18 | 360 | 2023-01-25 13:12 | 2026-01-25
INFUSION PUMP | VOLUMETRIC INFUSION PUMP | FRESENIUS KABI | VOLUMAT MC AGILIA | 2016-05-18 | 360 | 2020-02-07 | 2024-10-15
INFUSION PUMP | VOLUMETRIC INFUSION PUMP | FRESENIUS KABI | VOLUMAT MC AGILIA | 2016-05-18 | 360 | 2024-01-17 | 2027-01-17
INFUSION PUMP | VOLUMETRIC INFUSION PUMP | FRESENIUS KABI | VOLUMAT MC AGILIA | 2016-05-18 | 360 | 2024-03-06 | 2027-03-06
INFUSION PUMP | VOLUMETRIC INFUSION PUMP | FRESENIUS KABI | VOLUMAT MC AGILIA | 2016-05-18 | 360 | 2024-04-15 | 2027-04-15
INFUSION PUMP | VOLUMETRIC INFUSION PUMP | FRESENIUS KABI | VOLUMAT MC AGILIA | 2016-05-18 | 360 | 2023-03-14 09:09 | 2026-03-14
INFUSION PUMP | VOLUMETRIC INFUSION PUMP | FRESENIUS KABI | VOLUMAT MC AGILIA | 2016-05-18 | 360 | 2023-03-03 09:11 | 2026-03-03
INFUSION PUMP | VOLUMETRIC INFUSION PUMP | FRESENIUS KABI | VOLUMAT MC AGILIA | 2016-05-18 | 360 | 2024-06-12 | 2027-06-12
INFUSION PUMP | VOLUMETRIC INFUSION PUMP | FRESENIUS KABI | VOLUMAT MC AGILIA | 2016-05-18 | 360 | 2021-12-23 | 2024-12-23
INFUSION PUMP | VOLUMETRIC INFUSION PUMP | FRESENIUS KABI | VOLUMAT MC AGILIA | 2016-05-18 | 360 | 2023-05-04 | 2026-05-04
INFUSION PUMP | VOLUMETRIC INFUSION PUMP | FRESENIUS KABI | VOLUMAT MC AGILIA | 2016-05-18 | 360 | 2024-09-25 | 2027-09-25
INFUSION PUMP | VOLUMETRIC INFUSION PUMP | FRESENIUS KABI | VOLUMAT MC AGILIA | 2016-05-18 | 360 | 2023-04-03 11:52 | 2026-04-03
INFUSION PUMP | VOLUMETRIC INFUSION PUMP | FRESENIUS KABI | VOLUMAT MC AGILIA | 2016-05-18 | 360 | 2023-10-06 | 2026-10-06
INFUSION PUMP | VOLUMETRIC INFUSION PUMP | FRESENIUS KABI | VOLUMAT MC AGILIA | 2016-05-18 | 360 | 2023-03-22 10:16 | 2026-03-22
INFUSION PUMP | VOLUMETRIC INFUSION PUMP | FRESENIUS KABI | VOLUMAT MC AGILIA | 2016-05-18 | 360 | 2023-06-05 | 2026-06-05
INFUSION PUMP | VOLUMETRIC INFUSION PUMP | FRESENIUS KABI | VOLUMAT MC AGILIA | 2016-05-18 | 360 | 2023-04-05 08:53 | 2026-04-05
INFUSION PUMP | VOLUMETRIC INFUSION PUMP | FRESENIUS KABI | VOLUMAT MC AGILIA | 2016-05-18 | 360 | 2022-04-14 | 2025-04-14
INFUSION PUMP | VOLUMETRIC INFUSION PUMP | FRESENIUS KABI | VOLUMAT MC AGILIA | 2016-05-18 | 360 | 2022-12-28 09:37 | 2025-12-28
INFUSION PUMP | VOLUMETRIC INFUSION PUMP | FRESENIUS KABI | VOLUMAT MC AGILIA | 2016-05-18 | 360 | 2022-04-13 | 2025-04-13
INFUSION PUMP | VOLUMETRIC INFUSION PUMP | FRESENIUS KABI | VOLUMAT MC AGILIA | 2016-05-18 | 360 | 2023-03-02 14:19 | 2026-03-02
INFUSION PUMP | VOLUMETRIC INFUSION PUMP | FRESENIUS KABI | VOLUMAT MC AGILIA | 2016-05-18 | 360 | 2022-07-27 | 2025-07-27
INFUSION PUMP | VOLUMETRIC INFUSION PUMP | FRESENIUS KABI | VOLUMAT MC AGILIA | 2016-05-18 | 360 | 2021-12-08 | 2024-12-08
INFUSION PUMP | VOLUMETRIC INFUSION PUMP | FRESENIUS KABI | VOLUMAT MC AGILIA | 2016-05-18 | 360 | 2022-07-05 | 2025-07-05
INFUSION PUMP | VOLUMETRIC INFUSION PUMP | FRESENIUS KABI | VOLUMAT MC AGILIA | 2016-05-18 | 360 | 2019-12-02 | 2024-10-15
INFUSION PUMP | VOLUMETRIC INFUSION PUMP | FRESENIUS KABI | VOLUMAT MC AGILIA | 2016-05-18 | 360 | 2022-06-28 | 2025-06-28
INFUSION PUMP | VOLUMETRIC INFUSION PUMP | FRESENIUS KABI | VOLUMAT MC AGILIA | 2016-05-18 | 360 | 2023-08-25 | 2026-08-25
INFUSION PUMP | VOLUMETRIC INFUSION PUMP | FRESENIUS KABI | VOLUMAT MC AGILIA | 2016-05-18 | 360 | 2023-01-31 13:07 | 2026-01-31
INFUSION PUMP | VOLUMETRIC INFUSION PUMP | FRESENIUS KABI | VOLUMAT MC AGILIA | 2016-05-18 | 360 | 2024-04-15 | 2027-04-15
INFUSION PUMP | VOLUMETRIC INFUSION PUMP | FRESENIUS KABI | VOLUMAT MC AGILIA | 2016-05-18 | 360 | 2022-07-27 | 2025-07-27
INFUSION PUMP | VOLUMETRIC INFUSION PUMP | FRESENIUS KABI | VOLUMAT MC AGILIA | 2016-05-18 | 360 | 2023-01-30 13:17 | 2026-01-30
INFUSION PUMP | VOLUMETRIC INFUSION PUMP | FRESENIUS KABI | VOLUMAT MC AGILIA | 2016-05-18 | 360 | 2023-05-05 | 2026-05-05
INFUSION PUMP | VOLUMETRIC INFUSION PUMP | FRESENIUS KABI | VOLUMAT MC AGILIA | 2016-05-18 | 360 | 2023-03-01 15:57 | 2026-03-01
INFUSION PUMP | VOLUMETRIC INFUSION PUMP | FRESENIUS KABI | VOLUMAT MC AGILIA | 2016-05-18 | 360 | 2019-04-23 | 2026-03-15
INFUSION PUMP | VOLUMETRIC INFUSION PUMP | FRESENIUS KABI | VOLUMAT MC AGILIA | 2016-05-18 | 360 | 2022-04-14 | 2025-04-14
INFUSION PUMP | VOLUMETRIC INFUSION PUMP | FRESENIUS KABI | VOLUMAT MC AGILIA | 2016-05-18 | 360 | 2022-07-26 | 2025-07-26
INFUSION PUMP | VOLUMETRIC INFUSION PUMP | FRESENIUS KABI | VOLUMAT MC AGILIA | 2016-05-18 | 360 | 2022-07-12 | 2025-07-12
INFUSION PUMP | VOLUMETRIC INFUSION PUMP | FRESENIUS KABI | VOLUMAT MC AGILIA | 2016-05-18 | 360 | 2023-01-09 12:01 | 2026-01-09
INFUSION PUMP | VOLUMETRIC INFUSION PUMP | FRESENIUS KABI | VOLUMAT MC AGILIA | 2016-05-18 | 360 | 2023-03-03 12:54 | 2026-03-03
INFUSION PUMP | VOLUMETRIC INFUSION PUMP | FRESENIUS KABI | VOLUMAT MC AGILIA | 2016-05-18 | 360 | 2019-08-30 | 2024-10-15
INFUSION PUMP | VOLUMETRIC INFUSION PUMP | FRESENIUS KABI | VOLUMAT MC AGILIA | 2016-05-18 | 360 | 2019-09-18 | 2024-10-15
INFUSION PUMP | VOLUMETRIC INFUSION PUMP | FRESENIUS KABI | VOLUMAT MC AGILIA | 2016-05-18 | 360 | 2022-04-27 | 2025-04-27
INFUSION PUMP | VOLUMETRIC INFUSION PUMP | FRESENIUS KABI | VOLUMAT MC AGILIA | 2016-05-18 | 360 | 2019-07-24 | 2024-10-15
INFUSION PUMP | VOLUMETRIC INFUSION PUMP | FRESENIUS KABI | VOLUMAT MC AGILIA | 2016-05-18 | 360 | 2022-07-06 | 2025-07-06
INFUSION PUMP | VOLUMETRIC INFUSION PUMP | FRESENIUS KABI | VOLUMAT MC AGILIA | 2016-05-18 | 360 | 2022-07-27 | 2025-07-27
INFUSION PUMP | VOLUMETRIC INFUSION PUMP | FRESENIUS KABI | VOLUMAT MC AGILIA | 2016-05-18 | 360 | 2023-07-25 | 2026-07-25
INFUSION PUMP | VOLUMETRIC INFUSION PUMP | FRESENIUS KABI | VOLUMAT MC AGILIA | 2016-05-18 | 360 | 2023-03-03 12:11 | 2026-03-03
INFUSION PUMP | VOLUMETRIC INFUSION PUMP | FRESENIUS KABI | VOLUMAT MC AGILIA | 2016-05-18 | 360 | 2023-02-08 15:34 | 2026-02-08
INFUSION PUMP | VOLUMETRIC INFUSION PUMP | FRESENIUS KABI | VOLUMAT MC AGILIA | 2016-05-18 | 360 | 2022-09-29 | 2025-09-29
INFUSION PUMP | VOLUMETRIC INFUSION PUMP | FRESENIUS KABI | VOLUMAT MC AGILIA | 2016-05-18 | 360 | 2022-04-04 | 2025-04-04
INFUSION PUMP | VOLUMETRIC INFUSION PUMP | FRESENIUS KABI | VOLUMAT MC AGILIA | 2016-05-18 | 360 | 2023-11-27 | 2026-11-27
INFUSION PUMP | VOLUMETRIC INFUSION PUMP | FRESENIUS KABI | VOLUMAT MC AGILIA | 2016-05-18 | 360 | 2024-03-11 | 2027-03-11
INFUSION PUMP | VOLUMETRIC INFUSION PUMP | FRESENIUS KABI | VOLUMAT MC AGILIA | 2016-05-18 | 360 | 2024-03-12 | 2027-03-12
INFUSION PUMP | VOLUMETRIC INFUSION PUMP | FRESENIUS KABI | VOLUMAT MC AGILIA | 2016-05-18 | 360 | 2023-02-01 09:40 | 2026-02-01
INFUSION PUMP | VOLUMETRIC INFUSION PUMP | FRESENIUS KABI | VOLUMAT MC AGILIA | 2016-05-18 | 360 | 2019-05-28 | 2024-10-15
INFUSION PUMP | VOLUMETRIC INFUSION PUMP | FRESENIUS KABI | VOLUMAT MC AGILIA | 2016-05-18 | 360 | 2024-03-15 | 2027-03-15
INFUSION PUMP | VOLUMETRIC INFUSION PUMP | FRESENIUS KABI | VOLUMAT MC AGILIA | 2016-05-18 | 360 | 2022-07-15 | 2025-07-15
INFUSION PUMP | VOLUMETRIC INFUSION PUMP | FRESENIUS KABI | VOLUMAT MC AGILIA | 2016-05-18 | 360 | 2023-03-22 11:41 | 2026-03-22
INFUSION PUMP | VOLUMETRIC INFUSION PUMP | FRESENIUS KABI | VOLUMAT MC AGILIA | 2016-05-18 | 360 | 2023-02-20 13:09 | 2026-02-20
INFUSION PUMP | VOLUMETRIC INFUSION PUMP | FRESENIUS KABI | VOLUMAT MC AGILIA | 2016-05-18 | 360 | 2022-09-21 | 2025-09-21
INFUSION PUMP | VOLUMETRIC INFUSION PUMP | FRESENIUS KABI | VOLUMAT MC AGILIA | 2016-05-18 | 360 | 2022-07-25 | 2025-07-25
INFUSION PUMP | VOLUMETRIC INFUSION PUMP | FRESENIUS KABI | VOLUMAT MC AGILIA | 2016-05-18 | 360 | 2022-05-11 | 2025-05-11
INFUSION PUMP | VOLUMETRIC INFUSION PUMP | FRESENIUS KABI | VOLUMAT MC AGILIA | 2016-05-18 | 360 | 2022-07-01 | 2025-07-01
INFUSION PUMP | VOLUMETRIC INFUSION PUMP | FRESENIUS KABI | VOLUMAT MC AGILIA | 2016-05-18 | 360 | 2024-03-08 | 2027-03-08
INFUSION PUMP | VOLUMETRIC INFUSION PUMP | FRESENIUS KABI | VOLUMAT MC AGILIA | 2016-05-18 | 360 | 2023-03-03 15:23 | 2026-03-03
INFUSION PUMP | VOLUMETRIC INFUSION PUMP | FRESENIUS KABI | VOLUMAT MC AGILIA | 2016-05-18 | 360 | 2019-10-23 | 2024-10-15
INFUSION PUMP | VOLUMETRIC INFUSION PUMP | FRESENIUS KABI | VOLUMAT MC AGILIA | 2016-05-18 | 360 | 2022-10-19 | 2025-10-19
INFUSION PUMP | VOLUMETRIC INFUSION PUMP | FRESENIUS KABI | VOLUMAT MC AGILIA | 2016-05-18 | 360 | 2022-09-23 | 2025-09-23
INFUSION PUMP | VOLUMETRIC INFUSION PUMP | FRESENIUS KABI | VOLUMAT MC AGILIA | 2016-05-18 | 360 | 2022-11-29 16:24 | 2025-11-29
INFUSION PUMP | VOLUMETRIC INFUSION PUMP | FRESENIUS KABI | VOLUMAT MC AGILIA | 2016-05-18 | 360 | 2023-09-12 | 2026-09-12
INFUSION PUMP | VOLUMETRIC INFUSION PUMP | FRESENIUS KABI | VOLUMAT MC AGILIA | 2016-05-18 | 360 | 2023-03-29 09:27 | 2026-03-29
INFUSION PUMP | VOLUMETRIC INFUSION PUMP | FRESENIUS KABI | VOLUMAT MC AGILIA | 2016-05-18 | 360 | 2023-08-29 | 2026-08-29
INFUSION PUMP | VOLUMETRIC INFUSION PUMP | FRESENIUS KABI | VOLUMAT MC AGILIA | 2016-05-18 | 360 | 2023-04-04 09:14 | 2026-04-04
INFUSION PUMP | VOLUMETRIC INFUSION PUMP | FRESENIUS KABI | VOLUMAT MC AGILIA | 2016-05-18 | 360 | 2023-03-24 07:44 | 2026-03-24
INFUSION PUMP | VOLUMETRIC INFUSION PUMP | FRESENIUS KABI | VOLUMAT MC AGILIA | 2016-05-18 | 360 | 2022-06-23 | 2025-06-23
INFUSION PUMP | VOLUMETRIC INFUSION PUMP | FRESENIUS KABI | VOLUMAT MC AGILIA | 2016-05-18 | 360 | 2023-02-02 09:03 | 2026-02-02
INFUSION PUMP | VOLUMETRIC INFUSION PUMP | FRESENIUS KABI | VOLUMAT MC AGILIA | 2016-05-18 | 360 | 2023-02-23 16:27 | 2026-02-23
INFUSION PUMP | VOLUMETRIC INFUSION PUMP | FRESENIUS KABI | VOLUMAT MC AGILIA | 2016-05-18 | 360 | 2022-07-13 | 2025-07-13
INFUSION PUMP | VOLUMETRIC INFUSION PUMP | FRESENIUS KABI | VOLUMAT MC AGILIA | 2016-05-18 | 360 | 2024-04-03 | 2027-04-03
INFUSION PUMP | VOLUMETRIC INFUSION PUMP | FRESENIUS KABI | VOLUMAT MC AGILIA | 2016-05-18 | 360 | 2023-03-03 10:23 | 2026-03-03
INFUSION PUMP | VOLUMETRIC INFUSION PUMP | FRESENIUS KABI | VOLUMAT MC AGILIA | 2016-05-18 | 360 | 2019-06-24 | 2024-04-24
INFUSION PUMP | VOLUMETRIC INFUSION PUMP | FRESENIUS KABI | VOLUMAT MC AGILIA | 2016-05-18 | 360 | 2024-03-11 | 2027-03-11
INFUSION PUMP | VOLUMETRIC INFUSION PUMP | FRESENIUS KABI | VOLUMAT MC AGILIA | 2016-05-18 | 360 | 2023-02-01 13:55 | 2026-02-01
INFUSION PUMP | VOLUMETRIC INFUSION PUMP | FRESENIUS KABI | VOLUMAT MC AGILIA | 2016-05-18 | 360 | 2022-07-19 | 2025-07-19
INFUSION PUMP | VOLUMETRIC INFUSION PUMP | FRESENIUS KABI | VOLUMAT MC AGILIA | 2016-05-18 | 360 | 2022-06-23 | 2025-06-23
INFUSION PUMP | VOLUMETRIC INFUSION PUMP | FRESENIUS KABI | VOLUMAT MC AGILIA | 2016-05-18 | 360 | 2022-01-07 | 2025-01-07
INFUSION PUMP | VOLUMETRIC INFUSION PUMP | FRESENIUS KABI | VOLUMAT MC AGILIA | 2016-05-18 | 360 | 2023-10-09 | 2026-10-09
INFUSION PUMP | VOLUMETRIC INFUSION PUMP | FRESENIUS KABI | VOLUMAT MC AGILIA | 2016-05-18 | 360 | 2019-11-13 | 2024-10-15
INFUSION PUMP | VOLUMETRIC INFUSION PUMP | FRESENIUS KABI | VOLUMAT MC AGILIA | 2016-05-18 | 360 | 2022-06-23 | 2025-06-23
INFUSION PUMP | VOLUMETRIC INFUSION PUMP | FRESENIUS KABI | VOLUMAT MC AGILIA | 2016-05-18 | 360 | 2022-09-23 | 2025-09-23
INFUSION PUMP | VOLUMETRIC INFUSION PUMP | FRESENIUS KABI | VOLUMAT MC AGILIA | 2016-05-18 | 360 | 2024-04-17 | 2027-04-17
INFUSION PUMP | VOLUMETRIC INFUSION PUMP | FRESENIUS KABI | VOLUMAT MC AGILIA | 2016-05-18 | 360 | 2024-03-07 | 2027-03-07
INFUSION PUMP | VOLUMETRIC INFUSION PUMP | FRESENIUS KABI | VOLUMAT MC AGILIA | 2016-05-18 | 360 | 2024-07-19 | 2027-07-19
INFUSION PUMP | VOLUMETRIC INFUSION PUMP | FRESENIUS KABI | VOLUMAT MC AGILIA | 2016-05-18 | 360 | 2022-04-21 | 2025-04-21
INFUSION PUMP | VOLUMETRIC INFUSION PUMP | FRESENIUS KABI | VOLUMAT MC AGILIA | 2016-05-18 | 360 | 2024-01-22 | 2027-01-22
INFUSION PUMP | VOLUMETRIC INFUSION PUMP | FRESENIUS KABI | VOLUMAT MC AGILIA | 2016-05-18 | 360 | 2023-08-29 | 2026-08-29
INFUSION PUMP | VOLUMETRIC INFUSION PUMP | FRESENIUS KABI | VOLUMAT MC AGILIA | 2016-05-18 | 360 | 2023-08-29 | 2026-08-29
INFUSION PUMP | VOLUMETRIC INFUSION PUMP | FRESENIUS KABI | VOLUMAT MC AGILIA | 2016-05-18 | 360 | 2024-09-25 | 2027-09-25
INFUSION PUMP | VOLUMETRIC INFUSION PUMP | FRESENIUS KABI | VOLUMAT MC AGILIA | 2016-05-18 | 360 | 2023-10-12 | 2026-10-12
INFUSION PUMP | VOLUMETRIC INFUSION PUMP | FRESENIUS KABI | VOLUMAT MC AGILIA | 2016-05-18 | 360 | 2023-02-14 15:09 | 2026-02-14
INFUSION PUMP | VOLUMETRIC INFUSION PUMP | FRESENIUS KABI | VOLUMAT MC AGILIA | 2016-05-18 | 360 | 2021-03-18 | 2024-03-18
INFUSION PUMP | VOLUMETRIC INFUSION PUMP | FRESENIUS KABI | VOLUMAT MC AGILIA | 2016-05-18 | 360 | 2024-03-15 | 2027-03-15
INFUSION PUMP | VOLUMETRIC INFUSION PUMP | FRESENIUS KABI | VOLUMAT MC AGILIA | 2016-05-18 | 360 | 2022-06-06 | 2025-06-06
INFUSION PUMP | VOLUMETRIC INFUSION PUMP | FRESENIUS KABI | VOLUMAT MC AGILIA | 2016-05-18 | 360 | 2022-06-24 | 2025-06-24
INFUSION PUMP | VOLUMETRIC INFUSION PUMP | FRESENIUS KABI | VOLUMAT MC AGILIA | 2016-05-18 | 360 | 2022-11-30 15:50 | 2025-11-30
INFUSION PUMP | VOLUMETRIC INFUSION PUMP | FRESENIUS KABI | VOLUMAT MC AGILIA | 2016-05-18 | 360 | 2023-10-16 | 2026-10-16
INFUSION PUMP | VOLUMETRIC INFUSION PUMP | FRESENIUS KABI | VOLUMAT MC AGILIA | 2016-05-18 | 360 | 2019-07-30 | 2024-10-15
INFUSION PUMP | VOLUMETRIC INFUSION PUMP | FRESENIUS KABI | VOLUMAT MC AGILIA | 2016-05-18 | 360 | 2022-07-14 | 2025-07-14
INFUSION PUMP | VOLUMETRIC INFUSION PUMP | FRESENIUS KABI | VOLUMAT MC AGILIA | 2016-05-18 | 360 | 2022-02-28 | 2025-02-28
INFUSION PUMP | VOLUMETRIC INFUSION PUMP | FRESENIUS KABI | VOLUMAT MC AGILIA | 2016-05-18 | 360 | 2020-03-05 | 2024-10-15
INFUSION PUMP | VOLUMETRIC INFUSION PUMP | FRESENIUS KABI | VOLUMAT MC AGILIA | 2016-05-18 | 360 | 2021-11-15 | 2024-11-15
INFUSION PUMP | VOLUMETRIC INFUSION PUMP | FRESENIUS KABI | VOLUMAT MC AGILIA | 2016-05-18 | 360 | 2022-06-09 | 2025-06-09
INFUSION PUMP | VOLUMETRIC INFUSION PUMP | FRESENIUS KABI | VOLUMAT MC AGILIA | 2016-05-18 | 360 | 2022-07-18 | 2025-07-18
INFUSION PUMP | VOLUMETRIC INFUSION PUMP | FRESENIUS KABI | VOLUMAT MC AGILIA | 2016-05-18 | 360 | 2019-07-02 | 2025-04-16
INFUSION PUMP | VOLUMETRIC INFUSION PUMP | FRESENIUS KABI | VOLUMAT MC AGILIA | 2016-05-18 | 360 | 2019-08-22 | 2024-10-15
INFUSION PUMP | VOLUMETRIC INFUSION PUMP | FRESENIUS KABI | VOLUMAT MC AGILIA | 2016-05-18 | 360 | 2022-07-14 | 2025-07-14
INFUSION PUMP | VOLUMETRIC INFUSION PUMP | FRESENIUS KABI | VOLUMAT MC AGILIA | 2016-05-18 | 360 | 2022-07-12 | 2025-07-12
INFUSION PUMP | VOLUMETRIC INFUSION PUMP | FRESENIUS KABI | VOLUMAT MC AGILIA | 2016-05-18 | 360 | 2022-07-27 | 2025-07-27
INFUSION PUMP | VOLUMETRIC INFUSION PUMP | FRESENIUS KABI | VOLUMAT MC AGILIA | 2016-05-18 | 360 | 2023-11-30 | 2026-11-30
INFUSION PUMP | VOLUMETRIC INFUSION PUMP | FRESENIUS KABI | VOLUMAT MC AGILIA | 2016-05-18 | 360 | 2022-06-23 | 2025-06-23
INFUSION PUMP | VOLUMETRIC INFUSION PUMP | FRESENIUS KABI | VOLUMAT MC AGILIA | 2016-05-18 | 360 | 2023-04-14 08:46 | 2026-04-14
INFUSION PUMP | VOLUMETRIC INFUSION PUMP | FRESENIUS KABI | VOLUMAT MC AGILIA | 2016-05-18 | 360 | 2022-07-06 | 2025-07-06
INFUSION PUMP | VOLUMETRIC INFUSION PUMP | FRESENIUS KABI | VOLUMAT MC AGILIA | 2016-05-18 | 360 | 2022-09-21 | 2025-09-21
INFUSION PUMP | VOLUMETRIC INFUSION PUMP | FRESENIUS KABI | VOLUMAT MC AGILIA | 2016-05-18 | 360 | 2019-08-06 | 2024-11-15
INFUSION PUMP | VOLUMETRIC INFUSION PUMP | FRESENIUS KABI | VOLUMAT MC AGILIA | 2016-05-18 | 360 | 2022-07-12 | 2025-07-12
INFUSION PUMP | VOLUMETRIC INFUSION PUMP | FRESENIUS KABI | VOLUMAT MC AGILIA | 2016-05-18 | 360 | 2019-07-24 | 2024-10-15
INFUSION PUMP | VOLUMETRIC INFUSION PUMP | FRESENIUS KABI | VOLUMAT MC AGILIA | 2016-05-18 | 360 | 2022-07-18 | 2025-07-18
INFUSION PUMP | VOLUMETRIC INFUSION PUMP | FRESENIUS KABI | VOLUMAT MC AGILIA | 2016-05-18 | 360 | 2024-01-18 | 2027-01-18
VITAL SIGNS MONITOR | VITAL SIGNS MONITOR: NBP. | GE LIMITED | CARESCAPE V100 | 2016-05-13 | 2160 | 2023-03-29 16:16 | 2026-07-15
VITAL SIGNS MONITOR | VITAL SIGNS MONITOR: NBP. | GE LIMITED | CARESCAPE V100 | 2016-05-13 | 2160 | 2022-09-09 | 2025-07-15
ELECTRIC BED | ELECTRIC BED - BARIATRIC | LINET UK | IMAGE 3 | 2016-05-03 | 5040 | 2022-06-16 | 2024-11-01
ELECTRIC BED | ELECTRIC BED - BARIATRIC | LINET UK | IMAGE 3 | 2016-05-03 | 5040 | 2024-06-05 | 2025-06-05
ELECTRIC BED | ELECTRIC BED - BARIATRIC | LINET UK | IMAGE 3 | 2016-05-03 | 5040 | 2022-12-28 20:41 | 2025-05-13
PHOTOMETER FLAME | FLAME PHOTOMETER | SHERWOOD SCIENTIFIC LTD | M410 | 2016-04-05 | 7128 | 2024-03-26 | 2025-03-26
PUMP DOCKING STATION | PUMP DOCKING STATION | FRESENIUS KABI | LINK 4 + AGILIA | 2016-04-13 | 996 | 2023-07-10 | 2026-07-10
PUMP DOCKING STATION | PUMP DOCKING STATION | FRESENIUS KABI | LINK 4 + AGILIA | 2016-04-13 | 996 | 2022-04-05 | 2025-04-05
PUMP DOCKING STATION | PUMP DOCKING STATION | FRESENIUS KABI | LINK 4 + AGILIA | 2016-04-13 | 996 | 2022-04-19 | 2025-04-19
PUMP DOCKING STATION | PUMP DOCKING STATION | FRESENIUS KABI | LINK 4 + AGILIA | 2016-04-13 | 996 |  | 2025-09-15
PUMP DOCKING STATION | PUMP DOCKING STATION | FRESENIUS KABI | LINK 4 + AGILIA | 2016-04-13 | 996 | 2023-04-18 14:10 | 2025-04-19
PUMP DOCKING STATION | PUMP DOCKING STATION | FRESENIUS KABI | LINK 4 + AGILIA | 2016-04-13 | 996 | 2023-07-11 | 2026-07-11
PUMP DOCKING STATION | PUMP DOCKING STATION | FRESENIUS KABI | LINK 4 + AGILIA | 2016-04-13 | 996 | 2023-03-17 07:56 | 2025-05-30
PUMP DOCKING STATION | PUMP DOCKING STATION | FRESENIUS KABI | LINK 4 + AGILIA | 2016-04-13 | 996 | 2023-03-17 07:56 | 2025-09-26
PUMP DOCKING STATION | PUMP DOCKING STATION | FRESENIUS KABI | LINK 4 + AGILIA | 2016-04-13 | 996 | 2022-07-04 | 2025-07-04
PUMP DOCKING STATION | PUMP DOCKING STATION | FRESENIUS KABI | LINK 4 + AGILIA | 2016-04-13 | 996 | 2023-03-17 07:56 | 2025-05-04
PUMP DOCKING STATION | PUMP DOCKING STATION | FRESENIUS KABI | LINK 4 + AGILIA | 2016-04-13 | 996 | 2023-03-17 07:56 | 2025-09-14
PUMP DOCKING STATION | PUMP DOCKING STATION | FRESENIUS KABI | LINK 4 + AGILIA | 2016-04-13 | 996 | 2022-05-30 | 2025-05-30
PUMP DOCKING STATION | PUMP DOCKING STATION | FRESENIUS KABI | LINK 4 + AGILIA | 2016-04-13 | 996 | 2021-10-25 | 2025-02-14
PUMP DOCKING STATION | PUMP DOCKING STATION | FRESENIUS KABI | LINK 4 + AGILIA | 2016-04-13 | 996 | 2023-03-17 07:56 | 2025-09-12
PUMP DOCKING STATION | PUMP DOCKING STATION | FRESENIUS KABI | LINK 4 + AGILIA | 2016-04-13 | 996 | 2023-05-02 | 2026-05-02
PUMP DOCKING STATION | PUMP DOCKING STATION | FRESENIUS KABI | LINK 4 + AGILIA | 2016-04-13 | 996 | 2023-03-17 07:56 | 2025-04-14
PUMP DOCKING STATION | PUMP DOCKING STATION | FRESENIUS KABI | LINK 4 + AGILIA | 2016-04-13 | 996 | 2022-09-30 | 2025-09-30
PUMP DOCKING STATION | PUMP DOCKING STATION | FRESENIUS KABI | LINK 4 + AGILIA | 2016-04-13 | 996 | 2023-04-18 14:10 | 2025-06-30
PUMP DOCKING STATION | PUMP DOCKING STATION | FRESENIUS KABI | LINK 4 + AGILIA | 2016-04-13 | 996 | 2023-03-17 07:56 | 2025-09-16
PUMP DOCKING STATION | PUMP DOCKING STATION | FRESENIUS KABI | LINK 4 + AGILIA | 2016-04-13 | 996 | 2022-04-05 | 2025-04-05
PUMP DOCKING STATION | PUMP DOCKING STATION | FRESENIUS KABI | LINK 4 + AGILIA | 2016-03-23 | 996 | 2022-09-29 | 2025-09-29
PUMP DOCKING STATION | PUMP DOCKING STATION | FRESENIUS KABI | LINK 8 + AGILIA | 2016-03-23 | 1740 | 2023-03-17 07:56 | 2025-09-26
PUMP DOCKING STATION | PUMP DOCKING STATION | FRESENIUS KABI | LINK 8 + AGILIA | 2016-03-23 | 1740 | 2023-03-17 07:56 | 2025-09-12
PUMP DOCKING STATION | PUMP DOCKING STATION | FRESENIUS KABI | LINK 8 + AGILIA | 2016-03-23 | 1740 |  | 2025-09-15
PUMP DOCKING STATION | PUMP DOCKING STATION | FRESENIUS KABI | LINK 8 + AGILIA | 2016-03-23 | 1740 | 2022-09-14 | 2025-09-14
PUMP DOCKING STATION | PUMP DOCKING STATION | FRESENIUS KABI | LINK 8 + AGILIA | 2016-03-23 | 1740 | 2023-03-17 07:56 | 2025-09-30
PUMP DOCKING STATION | PUMP DOCKING STATION | FRESENIUS KABI | LINK 8 + AGILIA | 2016-03-23 | 1740 |  | 2025-09-15
PUMP DOCKING STATION | PUMP DOCKING STATION | FRESENIUS KABI | LINK 8 + AGILIA | 2016-03-23 | 1740 | 2022-12-13 15:01 | 2025-12-13
PUMP DOCKING STATION | PUMP DOCKING STATION | FRESENIUS KABI | LINK 8 + AGILIA | 2016-03-23 | 1740 | 2022-04-04 | 2025-04-04
PUMP DOCKING STATION | PUMP DOCKING STATION | FRESENIUS KABI | LINK 8 + AGILIA | 2016-03-23 | 1740 | 2023-04-18 14:10 | 2025-04-19
PUMP DOCKING STATION | PUMP DOCKING STATION | FRESENIUS KABI | LINK 8 + AGILIA | 2016-03-23 | 1740 | 2023-03-17 07:56 | 2025-05-20
PUMP DOCKING STATION | PUMP DOCKING STATION | FRESENIUS KABI | LINK 8 + AGILIA | 2016-03-23 | 1740 | 2022-06-30 | 2025-06-30
PUMP DOCKING STATION | PUMP DOCKING STATION | FRESENIUS KABI | LINK 8 + AGILIA | 2016-03-23 | 1740 | 2023-07-13 | 2026-07-13
PUMP DOCKING STATION | PUMP DOCKING STATION | FRESENIUS KABI | LINK 8 + AGILIA | 2016-03-23 | 1740 | 2024-04-09 | 2027-04-09
PUMP DOCKING STATION | PUMP DOCKING STATION | FRESENIUS KABI | LINK 8 + AGILIA | 2016-03-23 | 1740 | 2023-03-17 07:56 | 2025-09-16
PUMP DOCKING STATION | PUMP DOCKING STATION | FRESENIUS KABI | LINK 8 + AGILIA | 2016-03-23 | 1740 | 2023-03-17 07:56 | 2025-09-14
PUMP DOCKING STATION | PUMP DOCKING STATION | FRESENIUS KABI | LINK 8 + AGILIA | 2016-03-23 | 1740 | 2022-04-04 | 2025-04-04
PUMP DOCKING STATION | PUMP DOCKING STATION | FRESENIUS KABI | LINK 8 + AGILIA | 2016-03-23 | 1740 | 2022-04-19 | 2025-04-19
PUMP DOCKING STATION | PUMP DOCKING STATION | FRESENIUS KABI | LINK 8 + AGILIA | 2016-03-23 | 1740 | 2023-04-18 14:10 | 2025-09-07
PUMP DOCKING STATION | PUMP DOCKING STATION | FRESENIUS KABI | LINK 8 + AGILIA | 2016-03-23 | 1740 | 2022-09-27 | 2025-09-27
PUMP DOCKING STATION | PUMP DOCKING STATION | FRESENIUS KABI | LINK 8 + AGILIA | 2016-03-23 | 1740 | 2023-07-17 | 2026-07-17
PUMP DOCKING STATION | PUMP DOCKING STATION | FRESENIUS KABI | LINK 8 + AGILIA | 2016-03-23 | 1740 | 2023-03-17 07:56 | 2025-04-14
INFUSION PUMP | VOLUMETRIC INFUSION PUMP | FRESENIUS KABI | VOLUMAT MC AGILIA | 2016-03-22 | 360 | 2022-09-21 | 2025-09-21
INFUSION PUMP | VOLUMETRIC INFUSION PUMP | FRESENIUS KABI | VOLUMAT MC AGILIA | 2016-03-22 | 360 | 2023-04-03 15:01 | 2026-04-03
INFUSION PUMP | VOLUMETRIC INFUSION PUMP | FRESENIUS KABI | VOLUMAT MC AGILIA | 2016-03-22 | 360 | 2022-08-04 | 2025-08-04
INFUSION PUMP | VOLUMETRIC INFUSION PUMP | FRESENIUS KABI | VOLUMAT MC AGILIA | 2016-03-22 | 360 | 2022-07-28 | 2025-07-28
INFUSION PUMP | VOLUMETRIC INFUSION PUMP | FRESENIUS KABI | VOLUMAT MC AGILIA | 2016-03-22 | 360 | 2023-09-13 | 2026-09-13
INFUSION PUMP | VOLUMETRIC INFUSION PUMP | FRESENIUS KABI | VOLUMAT MC AGILIA | 2016-03-22 | 360 | 2023-05-31 | 2026-05-31
INFUSION PUMP | VOLUMETRIC INFUSION PUMP | FRESENIUS KABI | VOLUMAT MC AGILIA | 2016-03-22 | 360 | 2023-07-05 | 2026-07-05
INFUSION PUMP | VOLUMETRIC INFUSION PUMP | FRESENIUS KABI | VOLUMAT MC AGILIA | 2016-03-22 | 360 | 2024-06-21 | 2027-06-21
INFUSION PUMP | VOLUMETRIC INFUSION PUMP | FRESENIUS KABI | VOLUMAT MC AGILIA | 2016-03-22 | 360 | 2023-03-15 14:18 | 2026-03-15
INFUSION PUMP | VOLUMETRIC INFUSION PUMP | FRESENIUS KABI | VOLUMAT MC AGILIA | 2016-03-22 | 360 | 2023-11-23 | 2026-11-23
INFUSION PUMP | VOLUMETRIC INFUSION PUMP | FRESENIUS KABI | VOLUMAT MC AGILIA | 2016-03-22 | 360 | 2023-03-21 11:58 | 2026-03-21
INFUSION PUMP | VOLUMETRIC INFUSION PUMP | FRESENIUS KABI | VOLUMAT MC AGILIA | 2016-03-22 | 360 | 2024-06-19 | 2027-06-19
INFUSION PUMP | VOLUMETRIC INFUSION PUMP | FRESENIUS KABI | VOLUMAT MC AGILIA | 2016-03-22 | 360 | 2023-07-17 | 2026-07-17
INFUSION PUMP | VOLUMETRIC INFUSION PUMP | FRESENIUS KABI | VOLUMAT MC AGILIA | 2016-03-22 | 360 | 2023-01-30 14:12 | 2026-01-30
INFUSION PUMP | VOLUMETRIC INFUSION PUMP | FRESENIUS KABI | VOLUMAT MC AGILIA | 2016-03-22 | 360 | 2022-12-13 11:05 | 2025-12-13
INFUSION PUMP | VOLUMETRIC INFUSION PUMP | FRESENIUS KABI | VOLUMAT MC AGILIA | 2016-03-22 | 360 | 2022-04-08 | 2025-04-08
INFUSION PUMP | VOLUMETRIC INFUSION PUMP | FRESENIUS KABI | VOLUMAT MC AGILIA | 2016-03-22 | 360 | 2022-09-29 | 2025-09-29
INFUSION PUMP | VOLUMETRIC INFUSION PUMP | FRESENIUS KABI | VOLUMAT MC AGILIA | 2016-03-22 | 360 | 2023-05-02 | 2026-05-02
INFUSION PUMP | VOLUMETRIC INFUSION PUMP | FRESENIUS KABI | VOLUMAT MC AGILIA | 2016-03-22 | 360 | 2024-08-27 | 2027-08-27
INFUSION PUMP | VOLUMETRIC INFUSION PUMP | FRESENIUS KABI | VOLUMAT MC AGILIA | 2016-03-22 | 360 | 2022-10-21 | 2025-10-21
INFUSION PUMP | VOLUMETRIC INFUSION PUMP | FRESENIUS KABI | VOLUMAT MC AGILIA | 2016-03-22 | 360 | 2023-03-29 12:12 | 2026-03-29
INFUSION PUMP | VOLUMETRIC INFUSION PUMP | FRESENIUS KABI | VOLUMAT MC AGILIA | 2016-03-22 | 360 | 2022-10-14 | 2025-10-14
INFUSION PUMP | VOLUMETRIC INFUSION PUMP | FRESENIUS KABI | VOLUMAT MC AGILIA | 2016-03-22 | 360 | 2022-08-04 | 2025-08-04
INFUSION PUMP | VOLUMETRIC INFUSION PUMP | FRESENIUS KABI | VOLUMAT MC AGILIA | 2016-03-22 | 360 | 2024-03-18 | 2027-03-18
INFUSION PUMP | VOLUMETRIC INFUSION PUMP | FRESENIUS KABI | VOLUMAT MC AGILIA | 2016-03-22 | 360 | 2023-07-06 | 2026-07-06
INFUSION PUMP | VOLUMETRIC INFUSION PUMP | FRESENIUS KABI | VOLUMAT MC AGILIA | 2016-03-22 | 360 | 2022-06-27 | 2025-06-27
INFUSION PUMP | VOLUMETRIC INFUSION PUMP | FRESENIUS KABI | VOLUMAT MC AGILIA | 2016-03-22 | 360 | 2022-12-12 15:18 | 2025-12-12
INFUSION PUMP | VOLUMETRIC INFUSION PUMP | FRESENIUS KABI | VOLUMAT MC AGILIA | 2016-03-22 | 360 | 2022-08-12 | 2025-08-12
INFUSION PUMP | VOLUMETRIC INFUSION PUMP | FRESENIUS KABI | VOLUMAT MC AGILIA | 2016-03-22 | 360 | 2022-11-24 15:23 | 2025-11-24
INFUSION PUMP | VOLUMETRIC INFUSION PUMP | FRESENIUS KABI | VOLUMAT MC AGILIA | 2016-03-22 | 360 | 2022-09-26 | 2025-09-26
INFUSION PUMP | VOLUMETRIC INFUSION PUMP | FRESENIUS KABI | VOLUMAT MC AGILIA | 2016-03-22 | 360 | 2023-03-14 15:14 | 2026-03-14
INFUSION PUMP | VOLUMETRIC INFUSION PUMP | FRESENIUS KABI | VOLUMAT MC AGILIA | 2016-03-22 | 360 | 2022-06-23 | 2025-06-23
INFUSION PUMP | VOLUMETRIC INFUSION PUMP | FRESENIUS KABI | VOLUMAT MC AGILIA | 2016-03-22 | 360 | 2022-06-08 | 2025-06-08
INFUSION PUMP | VOLUMETRIC INFUSION PUMP | FRESENIUS KABI | VOLUMAT MC AGILIA | 2016-03-22 | 360 | 2024-03-11 | 2027-03-11
INFUSION PUMP | VOLUMETRIC INFUSION PUMP | FRESENIUS KABI | VOLUMAT MC AGILIA | 2016-03-22 | 360 | 2022-09-20 | 2025-09-20
INFUSION PUMP | VOLUMETRIC INFUSION PUMP | FRESENIUS KABI | VOLUMAT MC AGILIA | 2016-03-22 | 360 | 2022-09-20 | 2025-09-20
INFUSION PUMP | VOLUMETRIC INFUSION PUMP | FRESENIUS KABI | VOLUMAT MC AGILIA | 2016-03-22 | 360 | 2023-08-22 | 2026-08-22
INFUSION PUMP | VOLUMETRIC INFUSION PUMP | FRESENIUS KABI | VOLUMAT MC AGILIA | 2016-03-22 | 360 | 2021-08-24 | 2024-08-24
INFUSION PUMP | VOLUMETRIC INFUSION PUMP | FRESENIUS KABI | VOLUMAT MC AGILIA | 2016-03-22 | 360 | 2023-01-10 14:00 | 2026-01-10
INFUSION PUMP | VOLUMETRIC INFUSION PUMP | FRESENIUS KABI | VOLUMAT MC AGILIA | 2016-03-22 | 360 | 2022-11-30 12:11 | 2025-11-30
INFUSION PUMP | VOLUMETRIC INFUSION PUMP | FRESENIUS KABI | VOLUMAT MC AGILIA | 2016-03-22 | 360 | 2024-02-19 | 2027-02-19
INFUSION PUMP | VOLUMETRIC INFUSION PUMP | FRESENIUS KABI | VOLUMAT MC AGILIA | 2016-03-22 | 360 | 2023-01-26 15:12 | 2026-01-26
INFUSION PUMP | VOLUMETRIC INFUSION PUMP | FRESENIUS KABI | VOLUMAT MC AGILIA | 2016-03-22 | 360 | 2022-04-05 | 2025-04-05
INFUSION PUMP | VOLUMETRIC INFUSION PUMP | FRESENIUS KABI | VOLUMAT MC AGILIA | 2016-03-22 | 360 | 2022-12-30 14:49 | 2025-12-30
INFUSION PUMP | VOLUMETRIC INFUSION PUMP | FRESENIUS KABI | VOLUMAT MC AGILIA | 2016-03-22 | 360 | 2024-02-05 | 2027-02-05
INFUSION PUMP | VOLUMETRIC INFUSION PUMP | FRESENIUS KABI | VOLUMAT MC AGILIA | 2016-03-22 | 360 | 2023-01-27 15:07 | 2026-01-27
INFUSION PUMP | VOLUMETRIC INFUSION PUMP | FRESENIUS KABI | VOLUMAT MC AGILIA | 2016-03-22 | 360 | 2023-08-09 | 2026-08-09
INFUSION PUMP | VOLUMETRIC INFUSION PUMP | FRESENIUS KABI | VOLUMAT MC AGILIA | 2016-03-22 | 360 | 2022-09-20 | 2025-09-20
INFUSION PUMP | VOLUMETRIC INFUSION PUMP | FRESENIUS KABI | VOLUMAT MC AGILIA | 2016-03-22 | 360 | 2022-09-12 | 2025-09-12
INFUSION PUMP | VOLUMETRIC INFUSION PUMP | FRESENIUS KABI | VOLUMAT MC AGILIA | 2016-03-22 | 360 | 2023-03-16 12:18 | 2026-03-16
INFUSION PUMP | VOLUMETRIC INFUSION PUMP | FRESENIUS KABI | VOLUMAT MC AGILIA | 2016-03-22 | 360 | 2022-11-09 10:30 | 2025-11-09
INFUSION PUMP | VOLUMETRIC INFUSION PUMP | FRESENIUS KABI | VOLUMAT MC AGILIA | 2016-03-22 | 360 | 2023-04-19 08:15 | 2026-04-19
INFUSION PUMP | VOLUMETRIC INFUSION PUMP | FRESENIUS KABI | VOLUMAT MC AGILIA | 2016-03-22 | 360 | 2024-07-03 | 2027-07-03
INFUSION PUMP | VOLUMETRIC INFUSION PUMP | FRESENIUS KABI | VOLUMAT MC AGILIA | 2016-03-22 | 360 | 2024-07-29 | 2027-07-29
INFUSION PUMP | VOLUMETRIC INFUSION PUMP | FRESENIUS KABI | VOLUMAT MC AGILIA | 2016-03-22 | 360 | 2021-06-14 | 2024-06-14
INFUSION PUMP | VOLUMETRIC INFUSION PUMP | FRESENIUS KABI | VOLUMAT MC AGILIA | 2016-03-22 | 360 | 2022-10-27 09:33 | 2025-10-27
INFUSION PUMP | VOLUMETRIC INFUSION PUMP | FRESENIUS KABI | VOLUMAT MC AGILIA | 2016-03-22 | 360 | 2023-03-27 14:29 | 2026-03-27
PACEMAKER | EXTERNAL PACEMAKER | MEDTRONIC | 5391 | 2016-04-26 | 1620
PACEMAKER | EXTERNAL PACEMAKER | MEDTRONIC | 5391 | 2016-04-26 | 1620
PACEMAKER | EXTERNAL PACEMAKER | MEDTRONIC | 5391 | 2016-04-26 | 1620
PACEMAKER | EXTERNAL PACEMAKER | MEDTRONIC | 5391 | 2016-04-26 | 1620
PACEMAKER | EXTERNAL PACEMAKER | MEDTRONIC | 5391 | 2016-04-26 | 1620
PACEMAKER | EXTERNAL PACEMAKER | MEDTRONIC | 5391 | 2016-04-26 | 1620
PACEMAKER | EXTERNAL PACEMAKER | MEDTRONIC | 5391 | 2016-04-26 | 1620
PACEMAKER | EXTERNAL PACEMAKER | MEDTRONIC | 5391 | 2016-04-26 | 1620
PACEMAKER | EXTERNAL PACEMAKER | MEDTRONIC | 5391 | 2016-04-26 | 1620
PACEMAKER | EXTERNAL PACEMAKER | MEDTRONIC | 5391 | 2016-04-26 | 1620
PACEMAKER | EXTERNAL PACEMAKER | MEDTRONIC | 5391 | 2016-04-26 | 1620
PACEMAKER | EXTERNAL PACEMAKER | MEDTRONIC | 5391 | 2016-04-26 | 1620
PACEMAKER | EXTERNAL PACEMAKER | MEDTRONIC | 5391 | 2016-04-26 | 1620
PACEMAKER | EXTERNAL PACEMAKER | MEDTRONIC | 5391 | 2016-04-26 | 1620
PACEMAKER | EXTERNAL PACEMAKER | MEDTRONIC | 5391 | 2016-04-26 | 1620
HEADLIGHT SYSTEM | PORTABLE LED HEADLAMP | XENOSYS CO LTD | L2S09 | 2016-04-22 | 1200
SCALES | SCALES - FLUID | TERAOKA | DS-502 | 2016-04-14 | 226.8 | 2021-03-24 | 2024-11-15
COUCH | COUCH - ELECTRIC | AKRON | A2222/2/SHS | 2014-11-11 | 900 | 2023-04-13 13:18 | 2026-04-13
PRESSURE GAUGE | PRESSURE METER | COMARK | C9557 | 2016-02-22 | 400.8 | 2024-01-03 | 2025-01-03
HANDPIECE MICROMOTOR | MICROMOTOR | W&H UK LTD | IMPLANTMED MICROMOTOR | 2016-04-25 | 775.2
DENTAL CHAIR | DENTAL CHAIR | BELMONT | CLAIR | 2016-04-19 | 7912.8 | 2024-05-07 | 2025-04-12
VITAL SIGNS MONITOR | VITAL SIGNS MONITOR: NBP. | OMRON | M6 AC ME | 2016-04-12 | 62.4 | 2024-03-13 | 2027-02-05
SCALES | SCALES - BABY/TODDLER | MARSDEN | M-410 | 2016-03-23 | 282 | 2023-12-06 | 2024-11-15
SCALES | SCALES - STAND ON | MARSDEN | M-420 | 2016-03-23 | 240 | 2023-12-06 | 2024-11-15
WAX HEATER | WAX POT | DENSTAR | DS-400 | 2016-03-21 | 180 | 2021-12-20 | 2025-06-18
WAX HEATER | WAX HEATER | AMANN | NO FLAME PLUS | 2016-03-18 | 300 |  | 2025-05-14
WAX HEATER | WAX HEATER | AMANN | NO FLAME PLUS | 2016-03-18 | 300 | 2024-03-14 | 2026-06-08
ENDOSCOPE | ENDOSCOPE | AMBU LTD | AMBU ASCOPE 3 SYSTEM | 2016-03-10 | 2038.8 | 2024-03-22 | 2025-03-22
IMPLANT DRILL | IMPLANT DRILL | W&H UK LTD | IMPLANTMED | 2016-03-10 | 775.2
HANDPIECE MICROMOTOR | MICROMOTOR | W&H UK LTD | IMPLANTMED MICROMOTOR | 2016-03-10 | 775.2
HANDPIECE MICROMOTOR | MICROMOTOR | W&H UK LTD | IMPLANTMED MICROMOTOR | 2016-03-04 | 780
HANDPIECE MICROMOTOR | MICROMOTOR | W&H UK LTD | IMPLANTMED MICROMOTOR | 2016-03-04 | 780
PATIENT TRANSFER SYSTEM | PATIENT TRANSFER SYSTEM | HILL-ROM | AIR PAL | 2016-03-04 | 3360 | 2023-01-17 15:45 | 2024-01-17
ULTRASONIC SCALER | ULTRASONIC SCALER | DENTSPLY LTD | CAVITRON SELECT SPS | 2016-02-18 | 1959.9 | 2022-09-22 | 2024-08-15
ULTRASONIC SCALER | ULTRASONIC SCALER | DENTSPLY LTD | CAVITRON SELECT SPS | 2016-02-18 | 1959.9 | 2023-07-18 | 2024-07-18
ULTRASONIC SCALER | ULTRASONIC SCALER | DENTSPLY LTD | CAVITRON SELECT SPS | 2016-02-18 | 1959.9 | 2022-01-17 | 2024-10-16
ULTRASONIC SCALER | ULTRASONIC SCALER | DENTSPLY LTD | CAVITRON SELECT SPS | 2016-02-18 | 1959.9 | 2023-07-17 | 2024-08-15
MEDICAL VACUUM PLANT | VACUUM PLANT | MILLENIUM | MMVT1000 | 2016-04-06 | 18000
MEDICAL VACUUM PLANT | VACUUM PLANT | MILLENIUM | MMVT1000 | 2016-04-06 | 18000 | 2024-09-17 | 2024-12-20
CENTRAL ALARM SYSTEM | MEDICAL GAS ALARM | SHIRE | SDX-15 | 2016-04-06 | 1520.4 | 2024-09-17 | 2024-12-20
OXYGEN MANIFOLD | MANIFOLD - OXYGEN | MILLENIUM | CALISTRA O2 | 2016-03-03 | 2400 | 2024-09-17 | 2024-12-20
CENTRAL ALARM SYSTEM | MEDICAL GAS ALARM | SHIRE | SDX-15 | 2016-03-03 | 1520.4 | 2024-10-09 | 2025-01-20
SAFETY TESTERS | ELECTRICAL SAFETY ANALYSER | FLUKE | ESA615 | 2016-02-04 | 4794 | 2024-03-13 | 2025-03-13
BIPAP VENTILATORY SUPPORT SYSTEM | BIPAP VENTILATORY SUPPORT SYSTEM | RESPIRONICS | A40 | 2016-06-20 | 2913
BIPAP VENTILATORY SUPPORT SYSTEM | BIPAP VENTILATORY SUPPORT SYSTEM | RESPIRONICS | A40 | 2016-06-20 | 2913
AREA ALARM SYSTEM | MEDICAL GAS ALARM | SHIRE | SAX-6 | 2009-06-02 | 420 | 2024-09-17 | 2024-12-20
AREA ALARM SYSTEM | MEDICAL GAS ALARM | SHIRE | SAX-6 | 2009-06-02 | 420 | 2024-09-17 | 2024-12-20
AREA ALARM SYSTEM | MEDICAL GAS ALARM | SHIRE | SAX-6 | 2009-06-02 | 420 | 2024-09-17 | 2024-12-20
AREA ALARM SYSTEM | MEDICAL GAS ALARM | SHIRE | SAX-6 | 2009-06-02 | 420 | 2024-09-17 | 2024-12-20
NITROUS OXIDE MANIFOLD | NITROUS OXIDE MANIFOLD | MILLENIUM | CALISTRA N20 | 2016-02-04 | 2400 | 2024-07-17 | 2024-10-20
NITROUS OXIDE MANIFOLD | NITROUS OXIDE MANIFOLD | MILLENIUM | CALISTRA N20 | 2016-02-05 | 2400 | 2024-07-17 | 2024-10-20
CENTRAL ALARM SYSTEM | MEDICAL GAS ALARM | SHIRE | SDX-15 | 2016-02-08 | 1520.4 | 2024-10-09 | 2025-01-20
AREA ALARM SYSTEM | MEDICAL GAS ALARM | SHIRE | SA-6 | 2016-03-10 | 420 | 2024-09-17 | 2024-12-20
AREA ALARM SYSTEM | MEDICAL GAS ALARM | SHIRE | SA-6 | 2006-09-01 | 420 | 2024-08-20 | 2024-11-20
NITROUS OXIDE MANIFOLD | NITROUS OXIDE MANIFOLD | MILLENIUM | CALISTRA N20 | 2016-06-08 | 2400 | 2024-09-03 | 2024-12-20
OXYGEN MANIFOLD | MANIFOLD - OXYGEN | MILLENIUM | CALISTRA O2 | 2016-06-08 | 2400 | 2024-07-17 | 2024-10-20
AREA ALARM SYSTEM | MEDICAL GAS ALARM | SHIRE | SA-6 | 2016-04-06 | 420 | 2024-08-20 | 2024-11-20
SCALES | SCALES - BABY/TODDLER | MARSDEN | M-410 | 2016-08-16 | 282 | 2023-12-06 | 2024-11-15
PHOTOTHERAPY UNIT | NEOBLUE BLANKET | NATUS LTD | 006254 | 2016-08-04 | 3000 | 2024-04-18 | 2025-04-18
PHOTOTHERAPY UNIT | NEOBLUE BLANKET | NATUS LTD | 006254 | 2016-08-04 | 3000 | 2024-07-12 | 2025-07-12
PHOTOTHERAPY UNIT | PHOTOTHERAPY UNIT | MEDIX LTD | MEDILED | 2016-08-04 | 2400 | 2024-05-09 | 2025-05-09
PHOTOTHERAPY UNIT | PHOTOTHERAPY UNIT | MEDIX LTD | MEDILED | 2016-08-04 | 2400 | 2024-05-09 | 2025-05-09
PHOTOTHERAPY UNIT | PHOTOTHERAPY UNIT | MEDIX LTD | MEDILED | 2016-08-04 | 2400 | 2024-05-09 | 2025-05-09
PHOTOTHERAPY UNIT | PHOTOTHERAPY UNIT | MEDIX LTD | MEDILED | 2016-08-04 | 2400 | 2024-01-29 | 2025-01-29
PHOTOTHERAPY UNIT | PHOTOTHERAPY UNIT | MEDIX LTD | MEDILED | 2016-08-04 | 2400 | 2023-05-24 | 2025-08-01
PHOTOTHERAPY UNIT | PHOTOTHERAPY UNIT | MEDIX LTD | MEDILED | 2016-08-04 | 2400 | 2024-05-12 | 2025-05-12
SPHYGMOMANOMETER | DESK SPHYGMOMANOMETER | WELCH ALLYN | 7670-16 | 2016-08-02 | 120 | 2024-08-13 | 2025-08-13
TRANSFORMER | UNIVERSAL DESK CHARGER | WELCH ALLYN | 71824 | 2016-08-03 | 673.2
TRANSFORMER | UNIVERSAL DESK CHARGER | WELCH ALLYN | 71824 | 2016-08-03 | 673.2
HUMIDIFIER | HUMIDIFIER | F & P | MR850 | 2016-07-27 | 1200 | 2024-08-09 | 2025-08-09
HEADLIGHT SYSTEM | PORTABLE LED HEADLAMP | XENOSYS CO LTD | L2S09 | 2016-07-21 | 1200
EXAMINATION CHAIR | GYNAE CHAIR | MEDITELLE | CHR4400 | 2016-07-18 | 1510.8 | 2023-06-29 | 2025-02-01
SPHYGMOMANOMETER | DESK SPHYGMOMANOMETER | WELCH ALLYN | 7670-16 | 2016-07-07 | 96.624 | 2022-04-28 | 2025-06-01
DRILL | DRILL POWER SYSTEM | MEDTRONIC | IPC | 2016-07-07 | 11994 | 2024-07-26 | 2025-07-26
NEBULIZER HEATER | NEBULIZER HEATER | HUDSON RCI | AQUATHERM III | 2016-06-27 | 352.8 | 2023-09-12 | 2024-09-12
SCALES | SCALES - BODY COMPOSITION ANALYSER | TANITA | MC-780MA | 2016-06-14 | 5640 | 2023-12-06 | 2024-11-15
HUMIDIFIER | HUMIDIFIER | F & P | MR850 | 2016-06-17 | 1200 | 2023-06-14 | 2024-06-14
AUDIO DOPPLER | AUDIO DOPPLER | HUNTLEIGH | D920 | 2016-06-13 | 354
RADIATION MONITORS | RADIOPHARMACEUTICAL LOCALISING SYSTEM | DILON TECHNOLOGIES INC (USA) | NAVIGATOR 2.0 | 2016-04-29 | 25657.2 | 2023-11-16 | 2024-02-01
HEADLIGHT SYSTEM | LED HEADLIGHT | ALBERT WAESCHLE | DERMATOSCOPE | 2016-04-19 | 3000
FLAT SCREEN MONITOR - TOUCH | DISPLAY LCD FLAT SCREEN 24 INCH TOUCH SCREEN | ELO | ET2401L | 2016-02-26 | 1800
FLAT SCREEN MONITOR - TOUCH | DISPLAY LCD FLAT SCREEN 24 INCH TOUCH SCREEN | ELO | ET2401L | 2016-02-26 | 1800
STEP LADDER | STEP LADDER 7 TREAD & PLATFORM | LYTE LTD | GFBP8 | 2015-06-05 | 114.996 | 2023-11-29 | 2024-11-29
DATA TRANSFER MODULE | DATACAPTOR TERMINAL SERVER 800 SERIES | CAPSULE | DATACAPTOR 800 SERIES | 2016-02-16 | 2580
DATA TRANSFER MODULE | DATACAPTOR TERMINAL SERVER 800 SERIES | CAPSULE | DATACAPTOR 800 SERIES | 2016-02-16 | 2580
DATA TRANSFER MODULE | DATACAPTOR TERMINAL SERVER 800 SERIES | CAPSULE | DATACAPTOR 800 SERIES | 2016-02-16 | 2580
DATA TRANSFER MODULE | DATACAPTOR TERMINAL SERVER 800 SERIES | CAPSULE | DATACAPTOR 800 SERIES | 2016-02-16 | 2580
NETWORK HUB/SWITCH | 24 PORT SWITCHING UNIT | CISCO SYSTEMS | MS4671 | 2022-10-12 | 240
DATA TRANSFER MODULE | DATACAPTOR TERMINAL SERVER 800 SERIES | CAPSULE | DATACAPTOR 800 SERIES | 2016-02-16 | 2580
DATA TRANSFER MODULE | DATACAPTOR TERMINAL SERVER 800 SERIES | CAPSULE | DATACAPTOR 800 SERIES | 2016-02-16 | 2580
DATA TRANSFER MODULE | DATACAPTOR TERMINAL SERVER 800 SERIES | CAPSULE | DATACAPTOR 800 SERIES | 2016-02-16 | 2580
DATA TRANSFER MODULE | DATACAPTOR TERMINAL SERVER 800 SERIES | CAPSULE | DATACAPTOR 800 SERIES | 2016-02-16 | 2580
DATA TRANSFER MODULE | DATACAPTOR TERMINAL SERVER 800 SERIES | CAPSULE | DATACAPTOR 800 SERIES | 2016-02-16 | 2580
DATA TRANSFER MODULE | DATACAPTOR TERMINAL SERVER 800 SERIES | CAPSULE | DATACAPTOR 800 SERIES | 2016-02-16 | 2580
DATA TRANSFER MODULE | DATACAPTOR TERMINAL SERVER 800 SERIES | CAPSULE | DATACAPTOR 800 SERIES | 2016-02-16 | 2580
DATA TRANSFER MODULE | DATACAPTOR TERMINAL SERVER 800 SERIES | CAPSULE | DATACAPTOR 800 SERIES | 2016-02-16 | 2580
DATA TRANSFER MODULE | DATACAPTOR TERMINAL SERVER 800 SERIES | CAPSULE | DATACAPTOR 800 SERIES | 2016-02-16 | 2580
DATA TRANSFER MODULE | DATACAPTOR TERMINAL SERVER 800 SERIES | CAPSULE | DATACAPTOR 800 SERIES | 2016-02-16 | 2580
DATA TRANSFER MODULE | DATACAPTOR TERMINAL SERVER 800 SERIES | CAPSULE | DATACAPTOR 800 SERIES | 2016-02-16 | 2580
DATA TRANSFER MODULE | DATACAPTOR TERMINAL SERVER 800 SERIES | CAPSULE | DATACAPTOR 800 SERIES | 2016-02-16 | 2580
CENTRAL STATION | CENTRAL STATION INTELLIVUE INFORMATION CENTRE IX | PHILIPS LTD | PIIC IX | 2016-02-26 | 15000 | 2023-09-11 | 2024-09-11
CENTRAL STATION | CENTRAL STATION INTELLIVUE INFORMATION CENTRE IX | PHILIPS LTD | PIIC IX | 2016-02-26 | 15000 | 2023-09-11 | 2024-09-11
LASER DOPPLER IMAGING | REVOLUTION DOPPLER | THD | 700017 | 2016-06-03 | 4200 | 2024-03-22 | 2025-03-22
DIATHERMY MACHINE | ELECTRO SURGICAL GENERATOR | CONMED | SYSTEM 5000 | 2016-05-19 | 9064.8 | 2024-10-01 | 2025-10-01
TELEMETRY/FETAL | TELEMETRY BASE STATION | PHILIPS LTD | AVALON CL | 2016-05-28 | 7200
ULTRASOUND PROBE | ULTRASOUND PROBE | TOSHIBA MED | PVU-375BT | 2022-03-07 | 6000
ULTRASOUND PROBE | ULTRASOUND PROBE | TOSHIBA MED | PVU-781VT | 2022-03-07 | 6000
ULTRASOUND SCANNER | ULTRASOUND SCANNER - XARIO 200 | TOSHIBA MED | TUS-X200 | 2016-04-12 | 35804.16 | 2023-05-16 | 2024-05-16
MEDICAL GAS MANIFOLDS | AUTOMATIC CHANGE OVER VALVE | M.E.C MEDICAL | 1130700 | 2016-05-20 | 3600 | 2023-08-17 | 2024-02-01
MEDICAL GAS MANIFOLDS | AUTOMATIC CHANGE OVER VALVE | M.E.C MEDICAL | 1130700 | 2016-05-20 | 3600 | 2024-05-10 | 2025-02-01
FIBRESCOPE | VISERA RHINO-LARYNGO VIDEOSCOPE | OLYMPUS | ENF-V2 | 2016-03-18 | 15048
SLIT LAMP HAND HELD | HAND HELD SLIT LAMP | KEELER | PSL CLASSIC | 2016-02-16 | 5640 | 2024-03-11 | 2026-02-05
FIBRESCOPE | VISERA RHINO-LARYNGO VIDEOSCOPE | OLYMPUS | ENF-V2 | 2016-03-18 | 15048
SLIT LAMP TABLE | TAKAGI SLIT LAMP TABLE | TAKAGI | ST40 | 2016-02-16 | 11839.68 | 2024-04-17 | 2025-01-05
SLIT LAMP TABLE | TAKAGI SLIT LAMP TABLE | TAKAGI | ST40 | 2016-02-16 | 11839.68 | 2024-02-29 | 2025-02-01
DUST EXTRACTOR | DUST EXTRACTOR | KAVO | SMARTAIR EVO | 2016-02-11 | 1380 | 2021-09-03 | 2025-06-18
DUST EXTRACTOR | DUST EXTRACTOR | KAVO | SMARTAIR EVO | 2016-02-11 | 1380 | 2024-03-14 | 2026-06-17
DUST EXTRACTOR | DUST EXTRACTOR | KAVO | SMARTAIR EVO | 2016-02-11 | 1380 | 2024-03-14 | 2026-06-17
DUST EXTRACTOR | DUST EXTRACTOR | KAVO | SMARTAIR EVO | 2016-02-11 | 1380 | 2024-03-15 | 2026-06-17
DUST EXTRACTOR | DUST EXTRACTOR | KAVO | SMARTAIR EVO | 2016-02-11 | 1380 | 2024-03-15 | 2026-06-17
DUST EXTRACTOR | DUST EXTRACTOR | KAVO | SMARTAIR EVO | 2016-02-11 | 1380 | 2024-03-15 | 2026-06-17
DUST EXTRACTOR | DUST EXTRACTOR | KAVO | SMARTAIR EVO | 2016-02-11 | 1380 | 2024-03-21 | 2026-06-17
DUST EXTRACTOR | DUST EXTRACTOR | KAVO | SMARTAIR EVO | 2016-02-11 | 1380 | 2024-03-15 | 2026-06-17
DUST EXTRACTOR | DUST EXTRACTOR | KAVO | SMARTAIR EVO | 2016-02-11 | 1380 | 2024-03-14 | 2026-06-17
DUST EXTRACTOR | DUST EXTRACTOR | KAVO | SMARTAIR EVO | 2016-02-11 | 1380 | 2024-03-14 | 2026-06-17
RETINAL CAMERA | OCT OPTICAL COHERENCE TOMOGRAPHY | HEIDELBERG | SPECTRALIS | 2016-02-09 | 172972.8 | 2023-11-14 | 2024-11-14
R.A. MACHINE | R.A. MACHINE | PARKER HANNIFIN CORP | MATRX MDM | 2016-02-08 | 2244 | 2024-01-25 | 2024-07-15
R.A. MACHINE | R.A. MACHINE | PARKER HANNIFIN CORP | MATRX MDM | 2016-02-08 | 2244 | 2024-01-25 | 2024-07-15
BIPAP VENTILATORY SUPPORT SYSTEM | TRILOGY 100 VENTILATOR | RESPIRONICS | TRILOGY 100 | 2016-06-20 | 4303.2
BIPAP VENTILATORY SUPPORT SYSTEM | BIPAP VENTILATORY SUPPORT SYSTEM | RESPIRONICS | A40 | 2016-06-20 | 2913
BIPAP VENTILATORY SUPPORT SYSTEM | TRILOGY 100 VENTILATOR | RESPIRONICS | TRILOGY 100 | 2016-06-20 | 4303.2
AUDIO DOPPLER | VASCULAR DOPPLER | EDAN INSTRUMENTS | SONOTRAX VASCULAR | 2016-09-13 | 240
TRANSPORT MONITOR | PATIENT MONITOR INTELLIVUE X2 | PHILIPS LTD | M3002A-X2 | 2016-09-07 | 6240
COAGULATION TIMER | COAGULATION TIMER - HAND HELD UNIT | ROCHE LTD | COAGUCHEK XS SYSTEM | 2016-08-01 | 974.316
DERMATOSCOPE | DERMATOSCOPE | HEINE | DELTA 20 | 2016-07-07 | 786
TRANSCUT NERVE STIMULATOR | TENS MACHINE | EVERYWAY MEDICAL | EM-6100A | 2016-03-23 | 240
THERMOMETER CALIBRATOR | TAT-5000 CALIBRATION VERIFICATION KIT | EXERGEN CORP | 129075 | 2016-03-03 | 691.296 | 2024-03-06 | 2025-03-06
COAGULATION TIMER | HANDHELD BASE UNIT FOR COAGULATION TIMER | ROCHE LTD | 4803710 | 2016-02-18 | 840
COAGULATION TIMER | COAGULATION TIMER - HAND HELD UNIT | ROCHE LTD | COAGUCHEK XS SYSTEM | 2016-02-09 | 974.316
COAGULATION TIMER | HANDHELD BASE UNIT FOR COAGULATION TIMER | ROCHE LTD | 4803710 | 2016-02-09 | 840
THERMOMETER - SURFACE SCAN | SURFACE SCAN THERMOMETER | RYCOM | JXB-182 | 2016-01-14 | 41.94
TRANSPORT MONITOR | PATIENT MONITOR INTELLIVUE X2 | PHILIPS LTD | M3002A-X2 | 2016-07-25 | 6240
TILT CHAIR | STROKE CHAIR - MECHANICAL | KIRTON HEALTHCARE | DELTA 450 | 2016-08-04 | 1200 | 2020-01-21 | 2024-04-15
TILT CHAIR | TILT CHAIR - PRESSURE MANAGEMENT | CAREFLEX | SMARTSEAT | 2016-08-18 | 3000 | 2019-10-10
VITAL SIGNS MONITOR | VITAL SIGNS MONITOR: NBP/SPO2/TEMP. | WELCH ALLYN | SPOT 420(NBP/SPO2) | 2016-07-19 | 2400 | 2021-11-24 | 2024-08-14
TRANSCUT NERVE STIMULATOR | DUAL CHANNEL STIMULATOR | EVERYWAY MED | TPN200 PLUS MOD N601 | 2016-07-01 | 132
ULTRASOUND PROBE | ULTRASOUND PROBE | FUJIFILM SONOSITE | HFL50X | 2016-05-11 | 7686
OPTICAL IMAGING SYSTEM | CORONARY IMAGING CONSOLE | TERUMO | LUNAWAVE | 2016-05-04 | 3600
TRANSPORT MONITOR | PATIENT MONITOR INTELLIVUE X2 | PHILIPS LTD | M3002A-X2 | 2018-06-13 | 6240
TILT CHAIR | TILT CHAIR - PRESSURE MANAGEMENT | CAREFLEX | HYDROFLEX | 2016-03-17 | 3678 | 2024-04-18 | 2027-04-18
AMBULATORY ARRHYTHMIA MONITOR | AMBULATORY ECG RECORDER | SPACELABS | LIFECARD CF | 2016-03-09 | 2152.8
AMBULATORY ARRHYTHMIA MONITOR | AMBULATORY ECG RECORDER | SPACELABS | LIFECARD CF | 2016-03-09 | 2152.8
AMBULATORY ARRHYTHMIA MONITOR | AMBULATORY ECG RECORDER | SPACELABS | LIFECARD CF | 2016-03-09 | 2152.8
AMBULATORY ARRHYTHMIA MONITOR | AMBULATORY ECG RECORDER | SPACELABS | LIFECARD CF | 2016-03-09 | 2152.8
AMBULATORY ARRHYTHMIA MONITOR | AMBULATORY ECG RECORDER | SPACELABS | LIFECARD CF | 2016-03-09 | 2152.8
AMBULATORY ARRHYTHMIA MONITOR | AMBULATORY ECG RECORDER | SPACELABS | LIFECARD CF | 2016-03-09 | 2152.8
AMBULATORY ARRHYTHMIA MONITOR | AMBULATORY ECG RECORDER | SPACELABS | LIFECARD CF | 2016-03-09 | 2152.8
AMBULATORY ARRHYTHMIA MONITOR | AMBULATORY ECG RECORDER | SPACELABS | LIFECARD CF | 2016-03-09 | 2152.8
AMBULATORY ARRHYTHMIA MONITOR | AMBULATORY ECG RECORDER | SPACELABS | LIFECARD CF | 2016-03-09 | 2152.8
AMBULATORY ARRHYTHMIA MONITOR | AMBULATORY ECG RECORDER | SPACELABS | LIFECARD CF | 2016-03-09 | 2152.8
AMBULATORY ARRHYTHMIA MONITOR | AMBULATORY ECG RECORDER | SPACELABS | LIFECARD CF | 2016-03-09 | 2152.8
AMBULATORY ARRHYTHMIA MONITOR | AMBULATORY ECG RECORDER | SPACELABS | LIFECARD CF | 2016-03-09 | 2152.8
AMBULATORY ARRHYTHMIA MONITOR | AMBULATORY ECG RECORDER | SPACELABS | LIFECARD CF | 2016-03-09 | 2152.8
AMBULATORY ARRHYTHMIA MONITOR | AMBULATORY ECG RECORDER | SPACELABS | LIFECARD CF | 2016-03-09 | 2152.8
AMBULATORY ARRHYTHMIA MONITOR | AMBULATORY ECG RECORDER | SPACELABS | LIFECARD CF | 2016-03-09 | 2152.8
AMBULATORY ARRHYTHMIA MONITOR | AMBULATORY ECG RECORDER | SPACELABS | LIFECARD CF | 2016-03-09 | 2152.8
AMBULATORY ARRHYTHMIA MONITOR | AMBULATORY ECG RECORDER | SPACELABS | LIFECARD CF | 2016-03-09 | 2152.8
AMBULATORY ARRHYTHMIA MONITOR | AMBULATORY ECG RECORDER | SPACELABS | LIFECARD CF | 2016-03-09 | 2152.8
AMBULATORY ARRHYTHMIA MONITOR | AMBULATORY ECG RECORDER | SPACELABS | LIFECARD CF | 2016-03-09 | 2152.8
AMBULATORY ARRHYTHMIA MONITOR | AMBULATORY ECG RECORDER | SPACELABS | LIFECARD CF | 2016-03-09 | 2152.8
AMBULATORY ARRHYTHMIA MONITOR | AMBULATORY ECG RECORDER | SPACELABS | LIFECARD CF | 2016-03-09 | 2152.8
AMBULATORY ARRHYTHMIA MONITOR | AMBULATORY ECG RECORDER | SPACELABS | LIFECARD CF | 2016-03-09 | 2152.8
AMBULATORY ARRHYTHMIA MONITOR | AMBULATORY ECG RECORDER | SPACELABS | LIFECARD CF | 2016-03-09 | 2152.8
AMBULATORY ARRHYTHMIA MONITOR | AMBULATORY ECG RECORDER | SPACELABS | LIFECARD CF | 2016-03-09 | 2152.8
AMBULATORY ARRHYTHMIA MONITOR | AMBULATORY ECG RECORDER | SPACELABS | LIFECARD CF | 2016-03-09 | 2152.8
AMBULATORY ARRHYTHMIA MONITOR | AMBULATORY ECG RECORDER | SPACELABS | LIFECARD CF | 2016-03-09 | 2152.8
AMBULATORY ARRHYTHMIA MONITOR | AMBULATORY ECG RECORDER | SPACELABS | LIFECARD CF | 2016-03-09 | 2152.8
AMBULATORY ARRHYTHMIA MONITOR | AMBULATORY ECG RECORDER | SPACELABS | LIFECARD CF | 2016-03-09 | 2152.8
AMBULATORY ARRHYTHMIA MONITOR | AMBULATORY ECG RECORDER | SPACELABS | LIFECARD CF | 2016-03-09 | 2152.8
AMBULATORY ARRHYTHMIA MONITOR | AMBULATORY ECG RECORDER | SPACELABS | LIFECARD CF | 2016-03-09 | 2152.8
AMBULATORY ARRHYTHMIA MONITOR | AMBULATORY ECG RECORDER | SPACELABS | LIFECARD CF | 2016-03-09 | 2152.8
AMBULATORY ARRHYTHMIA MONITOR | AMBULATORY ECG RECORDER | SPACELABS | LIFECARD CF | 2016-03-09 | 2152.8
AMBULATORY ARRHYTHMIA MONITOR | AMBULATORY ECG RECORDER | SPACELABS | LIFECARD CF | 2016-03-09 | 2152.8
AMBULATORY ARRHYTHMIA MONITOR | AMBULATORY ECG RECORDER | SPACELABS | LIFECARD CF | 2016-03-09 | 2152.8
DIGITAL VIDEO RECORDER | DIGITAL VIDEO RECORDER | OLYMPUS | IMH-20 | 2016-02-10 | 14400 | 2022-01-25 | 2023-01-19
DIATHERMY MACHINE | DIATHERMY MACHINE | ERBE | VIO 200S | 2016-02-10 | 12000 | 2023-02-07 15:14 | 2024-10-15
FIBRE OPTIC SOURCE | LIGHT SOURCE - XENON 300 | OLYMPUS | CLV-290SL | 2016-02-10 | 19290 | 2023-04-13 15:11 | 2024-04-13
ENDOSCOPY VIDEO SYSTEM | SCOPE PROCESSOR | OLYMPUS | CV-290 | 2016-02-10 | 12000 | 2023-04-13 15:11 | 2024-10-15
INSUFFLATOR CO2 | ENDOSCOPIC CO2 REGULATION UNIT | OLYMPUS | UCR | 2016-02-10 | 11172 | 2023-05-15 | 2024-11-12
FLAT SCREEN DISPLAY | LCD MONITOR HD - 26 INCH | OLYMPUS | OEV262H | 2016-02-10 | 7898.4 | 2023-04-13 15:10 | 2024-04-13
ENDOSCOPY STACKING TROLLEY | ENDOSCOPY STACKING TROLLEY | OLYMPUS | WM-NP2 | 2016-02-10 | 3240 | 2023-04-13 15:12 | 2024-04-13
EEG RECORDER | 32 CHANNEL VIDEO EEG SYSTEM | MICROMED ELECTRONICS | BRAIN-QUICK 3200 ACQ/DVEEGHD | 2016-02-11 | 26316
BATTERY CHARGER | LI-ION BATTERY CHARGER | CADEX ELECTRONICS INC. | UCC1 60W | 2016-02-01 | 315.18
SCALES | SCALES - STAND ON | SECA | 877 | 2016-01-28 | 300 | 2023-12-06 | 2024-11-15
DYNAMIC PRESSURE MATTRESS | DYNAMIC PRESSURE MATTRESS | KAROMED | TF/ACTIVE | 2016-01-27 | 600
BIPAP VENTILATORY SUPPORT SYSTEM | TRILOGY 100 VENTILATOR | RESPIRONICS | TRILOGY 100 | 2016-09-20 | 4303.2
BIPAP VENTILATORY SUPPORT SYSTEM | BIPAP VENTILATORY SUPPORT SYSTEM | RESPIRONICS | A40 | 2016-09-20 | 2913
BIPAP VENTILATORY SUPPORT SYSTEM | BIPAP VENTILATORY SUPPORT SYSTEM | RESPIRONICS | A40 | 2016-09-20 | 2913
BIPAP VENTILATORY SUPPORT SYSTEM | BIPAP VENTILATORY SUPPORT SYSTEM | RESPIRONICS | A40 | 2016-09-20 | 2913
BIPAP VENTILATORY SUPPORT SYSTEM | BIPAP VENTILATORY SUPPORT SYSTEM | RESPIRONICS | A40 | 2016-09-20 | 2913
BIPAP VENTILATORY SUPPORT SYSTEM | TRILOGY 100 VENTILATOR | RESPIRONICS | TRILOGY 100 | 2016-09-20 | 4303.2
BIPAP VENTILATORY SUPPORT SYSTEM | BIPAP VENTILATORY SUPPORT SYSTEM | RESPIRONICS | A40 | 2016-09-20 | 2913
BIPAP VENTILATORY SUPPORT SYSTEM | BIPAP VENTILATORY SUPPORT SYSTEM | RESPIRONICS | A40 | 2016-09-20 | 2913
ANTI-STATIC MAT | BURIED LAYER DISSIPATIVE MAT | RS | 233-468 | 2016-03-22 | 45.012 | 2023-01-26 08:39 | 2025-01-26
SUCTION CONTROLLER | HIGH SUCTION CONTROLLER | THERAPY EQUIPMENT | DIAMOND RANGE HIGH | 2016-03-11 | 96
SUCTION CONTROLLER | HIGH SUCTION REMOTE | THERAPY EQUIPMENT | DIAMOND RANGE HIGH (REMOTE) | 2016-03-09 | 96
SUCTION CONTROLLER | HIGH SUCTION CONTROLLER | THERAPY EQUIPMENT | DIAMOND RANGE HIGH | 2016-03-07 | 96
SUCTION CONTROLLER | HIGH SUCTION REMOTE | THERAPY EQUIPMENT | DIAMOND RANGE HIGH (REMOTE) | 2016-03-03 | 120
SUCTION CONTROLLER | HIGH SUCTION REMOTE | THERAPY EQUIPMENT | DIAMOND RANGE HIGH (REMOTE) | 2016-03-03 | 120
SUCTION CONTROLLER | HIGH SUCTION REMOTE | THERAPY EQUIPMENT | DIAMOND RANGE HIGH (REMOTE) | 2016-03-03 | 120
SUCTION CONTROLLER | HIGH SUCTION REMOTE | THERAPY EQUIPMENT | DIAMOND RANGE HIGH (REMOTE) | 2016-03-03 | 120
SUCTION CONTROLLER | HIGH SUCTION REMOTE | THERAPY EQUIPMENT | DIAMOND RANGE HIGH (REMOTE) | 2016-03-03 | 120
SUCTION CONTROLLER | HIGH SUCTION REMOTE | THERAPY EQUIPMENT | DIAMOND RANGE HIGH (REMOTE) | 2016-03-03 | 120
SUCTION CONTROLLER | HIGH SUCTION REMOTE | THERAPY EQUIPMENT | DIAMOND RANGE HIGH (REMOTE) | 2016-03-03 | 120
SUCTION CONTROLLER | HIGH SUCTION REMOTE | THERAPY EQUIPMENT | DIAMOND RANGE HIGH (REMOTE) | 2016-03-03 | 120
SUCTION CONTROLLER | HIGH SUCTION REMOTE | THERAPY EQUIPMENT | DIAMOND RANGE HIGH (REMOTE) | 2016-03-03 | 120
SUCTION CONTROLLER | HIGH SUCTION REMOTE | THERAPY EQUIPMENT | DIAMOND RANGE HIGH (REMOTE) | 2016-03-03 | 120
SUCTION CONTROLLER | HIGH SUCTION REMOTE | THERAPY EQUIPMENT | DIAMOND RANGE HIGH (REMOTE) | 2016-03-03 | 120
SUCTION CONTROLLER | HIGH SUCTION REMOTE | THERAPY EQUIPMENT | DIAMOND RANGE HIGH (REMOTE) | 2016-03-03 | 120
SUCTION CONTROLLER | HIGH SUCTION REMOTE | THERAPY EQUIPMENT | DIAMOND RANGE HIGH (REMOTE) | 2016-03-03 | 120
SUCTION CONTROLLER | HIGH SUCTION REMOTE | THERAPY EQUIPMENT | DIAMOND RANGE HIGH (REMOTE) | 2016-03-03 | 120
SUCTION CONTROLLER | HIGH SUCTION REMOTE | THERAPY EQUIPMENT | DIAMOND RANGE HIGH (REMOTE) | 2016-03-03 | 120
SUCTION CONTROLLER | HIGH SUCTION REMOTE | THERAPY EQUIPMENT | DIAMOND RANGE HIGH (REMOTE) | 2016-03-03 | 120
SUCTION CONTROLLER | HIGH SUCTION REMOTE | THERAPY EQUIPMENT | DIAMOND RANGE HIGH (REMOTE) | 2016-03-03 | 120
SUCTION CONTROLLER | LOW SUCTION | THERAPY EQUIPMENT | DIAMOND RANGE LOW | 2016-02-26 | 122.4
SUCTION CONTROLLER | HIGH SUCTION CONTROLLER | THERAPY EQUIPMENT | DIAMOND RANGE HIGH | 2016-02-15 | 96
SUCTION CONTROLLER | HIGH SUCTION CONTROLLER | THERAPY EQUIPMENT | DIAMOND RANGE HIGH | 2016-02-15 | 96
COUCH | COUCH - ELECTRIC | AKRON | A2222/2/SHS | 2016-01-13 | 900 |  | 2024-01-14
SUCTION CONTROLLER | HIGH SUCTION CONTROLLER | THERAPY EQUIPMENT | DIAMOND RANGE HIGH | 2016-01-11 | 96
SUCTION UNIT | SUCTION - LAERDAL - BATTERY | LAERDAL | LSU-2 | 2016-01-08 | 816 | 2022-03-11 | 2025-03-11
COUCH | DAY SURGERY TROLLEY | ANETIC AID | QA3 | 2015-12-23 | 3120 | 2022-12-02 14:54 | 2025-01-12
COUCH | DAY SURGERY TROLLEY | ANETIC AID | QA3 | 2015-12-23 | 3120 | 2022-04-13 | 2025-01-12
SCALES | SCALES - STAND ON BARIATRIC | MARSDEN | M-800 | 2016-02-04 | 810 | 2023-11-30 | 2024-11-15
DENTAGEL | DENTAGEL | BEGO | GELOVIT 200 | 2016-01-29 | 960 | 2024-03-06 | 2026-06-17
COAGULATION TIMER | COAGULATION TIMER | BCL | COAGUCHECK | 2016-01-27 | 480
DENTAL LIGHT | DENTAL LIGHT | ADEC DENTAL | 6300 | 2016-01-14 | 1416 | 2024-02-23 | 2024-11-20
DENTAL LIGHT | DENTAL LIGHT | ADEC DENTAL | 6300 | 2016-01-14 | 1416 | 2024-02-21 | 2024-11-04
DENTAL LIGHT | DENTAL LIGHT | ADEC DENTAL | 6300 | 2016-01-14 | 1416 | 2024-01-31 | 2024-11-20
DENTAL LIGHT | DENTAL LIGHT | ADEC DENTAL | 6300 | 2016-01-14 | 1416 | 2024-02-01 | 2024-11-14
DENTAL LIGHT | DENTAL LIGHT | ADEC DENTAL | 6300 | 2016-01-14 | 1416 | 2024-01-31 | 2024-11-15
DENTAL LIGHT | DENTAL LIGHT | ADEC DENTAL | 6300 | 2016-01-14 | 1416 | 2024-02-21 | 2024-11-14
DENTAL LIGHT | DENTAL LIGHT | ADEC DENTAL | 6300 | 2016-01-14 | 1416 | 2024-02-01 | 2024-11-14
DENTAL CHAIR | DENTAL CHAIR | ADEC DENTAL | 311 | 2016-01-14 | 3600 | 2024-02-21 | 2024-11-11
DENTAL CHAIR | DENTAL CHAIR | ADEC DENTAL | 311 | 2016-01-14 | 3600 | 2024-02-21 | 2024-11-11
DENTAL CHAIR | DENTAL CHAIR | ADEC DENTAL | 311 | 2016-01-14 | 3600 | 2024-02-21 | 2024-11-11
DENTAL CHAIR | DENTAL CHAIR | ADEC DENTAL | 311 | 2016-01-14 | 3600 | 2024-02-21 | 2025-11-11
DENTAL CHAIR | DENTAL CHAIR | ADEC DENTAL | 311 | 2016-01-14 | 3600 | 2024-02-21 | 2025-02-21
DENTAL CHAIR | DENTAL CHAIR | ADEC DENTAL | 311 | 2016-01-14 | 3600 | 2024-02-21 | 2024-11-11
DENTAL CHAIR | DENTAL CHAIR | ADEC DENTAL | 311 | 2016-01-14 | 3600 | 2024-02-21 | 2024-11-11
DENTAL CHAIR | DENTAL CHAIR | ADEC DENTAL | 311 | 2016-01-14 | 3600 | 2024-02-21 | 2024-11-11
DENTAL CHAIR | DENTAL CHAIR | ADEC DENTAL | 311 | 2016-01-14 | 3600 | 2024-02-21 | 2024-11-11
DENTAL CHAIR | DENTAL CHAIR | ADEC DENTAL | 311 | 2016-01-14 | 3600 | 2024-02-21 | 2024-11-11
DENTAL CHAIR | DENTAL CHAIR | ADEC DENTAL | 311 | 2016-01-14 | 3600 | 2024-02-21 | 2024-11-11
DENTAL CHAIR | DENTAL CHAIR | ADEC DENTAL | 311 | 2016-01-14 | 3600 | 2024-02-21 | 2024-11-11
DENTAL CHAIR | DENTAL CHAIR | ADEC DENTAL | 311 | 2016-01-14 | 3600 | 2024-02-21 | 2024-11-11
CARDIOGRAPH | CARDIOGRAPH | MORTARA INST | ELI 250 | 2016-02-04 | 3600
SUCTION UNIT | SUCTION - LAERDAL - BATTERY | LAERDAL | LSU-2 | 2016-01-07 | 816 | 2022-02-17 | 2025-02-14
HUMIDIFIER | HEATED RESPIRATORY HUMIDIFIER | F & P | HC150 | 2015-12-30 | 150
BATTERY CHARGER | BATTERY CHARGER | LINAK | RIEYE MK1 | 2015-12-17 | 480 | 2024-03-06 | 2025-03-06
OPERATING TABLE | OPERATING TABLE | RINI | RINI EYE1 | 2015-12-17 | 17272.8 | 2024-03-06 | 2025-03-06
FLAT SCREEN DISPLAY | FLAT SCREEN DISPLAY 20" | LENOVO | M73Z | 2015-12-17 | 1500 | 2024-03-06 | 2025-03-06
FLAT SCREEN DISPLAY | FLAT SCREEN DISPLAY 20" | LENOVO | M73Z | 2015-12-17 | 1500 | 2024-03-06 | 2025-03-06
APPLANATION TONOM | TONOMETER | HAAG STREIT | AT900 | 2015-12-17 | 2100
SLIT LAMP | SLIT LAMP | HAAG STREIT | BQ900 | 2015-12-17 | 25225.2 | 2024-03-06 | 2025-02-01
OPHTHALMIC CHAIR | OPHTHALMIC CHAIR | TAKAGI | CR-650 | 2015-12-17 | 2040 | 2024-03-06 | 2025-02-01
SLIT LAMP TABLE | TAKAGI SLIT LAMP TABLE | TAKAGI | ST40 | 2015-12-17 | 5400 | 2024-03-06 | 2025-02-01
SLIT LAMP TABLE | TAKAGI SLIT LAMP TABLE | TAKAGI | ST40 | 2015-12-17 | 5400 | 2024-03-06 | 2025-02-01
OPHTHALMIC CHAIR | OPHTHALMIC CHAIR | TAKAGI | CR-650 | 2015-12-17 | 2040 | 2024-03-06 | 2025-02-01
APPLANATION TONOM | TONOMETER | HAAG STREIT | AT900 | 2015-12-17 | 2100
SLIT LAMP | SLIT LAMP | HAAG STREIT | BQ900 | 2015-12-17 | 25225.2 | 2024-03-06 | 2025-02-01
NASAL CPAP | CPAP | RESPIRONICS | REMSTAR AUTO M SERIES | 2017-06-16 | 600
NASAL CPAP | CPAP | RESPIRONICS | REMSTAR AUTO M SERIES | 2017-06-16 | 600
NASAL CPAP | CPAP | RESPIRONICS | REMSTAR AUTO M SERIES | 2017-06-16 | 600
IN-EXSUFFLATOR (COUGH ASSIST SYSTEM) | MECHANICAL IN-EXSUFFLATOR | RESPIRONICS | COUGH ASSIST E70 | 2017-06-16 | 3960
NASAL CPAP | CPAP | RESPIRONICS | REMSTAR AUTO M SERIES | 2017-06-16 | 600
NASAL CPAP | CPAP | RESPIRONICS | REMSTAR AUTO M SERIES | 2017-06-16 | 600
IN-EXSUFFLATOR (COUGH ASSIST SYSTEM) | MECHANICAL IN-EXSUFFLATOR | RESPIRONICS | COUGH ASSIST E70 | 2017-06-16 | 3960
NASAL CPAP | CPAP | RESPIRONICS | REMSTAR AUTO M SERIES | 2017-06-16 | 600
NASAL CPAP | CPAP | RESPIRONICS | REMSTAR AUTO M SERIES | 2017-06-16 | 600
BIPAP VENTILATORY SUPPORT SYSTEM | BIPAP VENTILATORY SUPPORT SYSTEM | RESPIRONICS | A40 | 2017-06-16 | 2913
NASAL CPAP | CPAP | RESPIRONICS | REMSTAR AUTO M SERIES | 2017-06-16 | 600
NASAL CPAP | CPAP | RESPIRONICS | REMSTAR AUTO M SERIES | 2017-06-16 | 600
NASAL CPAP | CPAP | RESPIRONICS | REMSTAR AUTO M SERIES | 2017-06-16 | 600
NASAL CPAP | CPAP | RESPIRONICS | REMSTAR AUTO M SERIES | 2017-06-16 | 600
NASAL CPAP | CPAP | RESPIRONICS | REMSTAR AUTO M SERIES | 2017-06-16 | 600
NASAL CPAP | CPAP | RESPIRONICS | REMSTAR AUTO M SERIES | 2017-06-16 | 600
NASAL CPAP | CPAP | RESPIRONICS | REMSTAR AUTO M SERIES | 2017-06-16 | 600
NASAL CPAP | CPAP | RESPIRONICS | REMSTAR AUTO M SERIES | 2017-06-16 | 600
NASAL CPAP | CPAP | RESPIRONICS | REMSTAR AUTO M SERIES | 2017-06-16 | 600
IN-EXSUFFLATOR (COUGH ASSIST SYSTEM) | MECHANICAL IN-EXSUFFLATOR | RESPIRONICS | COUGH ASSIST E70 | 2017-06-16 | 3960
NASAL CPAP | CPAP | RESPIRONICS | REMSTAR AUTO M SERIES | 2017-06-16 | 600
IN-EXSUFFLATOR (COUGH ASSIST SYSTEM) | MECHANICAL IN-EXSUFFLATOR | RESPIRONICS | COUGH ASSIST E70 | 2017-06-16 | 3960
NASAL CPAP | CPAP | RESPIRONICS | REMSTAR AUTO M SERIES | 2017-06-15 | 600
NASAL CPAP | CPAP | RESPIRONICS | REMSTAR AUTO M SERIES | 2017-06-15 | 600
NASAL CPAP | CPAP | RESPIRONICS | REMSTAR AUTO M SERIES | 2017-06-16 | 600
NASAL CPAP | CPAP | RESPIRONICS | REMSTAR AUTO M SERIES | 2017-06-16 | 600
NASAL CPAP | CPAP | RESPIRONICS | REMSTAR AUTO M SERIES | 2017-06-16 | 600
NASAL CPAP | CPAP | RESPIRONICS | REMSTAR AUTO M SERIES | 2017-06-16 | 600
NASAL CPAP | CPAP | RESPIRONICS | REMSTAR AUTO M SERIES | 2017-06-15 | 600
BIPAP VENTILATORY SUPPORT SYSTEM | BIPAP VENTILATORY SUPPORT SYSTEM | RESPIRONICS | A40 | 2017-06-16 | 2913
BIPAP VENTILATORY SUPPORT SYSTEM | BIPAP VENTILATORY SUPPORT SYSTEM | RESPIRONICS | A40 | 2017-06-16 | 2913
BIPAP VENTILATORY SUPPORT SYSTEM | BIPAP VENTILATORY SUPPORT SYSTEM | RESPIRONICS | A40 | 2017-06-16 | 2913
NASAL CPAP | CPAP | RESPIRONICS | REMSTAR AUTO M SERIES | 2015-12-21 | 600
NASAL CPAP | CPAP | RESPIRONICS | REMSTAR AUTO M SERIES | 2015-12-21 | 600
NASAL CPAP | CPAP | RESPIRONICS | REMSTAR AUTO M SERIES | 2015-12-21 | 600
NASAL CPAP | CPAP | RESPIRONICS | REMSTAR AUTO M SERIES | 2015-12-21 | 600
NASAL CPAP | CPAP | RESPIRONICS | REMSTAR AUTO M SERIES | 2015-12-21 | 600
NASAL CPAP | CPAP | RESPIRONICS | REMSTAR AUTO M SERIES | 2015-12-21 | 600
NASAL CPAP | CPAP | RESPIRONICS | REMSTAR AUTO M SERIES | 2015-12-21 | 600
NASAL CPAP | CPAP | RESPIRONICS | REMSTAR AUTO M SERIES | 2015-12-21 | 600
NASAL CPAP | CPAP | RESPIRONICS | REMSTAR AUTO M SERIES | 2015-12-21 | 600
NASAL CPAP | CPAP | RESPIRONICS | REMSTAR AUTO M SERIES | 2015-12-21 | 600
NASAL CPAP | CPAP | RESPIRONICS | REMSTAR AUTO M SERIES | 2015-12-21 | 600
NASAL CPAP | CPAP | RESPIRONICS | REMSTAR AUTO M SERIES | 2015-12-21 | 600
NASAL CPAP | CPAP | RESPIRONICS | REMSTAR AUTO M SERIES | 2015-12-21 | 600
NASAL CPAP | CPAP | RESPIRONICS | REMSTAR AUTO M SERIES | 2015-12-21 | 600
NASAL CPAP | CPAP | RESPIRONICS | REMSTAR AUTO M SERIES | 2015-12-21 | 600
NASAL CPAP | CPAP | RESPIRONICS | REMSTAR AUTO M SERIES | 2015-12-21 | 600
NASAL CPAP | CPAP | RESPIRONICS | REMSTAR AUTO M SERIES | 2015-12-21 | 600
NASAL CPAP | CPAP | RESPIRONICS | REMSTAR AUTO M SERIES | 2017-06-15 | 600
NASAL CPAP | CPAP | RESPIRONICS | REMSTAR AUTO M SERIES | 2015-12-21 | 600
IN-EXSUFFLATOR (COUGH ASSIST SYSTEM) | MECHANICAL IN-EXSUFFLATOR | RESPIRONICS | COUGH ASSIST E70 | 2017-06-15 | 3960
NASAL CPAP | CPAP | RESPIRONICS | REMSTAR AUTO M SERIES | 2015-12-21 | 600
NASAL CPAP | CPAP | RESPIRONICS | REMSTAR AUTO M SERIES | 2015-12-21 | 600
COLONOSCOPE | VIDEO GASTROSCOPE | OLYMPUS | GIF-H260 | 2015-12-09 | 41015.52
COLONOSCOPE | COLONOSCOPE | OLYMPUS | CF-H260DL | 2015-12-09 | 45393.516
GASTROSCOPE | GASTROSCOPE | OLYMPUS | GIF-Q260 | 2015-12-09 | 13200
GASTROSCOPE | GASTROSCOPE | OLYMPUS | GIF-Q260 | 2015-12-09 | 34352.76
COLONOSCOPE | VIDEO GASTROSCOPE | OLYMPUS | GIF-H260 | 2015-12-09 | 38102.004
COLONOSCOPE | VIDEO GASTROSCOPE | OLYMPUS | GIF-H260 | 2015-12-09 | 38101.992
BRONCHOSCOPE | BRONCHOSCOPE | OLYMPUS | BF-1T200 | 2015-12-09 | 25863.12
COLONOSCOPE | COLONOSCOPE | OLYMPUS | CF-Q260DL | 2015-12-09 | 35716.8
GASTROSCOPE | GASTROSCOPE | OLYMPUS | GIF-2T40 | 2015-12-09 | 18000
GASTROSCOPE | GASTROSCOPE | OLYMPUS | GIF-XQ240 | 2015-12-09 | 1800
COLONOSCOPE | VIDEO GASTROSCOPE | OLYMPUS | GIF-H260 | 2015-12-09 | 40430.664
GASTROSCOPE | GASTROSCOPE | OLYMPUS | GIF-Q260 | 2015-12-09 | 13200
COLONOSCOPE | VIDEO COLONOSCOPE | OLYMPUS | TJF-260V | 2015-12-09 | 40430.664
COLONOSCOPE | VIDEO GASTROSCOPE | OLYMPUS | GIF-H260 | 2015-12-09 | 40430.664
GASTROSCOPE | ULTRASOUND GASTROSCOPE | OLYMPUS | GF-EU260-AL | 2015-12-09 | 110095.884
EXAMINATION LAMP | EXAMINATION LAMP | HEINE | HL1200 | 2015-12-03 | 558 | 2022-04-28 | 2023-07-01
EXAMINATION LAMP | EXAMINATION LAMP | HEINE | HL1200 | 2015-12-03 | 558 | 2022-04-28 | 2023-07-01
COUCH | COUCH 2-SECTION HYDRAULIC | PLINTH 2000 | 502H | 2015-12-03 | 642 | 2022-04-28 | 2023-07-01
COUCH | COUCH 2-SECTION HYDRAULIC | PLINTH 2000 | 502H | 2015-12-03 | 642 | 2022-04-28 | 2023-07-01
NASAL CPAP | CPAP | RESPIRONICS | REMSTAR AUTO M SERIES | 2015-12-21 | 600
NASAL CPAP | CPAP | RESPIRONICS | REMSTAR AUTO M SERIES | 2015-12-21 | 600
NASAL CPAP | CPAP | RESPIRONICS | REMSTAR AUTO M SERIES | 2015-12-21 | 600
NASAL CPAP | CPAP | RESPIRONICS | REMSTAR AUTO M SERIES | 2015-12-21 | 600
NASAL CPAP | CPAP | RESPIRONICS | REMSTAR AUTO M SERIES | 2015-12-21 | 600
NASAL CPAP | CPAP | RESPIRONICS | REMSTAR AUTO M SERIES | 2015-12-21 | 600
NASAL CPAP | CPAP | RESPIRONICS | REMSTAR AUTO M SERIES | 2015-12-21 | 600
NASAL CPAP | CPAP | RESPIRONICS | REMSTAR AUTO M SERIES | 2015-12-21 | 600
NASAL CPAP | CPAP | RESPIRONICS | REMSTAR AUTO M SERIES | 2015-12-21 | 600
NASAL CPAP | CPAP | RESPIRONICS | REMSTAR AUTO M SERIES | 2015-12-21 | 600
NASAL CPAP | CPAP | RESPIRONICS | REMSTAR AUTO M SERIES | 2015-12-21 | 600
NASAL CPAP | CPAP | RESPIRONICS | REMSTAR AUTO M SERIES | 2015-12-21 | 600
NASAL CPAP | CPAP | RESPIRONICS | REMSTAR AUTO M SERIES | 2015-12-21 | 600
NASAL CPAP | CPAP | RESPIRONICS | REMSTAR AUTO M SERIES | 2015-12-21 | 600
NASAL CPAP | CPAP | RESPIRONICS | REMSTAR AUTO M SERIES | 2015-12-21 | 600
NASAL CPAP | CPAP | RESPIRONICS | REMSTAR AUTO M SERIES | 2015-12-21 | 600
NASAL CPAP | CPAP | RESPIRONICS | REMSTAR AUTO M SERIES | 2015-12-21 | 600
NASAL CPAP | CPAP | RESPIRONICS | REMSTAR AUTO M SERIES | 2015-12-21 | 600
NASAL CPAP | CPAP | RESPIRONICS | REMSTAR AUTO M SERIES | 2015-12-21 | 600
NASAL CPAP | CPAP | RESPIRONICS | REMSTAR AUTO M SERIES | 2015-12-21 | 600
NASAL CPAP | CPAP | RESPIRONICS | REMSTAR AUTO M SERIES | 2015-12-21 | 600
NASAL CPAP | CPAP | RESPIRONICS | REMSTAR AUTO M SERIES | 2015-12-21 | 600
NASAL CPAP | CPAP | RESPIRONICS | REMSTAR AUTO M SERIES | 2015-12-21 | 600
NASAL CPAP | CPAP | RESPIRONICS | REMSTAR AUTO M SERIES | 2015-12-21 | 600
BIPAP VENTILATORY SUPPORT SYSTEM | BIPAP VENTILATORY SUPPORT SYSTEM | RESPIRONICS | A40 | 2016-06-20 | 2913
BIPAP VENTILATORY SUPPORT SYSTEM | BIPAP VENTILATORY SUPPORT SYSTEM | RESPIRONICS | A40 | 2016-06-20 | 2913
BIPAP VENTILATORY SUPPORT SYSTEM | BIPAP VENTILATORY SUPPORT SYSTEM | RESPIRONICS | A40 | 2016-06-20 | 2913
BIPAP VENTILATORY SUPPORT SYSTEM | BIPAP VENTILATORY SUPPORT SYSTEM | RESPIRONICS | A40 | 2016-06-20 | 2913
ULTRASONIC SCALER | ULTRASONIC SCALER | SATELEC | P5 NEWTRON XS | 2015-12-17 | 1198.8 | 2022-09-30 | 2024-08-15
ULTRASONIC SCALER | ULTRASONIC SCALER | SATELEC | P5 NEWTRON XS | 2015-12-17 | 1198.8 | 2022-10-12 | 2024-08-15
APPLANATION TONOM | TONOMETER | HAAG STREIT | AT900 | 2015-12-16 | 1440
HUMALACTOR | HUMALACTOR | MEDELA | SYMPHONY | 2015-12-15 | 2280 | 2022-07-12 | 2024-07-15
CENTRIFUGE | CENTRIFUGE | DRUCKER CO. | HORIZON 642E | 2016-07-14 | 720
VITALITY SCANNER | PULP VITALITY TESTER | PARKELL | D624 | 2015-12-11 | 156
VITALITY SCANNER | PULP VITALITY TESTER | PARKELL | D624 | 2015-12-11 | 156
HANDPIECE MICROMOTOR | ENDODONTIC MICROMOTOR CONTROLLER | DENTSPLY LTD | NE274 SMART PLUS | 2016-04-21 | 1200 | 2024-05-07 | 2025-04-14
HANDPIECE | HANDPIECE | W&H UK LTD | TOPAIR 795 | 2015-12-10 | 540
HANDPIECE | HANDPIECE | W&H UK LTD | S11 | 2015-12-04 | 720
HANDPIECE MICROMOTOR | MICROMOTOR | W&H UK LTD | IMPLANTMED MICROMOTOR | 2015-12-04 | 780
IMPLANT DRILL | IMPLANT DRILL | W&H UK LTD | IMPLANTMED | 2015-12-04 | 780
HANDPIECE | DENTAL HANDPIECE | KAVO | 650C | 2015-12-04 | 720
AMBULATORY ARRHYTHMIA MONITOR | AMBULATORY ECG RECORDER | NOVACOR UK | R.TEST 3 EVOLUTION | 2015-11-20 | 1200
ULTRASOUND SCANNER - BLADDER | ULTRASOUND SCANNER - BLADDER | BARD LTD | BARDSCAN IIS | 2015-11-25 | 6600 | 2020-12-02 | 2025-06-08
PACEMAKER PROGRAMMER | PACEMAKER PROGRAMMER | GUIDANT | 3120 | 2016-01-13 | 2400 | 2022-07-11 | 2025-07-15
ELECTRIC BED | ACUTE CARE ELECTRIC BED | LINET UK | ELEGANZA 3 | 2015-11-30 | 2208 | 2022-01-10 | 2024-11-01
ELECTRIC BED | ACUTE CARE ELECTRIC BED | LINET UK | ELEGANZA 3 | 2015-11-30 | 2208 | 2023-05-12 | 2024-11-01
ELECTRIC BED | ACUTE CARE ELECTRIC BED | LINET UK | ELEGANZA 3 | 2015-11-30 | 2208 | 2022-05-10 | 2024-11-01
ELECTRIC BED | ACUTE CARE ELECTRIC BED | LINET UK | ELEGANZA 3 | 2015-11-30 | 2208 | 2023-05-30 | 2025-05-10
ELECTRIC BED | ACUTE CARE ELECTRIC BED | LINET UK | ELEGANZA 3 | 2015-11-30 | 2208 | 2021-12-30 | 2024-11-01
ELECTRIC BED | ACUTE CARE ELECTRIC BED | LINET UK | ELEGANZA 3 | 2015-11-30 | 2208 | 2023-11-23 | 2024-11-23
ELECTRIC BED | ACUTE CARE ELECTRIC BED | LINET UK | ELEGANZA 3 | 2015-11-30 | 2208 | 2023-08-29 | 2024-08-29
POWER SUPPLY | POWER SUPPLY | DRAEGER | IDS PSU | 2015-11-17 | 960
POWER SUPPLY | POWER SUPPLY | DRAEGER | IDS PSU | 2015-11-17 | 960
POWER SUPPLY | POWER SUPPLY | DRAEGER | IDS PSU | 2015-11-17 | 960
POWER SUPPLY | POWER SUPPLY | DRAEGER | IDS PSU | 2015-11-17 | 960
COUCH | COUCH - 2 SECTION NEUROLOGY | PLINTH 2000 | 40 | 2015-12-10 | 2252.16 | 2024-07-05 | 2027-07-05
ELECTRIC BED | ACUTE CARE ELECTRIC BED | LINET UK | ELEGANZA 3 | 2015-11-23 | 2208 | 2023-08-23 | 2024-08-23
ELECTRIC BED | ACUTE CARE ELECTRIC BED | LINET UK | ELEGANZA 3 | 2015-11-23 | 2208 | 2024-06-13 | 2025-06-13
ELECTRIC BED | ACUTE CARE ELECTRIC BED | LINET UK | ELEGANZA 3 | 2015-11-23 | 2208 | 2024-01-29 | 2025-01-29
ELECTRIC BED | ACUTE CARE ELECTRIC BED | LINET UK | ELEGANZA 3 | 2015-11-23 | 2208 | 2023-04-14 | 2024-11-01
ELECTRIC BED | ACUTE CARE ELECTRIC BED | LINET UK | ELEGANZA 3 | 2015-11-23 | 2208 | 2023-05-12 | 2024-11-01
ELECTRIC BED | ACUTE CARE ELECTRIC BED | LINET UK | ELEGANZA 3 | 2015-11-23 | 2208 | 2022-12-28 19:57 | 2024-11-01
ELECTRIC BED | ACUTE CARE ELECTRIC BED | LINET UK | ELEGANZA 3 | 2015-11-23 | 2208 | 2024-07-19 | 2025-07-19
ELECTRIC BED | ACUTE CARE ELECTRIC BED | LINET UK | ELEGANZA 3 | 2015-11-16 | 2208 | 2023-11-03 | 2024-11-03
ELECTRIC BED | ACUTE CARE ELECTRIC BED | LINET UK | ELEGANZA 3 | 2015-11-16 | 2208 | 2023-04-24 | 2024-11-01
ELECTRIC BED | ACUTE CARE ELECTRIC BED | LINET UK | ELEGANZA 3 | 2015-11-16 | 2208 | 2023-07-19 | 2024-07-19
ELECTRIC BED | ACUTE CARE ELECTRIC BED | LINET UK | ELEGANZA 3 | 2015-11-16 | 2208 | 2023-12-11 | 2024-12-11
ELECTRIC BED | ACUTE CARE ELECTRIC BED | LINET UK | ELEGANZA 3 | 2015-11-16 | 2208 | 2023-10-26 | 2024-10-26
ELECTRIC BED | ACUTE CARE ELECTRIC BED | LINET UK | ELEGANZA 3 | 2015-11-16 | 2208 | 2024-06-05 | 2025-06-05
ELECTRIC BED | ACUTE CARE ELECTRIC BED | LINET UK | ELEGANZA 3 | 2015-11-16 | 2208 | 2023-12-01 | 2024-12-01
DATA TRANSFER MODULE | DATACAPTOR TERMINAL SERVER 800 SERIES | CAPSULE | DATACAPTOR 800 SERIES | 2015-11-01 | 2580
DATA TRANSFER MODULE | DATACAPTOR TERMINAL SERVER 400 SERIES | CAPSULE | DATACAPTOR 400 SERIES | 2015-11-01 | 2580
DATA TRANSFER MODULE | DATACAPTOR TERMINAL SERVER 400 SERIES | CAPSULE | DATACAPTOR 400 SERIES | 2015-11-01 | 2580
DATA TRANSFER MODULE | DATACAPTOR TERMINAL SERVER 400 SERIES | CAPSULE | DATACAPTOR 400 SERIES | 2015-11-01 | 2580
DATA TRANSFER MODULE | DATACAPTOR TERMINAL SERVER 400 SERIES | CAPSULE | DATACAPTOR 400 SERIES | 2015-11-01 | 2580
DATA TRANSFER MODULE | DATACAPTOR TERMINAL SERVER 400 SERIES | CAPSULE | DATACAPTOR 400 SERIES | 2015-11-01 | 2580
DATA TRANSFER MODULE | DATACAPTOR TERMINAL SERVER 400 SERIES | CAPSULE | DATACAPTOR 400 SERIES | 2015-11-01 | 2580
DATA TRANSFER MODULE | DATACAPTOR TERMINAL SERVER 800 SERIES | CAPSULE | DATACAPTOR 800 SERIES | 2015-11-01 | 2580
DATA TRANSFER MODULE | DATACAPTOR TERMINAL SERVER 400 SERIES | CAPSULE | DATACAPTOR 400 SERIES | 2015-11-01 | 2580
DATA TRANSFER MODULE | DATACAPTOR TERMINAL SERVER 400 SERIES | CAPSULE | DATACAPTOR 400 SERIES | 2015-11-01 | 2580
DATA TRANSFER MODULE | DATACAPTOR TERMINAL SERVER 800 SERIES | CAPSULE | DATACAPTOR 800 SERIES | 2015-11-01 | 2580
BATTERY PACK | BATTERY PACK | ARJO HUNTLEIGH | KPA0100 | 2015-12-23 | 252
BATTERY PACK | BATTERY PACK | ARJO HUNTLEIGH | KPA0100 | 2015-12-22 | 252
SUCTION CONTROLLER | HIGH SUCTION CONTROLLER | THERAPY EQUIPMENT | DIAMOND RANGE HIGH | 2015-12-16 | 96
SUCTION CONTROLLER | HIGH SUCTION CONTROLLER | THERAPY EQUIPMENT | DIAMOND RANGE HIGH | 2015-12-16 | 96
SUCTION CONTROLLER | HIGH SUCTION CONTROLLER | THERAPY EQUIPMENT | DIAMOND RANGE HIGH | 2015-12-16 | 96
SUCTION CONTROLLER | HIGH SUCTION CONTROLLER | THERAPY EQUIPMENT | DIAMOND RANGE HIGH | 2015-12-07 | 96
SUCTION CONTROLLER | HIGH SUCTION CONTROLLER | THERAPY EQUIPMENT | DIAMOND RANGE HIGH | 2015-12-07 | 96
CHARGER | AC/DC CHARGER - OXYLOG 3000 | DRAEGER | OXYLOG AC/DC | 2015-12-03 | 289.2
BATTERY PACK | BATTERY PACK | ARJO HUNTLEIGH | KPA0100 | 2015-12-03 | 285.588
BATTERY PACK | BATTERY PACK | ARJO HUNTLEIGH | KPA0100 | 2015-12-03 | 285.54
SUCTION UNIT | SUCTION - LAERDAL - BATTERY | LAERDAL | LSU-2 | 2015-12-01 | 816 | 2023-01-23 10:00 | 2026-01-23
SUCTION UNIT | SUCTION - LAERDAL - BATTERY | LAERDAL | LSU-2 | 2015-12-01 | 816 | 2024-04-04 | 2027-04-04
SUCTION CONTROLLER | HIGH SUCTION REMOTE | THERAPY EQUIPMENT | DIAMOND RANGE HIGH (REMOTE) | 2015-11-11 | 96
SUCTION CONTROLLER | HIGH SUCTION REMOTE | THERAPY EQUIPMENT | DIAMOND RANGE HIGH (REMOTE) | 2015-11-11 | 96
SUCTION CONTROLLER | HIGH SUCTION REMOTE | THERAPY EQUIPMENT | DIAMOND RANGE HIGH (REMOTE) | 2015-11-11 | 96
SUCTION CONTROLLER | HIGH SUCTION REMOTE | THERAPY EQUIPMENT | DIAMOND RANGE HIGH (REMOTE) | 2015-11-11 | 96
SUCTION CONTROLLER | HIGH SUCTION REMOTE | THERAPY EQUIPMENT | DIAMOND RANGE HIGH (REMOTE) | 2015-11-11 | 96
SUCTION CONTROLLER | HIGH SUCTION REMOTE | THERAPY EQUIPMENT | DIAMOND RANGE HIGH (REMOTE) | 2015-11-11 | 96
SUCTION CONTROLLER | HIGH SUCTION REMOTE | THERAPY EQUIPMENT | DIAMOND RANGE HIGH (REMOTE) | 2015-11-11 | 96
SUCTION CONTROLLER | HIGH SUCTION REMOTE | THERAPY EQUIPMENT | DIAMOND RANGE HIGH (REMOTE) | 2015-11-11 | 96
SUCTION CONTROLLER | HIGH SUCTION REMOTE | THERAPY EQUIPMENT | DIAMOND RANGE HIGH (REMOTE) | 2015-11-11 | 96
SUCTION CONTROLLER | HIGH SUCTION REMOTE | THERAPY EQUIPMENT | DIAMOND RANGE HIGH (REMOTE) | 2015-11-11 | 96
SUCTION CONTROLLER | HIGH SUCTION REMOTE | THERAPY EQUIPMENT | DIAMOND RANGE HIGH (REMOTE) | 2015-11-11 | 96
SUCTION CONTROLLER | HIGH SUCTION REMOTE | THERAPY EQUIPMENT | DIAMOND RANGE HIGH (REMOTE) | 2015-11-11 | 96
SUCTION CONTROLLER | HIGH SUCTION REMOTE | THERAPY EQUIPMENT | DIAMOND RANGE HIGH (REMOTE) | 2015-11-11 | 96
SUCTION CONTROLLER | HIGH SUCTION REMOTE | THERAPY EQUIPMENT | DIAMOND RANGE HIGH (REMOTE) | 2015-11-11 | 96
PATIENT HOIST | PATIENT HOIST - OVERHEAD | LIKO | LIKORALL 250 ES | 2015-11-11 | 7800 | 2024-07-16 | 2025-01-16
PATIENT HOIST | PATIENT HOIST - OVERHEAD | LIKO | LIKORALL 242 ES | 2015-11-11 | 7800 | 2024-07-09 | 2025-01-09
PATIENT HOIST | PATIENT HOIST - OVERHEAD | LIKO | LIKORALL 242 ES | 2015-11-11 | 7800 | 2024-07-09 | 2025-01-09
PATIENT HOIST | PATIENT HOIST - OVERHEAD | LIKO | LIKORALL 250 ES | 2015-11-11 | 7800 | 2024-07-09 | 2025-01-09
PATIENT HOIST | PATIENT HOIST - OVERHEAD | LIKO | LIKORALL 242 ES | 2015-11-11 | 7800 | 2024-07-09 | 2025-01-09
PATIENT HOIST | PATIENT HOIST - OVERHEAD | LIKO | LIKORALL 242 ES | 2015-11-11 | 7800 | 2024-07-09 | 2025-01-09
PATIENT HOIST | PATIENT HOIST - OVERHEAD | LIKO | LIKORALL 242 ES | 2015-11-11 | 7800 | 2024-07-18 | 2025-01-18
PATIENT HOIST | PATIENT HOIST - OVERHEAD | LIKO | LIKORALL 242 ES | 2015-11-11 | 7800 | 2024-07-18 | 2025-01-18
SUCTION CONTROLLER | HIGH SUCTION CONTROLLER | THERAPY EQUIPMENT | DIAMOND RANGE HIGH | 2015-11-02 | 96
SUCTION CONTROLLER | HIGH SUCTION CONTROLLER | THERAPY EQUIPMENT | DIAMOND RANGE HIGH | 2015-11-02 | 96
SUCTION CONTROLLER | HIGH SUCTION CONTROLLER | THERAPY EQUIPMENT | DIAMOND RANGE HIGH | 2015-11-02 | 96
SUCTION CONTROLLER | HIGH SUCTION CONTROLLER | THERAPY EQUIPMENT | DIAMOND RANGE HIGH | 2015-11-02 | 96
NASAL CPAP | CPAP | RESPIRONICS | REMSTAR AUTO M SERIES | 2015-12-21 | 600
NASAL CPAP | CPAP | RESPIRONICS | REMSTAR AUTO M SERIES | 2015-12-21 | 600
NASAL CPAP | CPAP | RESPIRONICS | REMSTAR AUTO M SERIES | 2015-12-21 | 600
NASAL CPAP | CPAP | RESPIRONICS | REMSTAR AUTO M SERIES | 2015-12-21 | 600
NASAL CPAP | CPAP | RESPIRONICS | REMSTAR AUTO M SERIES | 2015-12-21 | 600
NASAL CPAP | CPAP | RESPIRONICS | REMSTAR AUTO M SERIES | 2015-12-21 | 600
NASAL CPAP | CPAP | RESPIRONICS | REMSTAR AUTO M SERIES | 2015-12-21 | 600
NASAL CPAP | CPAP | RESPIRONICS | REMSTAR AUTO M SERIES | 2015-12-21 | 600
NASAL CPAP | CPAP | RESPIRONICS | REMSTAR AUTO M SERIES | 2015-12-21 | 600
NASAL CPAP | CPAP | RESPIRONICS | REMSTAR AUTO M SERIES | 2015-12-21 | 600
NASAL CPAP | CPAP | RESPIRONICS | REMSTAR AUTO M SERIES | 2015-12-21 | 600
NASAL CPAP | CPAP | RESPIRONICS | REMSTAR AUTO M SERIES | 2015-12-21 | 600
NASAL CPAP | CPAP | RESPIRONICS | REMSTAR AUTO M SERIES | 2015-12-21 | 600
NASAL CPAP | CPAP | RESPIRONICS | REMSTAR AUTO M SERIES | 2015-12-21 | 600
NASAL CPAP | CPAP | RESPIRONICS | REMSTAR AUTO M SERIES | 2015-12-21 | 600
NASAL CPAP | CPAP | RESPIRONICS | REMSTAR AUTO M SERIES | 2015-12-21 | 600
NASAL CPAP | CPAP | RESPIRONICS | REMSTAR AUTO M SERIES | 2015-12-21 | 600
NASAL CPAP | CPAP | RESPIRONICS | REMSTAR AUTO M SERIES | 2015-12-21 | 600
NASAL CPAP | CPAP | RESPIRONICS | REMSTAR AUTO M SERIES | 2015-12-21 | 600
NASAL CPAP | CPAP | RESPIRONICS | REMSTAR AUTO M SERIES | 2015-12-21 | 600
NASAL CPAP | CPAP | RESPIRONICS | REMSTAR AUTO M SERIES | 2015-12-21 | 600
NASAL CPAP | CPAP | RESPIRONICS | REMSTAR AUTO M SERIES | 2015-12-21 | 600
NASAL CPAP | CPAP | RESPIRONICS | REMSTAR AUTO M SERIES | 2015-12-21 | 600
NASAL CPAP | CPAP | RESPIRONICS | REMSTAR AUTO M SERIES | 2015-12-21 | 600
NASAL CPAP | CPAP | RESPIRONICS | REMSTAR AUTO M SERIES | 2015-12-21 | 600
NASAL CPAP | CPAP | RESPIRONICS | REMSTAR AUTO M SERIES | 2015-12-21 | 600
NASAL CPAP | CPAP | RESPIRONICS | REMSTAR AUTO M SERIES | 2015-12-21 | 600
NASAL CPAP | CPAP | RESPIRONICS | REMSTAR AUTO M SERIES | 2015-12-21 | 600
NASAL CPAP | CPAP | RESPIRONICS | REMSTAR AUTO M SERIES | 2015-12-21 | 600
NASAL CPAP | CPAP | RESPIRONICS | REMSTAR AUTO M SERIES | 2015-12-21 | 600
NASAL CPAP | CPAP | RESPIRONICS | REMSTAR AUTO M SERIES | 2015-12-21 | 600
NASAL CPAP | CPAP | RESPIRONICS | REMSTAR AUTO M SERIES | 2015-12-21 | 600
NASAL CPAP | CPAP | RESPIRONICS | REMSTAR AUTO M SERIES | 2015-12-21 | 600
NASAL CPAP | CPAP | RESPIRONICS | REMSTAR AUTO M SERIES | 2015-12-21 | 600
NASAL CPAP | CPAP | RESPIRONICS | REMSTAR AUTO M SERIES | 2015-12-21 | 600
NASAL CPAP | CPAP | RESPIRONICS | REMSTAR AUTO M SERIES | 2015-12-21 | 600
NASAL CPAP | CPAP | RESPIRONICS | REMSTAR AUTO M SERIES | 2015-12-21 | 600
NASAL CPAP | CPAP | RESPIRONICS | REMSTAR AUTO M SERIES | 2015-12-21 | 600
NASAL CPAP | CPAP | RESPIRONICS | REMSTAR AUTO M SERIES | 2015-12-21 | 600
NASAL CPAP | CPAP | RESPIRONICS | REMSTAR AUTO M SERIES | 2015-12-21 | 600
NASAL CPAP | CPAP | RESPIRONICS | REMSTAR AUTO M SERIES | 2015-12-21 | 600
NASAL CPAP | CPAP | RESPIRONICS | REMSTAR AUTO M SERIES | 2015-12-21 | 600
NASAL CPAP | CPAP | RESPIRONICS | REMSTAR AUTO M SERIES | 2015-12-21 | 600
NASAL CPAP | CPAP | RESPIRONICS | REMSTAR AUTO M SERIES | 2015-12-21 | 600
NASAL CPAP | CPAP | RESPIRONICS | REMSTAR AUTO M SERIES | 2015-12-21 | 600
NASAL CPAP | CPAP | RESPIRONICS | REMSTAR AUTO M SERIES | 2015-12-21 | 600
NASAL CPAP | CPAP | RESPIRONICS | REMSTAR AUTO M SERIES | 2015-12-21 | 600
NASAL CPAP | CPAP | RESPIRONICS | REMSTAR AUTO M SERIES | 2015-12-21 | 600
NASAL CPAP | CPAP | RESPIRONICS | REMSTAR AUTO M SERIES | 2015-12-21 | 600
NASAL CPAP | CPAP | RESPIRONICS | REMSTAR AUTO M SERIES | 2015-12-21 | 600
NASAL CPAP | CPAP | RESPIRONICS | REMSTAR AUTO M SERIES | 2015-12-21 | 600
NASAL CPAP | CPAP | RESPIRONICS | REMSTAR AUTO M SERIES | 2015-12-21 | 600
NASAL CPAP | CPAP | RESPIRONICS | REMSTAR AUTO M SERIES | 2015-12-21 | 600
NASAL CPAP | CPAP | RESPIRONICS | REMSTAR AUTO M SERIES | 2015-12-21 | 600
NASAL CPAP | CPAP | RESPIRONICS | REMSTAR AUTO M SERIES | 2015-12-21 | 600
NASAL CPAP | CPAP | RESPIRONICS | REMSTAR AUTO M SERIES | 2015-12-21 | 600
NASAL CPAP | CPAP | RESPIRONICS | REMSTAR AUTO M SERIES | 2015-12-21 | 600
NASAL CPAP | CPAP | RESPIRONICS | REMSTAR AUTO M SERIES | 2015-12-21 | 600
NASAL CPAP | CPAP | RESPIRONICS | REMSTAR AUTO M SERIES | 2015-12-21 | 600
NASAL CPAP | CPAP | RESPIRONICS | REMSTAR AUTO M SERIES | 2015-12-21 | 600
NASAL CPAP | CPAP | RESPIRONICS | REMSTAR AUTO M SERIES | 2015-12-21 | 600
NASAL CPAP | CPAP | RESPIRONICS | REMSTAR AUTO M SERIES | 2015-12-21 | 600
NASAL CPAP | CPAP | RESPIRONICS | REMSTAR AUTO M SERIES | 2015-12-21 | 600
NASAL CPAP | CPAP | RESPIRONICS | REMSTAR AUTO M SERIES | 2015-12-21 | 600
NASAL CPAP | CPAP | RESPIRONICS | REMSTAR AUTO M SERIES | 2015-12-21 | 600
NASAL CPAP | CPAP | RESPIRONICS | REMSTAR AUTO M SERIES | 2015-12-21 | 600
NASAL CPAP | CPAP | RESPIRONICS | REMSTAR AUTO M SERIES | 2015-12-21 | 600
NASAL CPAP | CPAP | RESPIRONICS | REMSTAR AUTO M SERIES | 2015-12-21 | 600
NASAL CPAP | CPAP | RESPIRONICS | REMSTAR AUTO M SERIES | 2015-12-21 | 600
NASAL CPAP | CPAP | RESPIRONICS | REMSTAR AUTO M SERIES | 2015-12-21 | 600
NASAL CPAP | CPAP | RESPIRONICS | REMSTAR AUTO M SERIES | 2015-12-21 | 600
NASAL CPAP | CPAP | RESPIRONICS | REMSTAR AUTO M SERIES | 2015-12-21 | 600
NASAL CPAP | CPAP | RESPIRONICS | REMSTAR AUTO M SERIES | 2015-12-21 | 600
NASAL CPAP | CPAP | RESPIRONICS | REMSTAR AUTO M SERIES | 2015-12-21 | 600
NASAL CPAP | CPAP | RESPIRONICS | REMSTAR AUTO M SERIES | 2015-12-21 | 600
NASAL CPAP | CPAP | RESPIRONICS | REMSTAR AUTO M SERIES | 2015-12-21 | 600
NASAL CPAP | CPAP | RESPIRONICS | REMSTAR AUTO M SERIES | 2015-12-21 | 600
NASAL CPAP | CPAP | RESPIRONICS | REMSTAR AUTO M SERIES | 2015-12-21 | 600
NASAL CPAP | CPAP | RESPIRONICS | REMSTAR AUTO M SERIES | 2015-12-21 | 600
NASAL CPAP | CPAP | RESPIRONICS | REMSTAR AUTO M SERIES | 2015-12-21 | 600
NEBULIZER | NEBULIZER | PHILIPS LTD | INNOSPIRE DELUXE | 2015-10-30 | 126
NEBULIZER | NEBULIZER | PHILIPS LTD | INNOSPIRE DELUXE | 2015-10-30 | 126
NEBULIZER | NEBULIZER | PHILIPS LTD | INNOSPIRE DELUXE | 2015-10-30 | 126
NEBULIZER | NEBULIZER | RESPIRONICS | DELUXE 230V/50HZ | 2015-12-18 | 95.04
NEBULIZER | NEBULIZER | RESPIRONICS | DELUXE 230V/50HZ | 2015-12-18 | 95.04
NEBULIZER | NEBULIZER | RESPIRONICS | DELUXE 230V/50HZ | 2015-12-18 | 95.04
NEBULIZER | NEBULIZER | RESPIRONICS | DELUXE 230V/50HZ | 2015-12-18 | 95.04
NEBULIZER | NEBULIZER | RESPIRONICS | DELUXE 230V/50HZ | 2015-12-18 | 95.04
NEBULIZER | NEBULIZER | RESPIRONICS | DELUXE 230V/50HZ | 2015-12-18 | 95.04
NEBULIZER | NEBULIZER | RESPIRONICS | DELUXE 230V/50HZ | 2015-12-18 | 95.04
NEBULIZER | NEBULIZER | RESPIRONICS | DELUXE 230V/50HZ | 2015-12-18 | 95.04
NEBULIZER | NEBULIZER | RESPIRONICS | DELUXE 230V/50HZ | 2015-12-18 | 95.04
NEBULIZER | NEBULIZER | RESPIRONICS | DELUXE 230V/50HZ | 2015-12-18 | 95.04
NEBULIZER | NEBULIZER | RESPIRONICS | DELUXE 230V/50HZ | 2015-12-18 | 95.04
NEBULIZER | NEBULIZER | RESPIRONICS | DELUXE 230V/50HZ | 2015-12-18 | 95.04
NEBULIZER | NEBULIZER | RESPIRONICS | DELUXE 230V/50HZ | 2015-12-18 | 95.04
NEBULIZER | NEBULIZER | RESPIRONICS | DELUXE 230V/50HZ | 2015-12-18 | 95.04
NEBULIZER | NEBULIZER | RESPIRONICS | DELUXE 230V/50HZ | 2015-12-18 | 95.04
NEBULIZER | NEBULIZER | RESPIRONICS | DELUXE 230V/50HZ | 2015-12-18 | 95.04
NEBULIZER | NEBULIZER | RESPIRONICS | DELUXE 230V/50HZ | 2015-12-18 | 95.04
NEBULIZER | NEBULIZER | RESPIRONICS | DELUXE 230V/50HZ | 2015-12-18 | 95.04
NEBULIZER | NEBULIZER | RESPIRONICS | DELUXE 230V/50HZ | 2015-12-18 | 95.04
NEBULIZER | NEBULIZER | RESPIRONICS | DELUXE 230V/50HZ | 2015-12-18 | 95.04
NEBULIZER | NEBULIZER | RESPIRONICS | DELUXE 230V/50HZ | 2015-12-18 | 95.04
NEBULIZER | NEBULIZER | RESPIRONICS | DELUXE 230V/50HZ | 2015-12-18 | 95.04
NEBULIZER | NEBULIZER | RESPIRONICS | DELUXE 230V/50HZ | 2015-12-18 | 95.04
NEBULIZER | NEBULIZER | RESPIRONICS | DELUXE 230V/50HZ | 2015-12-18 | 95.04
NEBULIZER | NEBULIZER | RESPIRONICS | DELUXE 230V/50HZ | 2015-12-18 | 95.04
NEBULIZER | NEBULIZER | RESPIRONICS | DELUXE 230V/50HZ | 2015-12-18 | 95.04
NEBULIZER | NEBULIZER | RESPIRONICS | DELUXE 230V/50HZ | 2015-12-18 | 95.04
NEBULIZER | NEBULIZER | RESPIRONICS | DELUXE 230V/50HZ | 2015-12-18 | 95.04
NEBULIZER | NEBULIZER | RESPIRONICS | DELUXE 230V/50HZ | 2015-12-18 | 95.04
NEBULIZER | NEBULIZER | RESPIRONICS | DELUXE 230V/50HZ | 2015-12-18 | 95.04
NEBULIZER | NEBULIZER | RESPIRONICS | DELUXE 230V/50HZ | 2015-12-18 | 95.04
NEBULIZER | NEBULIZER | RESPIRONICS | DELUXE 230V/50HZ | 2015-12-18 | 95.04
NEBULIZER | NEBULIZER | RESPIRONICS | DELUXE 230V/50HZ | 2015-12-18 | 95.04
NEBULIZER | NEBULIZER | RESPIRONICS | DELUXE 230V/50HZ | 2015-12-18 | 95.04
NEBULIZER | NEBULIZER | RESPIRONICS | DELUXE 230V/50HZ | 2015-12-18 | 95.04
NEBULIZER | NEBULIZER | RESPIRONICS | DELUXE 230V/50HZ | 2015-12-18 | 95.04
NEBULIZER | NEBULIZER | RESPIRONICS | DELUXE 230V/50HZ | 2016-01-29 | 95.04
NEBULIZER | NEBULIZER | RESPIRONICS | DELUXE 230V/50HZ | 2016-01-29 | 95.04
NEBULIZER | NEBULIZER | RESPIRONICS | DELUXE 230V/50HZ | 2016-01-29 | 95.04
NEBULIZER | NEBULIZER | RESPIRONICS | DELUXE 230V/50HZ | 2016-01-29 | 95.04
NEBULIZER | NEBULIZER | RESPIRONICS | DELUXE 230V/50HZ | 2016-01-29 | 95.04
NEBULIZER | NEBULIZER | RESPIRONICS | DELUXE 230V/50HZ | 2016-01-29 | 95.04
NEBULIZER | NEBULIZER | RESPIRONICS | DELUXE 230V/50HZ | 2016-01-29 | 95.04
NEBULIZER | NEBULIZER | RESPIRONICS | DELUXE 230V/50HZ | 2016-01-29 | 95.04
NEBULIZER | NEBULIZER | RESPIRONICS | DELUXE 230V/50HZ | 2016-01-29 | 95.04
NEBULIZER | NEBULIZER | RESPIRONICS | DELUXE 230V/50HZ | 2016-01-29 | 95.04
NEBULIZER | NEBULIZER | RESPIRONICS | DELUXE 230V/50HZ | 2016-01-29 | 95.04
NEBULIZER | NEBULIZER | RESPIRONICS | DELUXE 230V/50HZ | 2016-01-29 | 95.04
NEBULIZER | NEBULIZER | RESPIRONICS | DELUXE 230V/50HZ | 2016-01-29 | 95.04
NEBULIZER | NEBULIZER | RESPIRONICS | DELUXE 230V/50HZ | 2016-01-29 | 95.04
NEBULIZER | NEBULIZER | RESPIRONICS | DELUXE 230V/50HZ | 2016-01-29 | 95.04
NEBULIZER | NEBULIZER | RESPIRONICS | DELUXE 230V/50HZ | 2016-01-29 | 95.04
NEBULIZER | NEBULIZER | RESPIRONICS | DELUXE 230V/50HZ | 2016-01-29 | 95.04
NEBULIZER | NEBULIZER | RESPIRONICS | DELUXE 230V/50HZ | 2016-01-29 | 95.04
NEBULIZER | NEBULIZER | RESPIRONICS | DELUXE 230V/50HZ | 2016-01-29 | 95.04
NEBULIZER | NEBULIZER | RESPIRONICS | DELUXE 230V/50HZ | 2016-01-29 | 95.04
NEBULIZER | NEBULIZER | RESPIRONICS | DELUXE 230V/50HZ | 2016-01-29 | 95.04
NEBULIZER | NEBULIZER | RESPIRONICS | DELUXE 230V/50HZ | 2016-01-29 | 95.04
NEBULIZER | NEBULIZER | RESPIRONICS | DELUXE 230V/50HZ | 2016-01-29 | 95.04
NEBULIZER | NEBULIZER | RESPIRONICS | DELUXE 230V/50HZ | 2016-01-29 | 95.04
NEBULIZER | NEBULIZER | RESPIRONICS | DELUXE 230V/50HZ | 2016-01-29 | 95.04
NEBULIZER | NEBULIZER | RESPIRONICS | DELUXE 230V/50HZ | 2016-01-29 | 95.04
NEBULIZER | NEBULIZER | RESPIRONICS | DELUXE 230V/50HZ | 2016-01-29 | 95.04
NEBULIZER | NEBULIZER | RESPIRONICS | DELUXE 230V/50HZ | 2016-01-29 | 95.04
NEBULIZER | NEBULIZER | PHILIPS LTD | INNOSPIRE DELUXE | 2016-03-16 | 126
NEBULIZER | NEBULIZER | PHILIPS LTD | INNOSPIRE DELUXE | 2016-03-16 | 126
NEBULIZER | NEBULIZER | PHILIPS LTD | INNOSPIRE DELUXE | 2016-03-16 | 126
NEBULIZER | NEBULIZER | PHILIPS LTD | INNOSPIRE DELUXE | 2016-03-16 | 126
NEBULIZER | NEBULIZER | PHILIPS LTD | INNOSPIRE DELUXE | 2016-03-16 | 126
NEBULIZER | NEBULIZER | PHILIPS LTD | INNOSPIRE DELUXE | 2016-03-16 | 126
NEBULIZER | NEBULIZER | PHILIPS LTD | INNOSPIRE DELUXE | 2016-03-16 | 126
NEBULIZER | NEBULIZER | PHILIPS LTD | INNOSPIRE DELUXE | 2016-03-16 | 126
NEBULIZER | NEBULIZER | PHILIPS LTD | INNOSPIRE DELUXE | 2016-03-16 | 126
NEBULIZER | NEBULIZER | PHILIPS LTD | INNOSPIRE DELUXE | 2016-03-16 | 126
NEBULIZER | NEBULIZER | PHILIPS LTD | INNOSPIRE DELUXE | 2016-03-16 | 126
NEBULIZER | NEBULIZER | PHILIPS LTD | INNOSPIRE DELUXE | 2015-12-01 | 126
NEBULIZER | NEBULIZER | PHILIPS LTD | INNOSPIRE DELUXE | 2015-10-30 | 126
NEBULIZER | NEBULIZER | PHILIPS LTD | INNOSPIRE DELUXE | 2015-10-30 | 126
NEBULIZER | NEBULIZER | PHILIPS LTD | INNOSPIRE DELUXE | 2015-10-30 | 126
NEBULIZER | NEBULIZER | PHILIPS LTD | INNOSPIRE DELUXE | 2015-10-30 | 126
OXIMETER | PULSE OXIMETER HAND HELD | B.C.I.INTERN | 3300MDD | 2015-12-18 | 360
CENTRIFUGE | CENTRIFUGE | HETTICH | EBA 200 | 2015-12-08 | 1152
HANDPIECE | HIGH SPEED HANDPIECE | KAVO | E680L | 2015-11-18 | 630
HANDPIECE | HIGH SPEED HANDPIECE | KAVO | E680L | 2015-11-18 | 630
HANDPIECE MICROMOTOR | HANDPIECE MICROMOTOR | BIEN-AIR UK | BASCH | 2015-11-18 | 1080
STEAM CLEANER | STEAM CLEANER | REITEL | TRONADA | 2015-11-16 | 2880 | 2024-03-15 | 2026-06-17
SUCTION UNIT | SUCTION - LAERDAL - BATTERY | LAERDAL | LSU-2 | 2015-11-01 | 816 | 2021-12-20 | 2024-12-14
HANDPIECE | HANDPIECE | W&H UK LTD | S11 | 2015-11-13 | 720
LIGHT CURE UNIT | LIGHT CURE UNIT | HENRY SCHEIN | HS-LED LIGHT 1200 | 2015-11-10 | 480 | 2024-02-16 | 2025-04-15
LIGHT CURE UNIT | LIGHT CURE UNIT | HENRY SCHEIN | HS-LED LIGHT 1200 | 2015-11-10 | 480 | 2024-05-14 | 2025-04-15
VITAL SIGNS MONITOR | VITAL SIGNS MONITOR: NBP. | EDAN INSTRUMENTS | IM8 | 2015-10-16 | 2400
CARDIOGRAPH | CARDIOGRAPH | MORTARA INST | ELI 150C | 2015-10-16 | 3600
BALANCE | PORTABLE PRECISION BALANCE | ADAM EQUIPMENT | HCB 602H | 2015-10-16 | 300
HANDPIECE MICROMOTOR | ENDO MOTOR | DENTSPLY LTD | WAVE.ONE | 2015-11-05 | 2400 | 2022-05-19 | 2024-10-16
PATIENT MONITOR | PATIENT MONITOR INTELLIVUE | PHILIPS LTD | MX450 | 2015-10-08 | 9175.2 | 2024-04-10 | 2026-11-16
HANDPIECE | HANDPIECE | W&H UK LTD | S11 | 2015-09-29 | 720
HANDPIECE MICROMOTOR | MICROMOTOR | W&H UK LTD | IMPLANTMED MICROMOTOR | 2015-09-29 | 780
GRINDER TRIMMER | GRINDER/POLISHER | DEMCO | E96-230 | 2015-09-24 | 960 | 2024-03-14 | 2026-06-17
HANDPIECE | SYNEA VISION TURBINE | W&H UK LTD | TK-94L | 2015-09-18 | 698.4
HANDPIECE | SYNEA VISION TURBINE | W&H UK LTD | TK-94L | 2015-09-18 | 698.4
HANDPIECE | SYNEA VISION TURBINE | W&H UK LTD | TK-94L | 2015-09-18 | 698.4
HANDPIECE | SYNEA VISION TURBINE | W&H UK LTD | TK-94L | 2015-09-18 | 698.4
HANDPIECE | SYNEA VISION TURBINE | W&H UK LTD | TK-94L | 2015-09-18 | 698.4
HANDPIECE | SYNEA VISION TURBINE | W&H UK LTD | TK-94L | 2015-09-18 | 698.4
FOOTSWITCH | FOOTSWITCH | ALCON | 215-1016-502 | 2015-09-08 | 2400
FOOTSWITCH | FOOTSWITCH | ALCON | 215-1016-502 | 2015-09-08 | 2400
PHACO EMULSIFIER | PHACOEMULSIFIER / CENTURION VISION SYSTEM | ALCON | 215-0000-501 | 2015-09-08 | 96000 | 2023-10-13 | 2024-10-13
PHACO EMULSIFIER | PHACOEMULSIFIER / CENTURION VISION SYSTEM | ALCON | 215-0000-501 | 2015-09-08 | 96000 | 2023-10-13 | 2024-10-13
HUMIDIFIER | M SERIES HUMIDIFIER | RESPIRONICS | M SERIES HUMIDIFIER | 2018-02-15 | 180
HUMIDIFIER | M SERIES HUMIDIFIER | RESPIRONICS | M SERIES HUMIDIFIER | 2017-04-01 | 144
NASAL CPAP | CPAP | RESPIRONICS | REMSTAR AUTO M SERIES | 2015-12-21 | 600
NASAL CPAP | CPAP | RESPIRONICS | REMSTAR AUTO M SERIES | 2015-12-21 | 600
NASAL CPAP | CPAP | RESPIRONICS | REMSTAR AUTO M SERIES | 2015-12-21 | 600
NASAL CPAP | CPAP | RESPIRONICS | REMSTAR AUTO M SERIES | 2015-12-21 | 600
NASAL CPAP | CPAP | RESPIRONICS | REMSTAR AUTO M SERIES | 2015-12-21 | 600
NASAL CPAP | CPAP | RESPIRONICS | REMSTAR AUTO M SERIES | 2015-12-21 | 600
NASAL CPAP | CPAP | RESPIRONICS | REMSTAR AUTO M SERIES | 2015-12-21 | 600
NASAL CPAP | CPAP | RESPIRONICS | REMSTAR AUTO M SERIES | 2015-12-21 | 600
NASAL CPAP | CPAP | RESPIRONICS | REMSTAR AUTO M SERIES | 2015-12-21 | 600
NASAL CPAP | CPAP | RESPIRONICS | REMSTAR AUTO M SERIES | 2015-12-21 | 600
NASAL CPAP | CPAP | RESPIRONICS | REMSTAR AUTO M SERIES | 2015-12-21 | 600
NASAL CPAP | CPAP | RESPIRONICS | REMSTAR AUTO M SERIES | 2015-12-21 | 600
NASAL CPAP | CPAP | RESPIRONICS | REMSTAR AUTO M SERIES | 2015-12-21 | 600
NASAL CPAP | CPAP | RESPIRONICS | REMSTAR AUTO M SERIES | 2015-12-21 | 600
NASAL CPAP | CPAP | RESPIRONICS | REMSTAR AUTO M SERIES | 2015-12-21 | 600
NASAL CPAP | CPAP | RESPIRONICS | REMSTAR AUTO M SERIES | 2015-12-21 | 600
NASAL CPAP | CPAP | RESPIRONICS | REMSTAR AUTO M SERIES | 2015-12-21 | 600
NASAL CPAP | CPAP | RESPIRONICS | REMSTAR AUTO M SERIES | 2015-12-21 | 600
NASAL CPAP | CPAP | RESPIRONICS | REMSTAR AUTO M SERIES | 2015-12-21 | 600
NASAL CPAP | CPAP | RESPIRONICS | REMSTAR AUTO M SERIES | 2015-12-21 | 600
NASAL CPAP | CPAP | RESPIRONICS | REMSTAR AUTO M SERIES | 2015-12-21 | 600
NASAL CPAP | CPAP | RESPIRONICS | REMSTAR AUTO M SERIES | 2015-12-21 | 600
NASAL CPAP | CPAP | RESPIRONICS | REMSTAR AUTO M SERIES | 2015-12-21 | 600
NASAL CPAP | CPAP | RESPIRONICS | REMSTAR AUTO M SERIES | 2015-12-21 | 600
NASAL CPAP | CPAP | RESPIRONICS | REMSTAR AUTO M SERIES | 2015-12-21 | 600
NASAL CPAP | CPAP | RESPIRONICS | REMSTAR AUTO M SERIES | 2015-12-21 | 600
NASAL CPAP | CPAP | RESPIRONICS | REMSTAR AUTO M SERIES | 2015-12-21 | 600
NASAL CPAP | CPAP | RESPIRONICS | REMSTAR AUTO M SERIES | 2015-12-21 | 600
BIPAP VENTILATORY SUPPORT SYSTEM | BIPAP VENTILATORY SUPPORT SYSTEM | RESPIRONICS | BIPAP A30 | 2018-02-15 | 2706
BIPAP VENTILATORY SUPPORT SYSTEM | BIPAP VENTILATORY SUPPORT SYSTEM | RESPIRONICS | BIPAP A30 | 2018-02-15 | 2706
BIPAP VENTILATORY SUPPORT SYSTEM | BIPAP VENTILATORY SUPPORT SYSTEM | RESPIRONICS | BIPAP A30 | 2018-02-15 | 2706
BIPAP VENTILATORY SUPPORT SYSTEM | BIPAP VENTILATORY SUPPORT SYSTEM | RESPIRONICS | BIPAP A30 | 2018-02-15 | 2706
BIPAP VENTILATORY SUPPORT SYSTEM | BIPAP VENTILATORY SUPPORT SYSTEM | RESPIRONICS | A40 | 2018-02-15 | 2913
HUMIDIFIER | M SERIES HUMIDIFIER | RESPIRONICS | M SERIES HUMIDIFIER | 2018-02-15 | 180
BIPAP VENTILATORY SUPPORT SYSTEM | BIPAP VENTILATORY SUPPORT SYSTEM | RESPIRONICS | A40 | 2018-02-15 | 2913
HUMIDIFIER | M SERIES HUMIDIFIER | RESPIRONICS | M SERIES HUMIDIFIER | 2018-02-15 | 180
BIPAP VENTILATORY SUPPORT SYSTEM | TRILOGY 100 VENTILATOR | RESPIRONICS | TRILOGY 100 | 2018-02-15 | 4303.2
BIPAP VENTILATORY SUPPORT SYSTEM | TRILOGY 100 VENTILATOR | RESPIRONICS | TRILOGY 100 | 2018-02-15 | 4303.2
HUMIDIFIER | M SERIES HUMIDIFIER | RESPIRONICS | M SERIES HUMIDIFIER | 2018-02-15 | 180
ELECTRIC BED | SMART ACUTE CARE ELECTRIC BED | LINET UK | ELEGANZA 2 | 2016-09-27 | 1804.2 | 2023-01-27 17:57 | 2024-11-01
ELECTRIC BED | SMART ACUTE CARE ELECTRIC BED | LINET UK | ELEGANZA 2 | 2016-09-27 | 1804.2 | 2023-02-14 09:41 | 2024-11-01
ELECTRIC BED | SMART ACUTE CARE ELECTRIC BED | LINET UK | ELEGANZA 2 | 2016-09-27 | 1804.2 | 2023-11-10 | 2024-11-10
ELECTRIC BED | SMART ACUTE CARE ELECTRIC BED | LINET UK | ELEGANZA 2 | 2016-09-27 | 1804.2 | 2023-06-28 | 2024-11-01
ELECTRIC BED | SMART ACUTE CARE ELECTRIC BED | LINET UK | ELEGANZA 2 | 2016-09-27 | 1804.2 | 2023-01-31 17:14 | 2024-11-01
ELECTRIC BED | SMART ACUTE CARE ELECTRIC BED | LINET UK | ELEGANZA 2 | 2016-03-24 | 1804.2 | 2023-02-14 10:30 | 2024-11-01
ELECTRIC BED | SMART ACUTE CARE ELECTRIC BED | LINET UK | ELEGANZA 2 | 2016-03-24 | 1804.2 | 2020-12-20 | 2024-11-01
ELECTRIC BED | SMART ACUTE CARE ELECTRIC BED | LINET UK | ELEGANZA 2 | 2016-03-24 | 1804.2 | 2022-11-15 15:55 | 2024-11-01
ELECTRIC BED | SMART ACUTE CARE ELECTRIC BED | LINET UK | ELEGANZA 2 | 2016-03-24 | 1804.2 | 2023-02-17 10:28 | 2024-11-01
ELECTRIC BED | SMART ACUTE CARE ELECTRIC BED | LINET UK | ELEGANZA 2 | 2016-03-24 | 1804.2 | 2023-02-02 12:18 | 2024-11-01
ELECTRIC BED | SMART ACUTE CARE ELECTRIC BED | LINET UK | ELEGANZA 2 | 2016-03-24 | 1804.2 | 2023-11-12 | 2024-11-12
ELECTRIC BED | SMART ACUTE CARE ELECTRIC BED | LINET UK | ELEGANZA 2 | 2016-03-24 | 1804.2 | 2023-08-16 | 2024-08-16
ELECTRIC BED | SMART ACUTE CARE ELECTRIC BED | LINET UK | ELEGANZA 2 | 2016-03-24 | 1804.2 | 2022-11-15 16:20 | 2024-11-01
ELECTRIC BED | SMART ACUTE CARE ELECTRIC BED | LINET UK | ELEGANZA 2 | 2016-03-24 | 1804.2 | 2022-12-12 19:32 | 2024-11-01
ELECTRIC BED | SMART ACUTE CARE ELECTRIC BED | LINET UK | ELEGANZA 2 | 2016-03-24 | 1804.2 | 2022-12-23 20:46 | 2024-11-01
ELECTRIC BED | SMART ACUTE CARE ELECTRIC BED | LINET UK | ELEGANZA 2 | 2016-03-24 | 1804.2 | 2024-01-07 | 2025-01-07
ELECTRIC BED | SMART ACUTE CARE ELECTRIC BED | LINET UK | ELEGANZA 2 | 2016-03-24 | 1804.2 | 2024-01-15 | 2025-01-15
ELECTRIC BED | SMART ACUTE CARE ELECTRIC BED | LINET UK | ELEGANZA 2 | 2016-03-24 | 1804.2 | 2023-02-09 09:50 | 2024-11-01
ELECTRIC BED | SMART ACUTE CARE ELECTRIC BED | LINET UK | ELEGANZA 2 | 2016-03-24 | 1804.2 | 2023-10-15 | 2024-10-03
ELECTRIC BED | SMART ACUTE CARE ELECTRIC BED | LINET UK | ELEGANZA 2 | 2016-03-24 | 1804.2 | 2023-11-23 | 2024-11-23
ELECTRIC BED | SMART ACUTE CARE ELECTRIC BED | LINET UK | ELEGANZA 2 | 2016-03-24 | 1804.2 | 2021-12-23 | 2024-11-01
ELECTRIC BED | SMART ACUTE CARE ELECTRIC BED | LINET UK | ELEGANZA 2 | 2016-03-24 | 1804.2 | 2023-10-30 | 2024-10-30
ELECTRIC BED | SMART ACUTE CARE ELECTRIC BED | LINET UK | ELEGANZA 2 | 2016-03-24 | 1804.2 | 2022-11-15 16:09 | 2024-11-01
ELECTRIC BED | SMART ACUTE CARE ELECTRIC BED | LINET UK | ELEGANZA 2 | 2016-03-24 | 1804.2 |  | 2024-11-01
ELECTRIC BED | SMART ACUTE CARE ELECTRIC BED | LINET UK | ELEGANZA 2 | 2016-03-24 | 1804.2 | 2022-11-15 20:11 | 2024-11-01
ELECTRIC BED | SMART ACUTE CARE ELECTRIC BED | LINET UK | ELEGANZA 2 | 2016-03-24 | 1804.2 | 2024-01-07 | 2025-01-07
ELECTRIC BED | SMART ACUTE CARE ELECTRIC BED | LINET UK | ELEGANZA 2 | 2016-03-24 | 1804.2 | 2023-11-10 | 2024-11-10
ELECTRIC BED | SMART ACUTE CARE ELECTRIC BED | LINET UK | ELEGANZA 2 | 2016-03-24 | 1804.2 | 2023-11-10 | 2024-11-10
ELECTRIC BED | SMART ACUTE CARE ELECTRIC BED | LINET UK | ELEGANZA 2 | 2016-03-24 | 1804.2 | 2023-10-15 | 2024-10-15
ELECTRIC BED | SMART ACUTE CARE ELECTRIC BED | LINET UK | ELEGANZA 2 | 2016-03-24 | 1804.2 | 2022-12-23 19:56 | 2024-11-01
ELECTRIC BED | SMART ACUTE CARE ELECTRIC BED | LINET UK | ELEGANZA 2 | 2016-03-24 | 1804.2 | 2022-12-29 12:02 | 2024-11-01
ELECTRIC BED | SMART ACUTE CARE ELECTRIC BED | LINET UK | ELEGANZA 2 | 2016-03-24 | 1804.2 | 2023-11-04 | 2024-11-04
VENTILATOR | BABYLOG VN500 | DRAEGER | 8415000 | 2016-03-16 | 25401.372 | 2023-01-26 15:38 | 2024-05-01
SPHYGMOMANOMETER | SPHYGMOMANOMETER | ACCOSON LTD | DESK | 2015-12-29 | 61.8 | 2019-07-11 | 2024-11-01
COUCH | COUCH - 2 SECTION ELECTRIC | BRISTOL MAID (HOSP.M.CRAFT) | EC1210 | 2015-11-04 | 1200 | 2021-12-10 | 2024-10-31
ELECTRIC BED | AFFINITY 4 | HILL-ROM | P3700D | 2015-08-25 | 10036.8 | 2023-09-22 | 2024-09-01
EMERGENCY BACKFEED KIT | EMERGENCY BACKFEED KIT - MEDICAL AIR | MEC CO. LTD | EKS2AUN | 2012-05-07 | 1200 | 2021-09-06 | 2026-09-06
EMERGENCY BACKFEED KIT | EMERGENCY BACKFEED KIT - MEDICAL AIR | MEC CO. LTD | EKS2AUN | 2012-05-07 | 1200 | 2021-12-02
EMERGENCY BACKFEED KIT | EMERGENCY BACKFEED KIT - MEDICAL AIR | MEC CO. LTD | EKS2AUN | 2012-05-07 | 1200 | 2021-06-15
EMERGENCY BACKFEED KIT | EMERGENCY BACKFEED KIT - OXYGEN | MEC CO. LTD | EKS2UN | 2012-05-07 | 1200 | 2022-08-24 | 2027-08-24
EMERGENCY BACKFEED KIT | EMERGENCY BACKFEED KIT - OXYGEN | MEC CO. LTD | EKS2UN | 2012-05-07 | 1200 | 2021-07-13
EMERGENCY BACKFEED KIT | EMERGENCY BACKFEED KIT - OXYGEN | MEC CO. LTD | EKS2UN | 2012-05-07 | 1200 | 2021-12-02
CENTRAL ALARM SYSTEM | MEDICAL GAS ALARM | SHIRE | SDX-15 | 2015-09-07 | 1376.4 | 2024-10-09 | 2025-01-20
CENTRAL ALARM SYSTEM | MEDICAL GAS ALARM | SHIRE | SDX-15 | 2015-11-10 | 1520.4 | 2024-10-09 | 2025-01-20
AREA ALARM SYSTEM | MEDICAL GAS ALARM | SHIRE | SAX-6 | 2015-11-10 | 420 | 2024-10-09 | 2025-01-20
AREA ALARM SYSTEM | MEDICAL GAS ALARM | SHIRE | SAX-6 | 2015-11-10 | 420 | 2024-10-09 | 2025-01-20
AREA ALARM SYSTEM | MEDICAL GAS ALARM | SHIRE | SA-6 | 2015-08-12 | 420 | 2024-09-17 | 2024-12-20
AREA ALARM SYSTEM | MEDICAL GAS ALARM | SHIRE | SA-6 | 2015-08-12 | 420 | 2024-09-17 | 2024-12-20
AREA ALARM SYSTEM | MEDICAL GAS ALARM | SHIRE | SA-6 | 2015-08-12 | 420 | 2024-09-17 | 2024-12-20
AREA ALARM SYSTEM | MEDICAL GAS ALARM | SHIRE | SA-6 | 2015-08-12 | 420 | 2024-09-17 | 2024-12-20
MRI TROLLEY | MRI TROLLEY | GALLOPS | 221055-NM | 2017-09-08 | 8002.8 | 2023-05-02 | 2025-01-13
INSUFFLATOR CO2 | COLON INSUFLATTOR | BRACCO | PROTOCOL TOUCH | 2017-09-06 | 14742.852 | 2024-05-20 | 2025-05-20
MRI TROLLEY | MRI TROLLEY | GALLOPS | 221055-NM | 2017-08-23 | 8002.8 | 2024-04-30 | 2025-04-30
ULTRASOUND PROBE | ULTRASOUND PROBE - TRANSESOPHAGEAL | GE LIMITED | 9T-RS | 2017-07-14 | 18000
FIRST AID KIT | FIRST AID KIT | NA | FIXED | 2016-11-07 | 42
COUCH | COUCH - VARIABLE H/L | MEDI-PLINTH | BA02H | 2016-02-25 | 1200 |  | 2025-07-15
ULTRASOUND PROBE | ULTRASOUND PROBE | TOSHIBA MED | 10C3 | 2015-11-05 | 6000
ULTRASOUND PROBE | ULTRASOUND PROBE | TOSHIBA MED | 11MC4 | 2015-11-05 | 6000
ULTRASOUND PROBE | ULTRASOUND PROBE | TOSHIBA MED | 18L7 | 2015-11-05 | 6000
DOSE CALIBRATOR | DOSE CALIBRATOR | CAPINTEC | CRC-15R | 2015-08-13 | 1200 | 2024-10-23 | 2025-10-23
LABEL PRINTER | PRINTER - LABEL | EPSON LTD | M665A | 2015-08-13 | 120 | 2024-07-25 | 2025-07-25
CONTAMINATION MONITOR | CONTAMINATION AND RADIATION MONITOR | THERMO SCIENTIFIC | ELECTRA GM1A | 2015-08-13 | 120
CONTAMINATION MONITOR | CONTAMINATION MONITOR | MINI INST | 5-10EB | 2015-08-13 | 600 | 2024-07-25 | 2025-08-15
MICROSCOPE | LAB MICROSCOPE | NIKON | ECLIPSE CI-L | 2010-03-18 | 7199.28 |  | 2023-07-01
VITAL SIGNS MONITOR | VITAL SIGNS MONITOR: NBP | OMRON | M6 (HEM-7321-E) | 2016-03-01 | 60 | 2022-04-08 | 2023-07-01
PATIENT MONITOR | PATIENT MONITOR INTELLIVUE MP5 | PHILIPS LTD | M8105A | 2015-11-16 | 7436.016
NASAL CPAP | CPAP | RESPIRONICS | REMSTAR AUTO M SERIES | 2015-12-14 | 600
NASAL CPAP | CPAP | RESPIRONICS | REMSTAR AUTO M SERIES | 2015-12-14 | 600
NASAL CPAP | CPAP | RESPIRONICS | REMSTAR AUTO M SERIES | 2015-12-14 | 600
NASAL CPAP | CPAP | RESPIRONICS | REMSTAR AUTO M SERIES | 2015-12-14 | 600
NASAL CPAP | CPAP | RESPIRONICS | REMSTAR AUTO M SERIES | 2015-12-14 | 600
NASAL CPAP | CPAP | RESPIRONICS | REMSTAR AUTO M SERIES | 2015-12-14 | 600
NASAL CPAP | CPAP | RESPIRONICS | REMSTAR AUTO M SERIES | 2015-10-01 | 600
NASAL CPAP | CPAP | RESPIRONICS | REMSTAR AUTO M SERIES | 2015-10-01 | 600
NASAL CPAP | CPAP | RESPIRONICS | REMSTAR AUTO M SERIES | 2015-10-01 | 600
NASAL CPAP | CPAP | RESPIRONICS | REMSTAR AUTO M SERIES | 2015-10-01 | 600
NASAL CPAP | CPAP | RESPIRONICS | REMSTAR AUTO M SERIES | 2015-10-01 | 600
NASAL CPAP | CPAP | RESPIRONICS | REMSTAR AUTO M SERIES | 2015-10-01 | 600
NASAL CPAP | CPAP | RESPIRONICS | REMSTAR AUTO M SERIES | 2015-10-01 | 600
NASAL CPAP | CPAP | RESPIRONICS | REMSTAR AUTO M SERIES | 2015-10-01 | 600
NASAL CPAP | CPAP | RESPIRONICS | REMSTAR AUTO M SERIES | 2015-10-01 | 600
NASAL CPAP | CPAP | RESPIRONICS | REMSTAR AUTO M SERIES | 2015-10-01 | 600
NASAL CPAP | CPAP | RESPIRONICS | REMSTAR AUTO M SERIES | 2015-10-01 | 600
NASAL CPAP | CPAP | RESPIRONICS | REMSTAR AUTO M SERIES | 2015-10-01 | 600
NASAL CPAP | CPAP | RESPIRONICS | REMSTAR AUTO M SERIES | 2015-09-16 | 600
NASAL CPAP | CPAP | RESPIRONICS | REMSTAR AUTO M SERIES | 2015-09-16 | 600
NASAL CPAP | CPAP | RESPIRONICS | REMSTAR AUTO M SERIES | 2015-09-16 | 600
NASAL CPAP | CPAP | RESPIRONICS | REMSTAR AUTO M SERIES | 2015-09-16 | 600
NASAL CPAP | CPAP | RESPIRONICS | REMSTAR AUTO M SERIES | 2015-09-16 | 600
HUMIDIFIER | M SERIES HUMIDIFIER | RESPIRONICS | M SERIES HUMIDIFIER | 2018-02-15 | 180
HUMIDIFIER | M SERIES HUMIDIFIER | RESPIRONICS | M SERIES HUMIDIFIER | 2018-02-15 | 180
NASAL CPAP | CPAP | RESPIRONICS | REMSTAR AUTO M SERIES | 2015-12-21 | 600
HUMIDIFIER | M SERIES HUMIDIFIER | RESPIRONICS | M SERIES HUMIDIFIER | 2018-02-15 | 180
HUMIDIFIER | M SERIES HUMIDIFIER | RESPIRONICS | M SERIES HUMIDIFIER | 2018-02-15 | 180
HUMIDIFIER | M SERIES HUMIDIFIER | RESPIRONICS | M SERIES HUMIDIFIER | 2018-02-15 | 180
HUMIDIFIER | M SERIES HUMIDIFIER | RESPIRONICS | M SERIES HUMIDIFIER | 2018-02-15 | 180
HUMIDIFIER | M SERIES HUMIDIFIER | RESPIRONICS | M SERIES HUMIDIFIER | 2018-02-15 | 180
HUMIDIFIER | M SERIES HUMIDIFIER | RESPIRONICS | M SERIES HUMIDIFIER | 2018-02-15 | 180
NASAL CPAP | CPAP | RESPIRONICS | REMSTAR AUTO M SERIES | 2015-12-21 | 600
NASAL CPAP | CPAP | RESPIRONICS | REMSTAR AUTO M SERIES | 2015-12-21 | 600
NASAL CPAP | CPAP | RESPIRONICS | REMSTAR AUTO M SERIES | 2015-12-21 | 600
NASAL CPAP | CPAP | RESPIRONICS | REMSTAR AUTO M SERIES | 2015-12-21 | 600
NASAL CPAP | CPAP | RESPIRONICS | REMSTAR AUTO M SERIES | 2015-12-21 | 600
NASAL CPAP | CPAP | RESPIRONICS | REMSTAR AUTO M SERIES | 2015-12-21 | 600
NASAL CPAP | CPAP | RESPIRONICS | REMSTAR AUTO M SERIES | 2015-12-21 | 600
NASAL CPAP | CPAP | RESPIRONICS | REMSTAR AUTO M SERIES | 2015-12-21 | 600
BIPAP VENTILATORY SUPPORT SYSTEM | BIPAP VENTILATORY SUPPORT SYSTEM | RESPIRONICS | A40 | 2017-08-10 | 2913
NASAL CPAP | CPAP | RESPIRONICS | REMSTAR AUTO M SERIES | 2015-12-14 | 600
NASAL CPAP | CPAP | RESPIRONICS | REMSTAR AUTO M SERIES | 2015-12-14 | 600
NASAL CPAP | CPAP | RESPIRONICS | REMSTAR AUTO M SERIES | 2015-12-14 | 600
BIPAP VENTILATORY SUPPORT SYSTEM | TRILOGY 100 VENTILATOR | RESPIRONICS | TRILOGY 100 | 2016-06-28 | 4303.2
BIPAP VENTILATORY SUPPORT SYSTEM | TRILOGY 100 VENTILATOR | RESPIRONICS | TRILOGY 100 | 2016-06-28 | 4303.2
BIPAP VENTILATORY SUPPORT SYSTEM | TRILOGY 100 VENTILATOR | RESPIRONICS | TRILOGY 100 | 2018-02-15 | 4303.2
BIPAP VENTILATORY SUPPORT SYSTEM | TRILOGY 100 VENTILATOR | RESPIRONICS | TRILOGY 100 | 2018-02-15 | 4303.2
HUMIDIFIER | M SERIES HUMIDIFIER | RESPIRONICS | M SERIES HUMIDIFIER | 2017-04-01 | 144
NASAL CPAP | CPAP | RESPIRONICS | REMSTAR AUTO M SERIES | 2015-12-21 | 600
NASAL CPAP | CPAP | RESPIRONICS | REMSTAR AUTO M SERIES | 2015-12-21 | 600
NASAL CPAP | CPAP | RESPIRONICS | REMSTAR AUTO M SERIES | 2015-12-21 | 600
NASAL CPAP | CPAP | RESPIRONICS | REMSTAR AUTO M SERIES | 2015-12-21 | 600
NASAL CPAP | CPAP | RESPIRONICS | REMSTAR AUTO M SERIES | 2015-12-21 | 600
NASAL CPAP | CPAP | RESPIRONICS | REMSTAR AUTO M SERIES | 2015-12-21 | 600
NASAL CPAP | CPAP | RESPIRONICS | REMSTAR AUTO M SERIES | 2015-12-21 | 600
NASAL CPAP | CPAP | RESPIRONICS | REMSTAR AUTO M SERIES | 2015-12-21 | 600
NASAL CPAP | CPAP | RESPIRONICS | REMSTAR AUTO M SERIES | 2015-12-21 | 600
NASAL CPAP | CPAP | RESPIRONICS | REMSTAR AUTO M SERIES | 2015-12-21 | 600
HUMIDIFIER | HUMIDIFIER | F & P | MR850 | 2018-02-15 | 1200
NASAL CPAP | CPAP | RESPIRONICS | REMSTAR AUTO M SERIES | 2015-12-21 | 600
NASAL CPAP | CPAP | RESPIRONICS | REMSTAR AUTO M SERIES | 2015-12-21 | 600
NASAL CPAP | CPAP | RESPIRONICS | REMSTAR AUTO M SERIES | 2015-12-21 | 600
NASAL CPAP | CPAP | RESPIRONICS | REMSTAR AUTO M SERIES | 2015-12-21 | 600
HUMIDIFIER | M SERIES HUMIDIFIER | RESPIRONICS | M SERIES HUMIDIFIER | 2017-04-06 | 144
WHEELCHAIR | MANUAL WHEELCHAIR | INVACARE LTD | 1420234 BEN 9+ | 2015-07-23 | 120
WHEELCHAIR | MANUAL WHEELCHAIR | INVACARE LTD | 1420234 BEN 9+ | 2015-07-23 | 120
WHEELCHAIR | MANUAL WHEELCHAIR | DAYS HEALTHCARE | DAYS HEALTHCARE | 2015-07-23 | 678
AREA ALARM SYSTEM | MEDICAL GAS ALARM | SHIRE | AREA ALARM | 2014-04-20 | 420 | 2024-09-17 | 2024-12-20
AREA ALARM SYSTEM | MEDICAL GAS ALARM | SHIRE | AREA ALARM | 2014-04-20 | 420 | 2024-09-17 | 2024-12-20
AREA ALARM SYSTEM | MEDICAL GAS ALARM | SHIRE | AREA ALARM | 2014-04-20 | 420 | 2024-09-17 | 2024-12-20
WHEELCHAIR | WHEELCHAIR | DRIVEMEDICAL | BLUE STREAK 24 INCH | 2016-07-27 | 144
WHEELCHAIR | WHEELCHAIR | DRIVEMEDICAL | BLUE STREAK 24 INCH | 2016-07-27 | 144
WHEELCHAIR | WHEELCHAIR | DRIVEMEDICAL | BLUE STREAK 24 INCH | 2016-07-27 | 144
WHEELCHAIR | WHEELCHAIR | DRIVEMEDICAL | BLUE STREAK 24 INCH | 2016-07-27 | 144
WHEELCHAIR | WHEELCHAIR | DRIVEMEDICAL | BLUE STREAK 24 INCH | 2016-07-27 | 144
WHEELCHAIR | WHEELCHAIR | DRIVEMEDICAL | BLUE STREAK 24 INCH | 2016-07-27 | 144
WHEELCHAIR | WHEELCHAIR | DRIVEMEDICAL | BLUE STREAK 24 INCH | 2016-07-27 | 144
WHEELCHAIR | WHEELCHAIR | DRIVEMEDICAL | BLUE STREAK 24 INCH | 2016-07-27 | 144
WHEELCHAIR | WHEELCHAIR | DRIVEMEDICAL | BLUE STREAK 24 INCH | 2016-07-27 | 144
WHEELCHAIR | WHEELCHAIR | NRS HEALTHCARE | N29210 | 2016-07-19 | 144
WHEELCHAIR | WHEELCHAIR | NRS HEALTHCARE | N29210 | 2016-07-19 | 144
WHEELCHAIR | WHEELCHAIR | NRS HEALTHCARE | N29210 | 2016-07-19 | 144
AUDIO DOPPLER | AUDIO DOPPLER | HUNTLEIGH | D920 | 2016-08-09 | 354
AUDIO DOPPLER | AUDIO DOPPLER | HUNTLEIGH | D920 | 2016-08-09 | 354
RESUSCITATION | MANUAL JET RESUSCITATION | VBM | MANUJET III | 2016-07-22 | 540 | 2022-07-14 | 2027-07-01
SUCTION CONTROLLER | HIGH SUCTION CONTROLLER | THERAPY EQUIPMENT | DIAMOND RANGE HIGH | 2016-07-11 | 86.4
GAS REGULATOR & FLOWMETER | PIN INDEX AIR REG WITH SCHRADER | THERAPY EQUIPMENT | 5047 | 2016-07-05 | 166.8 | 2021-11-01 | 2025-08-01
SPEECH AID | SPEECH AID | SERVOX | INTON | 2016-06-23 | 720
AUDIO DOPPLER | AUDIO DOPPLER | HUNTLEIGH | D920 | 2016-01-01 | 354
SPHYGMOMANOMETER | DESK SPHYGMOMANOMETER | WELCH ALLYN | 7670-16 | 2016-06-20 | 96 | 2024-08-12 | 2025-08-12
HUMIDIFIER | HEATED HUMIDIFIER | F & P | MR810 | 2016-06-07 | 300 |  | 2024-07-01
SUCTION CONTROLLER | HIGH SUCTION CONTROLLER | THERAPY EQUIPMENT | DIAMOND RANGE HIGH | 2016-06-02 | 86.4
AUDIO DOPPLER | AUDIO DOPPLER | HUNTLEIGH | D920 | 2016-04-26 | 354
SUCTION CONTROLLER | HIGH SUCTION CONTROLLER | THERAPY EQUIPMENT | DIAMOND RANGE HIGH | 2016-01-18 | 152.4
BATTERY THERMOMETER | BATTERY THERMOMETER | WELCH ALLYN | SURETEMP PLUS 692 | 2016-03-03 | 240
BATTERY THERMOMETER | BATTERY THERMOMETER | WELCH ALLYN | SURETEMP PLUS 692 | 2016-03-03 | 240
BATTERY THERMOMETER | BATTERY THERMOMETER | WELCH ALLYN | SURETEMP PLUS 692 | 2016-03-03 | 240
BATTERY THERMOMETER | BATTERY THERMOMETER | WELCH ALLYN | SURETEMP PLUS 692 | 2016-03-03 | 240
BATTERY THERMOMETER | BATTERY THERMOMETER | WELCH ALLYN | SURETEMP PLUS 692 | 2016-03-03 | 240
BATTERY THERMOMETER | BATTERY THERMOMETER | WELCH ALLYN | SURETEMP PLUS 692 | 2016-03-03 | 240
SUCTION CONTROLLER | HIGH SUCTION CONTROLLER | THERAPY EQUIPMENT | DIAMOND RANGE HIGH | 2016-01-18 | 152.4
JAUNDICE METER | JAUNDICE METER | DRAEGER | JM-103 | 2013-01-01 | 4200 | 2021-08-25 | 2025-08-01
AUDIO DOPPLER | AUDIO DOPPLER | HUNTLEIGH | D920 | 2016-02-08 | 354
OXYGEN ANALYSER | PORTABLE OXYGEN MONITOR | TELEDYNE | MX300-1 | 2016-01-26 | 438
SUCTION CONTROLLER | HIGH SUCTION CONTROLLER | THERAPY EQUIPMENT | DIAMOND RANGE HIGH | 2016-01-18 | 152.4
HAEMOGLOBINOMETER | HEMOCUE | HEMOCUE | HB201+ | 2015-12-18 | 600
AUDIO DOPPLER | AUDIO DOPPLER | HUNTLEIGH | D920 | 2015-12-09 | 354
SPHYGMOMANOMETER | DESK SPHYGMOMANOMETER | WELCH ALLYN | 7670-16 | 2015-09-30 | 96.624 | 2023-06-07 | 2025-08-01
SPHYGMOMANOMETER | DESK SPHYGMOMANOMETER | WELCH ALLYN | 7670-16 | 2015-09-30 | 96.624 | 2023-06-07 | 2025-08-01
SPHYGMOMANOMETER | DESK SPHYGMOMANOMETER | WELCH ALLYN | 7670-16 | 2015-09-30 | 96.624 |  | 2025-06-01
SPEECH AID | SPEECH AID | SERVOX | LAC-SA0001 | 2015-08-24 | 630
SPHYGMOMANOMETER | SPHYGMOMANOMETER - MOBILE | WELCH ALLYN | 7670-10 | 2015-08-13 | 217.488 | 2024-03-14 | 2025-03-14
AUDIO DOPPLER | AUDIO DOPPLER | HUNTLEIGH | D920 | 2015-07-24 | 354
BABY INCUBATOR | INCUBATOR | DRAEGER | CALEO | 2015-12-21 | 21600 | 2024-10-21 | 2025-10-21
BABY INCUBATOR | INCUBATOR | DRAEGER | CALEO | 2015-12-21 | 21600 | 2024-04-11 | 2025-04-11
BATTERY THERMOMETER | BATTERY THERMOMETER | WELCH ALLYN | SURETEMP PLUS 692 | 2015-12-21 | 240
HAEMOGLOBINOMETER | HEMOCUE | HEMOCUE | HB201+ | 2015-11-18 | 600
STEP LADDER | STEP LADDER - 3 RUNG | GPC INDUSTRIES | FJY03Z | 2014-08-01 | 138 | 2023-11-29 | 2024-11-29
BATTERY THERMOMETER | BATTERY THERMOMETER | WELCH ALLYN | SURETEMP PLUS 692 | 2015-10-08 | 1417.2
BATTERY THERMOMETER | BATTERY THERMOMETER | WELCH ALLYN | SURETEMP PLUS 692 | 2015-10-08 | 1417.2
BATTERY THERMOMETER | BATTERY THERMOMETER | WELCH ALLYN | SURETEMP PLUS 692 | 2015-10-08 | 1417.2
BATTERY THERMOMETER | BATTERY THERMOMETER | WELCH ALLYN | SURETEMP PLUS 692 | 2013-08-16 | 1417.2
SCALES | SCALES - STAND ON | MARSDEN | M-420 | 2015-10-07 | 300 | 2021-03-24 | 2024-11-15
PATIENT TEMPERATURE MANAGEMENT SYSTEM | CUDDLECOT COOLING SYSTEM | FLEXMORT | CUDDLECOT | 2015-10-05 | 2016 | 2023-12-20 | 2024-12-20
SPEECH AID | SPEECH AID | SERVOX | INTON | 2015-09-03 | 720
SPEECH AID | SPEECH AID | SERVOX | INTON | 2015-09-03 | 720
SPEECH AID | ELECTRONIC SPEECH AID | GRIFFIN PROD | TRUTONE ELECTROLARYN | 2015-09-02 | 360
SPEECH AID | ELECTRO LARYNX | BLOM-SINGER | EL1000 | 2015-09-02 | 300
SPEECH AID | SPEECH AID - DIGITAL | SERVOX | LA-2.40 | 2016-06-23 | 624
ENDOSCOPY VIDEO SYSTEM | DIGITAL VIDEO LARYNGOSCOPE | KARL STORZ | 8403ZX | 2015-09-02 | 13844.4 | 2024-08-30 | 2025-08-30
LIGHT SOURCE | LIGHT SOURCE - XENON 300 | KARL STORZ | 20134001 | 2015-09-01 | 5400 | 2023-12-21 | 2024-12-21
MICROSCOPE OPERATING | ENT MICROSCOPE | KARL KAPS OPTIK GMBH | SOM62LED | 2015-08-06 | 8478 | 2022-05-18 | 2024-08-01
MICROSCOPE OPERATING | ENT MICROSCOPE | KARL KAPS OPTIK GMBH | SOM62LED | 2015-08-06 | 8478 | 2023-08-11 | 2024-08-11
HANDPIECE | HANDPIECE | W&H UK LTD | S11 | 2015-09-16 | 720
HUMALACTOR | HUMALACTOR | MEDELA | SYMPHONY | 2015-10-05 | 2280 | 2023-12-20 | 2025-12-20
SPEECH AID | NASOMETER II | PENTAX | 6450 | 2015-09-29 | 3600 | 2020-01-22 | 2022-01-22
HEATED GUTTA-PERCHA UNIT | OBTURATION DEVICE | DENTSPLY LTD | AEU-55M | 2015-09-29 | 1800 | 2022-02-24 | 2025-03-18
APEX LOCATOR | APEX LOCATOR | DENTSPLY LTD | RAY-PEX 5 | 2015-09-29 | 600 | 2020-12-17 | 2025-03-18
HANDPIECE MICROMOTOR | HANDPIECE MICROMOTOR | BIEN-AIR UK | BASCH | 2015-09-16 | 600
HANDPIECE | AIR MOTOR WITH LIGHT | W&H UK LTD | AM-25-L-RM | 2015-09-14 | 672
HANDPIECE | AIR MOTOR WITH LIGHT | W&H UK LTD | AM-25-L-RM | 2015-09-14 | 672
OPHTHALMIC CHAIR | OPHTHALMIC CHAIR (FUNKY) | MECCANOTTICA MAZZA | 90.007.10 | 2015-09-08 | 1920 | 2024-01-18 | 2025-01-13
HANDPIECE MICROMOTOR | HANDPIECE MICROMOTOR | BIEN-AIR UK | BASCH | 2015-09-01 | 600.936
VISION TESTER | LOGMAR TEST TYPE VISION TESTER | PRECISION VI | 230-E-P | 2015-08-28 | 360 | 2024-01-17 | 2025-01-15
VISION TESTER | LOGMAR TEST TYPE VISION TESTER | PRECISION VI | 230-E-P | 2015-08-28 | 360 | 2024-01-30 | 2025-01-17
RETINAL CAMERA | RETINAL CAMERA | OPTOVUE | RTUEXR100-2 | 2015-08-07 | 104088.96 | 2024-02-13 | 2025-01-05
HUMALACTOR | HUMALACTOR | MEDELA | SYMPHONY | 2015-08-03 | 2280 | 2024-02-06 | 2026-02-06
SAFETY TESTERS | ELECTRICAL SAFETY ANALYSER | FLUKE | ESA615 | 2015-07-17 | 4788 | 2024-05-24 | 2025-05-24
DENTAL UNIT | DENTAL CART | ADEC DENTAL | 1SF2561 | 2015-07-16 | 6393.12 | 2024-02-29 | 2025-02-28
DENTAL UNIT | DENTAL CART | ADEC DENTAL | 1SF2561 | 2015-07-16 | 6393.108 | 2023-08-10 | 2024-07-15
TEST WEIGHT | 20KG TEST WEIGHT | UNKNOWN | 20KG | 2019-07-12 | 57.6
TEST WEIGHT | 20KG TEST WEIGHT | UNKNOWN | 20KG | 2019-07-12 | 57.6
TEST WEIGHT | 20KG TEST WEIGHT | UNKNOWN | 20KG | 2019-07-12 | 57.6
TEST WEIGHT | 20KG TEST WEIGHT | UNKNOWN | 20KG | 2019-07-12 | 57.6
TEST WEIGHT | 10KG TEST WEIGHT | UNKNOWN | 10KG | 2019-07-12 | 45.6
TEST WEIGHT | 10KG TEST WEIGHT | UNKNOWN | 10KG | 2019-07-12 | 45.6
DIGITAL CAMERA | DIGITAL CAMERA | PANASONIC | DMC-XS3 | 2015-09-04 | 138
DIGITAL CAMERA | DIGITAL CAMERA | PANASONIC | DMC-XS3 | 2015-09-04 | 138
FIBRE OPTIC SOURCE | PORTABLE LIGHT SOURCE (LED) | PENTAX | BS-LL1 | 2015-10-12 | 1800
DIAGNOSTIC SET | DIAGNOSTIC SET | KEELER | VISTA | 2015-12-23 | 120
THERMOMETER - SURFACE SCAN | SURFACE SCAN THERMOMETER | RYCOM | JXB-182 | 2016-01-14 | 41.94
THERMOMETER - SURFACE SCAN | SURFACE SCAN THERMOMETER | RYCOM | JXB-182 | 2016-01-14 | 41.94
BLOOD PRESSURE MONITOR | BLOOD PRESSURE MONITOR | A&D INSTRUMENTS | UA-705 | 2016-01-14 | 37.14
BLOOD PRESSURE MONITOR | BLOOD PRESSURE MONITOR | A&D INSTRUMENTS | UA-705 | 2016-01-14 | 37.14
BLOOD PRESSURE MONITOR | BLOOD PRESSURE MONITOR | A&D INSTRUMENTS | UA-705 | 2016-01-14 | 37.14
OXIMETER | PULSE OXIMETER FINGERTIP | NONIN | 9590 ONYX VANTAGE | 2016-01-05 | 129.54
OXIMETER | PULSE OXIMETER FINGERTIP | NONIN | 9590 ONYX VANTAGE | 2016-01-05 | 129.54
OXIMETER | PULSE OXIMETER FINGERTIP | NONIN | 9590 ONYX VANTAGE | 2016-01-05 | 129.54
ELECTRIC SHAVER | SURGICAL CLIPPERS INCLUDING BASE | MEDLINE | DYND70840UK | 2015-09-02 | 60
ELECTRIC SHAVER | SURGICAL CLIPPERS INCLUDING BASE | MEDLINE | DYND70840UK | 2015-09-02 | 60
ELECTRIC SHAVER | SURGICAL CLIPPERS INCLUDING BASE | MEDLINE | DYND7080*UK | 2015-09-02 | 60
ELECTRIC SHAVER | SURGICAL CLIPPERS INCLUDING BASE | MEDLINE | DYND7080*UK | 2015-09-02 | 60
ELECTRIC SHAVER | SURGICAL CLIPPERS INCLUDING BASE | MEDLINE | DYND7080*UK | 2015-09-02 | 60
ELECTRIC SHAVER | SURGICAL CLIPPERS INCLUDING BASE | MEDLINE | DYND7080*UK | 2015-09-02 | 60
ELECTRIC SHAVER | SURGICAL CLIPPERS INCLUDING BASE | MEDLINE | DYND7080*UK | 2015-09-02 | 60
ELECTRIC SHAVER | SURGICAL CLIPPERS INCLUDING BASE | MEDLINE | DYND7080*UK | 2015-09-02 | 60
ELECTRIC SHAVER | SURGICAL CLIPPERS INCLUDING BASE | MEDLINE | DYND7080*UK | 2015-09-02 | 60
ELECTRIC SHAVER | SURGICAL CLIPPERS INCLUDING BASE | MEDLINE | DYND7080*UK | 2015-09-02 | 60
ELECTRIC SHAVER | SURGICAL CLIPPERS INCLUDING BASE | MEDLINE | DYND7080*UK | 2015-09-02 | 60
ELECTRIC SHAVER | SURGICAL CLIPPERS INCLUDING BASE | MEDLINE | DYND7080*UK | 2015-09-04 | 60
ELECTRIC SHAVER | SURGICAL CLIPPERS INCLUDING BASE | MEDLINE | DYND7080*UK | 2015-09-02 | 60
ELECTRIC SHAVER | SURGICAL CLIPPERS INCLUDING BASE | MEDLINE | DYND7080*UK | 2015-09-02 | 60
ELECTRIC SHAVER | SURGICAL CLIPPERS INCLUDING BASE | MEDLINE | DYND7080*UK | 2015-09-03 | 60
ELECTRIC SHAVER | SURGICAL CLIPPERS INCLUDING BASE | MEDLINE | DYND7080*UK | 2015-09-04 | 60
AUDIO DOPPLER | AUDIO DOPPLER | HUNTLEIGH | D900 | 2015-08-27 | 336
FIBRE OPTIC SOURCE | PORTABLE LIGHT SOURCE | PENTAX | BS-LH2 | 2015-08-18 | 1800
CAMERA HEAD | CAMERA HEAD | KARL STORZ | H3 HEAD/22220050 | 2015-08-17 | 16800
SUCTION CONTROLLER | LOW SUCTION | THERAPY EQUIPMENT | DIAMOND RANGE LOW | 2015-08-05 | 120
SUCTION CONTROLLER | LOW SUCTION | THERAPY EQUIPMENT | DIAMOND RANGE LOW | 2015-08-05 | 120
SUCTION CONTROLLER | LOW SUCTION | THERAPY EQUIPMENT | DIAMOND RANGE LOW | 2015-08-05 | 120
SUCTION CONTROLLER | LOW SUCTION | THERAPY EQUIPMENT | DIAMOND RANGE LOW | 2015-08-05 | 120
SUCTION CONTROLLER | LOW SUCTION | THERAPY EQUIPMENT | DIAMOND RANGE LOW | 2015-08-05 | 120
SUCTION CONTROLLER | LOW SUCTION | THERAPY EQUIPMENT | DIAMOND RANGE LOW | 2015-08-05 | 120
SUCTION CONTROLLER | LOW SUCTION | THERAPY EQUIPMENT | DIAMOND RANGE LOW | 2015-08-05 | 120
COAGULATION TIMER | COAGULATION TIMER - HAND HELD UNIT | ROCHE LTD | COAGUCHEK XS PLUS | 2015-07-31 | 974.316
SUCTION CONTROLLER | LOW SUCTION | THERAPY EQUIPMENT | DIAMOND RANGE LOW | 2015-07-03 | 122.4
BLOOD GLUCOSE METER (GLUCOMETER) | BLOOD GLUCOSE METER (GLUCOMETER) | ABBOTT LABS | FREESTYLE PRECISION PRO | 2015-06-16 | 1200
BLOOD GLUCOSE METER (GLUCOMETER) | BLOOD GLUCOSE METER (GLUCOMETER) | ABBOTT LABS | FREESTYLE PRECISION PRO | 2015-06-16 | 1200
BLOOD GLUCOSE METER (GLUCOMETER) | BLOOD GLUCOSE METER (GLUCOMETER) | ABBOTT LABS | FREESTYLE PRECISION PRO | 2015-06-16 | 1200
BIPAP VENTILATORY SUPPORT SYSTEM | BIPAP VENTILATORY SUPPORT SYSTEM | RESPIRONICS | A40 | 2016-06-20 | 2913
NASAL CPAP | CPAP | RESPIRONICS | REMSTAR AUTO M SERIES | 2015-12-16 | 600
NASAL CPAP | CPAP | RESPIRONICS | REMSTAR AUTO M SERIES | 2015-12-16 | 600
BIPAP VENTILATORY SUPPORT SYSTEM | BIPAP VENTILATORY SUPPORT SYSTEM | RESPIRONICS | A40 | 2016-06-20 | 2913
NASAL CPAP | CPAP | RESPIRONICS | REMSTAR AUTO M SERIES | 2015-12-16 | 600
NASAL CPAP | CPAP | RESPIRONICS | REMSTAR AUTO M SERIES | 2015-09-16 | 600
NASAL CPAP | CPAP | RESPIRONICS | REMSTAR AUTO M SERIES | 2015-12-14 | 600
BIPAP VENTILATORY SUPPORT SYSTEM | BIPAP VENTILATORY SUPPORT SYSTEM | RESPIRONICS | A40 | 2016-06-20 | 2913
NASAL CPAP | CPAP | RESPIRONICS | REMSTAR AUTO M SERIES | 2015-12-16 | 600
BIPAP VENTILATORY SUPPORT SYSTEM | BIPAP VENTILATORY SUPPORT SYSTEM | RESPIRONICS | A40 | 2016-06-20 | 2913
BIPAP VENTILATORY SUPPORT SYSTEM | BIPAP VENTILATORY SUPPORT SYSTEM | RESPIRONICS | A40 | 2016-06-20 | 2913
NASAL CPAP | CPAP | RESPIRONICS | REMSTAR AUTO M SERIES | 2015-12-14 | 600
BIPAP VENTILATORY SUPPORT SYSTEM | BIPAP VENTILATORY SUPPORT SYSTEM | RESPIRONICS | A40 | 2015-12-15 | 2913
NASAL CPAP | CPAP | RESPIRONICS | REMSTAR AUTO M SERIES | 2015-09-16 | 600
NASAL CPAP | CPAP | RESPIRONICS | REMSTAR AUTO M SERIES | 2015-09-16 | 600
NASAL CPAP | CPAP | RESPIRONICS | REMSTAR AUTO M SERIES | 2015-09-16 | 600
NASAL CPAP | CPAP | RESPIRONICS | REMSTAR AUTO M SERIES | 2015-09-16 | 600
NASAL CPAP | CPAP | RESPIRONICS | REMSTAR AUTO M SERIES | 2015-09-16 | 600
NASAL CPAP | CPAP | RESPIRONICS | REMSTAR AUTO M SERIES | 2015-09-16 | 600
IN-EXSUFFLATOR (COUGH ASSIST SYSTEM) | MECHANICAL IN-EXSUFFLATOR | RESPIRONICS | COUGH ASSIST E70 | 2016-06-24 | 3960 | 2021-11-11
NASAL CPAP | CPAP | RESPIRONICS | REMSTAR AUTO M SERIES | 2015-09-16 | 600
NASAL CPAP | CPAP | RESPIRONICS | REMSTAR AUTO M SERIES | 2015-12-14 | 600
NASAL CPAP | CPAP | RESPIRONICS | REMSTAR AUTO M SERIES | 2015-09-16 | 600
NASAL CPAP | CPAP | RESPIRONICS | REMSTAR AUTO M SERIES | 2015-09-16 | 600
NASAL CPAP | CPAP | RESPIRONICS | REMSTAR AUTO M SERIES | 2015-09-16 | 600
NASAL CPAP | CPAP | RESPIRONICS | REMSTAR AUTO M SERIES | 2015-12-16 | 600
NASAL CPAP | CPAP | RESPIRONICS | REMSTAR AUTO M SERIES | 2015-09-16 | 600
NASAL CPAP | CPAP | RESPIRONICS | REMSTAR AUTO M SERIES | 2015-10-01 | 600
NASAL CPAP | CPAP | RESPIRONICS | REMSTAR AUTO M SERIES | 2015-09-16 | 600
NASAL CPAP | CPAP | RESPIRONICS | REMSTAR AUTO M SERIES | 2015-10-01 | 600
IN-EXSUFFLATOR (COUGH ASSIST SYSTEM) | MECHANICAL IN-EXSUFFLATOR | RESPIRONICS | COUGH ASSIST E70 | 2016-06-24 | 3960
NASAL CPAP | CPAP | RESPIRONICS | REMSTAR AUTO M SERIES | 2015-09-16 | 600
NASAL CPAP | CPAP | RESPIRONICS | REMSTAR AUTO M SERIES | 2015-09-16 | 600
NASAL CPAP | CPAP | RESPIRONICS | REMSTAR AUTO M SERIES | 2015-09-16 | 600
NASAL CPAP | CPAP | RESPIRONICS | REMSTAR AUTO M SERIES | 2015-09-16 | 600
NASAL CPAP | CPAP | RESPIRONICS | REMSTAR AUTO M SERIES | 2015-09-16 | 600
NASAL CPAP | CPAP | RESPIRONICS | REMSTAR AUTO M SERIES | 2015-10-01 | 600
NASAL CPAP | CPAP | RESPIRONICS | REMSTAR AUTO M SERIES | 2015-10-01 | 600
NASAL CPAP | CPAP | RESPIRONICS | REMSTAR AUTO M SERIES | 2015-09-16 | 600
NASAL CPAP | CPAP | RESPIRONICS | REMSTAR AUTO M SERIES | 2015-09-16 | 600
NASAL CPAP | CPAP | RESPIRONICS | REMSTAR AUTO M SERIES | 2015-10-01 | 600
NASAL CPAP | CPAP | RESPIRONICS | REMSTAR AUTO M SERIES | 2015-10-01 | 600
NASAL CPAP | CPAP | RESPIRONICS | REMSTAR AUTO M SERIES | 2015-10-01 | 600
NASAL CPAP | CPAP | RESPIRONICS | REMSTAR AUTO M SERIES | 2015-10-01 | 600
NASAL CPAP | CPAP | RESPIRONICS | REMSTAR AUTO M SERIES | 2015-09-16 | 600 | 2022-03-07
NASAL CPAP | CPAP | RESPIRONICS | REMSTAR AUTO M SERIES | 2015-09-16 | 600
NASAL CPAP | CPAP | RESPIRONICS | REMSTAR AUTO M SERIES | 2015-09-16 | 600
NASAL CPAP | CPAP | RESPIRONICS | REMSTAR AUTO M SERIES | 2015-10-01 | 600
NASAL CPAP | CPAP | RESPIRONICS | REMSTAR AUTO M SERIES | 2015-10-01 | 600
NASAL CPAP | CPAP | RESPIRONICS | REMSTAR AUTO M SERIES | 2015-12-14 | 600
NASAL CPAP | CPAP | RESPIRONICS | REMSTAR AUTO M SERIES | 2015-12-14 | 600
HUMIDIFIER | HUMIDIFIER | F & P | MR850 | 2015-09-09 | 1200 | 2022-04-20 | 2025-05-12
NASAL CPAP | CPAP | RESPIRONICS | REMSTAR AUTO M SERIES | 2015-12-14 | 600
HUMIDIFIER | HUMIDIFIER | F & P | MR850 | 2015-09-09 | 1200 | 2024-09-26 | 2026-07-01
NASAL CPAP | CPAP | RESPIRONICS | REMSTAR AUTO M SERIES | 2015-12-14 | 600
HUMIDIFIER | HUMIDIFIER | F & P | MR850 | 2015-10-20 | 1200 | 2024-02-20 | 2025-05-12
NASAL CPAP | CPAP | RESPIRONICS | REMSTAR AUTO M SERIES | 2015-12-16 | 600
NASAL CPAP | CPAP | RESPIRONICS | REMSTAR AUTO M SERIES | 2015-12-16 | 600
NASAL CPAP | CPAP | RESPIRONICS | REMSTAR AUTO M SERIES | 2015-12-14 | 600
NASAL CPAP | CPAP | RESPIRONICS | REMSTAR AUTO M SERIES | 2015-12-14 | 600
NASAL CPAP | CPAP | RESPIRONICS | REMSTAR AUTO M SERIES | 2015-12-14 | 600
NASAL CPAP | CPAP | RESPIRONICS | REMSTAR AUTO M SERIES | 2015-12-14 | 600
NASAL CPAP | CPAP | RESPIRONICS | REMSTAR AUTO M SERIES | 2015-12-14 | 600
NASAL CPAP | CPAP | RESPIRONICS | REMSTAR AUTO M SERIES | 2015-12-14 | 600
NASAL CPAP | CPAP | RESPIRONICS | REMSTAR AUTO M SERIES | 2015-12-14 | 600
NASAL CPAP | CPAP | RESPIRONICS | REMSTAR AUTO M SERIES | 2015-12-14 | 600
NASAL CPAP | CPAP | RESPIRONICS | REMSTAR AUTO M SERIES | 2015-12-14 | 600
NASAL CPAP | CPAP | RESPIRONICS | REMSTAR AUTO M SERIES | 2015-12-14 | 600
NASAL CPAP | CPAP | RESPIRONICS | REMSTAR AUTO M SERIES | 2015-12-14 | 600
NASAL CPAP | CPAP | RESPIRONICS | REMSTAR AUTO M SERIES | 2015-12-14 | 600
NASAL CPAP | CPAP | RESPIRONICS | REMSTAR AUTO M SERIES | 2015-12-14 | 600
NASAL CPAP | CPAP | RESPIRONICS | REMSTAR AUTO M SERIES | 2015-12-14 | 600
NASAL CPAP | CPAP | RESPIRONICS | REMSTAR AUTO M SERIES | 2015-12-14 | 600
NASAL CPAP | CPAP | RESPIRONICS | REMSTAR AUTO M SERIES | 2015-12-14 | 600
ULTRASOUND PROBE | TPUS AUTOSCAN PROBE | ELEKTA | M4DC7-3/40 | 2018-10-02 | 47808 | 2023-10-06 | 2024-10-05
ANTI-STATIC WORKSTAT | ANTI-STATIC WORKSTATION | RS | 787-3139 | 2016-07-07 | 24 | 2021-08-31
DIGITAL HAND HELD | INTELLIGENT DIGITAL MULTIMETER | CPC FARNELL | TENMA 72-7730 | 2016-07-28 | 139.368 | 2024-08-29 | 2026-08-29
DIGITAL HAND HELD | INTELLIGENT DIGITAL MULTIMETER | CPC FARNELL | TENMA 72-7730 | 2016-07-28 | 139.368 | 2024-09-25 | 2026-09-25
SUCTION UNIT | SUCTION - LAERDAL - BATTERY | LAERDAL | LSU-2 | 2017-11-03 | 816 | 2023-11-03 | 2026-11-03
BEAM ANALYSER | FLATNESS CHECKER | IBA DOSIMETRY | MATRIXX EVOLUTION | 2016-11-09 | 26880
PATIENT HOIST | PATIENT HOIST - OVERHEAD | LIKO | LIKOGUARD L | 2017-03-15 | 5400 | 2024-07-24 | 2025-01-24
FILE SERVER | RACK SERVER | DELL COMPUTERS | POWEREDGE R730 | 2017-04-26 | 1200
FILE SERVER | ORACLE SERVER | ORACLE | ORACLE SERVER X5-2 | 2017-04-26 | 0
FILE SERVER | RACK SERVER | DELL COMPUTERS | POWEREDGE R730XD | 2017-04-26 | 0
FILE SERVER | RACK SERVER | DELL COMPUTERS | POWEREDGE R730 | 2017-04-26 | 1200
FILE SERVER | RACK SERVER | DELL COMPUTERS | POWEREDGE R730 | 2017-04-26 | 1200
FILE SERVER | RACK SERVER | DELL COMPUTERS | POWEREDGE R730 | 2017-04-26 | 1200
FILE SERVER | RACK SERVER | DELL COMPUTERS | POWEREDGE R730 | 2017-04-26 | 1200
FILE SERVER | RACK SERVER | DELL COMPUTERS | POWEREDGE R730 | 2017-04-26 | 1200
PHANTOM | DYNAMIC THORAX PHANTOM WITH GUI | CIRS | 008A | 2016-12-02 | 51530.028
EXTENSION BLOCK | EXTENSION BLOCK | SAFETY MEDIC | MOB4T-LL | 2016-09-20 | 357.6 | 2024-01-22 | 2025-01-22
EXERCISE BICYCLE | EXERCISE BICYCLE | PRO-FORM | 345 ZLX | 2016-03-09 | 960
COUCH | COUCH 2-SECTION ELECTRIC | REM | 01550 | 2016-03-09 | 720 |  | 2025-09-14
SCALES | SCALES - CHAIR | MARSDEN | M-210 | 2016-02-10 | 842.4 | 2023-12-05 | 2024-11-15
WATER BATH | WATER BATH | NICKEL ELECTRO | CLIFTON(WATER) | 2015-12-22 | 480 | 2024-03-14 | 2025-03-14
WATER BATH | WATER BATH CLIFTON RANGE | NICKEL ELECTRO | NE2-14D | 2015-11-13 | 480 | 2024-03-14 | 2025-03-14
BLOOD GLUCOSE METER (GLUCOMETER) | BLOOD GLUCOSE METER (GLUCOMETER) | ABBOTT LABS | FREESTYLE PRECISION PRO | 2015-06-16 | 1200
BLOOD GLUCOSE METER (GLUCOMETER) | BLOOD GLUCOSE METER (GLUCOMETER) | ABBOTT LABS | FREESTYLE PRECISION PRO | 2015-06-16 | 1200
BLOOD GLUCOSE METER (GLUCOMETER) | BLOOD GLUCOSE METER (GLUCOMETER) | ABBOTT LABS | FREESTYLE PRECISION PRO | 2015-06-16 | 1200
BLOOD GLUCOSE METER (GLUCOMETER) | BLOOD GLUCOSE METER (GLUCOMETER) | ABBOTT LABS | FREESTYLE PRECISION PRO | 2015-06-16 | 1200
BLOOD GLUCOSE METER (GLUCOMETER) | BLOOD GLUCOSE METER (GLUCOMETER) | ABBOTT LABS | FREESTYLE PRECISION PRO | 2015-06-16 | 1200
BLOOD GLUCOSE METER (GLUCOMETER) | BLOOD GLUCOSE METER (GLUCOMETER) | ABBOTT LABS | FREESTYLE PRECISION PRO | 2015-06-16 | 1200
BLOOD GLUCOSE METER (GLUCOMETER) | BLOOD GLUCOSE METER (GLUCOMETER) | ABBOTT LABS | FREESTYLE PRECISION PRO | 2015-06-16 | 1200
BLOOD GLUCOSE METER (GLUCOMETER) | BLOOD GLUCOSE METER (GLUCOMETER) | ABBOTT LABS | FREESTYLE PRECISION PRO | 2015-06-16 | 1200
BLOOD GLUCOSE METER (GLUCOMETER) | BLOOD GLUCOSE METER (GLUCOMETER) | ABBOTT LABS | FREESTYLE PRECISION PRO | 2015-06-16 | 1200
BLOOD GLUCOSE METER (GLUCOMETER) | BLOOD GLUCOSE METER (GLUCOMETER) | ABBOTT LABS | FREESTYLE PRECISION PRO | 2015-06-16 | 1200
BLOOD GLUCOSE METER (GLUCOMETER) | BLOOD GLUCOSE METER (GLUCOMETER) | ABBOTT LABS | FREESTYLE PRECISION PRO | 2015-06-16 | 1200
BLOOD GLUCOSE METER (GLUCOMETER) | BLOOD GLUCOSE METER (GLUCOMETER) | ABBOTT LABS | FREESTYLE PRECISION PRO | 2015-06-16 | 1200
BLOOD GLUCOSE METER (GLUCOMETER) | BLOOD GLUCOSE METER (GLUCOMETER) | ABBOTT LABS | FREESTYLE PRECISION PRO | 2015-06-16 | 1200
BLOOD GLUCOSE METER (GLUCOMETER) | BLOOD GLUCOSE METER (GLUCOMETER) | ABBOTT LABS | FREESTYLE PRECISION PRO | 2015-06-16 | 1200
BLOOD GLUCOSE METER (GLUCOMETER) | BLOOD GLUCOSE METER (GLUCOMETER) | ABBOTT LABS | FREESTYLE PRECISION PRO | 2015-06-16 | 1200
BLOOD GLUCOSE METER (GLUCOMETER) | BLOOD GLUCOSE METER (GLUCOMETER) | ABBOTT LABS | FREESTYLE PRECISION PRO | 2015-06-16 | 1200
BLOOD GLUCOSE METER (GLUCOMETER) | BLOOD GLUCOSE METER (GLUCOMETER) | ABBOTT LABS | FREESTYLE PRECISION PRO | 2015-06-16 | 1200
BLOOD GLUCOSE METER (GLUCOMETER) | BLOOD GLUCOSE METER (GLUCOMETER) | ABBOTT LABS | FREESTYLE PRECISION PRO | 2015-06-16 | 1200
BLOOD GLUCOSE METER (GLUCOMETER) | BLOOD GLUCOSE METER (GLUCOMETER) | ABBOTT LABS | FREESTYLE PRECISION PRO | 2015-06-16 | 1200
BLOOD GLUCOSE METER (GLUCOMETER) | BLOOD GLUCOSE METER (GLUCOMETER) | ABBOTT LABS | FREESTYLE PRECISION PRO | 2015-06-16 | 1200
BLOOD GLUCOSE METER (GLUCOMETER) | BLOOD GLUCOSE METER (GLUCOMETER) | ABBOTT LABS | FREESTYLE PRECISION PRO | 2015-06-16 | 1200
BLOOD GLUCOSE METER (GLUCOMETER) | BLOOD GLUCOSE METER (GLUCOMETER) | ABBOTT LABS | FREESTYLE PRECISION PRO | 2015-06-16 | 1200
BLOOD GLUCOSE METER (GLUCOMETER) | BLOOD GLUCOSE METER (GLUCOMETER) | ABBOTT LABS | FREESTYLE PRECISION PRO | 2015-06-16 | 1200
BLOOD GLUCOSE METER (GLUCOMETER) | BLOOD GLUCOSE METER (GLUCOMETER) | ABBOTT LABS | FREESTYLE PRECISION PRO | 2015-06-16 | 1200
BLOOD GLUCOSE METER (GLUCOMETER) | BLOOD GLUCOSE METER (GLUCOMETER) | ABBOTT LABS | FREESTYLE PRECISION PRO | 2015-06-16 | 1200
BLOOD GLUCOSE METER (GLUCOMETER) | BLOOD GLUCOSE METER (GLUCOMETER) | ABBOTT LABS | FREESTYLE PRECISION PRO | 2015-06-16 | 1200
BLOOD GLUCOSE METER (GLUCOMETER) | BLOOD GLUCOSE METER (GLUCOMETER) | ABBOTT LABS | FREESTYLE PRECISION PRO | 2015-06-16 | 1200
BLOOD GLUCOSE METER (GLUCOMETER) | BLOOD GLUCOSE METER (GLUCOMETER) | ABBOTT LABS | FREESTYLE PRECISION PRO | 2015-06-16 | 1200
BLOOD GLUCOSE METER (GLUCOMETER) | BLOOD GLUCOSE METER (GLUCOMETER) | ABBOTT LABS | FREESTYLE PRECISION PRO | 2015-06-16 | 1200
BLOOD GLUCOSE METER (GLUCOMETER) | BLOOD GLUCOSE METER (GLUCOMETER) | ABBOTT LABS | FREESTYLE PRECISION PRO | 2015-06-16 | 1200
BLOOD GLUCOSE METER (GLUCOMETER) | BLOOD GLUCOSE METER (GLUCOMETER) | ABBOTT LABS | FREESTYLE PRECISION PRO | 2015-06-16 | 1200
BLOOD GLUCOSE METER (GLUCOMETER) | BLOOD GLUCOSE METER (GLUCOMETER) | ABBOTT LABS | FREESTYLE PRECISION PRO | 2015-06-16 | 1200
BLOOD GLUCOSE METER (GLUCOMETER) | BLOOD GLUCOSE METER (GLUCOMETER) | ABBOTT LABS | FREESTYLE PRECISION PRO | 2015-06-16 | 1200
BLOOD GLUCOSE METER (GLUCOMETER) | BLOOD GLUCOSE METER (GLUCOMETER) | ABBOTT LABS | FREESTYLE PRECISION PRO | 2015-06-16 | 1200
BLOOD GLUCOSE METER (GLUCOMETER) | BLOOD GLUCOSE METER (GLUCOMETER) | ABBOTT LABS | FREESTYLE PRECISION PRO | 2015-06-16 | 1200
BLOOD GLUCOSE METER (GLUCOMETER) | BLOOD GLUCOSE METER (GLUCOMETER) | ABBOTT LABS | FREESTYLE PRECISION PRO | 2015-06-16 | 1200
BLOOD GLUCOSE METER (GLUCOMETER) | BLOOD GLUCOSE METER (GLUCOMETER) | ABBOTT LABS | FREESTYLE PRECISION PRO | 2015-06-16 | 1200
BLOOD GLUCOSE METER (GLUCOMETER) | BLOOD GLUCOSE METER (GLUCOMETER) | ABBOTT LABS | FREESTYLE PRECISION PRO | 2015-06-16 | 1200
BLOOD GLUCOSE METER (GLUCOMETER) | BLOOD GLUCOSE METER (GLUCOMETER) | ABBOTT LABS | FREESTYLE PRECISION PRO | 2015-06-16 | 1200
BLOOD GLUCOSE METER (GLUCOMETER) | BLOOD GLUCOSE METER (GLUCOMETER) | ABBOTT LABS | FREESTYLE PRECISION PRO | 2015-06-16 | 1200
BLOOD GLUCOSE METER (GLUCOMETER) | BLOOD GLUCOSE METER (GLUCOMETER) | ABBOTT LABS | FREESTYLE PRECISION PRO | 2015-06-16 | 1200
BLOOD GLUCOSE METER (GLUCOMETER) | BLOOD GLUCOSE METER (GLUCOMETER) | ABBOTT LABS | FREESTYLE PRECISION PRO | 2015-06-16 | 1200
BLOOD GLUCOSE METER (GLUCOMETER) | BLOOD GLUCOSE METER (GLUCOMETER) | ABBOTT LABS | FREESTYLE PRECISION PRO | 2015-06-16 | 1200
BLOOD GLUCOSE METER (GLUCOMETER) | BLOOD GLUCOSE METER (GLUCOMETER) | ABBOTT LABS | FREESTYLE PRECISION PRO | 2015-06-16 | 1200
BLOOD GLUCOSE METER (GLUCOMETER) | BLOOD GLUCOSE METER (GLUCOMETER) | ABBOTT LABS | FREESTYLE PRECISION PRO | 2015-06-16 | 1200
BLOOD GLUCOSE METER (GLUCOMETER) | BLOOD GLUCOSE METER (GLUCOMETER) | ABBOTT LABS | FREESTYLE PRECISION PRO | 2015-06-16 | 1200
BLOOD GLUCOSE METER (GLUCOMETER) | BLOOD GLUCOSE METER (GLUCOMETER) | ABBOTT LABS | FREESTYLE PRECISION PRO | 2015-06-16 | 1200
BLOOD GLUCOSE METER (GLUCOMETER) | BLOOD GLUCOSE METER (GLUCOMETER) | ABBOTT LABS | FREESTYLE PRECISION PRO | 2015-06-16 | 1200
BLOOD GLUCOSE METER (GLUCOMETER) | BLOOD GLUCOSE METER (GLUCOMETER) | ABBOTT LABS | FREESTYLE PRECISION PRO | 2015-06-16 | 1200
BLOOD GLUCOSE METER (GLUCOMETER) | BLOOD GLUCOSE METER (GLUCOMETER) | ABBOTT LABS | FREESTYLE PRECISION PRO | 2015-06-16 | 1200
BLOOD GLUCOSE METER (GLUCOMETER) | BLOOD GLUCOSE METER (GLUCOMETER) | ABBOTT LABS | FREESTYLE PRECISION PRO | 2015-06-16 | 1200
BLOOD GLUCOSE METER (GLUCOMETER) | BLOOD GLUCOSE METER (GLUCOMETER) | ABBOTT LABS | FREESTYLE PRECISION PRO | 2015-06-16 | 1200
BLOOD GLUCOSE METER (GLUCOMETER) | BLOOD GLUCOSE METER (GLUCOMETER) | ABBOTT LABS | FREESTYLE PRECISION PRO | 2015-06-16 | 1200
BLOOD GLUCOSE METER (GLUCOMETER) | BLOOD GLUCOSE METER (GLUCOMETER) | ABBOTT LABS | FREESTYLE PRECISION PRO | 2015-06-16 | 1200
BLOOD GLUCOSE METER (GLUCOMETER) | BLOOD GLUCOSE METER (GLUCOMETER) | ABBOTT LABS | FREESTYLE PRECISION PRO | 2015-06-16 | 1200
BLOOD GLUCOSE METER (GLUCOMETER) | BLOOD GLUCOSE METER (GLUCOMETER) | ABBOTT LABS | FREESTYLE PRECISION PRO | 2015-06-16 | 1200
BLOOD GLUCOSE METER (GLUCOMETER) | BLOOD GLUCOSE METER (GLUCOMETER) | ABBOTT LABS | FREESTYLE PRECISION PRO | 2015-06-16 | 1200
BLOOD GLUCOSE METER (GLUCOMETER) | BLOOD GLUCOSE METER (GLUCOMETER) | ABBOTT LABS | FREESTYLE PRECISION PRO | 2015-06-16 | 1200
BLOOD GLUCOSE METER (GLUCOMETER) | BLOOD GLUCOSE METER (GLUCOMETER) | ABBOTT LABS | FREESTYLE PRECISION PRO | 2015-06-16 | 1200
BLOOD GLUCOSE METER (GLUCOMETER) | BLOOD GLUCOSE METER (GLUCOMETER) | ABBOTT LABS | FREESTYLE PRECISION PRO | 2015-06-16 | 1200
BLOOD GLUCOSE METER (GLUCOMETER) | BLOOD GLUCOSE METER (GLUCOMETER) | ABBOTT LABS | FREESTYLE PRECISION PRO | 2015-06-16 | 1200
BLOOD GLUCOSE METER (GLUCOMETER) | BLOOD GLUCOSE METER (GLUCOMETER) | ABBOTT LABS | FREESTYLE PRECISION PRO | 2015-06-16 | 1200
BLOOD GLUCOSE METER (GLUCOMETER) | BLOOD GLUCOSE METER (GLUCOMETER) | ABBOTT LABS | FREESTYLE PRECISION PRO | 2015-06-16 | 1200
BLOOD GLUCOSE METER (GLUCOMETER) | BLOOD GLUCOSE METER (GLUCOMETER) | ABBOTT LABS | FREESTYLE PRECISION PRO | 2015-06-16 | 1200
BLOOD GLUCOSE METER (GLUCOMETER) | BLOOD GLUCOSE METER (GLUCOMETER) | ABBOTT LABS | FREESTYLE PRECISION PRO | 2015-06-16 | 1200
BLOOD GLUCOSE METER (GLUCOMETER) | BLOOD GLUCOSE METER (GLUCOMETER) | ABBOTT LABS | FREESTYLE PRECISION PRO | 2015-06-16 | 1200
BLOOD GLUCOSE METER (GLUCOMETER) | BLOOD GLUCOSE METER (GLUCOMETER) | ABBOTT LABS | FREESTYLE PRECISION PRO | 2015-06-16 | 1200
BLOOD GLUCOSE METER (GLUCOMETER) | BLOOD GLUCOSE METER (GLUCOMETER) | ABBOTT LABS | FREESTYLE PRECISION PRO | 2015-06-16 | 1200
BLOOD GLUCOSE METER (GLUCOMETER) | BLOOD GLUCOSE METER (GLUCOMETER) | ABBOTT LABS | FREESTYLE PRECISION PRO | 2015-06-16 | 1200
BLOOD GLUCOSE METER (GLUCOMETER) | BLOOD GLUCOSE METER (GLUCOMETER) | ABBOTT LABS | FREESTYLE PRECISION PRO | 2015-06-16 | 1200
BLOOD GLUCOSE METER (GLUCOMETER) | BLOOD GLUCOSE METER (GLUCOMETER) | ABBOTT LABS | FREESTYLE PRECISION PRO | 2015-06-16 | 1200
BLOOD GLUCOSE METER (GLUCOMETER) | BLOOD GLUCOSE METER (GLUCOMETER) | ABBOTT LABS | FREESTYLE PRECISION PRO | 2015-06-16 | 1200
BLOOD GLUCOSE METER (GLUCOMETER) | BLOOD GLUCOSE METER (GLUCOMETER) | ABBOTT LABS | FREESTYLE PRECISION PRO | 2015-06-16 | 1200
BLOOD GLUCOSE METER (GLUCOMETER) | BLOOD GLUCOSE METER (GLUCOMETER) | ABBOTT LABS | FREESTYLE PRECISION PRO | 2015-06-16 | 1200
BLOOD GLUCOSE METER (GLUCOMETER) | BLOOD GLUCOSE METER (GLUCOMETER) | ABBOTT LABS | FREESTYLE PRECISION PRO | 2015-06-16 | 1200
BLOOD GLUCOSE METER (GLUCOMETER) | BLOOD GLUCOSE METER (GLUCOMETER) | ABBOTT LABS | FREESTYLE PRECISION PRO | 2015-06-16 | 1200
BLOOD GLUCOSE METER (GLUCOMETER) | BLOOD GLUCOSE METER (GLUCOMETER) | ABBOTT LABS | FREESTYLE PRECISION PRO | 2015-06-16 | 1200
BLOOD GLUCOSE METER (GLUCOMETER) | BLOOD GLUCOSE METER (GLUCOMETER) | ABBOTT LABS | FREESTYLE PRECISION PRO | 2015-06-16 | 1200
BLOOD GLUCOSE METER (GLUCOMETER) | BLOOD GLUCOSE METER (GLUCOMETER) | ABBOTT LABS | FREESTYLE PRECISION PRO | 2015-06-16 | 1200
BLOOD GLUCOSE METER (GLUCOMETER) | BLOOD GLUCOSE METER (GLUCOMETER) | ABBOTT LABS | FREESTYLE PRECISION PRO | 2015-06-16 | 1200
BLOOD GLUCOSE METER (GLUCOMETER) | BLOOD GLUCOSE METER (GLUCOMETER) | ABBOTT LABS | FREESTYLE PRECISION PRO | 2015-06-16 | 1200
BLOOD GLUCOSE METER (GLUCOMETER) | BLOOD GLUCOSE METER (GLUCOMETER) | ABBOTT LABS | FREESTYLE PRECISION PRO | 2015-06-16 | 1200
BLOOD GLUCOSE METER (GLUCOMETER) | BLOOD GLUCOSE METER (GLUCOMETER) | ABBOTT LABS | FREESTYLE PRECISION PRO | 2015-06-16 | 1200
BLOOD GLUCOSE METER (GLUCOMETER) | BLOOD GLUCOSE METER (GLUCOMETER) | ABBOTT LABS | FREESTYLE PRECISION PRO | 2015-06-16 | 1200
BLOOD GLUCOSE METER (GLUCOMETER) | BLOOD GLUCOSE METER (GLUCOMETER) | ABBOTT LABS | FREESTYLE PRECISION PRO | 2015-06-16 | 1200
BLOOD GLUCOSE METER (GLUCOMETER) | BLOOD GLUCOSE METER (GLUCOMETER) | ABBOTT LABS | FREESTYLE PRECISION PRO | 2015-06-16 | 1200
BLOOD GLUCOSE METER (GLUCOMETER) | BLOOD GLUCOSE METER (GLUCOMETER) | ABBOTT LABS | FREESTYLE PRECISION PRO | 2015-06-16 | 1200
BLOOD GLUCOSE METER (GLUCOMETER) | BLOOD GLUCOSE METER (GLUCOMETER) | ABBOTT LABS | FREESTYLE PRECISION PRO | 2015-06-16 | 1200
BLOOD GLUCOSE METER (GLUCOMETER) | BLOOD GLUCOSE METER (GLUCOMETER) | ABBOTT LABS | FREESTYLE PRECISION PRO | 2015-06-16 | 1200
BLOOD GLUCOSE METER (GLUCOMETER) | BLOOD GLUCOSE METER (GLUCOMETER) | ABBOTT LABS | FREESTYLE PRECISION PRO | 2015-06-16 | 1200
BLOOD GLUCOSE METER (GLUCOMETER) | BLOOD GLUCOSE METER (GLUCOMETER) | ABBOTT LABS | FREESTYLE PRECISION PRO | 2015-06-16 | 1200
BLOOD GLUCOSE METER (GLUCOMETER) | BLOOD GLUCOSE METER (GLUCOMETER) | ABBOTT LABS | FREESTYLE PRECISION PRO | 2015-06-16 | 1200
BLOOD GLUCOSE METER (GLUCOMETER) | BLOOD GLUCOSE METER (GLUCOMETER) | ABBOTT LABS | FREESTYLE PRECISION PRO | 2015-06-16 | 1200
BLOOD GLUCOSE METER (GLUCOMETER) | BLOOD GLUCOSE METER (GLUCOMETER) | ABBOTT LABS | FREESTYLE PRECISION PRO | 2015-06-16 | 1200
BLOOD GLUCOSE METER (GLUCOMETER) | BLOOD GLUCOSE METER (GLUCOMETER) | ABBOTT LABS | FREESTYLE PRECISION PRO | 2015-06-16 | 1200
BLOOD GLUCOSE METER (GLUCOMETER) | BLOOD GLUCOSE METER (GLUCOMETER) | ABBOTT LABS | FREESTYLE PRECISION PRO | 2015-06-16 | 1200
BLOOD GLUCOSE METER (GLUCOMETER) | BLOOD GLUCOSE METER (GLUCOMETER) | ABBOTT LABS | FREESTYLE PRECISION PRO | 2015-06-16 | 1200
BLOOD GLUCOSE METER (GLUCOMETER) | BLOOD GLUCOSE METER (GLUCOMETER) | ABBOTT LABS | FREESTYLE PRECISION PRO | 2015-06-16 | 1200
BLOOD GLUCOSE METER (GLUCOMETER) | BLOOD GLUCOSE METER (GLUCOMETER) | ABBOTT LABS | FREESTYLE PRECISION PRO | 2015-06-16 | 1200
BLOOD GLUCOSE METER (GLUCOMETER) | BLOOD GLUCOSE METER (GLUCOMETER) | ABBOTT LABS | FREESTYLE PRECISION PRO | 2015-06-16 | 1200
BLOOD GLUCOSE METER (GLUCOMETER) | BLOOD GLUCOSE METER (GLUCOMETER) | ABBOTT LABS | FREESTYLE PRECISION PRO | 2015-06-16 | 1200
BLOOD GLUCOSE METER (GLUCOMETER) | BLOOD GLUCOSE METER (GLUCOMETER) | ABBOTT LABS | FREESTYLE PRECISION PRO | 2015-06-16 | 1200
BLOOD GLUCOSE METER (GLUCOMETER) | BLOOD GLUCOSE METER (GLUCOMETER) | ABBOTT LABS | FREESTYLE PRECISION PRO | 2015-06-16 | 1200
BLOOD GLUCOSE METER (GLUCOMETER) | BLOOD GLUCOSE METER (GLUCOMETER) | ABBOTT LABS | FREESTYLE PRECISION PRO | 2015-06-16 | 1200
BLOOD GLUCOSE METER (GLUCOMETER) | BLOOD GLUCOSE METER (GLUCOMETER) | ABBOTT LABS | FREESTYLE PRECISION PRO | 2015-06-16 | 1200
BLOOD GLUCOSE METER (GLUCOMETER) | BLOOD GLUCOSE METER (GLUCOMETER) | ABBOTT LABS | FREESTYLE PRECISION PRO | 2015-06-16 | 1200
BLOOD GLUCOSE METER (GLUCOMETER) | BLOOD GLUCOSE METER (GLUCOMETER) | ABBOTT LABS | FREESTYLE PRECISION PRO | 2015-06-16 | 1200
BLOOD GLUCOSE METER (GLUCOMETER) | BLOOD GLUCOSE METER (GLUCOMETER) | ABBOTT LABS | FREESTYLE PRECISION PRO | 2015-06-16 | 1200
BLOOD GLUCOSE METER (GLUCOMETER) | BLOOD GLUCOSE METER (GLUCOMETER) | ABBOTT LABS | FREESTYLE PRECISION PRO | 2015-06-16 | 1200
BLOOD GLUCOSE METER (GLUCOMETER) | BLOOD GLUCOSE METER (GLUCOMETER) | ABBOTT LABS | FREESTYLE PRECISION PRO | 2015-06-16 | 1200
BLOOD GLUCOSE METER (GLUCOMETER) | BLOOD GLUCOSE METER (GLUCOMETER) | ABBOTT LABS | FREESTYLE PRECISION PRO | 2015-06-16 | 1200
BLOOD GLUCOSE METER (GLUCOMETER) | BLOOD GLUCOSE METER (GLUCOMETER) | ABBOTT LABS | FREESTYLE PRECISION PRO | 2015-06-16 | 1200
BLOOD GLUCOSE METER (GLUCOMETER) | BLOOD GLUCOSE METER (GLUCOMETER) | ABBOTT LABS | FREESTYLE PRECISION PRO | 2015-06-16 | 1200
BLOOD GLUCOSE METER (GLUCOMETER) | BLOOD GLUCOSE METER (GLUCOMETER) | ABBOTT LABS | FREESTYLE PRECISION PRO | 2015-06-16 | 1200
BLOOD GLUCOSE METER (GLUCOMETER) | BLOOD GLUCOSE METER (GLUCOMETER) | ABBOTT LABS | FREESTYLE PRECISION PRO | 2015-06-16 | 1200
BLOOD GLUCOSE METER (GLUCOMETER) | BLOOD GLUCOSE METER (GLUCOMETER) | ABBOTT LABS | FREESTYLE PRECISION PRO | 2015-06-16 | 1200
BLOOD GLUCOSE METER (GLUCOMETER) | BLOOD GLUCOSE METER (GLUCOMETER) | ABBOTT LABS | FREESTYLE PRECISION PRO | 2015-06-16 | 1200
BLOOD GLUCOSE METER (GLUCOMETER) | BLOOD GLUCOSE METER (GLUCOMETER) | ABBOTT LABS | FREESTYLE PRECISION PRO | 2015-06-16 | 1200
BLOOD GLUCOSE METER (GLUCOMETER) | BLOOD GLUCOSE METER (GLUCOMETER) | ABBOTT LABS | FREESTYLE PRECISION PRO | 2015-06-16 | 1200
BLOOD GLUCOSE METER (GLUCOMETER) | BLOOD GLUCOSE METER (GLUCOMETER) | ABBOTT LABS | FREESTYLE PRECISION PRO | 2015-06-16 | 1200
BLOOD GLUCOSE METER (GLUCOMETER) | BLOOD GLUCOSE METER (GLUCOMETER) | ABBOTT LABS | FREESTYLE PRECISION PRO | 2015-06-16 | 1200
BLOOD GLUCOSE METER (GLUCOMETER) | BLOOD GLUCOSE METER (GLUCOMETER) | ABBOTT LABS | FREESTYLE PRECISION PRO | 2015-06-16 | 1200
BLOOD GLUCOSE METER (GLUCOMETER) | BLOOD GLUCOSE METER (GLUCOMETER) | ABBOTT LABS | FREESTYLE PRECISION PRO | 2015-06-16 | 1200
BLOOD GLUCOSE METER (GLUCOMETER) | BLOOD GLUCOSE METER (GLUCOMETER) | ABBOTT LABS | FREESTYLE PRECISION PRO | 2015-06-16 | 1200
SUCTION CONTROLLER | HIGH SUCTION CONTROLLER | THERAPY EQUIPMENT | DIAMOND RANGE HIGH | 2015-07-29 | 86.4
HEADLIGHT SYSTEM | PORTABLE LED HEADLAMP | XENOSYS CO LTD | L2S09 | 2015-07-22 | 1200
AUDIO DOPPLER | AUDIO DOPPLER | HUNTLEIGH | D920 | 2015-07-01 | 354
HUMIDIFIER | HUMIDIFIER | F & P | MR850 | 2015-06-23 | 1200 | 2024-03-19 | 2025-03-19
SCALES | SCALES - BABY | SECA | 384 | 2015-06-22 | 183.96 | 2023-12-08 | 2024-11-15
CARDIOGRAPH | CARDIOGRAPH | GE LIMITED | MAC1600 | 2015-06-18 | 4058.268 | 2024-08-14 | 2025-08-15
NEBULIZER | NEBULIZER | PHILIPS LTD | INNOSPIRE DELUXE | 2015-10-30 | 126
NEBULIZER | NEBULIZER | PHILIPS LTD | INNOSPIRE DELUXE | 2015-10-30 | 126
NEBULIZER | NEBULIZER | PHILIPS LTD | INNOSPIRE DELUXE | 2015-10-30 | 126
NEBULIZER | NEBULIZER | PHILIPS LTD | INNOSPIRE DELUXE | 2015-10-30 | 126
NEBULIZER | NEBULIZER | PHILIPS LTD | INNOSPIRE DELUXE | 2015-10-30 | 126
NEBULIZER | NEBULIZER | PHILIPS LTD | INNOSPIRE DELUXE | 2015-10-30 | 126
NEBULIZER | NEBULIZER | PHILIPS LTD | INNOSPIRE DELUXE | 2015-10-30 | 126
NEBULIZER | NEBULIZER | PHILIPS LTD | INNOSPIRE DELUXE | 2015-10-30 | 126
NEBULIZER | NEBULIZER | PHILIPS LTD | INNOSPIRE DELUXE | 2015-10-30 | 126
NEBULIZER | NEBULIZER | PHILIPS LTD | INNOSPIRE DELUXE | 2015-10-30 | 126
NEBULIZER | NEBULIZER | PHILIPS LTD | INNOSPIRE DELUXE | 2015-10-30 | 126
NEBULIZER | NEBULIZER | PHILIPS LTD | INNOSPIRE DELUXE | 2015-10-30 | 126
NEBULIZER | NEBULIZER | PHILIPS LTD | INNOSPIRE DELUXE | 2015-10-30 | 126
NEBULIZER | NEBULIZER | PHILIPS LTD | INNOSPIRE DELUXE | 2015-10-30 | 126
NEBULIZER | NEBULIZER | PHILIPS LTD | INNOSPIRE DELUXE | 2015-10-30 | 126
NEBULIZER | NEBULIZER | MEDIX LTD | AC2000 | 2015-10-01 | 126
NEBULIZER | NEBULIZER | MEDIX LTD | AC2000 | 2015-10-01 | 126
NEBULIZER | NEBULIZER | MEDIX LTD | AC2000 | 2015-10-01 | 126
NEBULIZER | NEBULIZER | MEDIX LTD | AC2000 | 2015-10-01 | 126
NEBULIZER | NEBULIZER | PHILIPS LTD | INNOSPIRE DELUXE | 2015-09-29 | 126
NEBULIZER | NEBULIZER | PHILIPS LTD | INNOSPIRE DELUXE | 2015-09-29 | 126
NEBULIZER | NEBULIZER | PHILIPS LTD | INNOSPIRE DELUXE | 2015-09-29 | 126
NEBULIZER | NEBULIZER | PHILIPS LTD | INNOSPIRE DELUXE | 2015-09-29 | 126
NEBULIZER | NEBULIZER | PHILIPS LTD | INNOSPIRE DELUXE | 2015-09-29 | 126
NEBULIZER | NEBULIZER | PHILIPS LTD | INNOSPIRE DELUXE | 2015-09-29 | 126
NEBULIZER | NEBULIZER | PHILIPS LTD | INNOSPIRE DELUXE | 2015-09-29 | 126
NEBULIZER | NEBULIZER | PHILIPS LTD | INNOSPIRE DELUXE | 2015-09-29 | 126
NEBULIZER | NEBULIZER | PHILIPS LTD | INNOSPIRE DELUXE | 2015-09-29 | 126
NEBULIZER | NEBULIZER | PHILIPS LTD | INNOSPIRE DELUXE | 2015-09-29 | 126
NEBULIZER | NEBULIZER | PHILIPS LTD | INNOSPIRE DELUXE | 2015-09-29 | 126
NEBULIZER | NEBULIZER | PHILIPS LTD | INNOSPIRE DELUXE | 2015-09-29 | 126
NEBULIZER | NEBULIZER | PHILIPS LTD | INNOSPIRE DELUXE | 2015-09-29 | 126
NEBULIZER | NEBULIZER | PHILIPS LTD | INNOSPIRE DELUXE | 2015-09-29 | 126
NEBULIZER | NEBULIZER | PHILIPS LTD | INNOSPIRE DELUXE | 2015-09-29 | 126
NEBULIZER | NEBULIZER | PHILIPS LTD | INNOSPIRE DELUXE | 2015-09-29 | 126
NEBULIZER | NEBULIZER | PHILIPS LTD | INNOSPIRE DELUXE | 2015-09-29 | 126
NEBULIZER | NEBULIZER | PHILIPS LTD | INNOSPIRE DELUXE | 2015-09-29 | 126
NEBULIZER | NEBULIZER | PHILIPS LTD | INNOSPIRE DELUXE | 2015-09-29 | 126
NEBULIZER | NEBULIZER | PHILIPS LTD | INNOSPIRE DELUXE | 2015-09-29 | 126
NEBULIZER | NEBULIZER | PHILIPS LTD | INNOSPIRE DELUXE | 2015-09-29 | 126
NEBULIZER | NEBULIZER | PHILIPS LTD | INNOSPIRE DELUXE | 2015-09-29 | 126
NEBULIZER | NEBULIZER | PHILIPS LTD | INNOSPIRE DELUXE | 2015-09-29 | 126
NEBULIZER | NEBULIZER | PHILIPS LTD | INNOSPIRE DELUXE | 2015-09-29 | 126
NEBULIZER | NEBULIZER | PHILIPS LTD | INNOSPIRE DELUXE | 2015-08-12 | 126
NEBULIZER | NEBULIZER | PHILIPS LTD | INNOSPIRE DELUXE | 2015-08-12 | 126
NEBULIZER | NEBULIZER | PHILIPS LTD | INNOSPIRE DELUXE | 2015-08-04 | 126
NEBULIZER | NEBULIZER | PHILIPS LTD | INNOSPIRE DELUXE | 2015-08-04 | 126
NEBULIZER | NEBULIZER | PHILIPS LTD | INNOSPIRE DELUXE | 2015-08-04 | 126
NEBULIZER | NEBULIZER | PHILIPS LTD | INNOSPIRE DELUXE | 2015-08-04 | 126
NEBULIZER | NEBULIZER | PHILIPS LTD | INNOSPIRE DELUXE | 2015-08-04 | 126
NEBULIZER | NEBULIZER | PHILIPS LTD | INNOSPIRE DELUXE | 2015-08-04 | 126
NEBULIZER | NEBULIZER | PHILIPS LTD | INNOSPIRE DELUXE | 2015-08-04 | 126
NEBULIZER | NEBULIZER | PHILIPS LTD | INNOSPIRE DELUXE | 2015-08-04 | 126
NEBULIZER | NEBULIZER | PHILIPS LTD | INNOSPIRE DELUXE | 2015-08-04 | 126
NEBULIZER | NEBULIZER | PHILIPS LTD | INNOSPIRE DELUXE | 2015-08-04 | 126
NEBULIZER | NEBULIZER | PHILIPS LTD | INNOSPIRE DELUXE | 2015-08-04 | 126
NEBULIZER | NEBULIZER | PHILIPS LTD | INNOSPIRE DELUXE | 2015-08-04 | 126
NEBULIZER | NEBULIZER | PHILIPS LTD | INNOSPIRE DELUXE | 2015-08-04 | 126
NEBULIZER | NEBULIZER | PHILIPS LTD | INNOSPIRE DELUXE | 2015-08-04 | 126
NEBULIZER | NEBULIZER | PHILIPS LTD | INNOSPIRE DELUXE | 2015-08-04 | 126
NEBULIZER | NEBULIZER | PHILIPS LTD | INNOSPIRE DELUXE | 2015-08-04 | 126
NEBULIZER | NEBULIZER | PHILIPS LTD | INNOSPIRE DELUXE | 2015-08-04 | 126
NEBULIZER | NEBULIZER | PHILIPS LTD | INNOSPIRE DELUXE | 2015-08-04 | 126
NEBULIZER | NEBULIZER | PHILIPS LTD | INNOSPIRE DELUXE | 2015-08-04 | 126
NEBULIZER | NEBULIZER | PHILIPS LTD | INNOSPIRE DELUXE | 2015-08-04 | 126
NEBULIZER | NEBULIZER | PHILIPS LTD | INNOSPIRE DELUXE | 2015-08-04 | 126
NEBULIZER | NEBULIZER | PHILIPS LTD | INNOSPIRE DELUXE | 2015-08-04 | 126
NEBULIZER | NEBULIZER | PHILIPS LTD | INNOSPIRE DELUXE | 2015-08-04 | 126
NEBULIZER | NEBULIZER | PHILIPS LTD | INNOSPIRE DELUXE | 2015-08-04 | 126
NEBULIZER | NEBULIZER | PHILIPS LTD | INNOSPIRE DELUXE | 2015-07-21 | 126
NEBULIZER | NEBULIZER | RESPIRONICS | DELUXE 230V/50HZ | 2015-06-26 | 95.04
NEBULIZER | NEBULIZER | RESPIRONICS | DELUXE 230V/50HZ | 2015-06-15 | 95.04
SUCTION CONTROLLER | HIGH SUCTION CONTROLLER | THERAPY EQUIPMENT | DIAMOND RANGE HIGH | 2015-11-11 | 96
SUCTION CONTROLLER | HIGH SUCTION CONTROLLER | THERAPY EQUIPMENT | DIAMOND RANGE HIGH | 2015-12-21 | 96
SUCTION CONTROLLER | HIGH SUCTION CONTROLLER | THERAPY EQUIPMENT | DIAMOND RANGE HIGH | 2015-10-20 | 96
SUCTION CONTROLLER | HIGH SUCTION CONTROLLER | THERAPY EQUIPMENT | DIAMOND RANGE HIGH | 2015-10-20 | 96
SUCTION CONTROLLER | HIGH SUCTION CONTROLLER | THERAPY EQUIPMENT | DIAMOND RANGE HIGH | 2015-10-20 | 96
SUCTION CONTROLLER | HIGH SUCTION CONTROLLER | THERAPY EQUIPMENT | DIAMOND RANGE HIGH | 2015-10-20 | 96
SUCTION CONTROLLER | HIGH SUCTION CONTROLLER | THERAPY EQUIPMENT | DIAMOND RANGE HIGH | 2015-10-20 | 96
SUCTION CONTROLLER | LOW SUCTION | THERAPY EQUIPMENT | DIAMOND RANGE LOW | 2015-10-19 | 120
SUCTION CONTROLLER | LOW SUCTION | THERAPY EQUIPMENT | DIAMOND RANGE LOW | 2015-10-19 | 120
SUCTION CONTROLLER | LOW SUCTION | THERAPY EQUIPMENT | DIAMOND RANGE LOW | 2015-10-19 | 120
SUCTION CONTROLLER | LOW SUCTION | THERAPY EQUIPMENT | DIAMOND RANGE LOW | 2015-10-19 | 120
SUCTION CONTROLLER | LOW SUCTION | THERAPY EQUIPMENT | DIAMOND RANGE LOW | 2015-10-19 | 120
SUCTION CONTROLLER | LOW SUCTION | THERAPY EQUIPMENT | DIAMOND RANGE LOW | 2015-10-19 | 120
INFLATION/PUMP UNIT | FOOT - PRESSURE PUMP | NOVAMEDIX | AV IMPULSE SYSTEM | 2015-10-05 | 150 | 2023-07-19 | 2024-07-19
VENTILATOR | VENTILATOR | DRAEGER | EVITA 300 | 2015-09-24 | 21595.632 | 2024-01-22 | 2025-11-15
VENTILATOR | VENTILATOR | DRAEGER | EVITA 300 | 2015-09-24 | 21595.644 | 2024-10-17 | 2025-11-15
SUCTION CONTROLLER | LOW SUCTION | THERAPY EQUIPMENT | DIAMOND RANGE LOW | 2015-09-24 | 120
SUCTION CONTROLLER | LOW SUCTION | THERAPY EQUIPMENT | DIAMOND RANGE LOW | 2015-09-24 | 120
SUCTION CONTROLLER | LOW SUCTION | THERAPY EQUIPMENT | DIAMOND RANGE LOW | 2015-09-24 | 120
SUCTION CONTROLLER | LOW SUCTION | THERAPY EQUIPMENT | DIAMOND RANGE LOW | 2015-09-24 | 120
SUCTION CONTROLLER | LOW SUCTION | THERAPY EQUIPMENT | DIAMOND RANGE LOW | 2015-09-24 | 120
SUCTION CONTROLLER | LOW SUCTION | THERAPY EQUIPMENT | DIAMOND RANGE LOW | 2015-09-24 | 120
SUCTION CONTROLLER | LOW SUCTION | THERAPY EQUIPMENT | DIAMOND RANGE LOW | 2015-09-24 | 120
SUCTION CONTROLLER | LOW SUCTION | THERAPY EQUIPMENT | DIAMOND RANGE LOW | 2015-09-24 | 120
MANOMETRIC PUMP | SOLAR MANOMETRY SYSTEM | MMS (ARDMORE) | AHC-SOLAR | 2015-12-10 | 25783.2 | 2023-04-24 | 2023-10-24
BATTERY PACK | HOIST BATTERY PACK | ARJO HUNTLEIGH | NDA0100-XX | 2015-09-08 | 150
BATTERY CHARGER | BATTERY CHARGER | ARJO HUNTLEIGH | SPL3024 | 2015-09-04 | 120
SCALES | SCALES - CHAIR BARIATRIC | MARSDEN | M-200 | 2015-08-27 | 750 | 2023-12-04 | 2024-11-15
VACUUM SPLITTER | VACUUM SPLITTER | THERAPY EQUIPMENT | 6114P | 2015-08-28 | 96
EEG MODULE | EEG MODULE | PHILIPS LTD | M1027B | 2015-08-19 | 6000
SUCTION CONTROLLER | HIGH SUCTION CONTROLLER | THERAPY EQUIPMENT | DIAMOND RANGE HIGH | 2015-08-17 | 96
SUCTION CONTROLLER | HIGH SUCTION CONTROLLER | THERAPY EQUIPMENT | DIAMOND RANGE HIGH | 2015-08-13 | 96
SUCTION CONTROLLER | HIGH SUCTION CONTROLLER | THERAPY EQUIPMENT | DIAMOND RANGE HIGH | 2015-07-20 | 96
EEG MODULE | EEG MODULE | PHILIPS LTD | M1027B | 2015-08-19 | 6000
TILT CHAIR | TILT CHAIR - PRESSURE MANAGEMENT | CAREFLEX | HYDROFLEX | 2015-09-24 | 3678 | 2022-12-14 15:37 | 2025-12-15
TILT CHAIR | TILT CHAIR - PRESSURE MANAGEMENT | CAREFLEX | HYDROFLEX | 2015-09-24 | 3678 |  | 2025-07-15
SUCTION CONTROLLER | LOW SUCTION | THERAPY EQUIPMENT | DIAMOND RANGE LOW | 2015-09-22 | 120
SUCTION CONTROLLER | LOW SUCTION | THERAPY EQUIPMENT | DIAMOND RANGE LOW | 2015-09-22 | 120
COUCH | COUCH - 2 SECTION ELECTRIC | MEDI-PLINTH | BA02E | 2015-09-17 | 870 | 2022-02-04 | 2025-02-15
COUCH | COUCH - 2 SECTION ELECTRIC | MEDI-PLINTH | BA02E | 2015-09-17 | 870 | 2022-02-07 | 2025-02-14
COUCH | COUCH 2-SECTION ELECTRIC | PLINTH 2000 | 502E | 2015-06-19 | 902.4 | 2024-08-15 | 2027-08-15
VENTILATOR | TRANSPORT VENTILATOR | DRAEGER | OXYLOG 3000 PLUS | 2015-06-12 | 14722.908 | 2024-03-11 | 2025-03-12
CHARGER | AC/DC CHARGER - OXYLOG 3000 | DRAEGER | OXYLOG AC/DC | 2015-06-12 | 289.2
BATTERY PACK | BATTERY PACK | ARJO HUNTLEIGH | KPA0100 | 2015-06-12 | 285.54
SCALES | SCALES - FLUID | SALTER | WHDR14 | 2015-06-05 | 120 | 2023-11-29 | 2024-11-15
SCALES | SCALES - FLUID | SALTER | WHDR14 | 2015-06-05 | 120 | 2023-11-29 | 2024-11-15
SUCTION CONTROLLER | LOW SUCTION | THERAPY EQUIPMENT | DIAMOND RANGE LOW | 2015-06-02 | 120
SUCTION CONTROLLER | LOW SUCTION | THERAPY EQUIPMENT | DIAMOND RANGE LOW | 2015-06-02 | 120
SUCTION CONTROLLER | LOW SUCTION | THERAPY EQUIPMENT | DIAMOND RANGE LOW | 2015-06-02 | 120
COUCH | COUCH 2-SECTION ELECTRIC | BRISTOL MAID (HOSP.M.CRAFT) | EC015 | 2015-04-30 | 840 | 2022-05-31 | 2025-08-15
COUCH | COUCH 2-SECTION ELECTRIC | BRISTOL MAID (HOSP.M.CRAFT) | EC015 | 2015-04-30 | 840 | 2022-05-31 | 2025-08-15
SUCTION CONTROLLER | HIGH SUCTION CONTROLLER | THERAPY EQUIPMENT | DIAMOND RANGE HIGH | 2015-07-09 | 96
VITAL SIGNS MONITOR | VITAL SIGNS MONITOR: NBP/SPO2/TEMP. | WELCH ALLYN | SPOT 420(NBP/SPO2) | 2015-07-07 | 2400 | 2021-03-01 | 2024-06-15
DYNAMIC PRESSURE MATTRESS | DYNAMIC MATTRESS SYSTEM | DIRECT HEALTHCARE SERVICES | DYNAFORM MERCURY ADVANCE MKII | 2016-06-08 | 960 | 2021-10-11 | 2025-07-15
DYNAMIC PRESSURE MATTRESS | DYNAMIC MATTRESS SYSTEM | DIRECT HEALTHCARE SERVICES | DYNAFORM MERCURY ADVANCE MKII | 2016-06-08 | 960 | 2021-06-30 | 2024-07-15
DYNAMIC PRESSURE MATTRESS | DYNAMIC MATTRESS SYSTEM | DIRECT HEALTHCARE SERVICES | DYNAFORM MERCURY ADVANCE MKII | 2016-06-08 | 960 | 2024-01-30 | 2026-01-23
DYNAMIC PRESSURE MATTRESS | DYNAMIC MATTRESS SYSTEM | DIRECT HEALTHCARE SERVICES | DYNAFORM MERCURY ADVANCE MKII | 2016-06-08 | 960 | 2024-02-20 | 2026-01-24
DYNAMIC PRESSURE MATTRESS | DYNAMIC MATTRESS SYSTEM | DIRECT HEALTHCARE SERVICES | DYNAFORM MERCURY ADVANCE MKII | 2016-06-08 | 960 | 2023-11-13 | 2026-06-11
DYNAMIC PRESSURE MATTRESS | DYNAMIC MATTRESS SYSTEM | DIRECT HEALTHCARE SERVICES | DYNAFORM MERCURY ADVANCE MKII | 2016-06-08 | 960 | 2022-04-12 | 2024-10-15
DYNAMIC PRESSURE MATTRESS | DYNAMIC MATTRESS SYSTEM | DIRECT HEALTHCARE SERVICES | DYNAFORM MERCURY ADVANCE MKII | 2016-06-08 | 960 | 2023-07-11 | 2025-07-12
DYNAMIC PRESSURE MATTRESS | DYNAMIC MATTRESS SYSTEM | DIRECT HEALTHCARE SERVICES | DYNAFORM MERCURY ADVANCE MKII | 2016-06-08 | 960 | 2022-10-27 12:29 | 2026-01-24
DYNAMIC PRESSURE MATTRESS | DYNAMIC MATTRESS SYSTEM | DIRECT HEALTHCARE SERVICES | DYNAFORM MERCURY ADVANCE MKII | 2016-06-08 | 960 | 2023-08-22 | 2025-07-12
DYNAMIC PRESSURE MATTRESS | DYNAMIC MATTRESS SYSTEM | DIRECT HEALTHCARE SERVICES | DYNAFORM MERCURY ADVANCE MKII | 2016-06-08 | 960 | 2022-05-12 | 2024-06-11
DYNAMIC PRESSURE MATTRESS | DYNAMIC MATTRESS SYSTEM | DIRECT HEALTHCARE SERVICES | DYNAFORM MERCURY ADVANCE MKII | 2016-06-08 | 960 | 2023-07-12 | 2025-07-12
DYNAMIC PRESSURE MATTRESS | DYNAMIC MATTRESS SYSTEM | DIRECT HEALTHCARE SERVICES | DYNAFORM MERCURY ADVANCE MKII | 2016-06-08 | 960 | 2022-09-20 | 2024-10-15
DYNAMIC PRESSURE MATTRESS | DYNAMIC MATTRESS SYSTEM | DIRECT HEALTHCARE SERVICES | DYNAFORM MERCURY ADVANCE MKII | 2016-06-08 | 960 | 2023-05-17 | 2025-05-15
SCALES | SCALES - BABY WITH BLUETOOTH | MARSDEN | M-400 | 2016-05-30 | 360 | 2022-01-12 | 2024-11-15
SCALES | SCALES - BABY WITH BLUETOOTH | MARSDEN | M-400 | 2016-05-30 | 360 | 2023-11-17 | 2024-11-15
SCALES | SCALES - BABY WITH BLUETOOTH | MARSDEN | M-400 | 2016-05-30 | 360 | 2023-11-17 | 2024-11-15
DYNAMIC PRESSURE MATTRESS | DYNAMIC MATTRESS SYSTEM | DIRECT HEALTHCARE SERVICES | DYNAFORM MERCURY ADVANCE MKII | 2016-05-31 | 1080 | 2024-01-29 | 2025-12-15
DYNAMIC PRESSURE MATTRESS | DYNAMIC MATTRESS SYSTEM | DIRECT HEALTHCARE SERVICES | DYNAFORM MERCURY ADVANCE MKII | 2016-05-31 | 1080 | 2022-04-26 | 2026-05-11
DYNAMIC PRESSURE MATTRESS | DYNAMIC MATTRESS SYSTEM | DIRECT HEALTHCARE SERVICES | DYNAFORM MERCURY ADVANCE MKII | 2016-05-31 | 1080 | 2022-04-26 | 2024-09-15
VAPORIZERS | VAPORIZER - DESFLURANE | DRAEGER | D-VAPOR | 2016-05-27 | 2400 | 2021-07-09
STANDING AID | STANDING AID | ARJO HUNTLEIGH | STEDY | 2016-05-24 | 840 | 2024-03-22 | 2025-03-22
DYNAMIC PRESSURE MATTRESS | DYNAMIC MATTRESS SYSTEM | DIRECT HEALTHCARE SERVICES | DYNAFORM MERCURY ADVANCE MKII | 2016-05-31 | 1080 | 2022-04-11 | 2024-05-11
DYNAMIC PRESSURE MATTRESS | DYNAMIC MATTRESS SYSTEM | DIRECT HEALTHCARE SERVICES | DYNAFORM MERCURY ADVANCE MKII | 2016-05-31 | 1080 | 2022-04-11 | 2024-05-11
DYNAMIC PRESSURE MATTRESS | DYNAMIC MATTRESS SYSTEM | DIRECT HEALTHCARE SERVICES | DYNAFORM MERCURY ADVANCE MKII | 2016-05-31 | 1080 | 2024-03-07 | 2026-05-11
DYNAMIC PRESSURE MATTRESS | DYNAMIC MATTRESS SYSTEM | DIRECT HEALTHCARE SERVICES | DYNAFORM MERCURY ADVANCE MKII | 2016-05-31 | 1080 | 2023-07-11 | 2025-07-12
DYNAMIC PRESSURE MATTRESS | DYNAMIC MATTRESS SYSTEM | DIRECT HEALTHCARE SERVICES | DYNAFORM MERCURY ADVANCE MKII | 2016-05-31 | 1080 | 2023-06-29 | 2025-07-12
DYNAMIC PRESSURE MATTRESS | DYNAMIC MATTRESS SYSTEM | DIRECT HEALTHCARE SERVICES | DYNAFORM MERCURY ADVANCE MKII | 2016-05-31 | 1080 | 2023-07-19 | 2025-07-28
DYNAMIC PRESSURE MATTRESS | DYNAMIC MATTRESS SYSTEM | DIRECT HEALTHCARE SERVICES | DYNAFORM MERCURY ADVANCE MKII | 2016-05-31 | 1080 | 2023-07-10 | 2025-07-12
DYNAMIC PRESSURE MATTRESS | DYNAMIC MATTRESS SYSTEM | DIRECT HEALTHCARE SERVICES | DYNAFORM MERCURY ADVANCE MKII | 2016-05-31 | 1080 | 2023-04-27 | 2025-02-15
DYNAMIC PRESSURE MATTRESS | DYNAMIC MATTRESS SYSTEM | DIRECT HEALTHCARE SERVICES | DYNAFORM MERCURY ADVANCE MKII | 2016-05-31 | 1080 | 2022-07-20 | 2025-08-15
DYNAMIC PRESSURE MATTRESS | DYNAMIC MATTRESS SYSTEM | DIRECT HEALTHCARE SERVICES | DYNAFORM MERCURY ADVANCE MKII | 2016-05-31 | 1080 | 2022-06-23 | 2024-07-15
DYNAMIC PRESSURE MATTRESS | DYNAMIC MATTRESS SYSTEM | DIRECT HEALTHCARE SERVICES | DYNAFORM MERCURY ADVANCE MKII | 2016-05-31 | 1080 | 2023-03-30 09:26 | 2025-04-15
DYNAMIC PRESSURE MATTRESS | DYNAMIC MATTRESS SYSTEM | DIRECT HEALTHCARE SERVICES | DYNAFORM MERCURY ADVANCE MKII | 2016-05-31 | 1080 | 2022-09-28 | 2024-10-15
PATIENT DEPARTURE ALERTS SYSTEM | PROFESSIONAL TABS VOICE + | WANDER GUARD | 25023 | 2016-05-23 | 264
PATIENT DEPARTURE ALERTS SYSTEM | PROFESSIONAL TABS VOICE + | WANDER GUARD | 25023 | 2016-05-23 | 264
TRANSFORMER | UNIVERSAL DESK CHARGER | WELCH ALLYN | 71824 | 2016-04-28 | 960 | 2024-03-20 | 2026-04-11
VIDEOSCOPE | AMBU AVIEW MONITOR | AMBU LTD | AVIEW | 2016-06-21 | 1080 | 2023-06-20 | 2025-07-15
CAMERA | HD CAMERA | OLYMPUS | CH-5-190-08-LB | 2016-04-22 | 6000
ENDOSCOPY STACKING TROLLEY | ENDOSCOPY STACKING TROLLEY | OLYMPUS | WM-NP2 | 2016-04-22 | 3240 | 2024-10-04 | 2026-10-04
DIGITAL VIDEO RECORDER | DIGITAL VIDEO RECORDER | OLYMPUS | IMH-20 | 2016-04-22 | 12000 | 2024-10-04 | 2026-10-04
VIDEO PRINTER | VIDEO PRINTER | SONY | UP-DR80MD | 2016-04-22 | 1200 | 2024-10-04 | 2026-10-04
FIBRE OPTIC SOURCE | LIGHT SOURCE - XENON 300 | OLYMPUS | CLV-S190 | 2016-04-22 | 1800 | 2022-11-02 14:22 | 2024-11-02
CAMERA CONTROL UNIT | CAMERA CONTROL UNIT | OLYMPUS | OTV-S190 | 2016-04-22 | 24000 | 2024-10-04 | 2026-10-04
COLOUR MONITOR | HD COLOUR MONITOR | SONY | LMD-2451MD | 2016-04-22 | 2400 | 2024-10-04 | 2026-10-04
DELIVERY BED | BIRTHING CHAIR/COUCH | BORCAD | AVE ACTIVE | 2016-06-28 | 10434 | 2022-09-13 | 2025-10-15
PATIENT WARMING SYSTEM | PATIENT WARMING SYSTEM | 3M HEALTH CARE | 775 BAIR HUGGER | 2016-06-10 | 1200 | 2024-06-03 | 2025-07-15
PATIENT WARMING SYSTEM | PATIENT WARMING SYSTEM | 3M HEALTH CARE | 775 BAIR HUGGER | 2016-06-10 | 1200 | 2023-06-14 | 2025-07-14
PATIENT WARMING SYSTEM | PATIENT WARMING SYSTEM | 3M HEALTH CARE | 775 BAIR HUGGER | 2016-06-10 | 1200 | 2024-06-03 | 2025-07-14
PATIENT WARMING SYSTEM | PATIENT WARMING SYSTEM | 3M HEALTH CARE | 775 BAIR HUGGER | 2016-06-10 | 1200 | 2024-06-03 | 2025-07-15
PATIENT WARMING SYSTEM | PATIENT WARMING SYSTEM | 3M HEALTH CARE | 775 BAIR HUGGER | 2016-06-10 | 1200 | 2024-06-03 | 2026-07-15
PATIENT WARMING SYSTEM | PATIENT WARMING SYSTEM | 3M HEALTH CARE | 775 BAIR HUGGER | 2016-06-10 | 1200 | 2024-06-03 | 2025-07-15
PATIENT WARMING SYSTEM | PATIENT WARMING SYSTEM | 3M HEALTH CARE | 775 BAIR HUGGER | 2016-06-10 | 1200 | 2022-06-09 | 2026-06-15
PATIENT WARMING SYSTEM | PATIENT WARMING SYSTEM | 3M HEALTH CARE | 775 BAIR HUGGER | 2016-06-10 | 1200 | 2024-06-03 | 2025-07-15
PATIENT WARMING SYSTEM | PATIENT WARMING SYSTEM | 3M HEALTH CARE | 775 BAIR HUGGER | 2016-06-10 | 1200 | 2024-06-03 | 2025-07-15
PATIENT WARMING SYSTEM | PATIENT WARMING SYSTEM | 3M HEALTH CARE | 775 BAIR HUGGER | 2016-06-10 | 1200 | 2024-06-03 | 2025-07-15
ELECTRIC BED | ELECTRIC BED - LOW | SIDHIL LTD | INNOV 8 | 2016-04-26 | 1440 | 2021-11-23 | 2024-11-15
DYNAMIC PRESSURE MATTRESS | DYNAMIC MATTRESS SYSTEM | DIRECT HEALTHCARE SERVICES | DYNAFORM MERCURY ADVANCE MKII | 2016-04-13 | 1080 | 2023-02-07 14:40 | 2025-02-15
DYNAMIC PRESSURE MATTRESS | DYNAMIC MATTRESS SYSTEM | DIRECT HEALTHCARE SERVICES | DYNAFORM MERCURY ADVANCE MKII | 2016-04-13 | 1080 | 2022-04-11 | 2025-04-12
DYNAMIC PRESSURE MATTRESS | DYNAMIC MATTRESS SYSTEM | DIRECT HEALTHCARE SERVICES | DYNAFORM MERCURY ADVANCE MKII | 2016-04-13 | 1080 | 2023-03-29 14:51 | 2025-04-11
DYNAMIC PRESSURE MATTRESS | DYNAMIC MATTRESS SYSTEM | DIRECT HEALTHCARE SERVICES | DYNAFORM MERCURY ADVANCE MKII | 2016-04-13 | 1080 | 2023-07-19 | 2025-07-12
DYNAMIC PRESSURE MATTRESS | DYNAMIC MATTRESS SYSTEM | DIRECT HEALTHCARE SERVICES | DYNAFORM MERCURY ADVANCE MKII | 2016-04-13 | 1080 | 2023-08-09 | 2025-07-12
DYNAMIC PRESSURE MATTRESS | DYNAMIC MATTRESS SYSTEM | DIRECT HEALTHCARE SERVICES | DYNAFORM MERCURY ADVANCE MKII | 2016-04-13 | 1080 | 2024-01-30 | 2026-01-24
DYNAMIC PRESSURE MATTRESS | DYNAMIC MATTRESS SYSTEM | DIRECT HEALTHCARE SERVICES | DYNAFORM MERCURY ADVANCE MKII | 2016-04-13 | 1080 | 2022-01-06 | 2025-01-15
DYNAMIC PRESSURE MATTRESS | DYNAMIC MATTRESS SYSTEM | DIRECT HEALTHCARE SERVICES | DYNAFORM MERCURY ADVANCE MKII | 2016-04-13 | 1080 | 2021-07-15 | 2025-07-12
DYNAMIC PRESSURE MATTRESS | DYNAMIC MATTRESS SYSTEM | DIRECT HEALTHCARE SERVICES | DYNAFORM MERCURY ADVANCE MKII | 2016-04-13 | 1080 | 2021-08-23 | 2024-08-15
VIDEO PRINTER | VIDEO PRINTER - COLOUR | SONY | UP-25MD | 2016-06-09 | 1800 | 2024-08-16 | 2025-08-16
LIGHT SOURCE | LIGHT SOURCE - LED | SAPI MED | ECOLITE | 2016-03-17 | 900 | 2022-01-27 | 2025-01-15
COUCH | COUCH - 2 SECTION ELECTRIC | MEDI-PLINTH | BA02E | 2016-03-18 | 1680 | 2024-04-24 | 2027-05-14
CYSTOSCOPE | CYSTOSCOPE | OLYMPUS | CYF-VH | 2016-03-11 | 18000
CYSTOSCOPE | CYSTOSCOPE | OLYMPUS | CYF-VH | 2016-03-11 | 18000
WARMING CABINET | WARMING CABINET | LTE | LK/SWC/01/1 | 2016-04-13 | 2359.2 | 2022-03-25 | 2024-04-11
WARMING CABINET | WARMING CABINET | LTE | LK/SWC/01/1 | 2016-03-03 | 1518 | 2023-10-02 | 2025-10-02
WARMING CABINET | WARMING CABINET | LTE | LK/SWC/04/1 | 2016-03-03 | 2359.2 | 2024-02-26 | 2026-03-11
NERVE STIMULATOR | NERVE STIMULATOR | ORGANON LTD | TOF WATCH | 2016-02-29 | 1800 | 2021-11-17 | 2024-11-15
NERVE STIMULATOR | NERVE STIMULATOR | ORGANON LTD | TOF WATCH | 2016-02-29 | 1800 | 2024-03-15 | 2025-03-12
NERVE STIMULATOR | NERVE STIMULATOR | ORGANON LTD | TOF WATCH | 2016-02-29 | 1800 | 2024-04-03 | 2025-02-12
NERVE STIMULATOR | NERVE STIMULATOR | ORGANON LTD | TOF WATCH | 2016-02-29 | 1800 | 2023-06-09 | 2025-06-09
SPEECH/AMPLIFIER AID | BLUE TOOTH MIC/SPEAKER SPEECH AID | POWERWAVE | ECHO RA | 2016-02-25 | 360 | 2021-03-24 | 2026-03-15
AMPLIFIER | SPEECH AMPLIFIER | HEARING PROD | ECHOVOICE EV6 | 2016-02-25 | 180
AMPLIFIER | SPEECH AMPLIFIER | HEARING PROD | ECHOVOICE EV6 | 2016-02-25 | 180
AMPLIFIER | SPEECH AMPLIFIER | HEARING PROD | ECHOVOICE EV6 | 2016-02-25 | 180 | 2021-03-24 | 2026-03-15
ULTRASOUND PLINTH | ULTRASOUND PLINTH | MEDI-PLINTH | US03TE | 2016-03-04 | 960 | 2022-02-28 | 2025-03-15
SCALES | SCALES - STAND ON BARIATRIC | MARSDEN | M-800 | 2016-02-23 | 810 | 2023-11-17 | 2024-11-15
DYNAMIC PRESSURE MATTRESS | DYNAMIC MATTRESS SYSTEM | DIRECT HEALTHCARE SERVICES | DYNAFORM MERCURY ADVANCE MKII | 2016-04-13 | 1080 | 2022-08-04 | 2025-04-12
DYNAMIC PRESSURE MATTRESS | DYNAMIC MATTRESS SYSTEM | DIRECT HEALTHCARE SERVICES | DYNAFORM MERCURY ADVANCE MKII | 2016-04-13 | 1080 | 2023-06-14 | 2025-06-15
DYNAMIC PRESSURE MATTRESS | DYNAMIC MATTRESS SYSTEM | DIRECT HEALTHCARE SERVICES | DYNAFORM MERCURY ADVANCE MKII | 2016-04-13 | 1080 | 2023-06-16 | 2025-05-15
VITAL SIGNS MONITOR | VITAL SIGNS MONITOR: NBP. | OMRON | M6 (HEM-7221-E8 V) | 2016-01-28 | 72
VITAL SIGNS MONITOR | VITAL SIGNS MONITOR: NBP. | OMRON | M6 (HEM-7221-E8 V) | 2016-01-28 | 72
VITAL SIGNS MONITOR | VITAL SIGNS MONITOR: NBP. | OMRON | M6 (HEM-7221-E8 V) | 2016-01-28 | 72
AREA ALARM SYSTEM | MEDICAL GAS ALARM | SHIRE | SAX-6 | 2009-06-02 | 420 | 2024-09-17 | 2024-12-20
DIATHERMY MACHINE | ARGON PLASMA COAGULATION UNIT | ERBE | APC 2 | 2016-02-03 | 9629.796 | 2023-12-11 | 2025-05-13
DIATHERMY MACHINE | DIATHERMY MACHINE | ERBE | VIO 200D | 2016-02-03 | 11944.536 | 2023-12-11 | 2025-05-13
DYNAMIC PRESSURE MATTRESS | DYNAMIC MATTRESS SYSTEM | DIRECT HEALTHCARE SERVICES | DYNAFORM MERCURY ADVANCE MKII | 2016-01-02 | 1080 | 2022-05-23 | 2025-01-15
DYNAMIC PRESSURE MATTRESS | DYNAMIC MATTRESS SYSTEM | DIRECT HEALTHCARE SERVICES | DYNAFORM MERCURY ADVANCE MKII | 2016-01-02 | 1080 | 2023-07-10 | 2025-07-10
DYNAMIC PRESSURE MATTRESS | DYNAMIC MATTRESS SYSTEM | DIRECT HEALTHCARE SERVICES | DYNAFORM MERCURY ADVANCE MKII | 2016-01-02 | 1080 | 2022-07-20 | 2024-07-20
DYNAMIC PRESSURE MATTRESS | DYNAMIC MATTRESS SYSTEM | DIRECT HEALTHCARE SERVICES | DYNAFORM MERCURY ADVANCE MKII | 2016-01-02 | 1080 | 2021-06-30 | 2025-07-15
DYNAMIC PRESSURE MATTRESS | DYNAMIC MATTRESS SYSTEM | DIRECT HEALTHCARE SERVICES | DYNAFORM MERCURY ADVANCE MKII | 2016-01-02 | 1080 | 2022-05-03 | 2025-08-15
DYNAMIC PRESSURE MATTRESS | DYNAMIC MATTRESS SYSTEM | DIRECT HEALTHCARE SERVICES | DYNAFORM MERCURY ADVANCE MKII | 2016-01-02 | 1080 | 2022-09-15 | 2025-07-12
DYNAMIC PRESSURE MATTRESS | DYNAMIC MATTRESS SYSTEM | DIRECT HEALTHCARE SERVICES | DYNAFORM MERCURY ADVANCE MKII | 2016-01-02 | 1080 | 2021-07-05 | 2024-12-15
DYNAMIC PRESSURE MATTRESS | DYNAMIC MATTRESS SYSTEM | DIRECT HEALTHCARE SERVICES | DYNAFORM MERCURY ADVANCE MKII | 2016-01-02 | 1080 | 2021-07-15 | 2025-07-15
ELECTRIC BED | ELECTRIC BED LOW LEVEL | SIDHIL LTD | INNOV8 LOW | 2016-01-14 | 1440 | 2022-05-24 | 2025-08-15
ELECTRIC BED | ELECTRIC BED LOW LEVEL | SIDHIL LTD | INNOV8 LOW | 2016-01-14 | 1440 | 2023-08-23 | 2027-03-15
ELECTRIC BED | ELECTRIC BED LOW LEVEL | SIDHIL LTD | INNOV8 LOW | 2016-01-14 | 1440 | 2022-08-04 | 2026-01-15
ELECTRIC BED | ELECTRIC BED LOW LEVEL | SIDHIL LTD | INNOV8 LOW | 2016-01-14 | 1440 | 2022-12-14 14:26 | 2028-01-15
ELECTRIC BED | ELECTRIC BED LOW LEVEL | SIDHIL LTD | INNOV8 LOW | 2016-01-14 | 1440 | 2022-01-19 | 2024-08-15
SPO2 FINGER PROBE | SPO2 FINGER PROBE | TENACORE | TCPF-510-0111-EDU | 2016-05-17 | 57.6
SPO2 FINGER PROBE | SPO2 FINGER PROBE | TENACORE | TCPF-510-0111-EDU | 2016-05-10 | 57.6
SPO2 FINGER PROBE | SPO2 FINGER PROBE | TENACORE | TCPF-510-0111-EDU | 2016-03-18 | 57.6
ULTRASOUND PLINTH | ULTRASOUND PLINTH | MEDI-PLINTH | US03TE | 2015-12-13 | 2160 | 2022-08-05 | 2025-08-15
STANDING AID | STANDING AID | ARJO HUNTLEIGH | STEDY | 2015-12-15 | 840 | 2024-06-24 | 2025-06-24
TILT CHAIR | HI/LOW PRESSURE CARE CAIR (TILT) | WINTUR HEALTHCARE | SE4400S.L | 2016-02-01 | 6000 | 2023-05-16 | 2026-05-01
TILT CHAIR | HI/LOW PRESSURE CARE CAIR (TILT) | WINTUR HEALTHCARE | SE4400S.L | 2016-02-01 | 6000 |  | 2024-12-15
ULTRASOUND PLINTH | ULTRASOUND PLINTH | MEDI-PLINTH | US03TE | 2015-12-23 | 2160 | 2023-02-28 08:41 | 2026-03-15
TEMP CALIBRATOR | FOOD CHECK CALIBRATOR | COMARK | KM20REF | 2009-01-01 | 360 | 2019-08-05
ELECTRIC BED | ELECTRIC BED LOW LEVEL | SIDHIL LTD | INNOV8 LOW | 2015-11-26 | 1440 | 2023-06-19 | 2026-06-19
RESP ANALYSIS BENCH | RESP ANALYSIS BENCH | JAEGER | MS PFT | 2015-11-20 | 14400 | 2023-03-21 12:03 | 2025-04-20
PATIENT MONITOR | PATIENT MONITOR | GE LIMITED | B650 TOUCH | 2015-11-20 | 8400 | 2023-02-21 13:07 | 2026-03-15
EXERCISE BICYCLE | EXERCISE BICYCLE | GE LIMITED | EBIKE | 2015-11-20 | 6000 | 2024-01-19 | 2025-12-12
TREADMILL | TREADMILL - STRESS TEST | GE LIMITED | T2100 | 2015-11-20 | 6000 | 2024-01-19 | 2025-12-12
EXERCISER | EXERCISE TESTING SYSTEM | GE LIMITED | CASE PC | 2015-11-20 | 12000 | 2024-01-19 | 2025-12-12
SUCTION UNIT | SUCTION - LAERDAL - BATTERY | LAERDAL | LSU-2 | 2015-12-18 | 816
VITAL SIGNS MONITOR | VITAL SIGNS MONITOR: NBP. | MINDRAY | VS-900 | 2016-11-07 | 1200 | 2022-08-22 | 2028-03-15
VITAL SIGNS MONITOR | VITAL SIGNS MONITOR: NBP. | MINDRAY | VS-900 | 2015-09-29 | 1200 | 2022-01-04 | 2025-01-15
VITAL SIGNS MONITOR | VITAL SIGNS MONITOR: NBP. | MINDRAY | VS-900 | 2016-11-07 | 1200 | 2024-08-12 | 2027-08-15
VITAL SIGNS MONITOR | VITAL SIGNS MONITOR: NBP. | MINDRAY | VS-900 | 2016-11-07 | 1200 | 2022-04-01 | 2025-03-15
VITAL SIGNS MONITOR | VITAL SIGNS MONITOR: NBP. | MINDRAY | VS-900 | 2016-11-07 | 1200 | 2021-02-11 | 2025-02-15
VITAL SIGNS MONITOR | VITAL SIGNS MONITOR: NBP. | MINDRAY | VS-900 | 2016-11-07 | 1200 | 2024-06-24 | 2027-06-14
VITAL SIGNS MONITOR | VITAL SIGNS MONITOR: NBP. | MINDRAY | VS-900 | 2016-11-07 | 1200 | 2022-01-25 | 2025-02-15
VITAL SIGNS MONITOR | VITAL SIGNS MONITOR: NBP. | MINDRAY | VS-900 | 2016-11-07 | 1200 | 2022-11-15 09:22 | 2025-09-26
VITAL SIGNS MONITOR | VITAL SIGNS MONITOR: NBP. | MINDRAY | VS-900 | 2017-10-16 | 1200 | 2024-04-17 | 2027-04-15
VITAL SIGNS MONITOR | VITAL SIGNS MONITOR: NBP. | MINDRAY | VS-900 | 2017-10-16 | 2400 | 2023-07-20 | 2026-10-15
VITAL SIGNS MONITOR | VITAL SIGNS MONITOR: NBP. | MINDRAY | VS-900 | 2015-09-29 | 1200 | 2024-06-18 | 2027-06-15
VITAL SIGNS MONITOR | VITAL SIGNS MONITOR: NBP. | MINDRAY | VS-900 | 2017-10-16 | 2400 | 2021-12-30 | 2024-12-15
VITAL SIGNS MONITOR | VITAL SIGNS MONITOR: NBP. | MINDRAY | VS-900 | 2015-09-29 | 1200 | 2024-03-21 | 2027-03-21
VITAL SIGNS MONITOR | VITAL SIGNS MONITOR: NBP. | MINDRAY | VS-900 | 2015-09-29 | 1200 | 2022-09-20 | 2025-10-15
VITAL SIGNS MONITOR | VITAL SIGNS MONITOR: NBP. | MINDRAY | VS-900 | 2015-11-02 | 1200 | 2021-10-25 | 2025-09-15
VITAL SIGNS MONITOR | VITAL SIGNS MONITOR: NBP. | MINDRAY | VS-900 | 2015-11-02 | 1200 | 2022-04-26 | 2025-02-15
VITAL SIGNS MONITOR | VITAL SIGNS MONITOR: NBP. | MINDRAY | VS-900 | 2015-11-02 | 1200 | 2021-11-18 | 2024-11-15
VITAL SIGNS MONITOR | VITAL SIGNS MONITOR: NBP. | MINDRAY | VS-900 | 2016-05-20 | 1200 | 2022-09-14 | 2025-10-15
VITAL SIGNS MONITOR | VITAL SIGNS MONITOR: NBP. | MINDRAY | VS-900 | 2016-07-04 | 1200 | 2024-06-05 | 2027-01-15
VITAL SIGNS MONITOR | VITAL SIGNS MONITOR: NBP. | MINDRAY | VS-900 | 2016-05-20 | 1200 | 2022-09-13 | 2025-10-15
VITAL SIGNS MONITOR | VITAL SIGNS MONITOR: NBP. | MINDRAY | VS-900 | 2016-05-20 | 1200 | 2022-08-01 | 2025-11-15
VITAL SIGNS MONITOR | VITAL SIGNS MONITOR: NBP. | MINDRAY | VS-900 | 2016-10-19 | 1200 | 2024-08-12 | 2027-08-15
VITAL SIGNS MONITOR | VITAL SIGNS MONITOR: NBP. | MINDRAY | VS-900 | 2016-10-19 | 1200 | 2022-03-31 | 2025-09-15
VITAL SIGNS MONITOR | VITAL SIGNS MONITOR: NBP. | MINDRAY | VS-900 | 2016-10-19 | 1200 | 2022-08-30 | 2025-11-15
VITAL SIGNS MONITOR | VITAL SIGNS MONITOR: NBP. | MINDRAY | VS-900 | 2016-05-20 | 1200 | 2022-11-04 11:45 | 2025-11-15
VITAL SIGNS MONITOR | VITAL SIGNS MONITOR: NBP. | MINDRAY | VS-900 | 2016-07-08 | 1200 | 2021-10-27 | 2025-04-15
VITAL SIGNS MONITOR | VITAL SIGNS MONITOR: NBP. | MINDRAY | VS-900 | 2016-07-04 | 1200 | 2024-06-05 | 2027-06-15
VITAL SIGNS MONITOR | VITAL SIGNS MONITOR: NBP. | MINDRAY | VS-900 | 2016-05-20 | 1200 | 2022-04-21 | 2025-05-15
VITAL SIGNS MONITOR | VITAL SIGNS MONITOR: NBP. | MINDRAY | VS-900 | 2015-12-09 | 2400 | 2022-01-11 | 2025-01-15
VITAL SIGNS MONITOR | VITAL SIGNS MONITOR: NBP. | MINDRAY | VS-900 | 2015-12-04 | 2400 | 2024-06-04 | 2027-05-15
VITAL SIGNS MONITOR | VITAL SIGNS MONITOR: NBP. | MINDRAY | VS-900 | 2015-12-04 | 2400 | 2024-06-04 | 2027-06-04
VITAL SIGNS MONITOR | VITAL SIGNS MONITOR: NBP. | MINDRAY | VS-900 | 2015-11-25 | 2400 | 2024-06-24 | 2027-06-15
VITAL SIGNS MONITOR | VITAL SIGNS MONITOR: NBP. | MINDRAY | VS-900 | 2015-11-25 | 2400 | 2024-06-05 | 2027-05-15
VITAL SIGNS MONITOR | VITAL SIGNS MONITOR: NBP. | MINDRAY | VS-900 | 2015-11-25 | 2400 | 2022-08-17 | 2025-11-17
VITAL SIGNS MONITOR | VITAL SIGNS MONITOR: NBP. | MINDRAY | VS-900 | 2015-11-25 | 2400 | 2022-01-10 | 2025-01-15
VITAL SIGNS MONITOR | VITAL SIGNS MONITOR: NBP. | MINDRAY | VS-900 | 2015-11-02 | 1200 | 2022-06-06 | 2025-06-15
SUCTION CONTROLLER | THORACIC SUCTION CONTROLLER | THERAPY EQUIPMENT | 7870 | 2015-10-20 | 168
SUCTION CONTROLLER | THORACIC SUCTION CONTROLLER | THERAPY EQUIPMENT | 7870 | 2015-10-20 | 168
BENCH P.S.U. | BENCH P.S.U. | TENMA | 72-10480 | 2015-10-28 | 70.8 | 2022-04-21
PATIENT DEPARTURE ALERTS SYSTEM | PROFESSIONAL TABS VOICE + | WANDER GUARD | 25023 | 2015-01-01 | 240
SPHYGMOMANOMETER | SPHYGMOMANOMETER | TIMESCO | EMERALD | 2015-08-17 | 24
SPHYGMOMANOMETER | SPHYGMOMANOMETER | TIMESCO | EMERALD | 2015-08-17 | 24
AUDIO DOPPLER | AUDIO DOPPLER | SUNRAY | SRF618E | 2015-08-17 | 180
AUDIO DOPPLER | AUDIO DOPPLER | SUNRAY | SRF618E | 2015-08-17 | 180
SPHYGMOMANOMETER | PHYSIO LOGIC SPHYGMOMANOMETER | INNOVATE | AMG106700 | 2015-12-18 | 48
SPHYGMOMANOMETER | SPHYGMOMANOMETER - HANDHELD | WELCH ALLYN | DURASHOCK | 2015-11-26 | 72
SPHYGMOMANOMETER | SPHYGMOMANOMETER - HANDHELD | WELCH ALLYN | DURASHOCK | 2015-11-20 | 72
PATIENT DEPARTURE ALERTS SYSTEM | PROFESSIONAL TABS VOICE + | WANDER GUARD | 25023 | 2015-08-24 | 264 | 2022-01-11 | 2025-01-15
PLASTER SAW | PLASTER SAW | DESOUTTER MEDICAL | CC6 | 2015-07-21 | 1127.52 | 2023-08-18 | 2025-09-15
PLASTER SAW | PLASTER SAW | DESOUTTER MEDICAL | PS6 | 2015-07-21 | 322.56 | 2023-08-14 | 2025-09-12
SPEECH/AMPLIFIER AID | BLUE TOOTH MIC/SPEAKER SPEECH AID | POWERWAVE | ECHO RA | 2015-07-14 | 360 | 2021-04-30 | 2025-07-12
SPEECH/AMPLIFIER AID | BLUE TOOTH MIC/SPEAKER SPEECH AID | POWERWAVE | ECHO RA | 2015-07-14 | 360 | 2021-04-30 | 2025-07-12
SPEECH/AMPLIFIER AID | BLUE TOOTH MIC/SPEAKER SPEECH AID | POWERWAVE | ECHO RA | 2015-07-14 | 360 | 2021-04-30 | 2025-07-12
SPEECH/AMPLIFIER AID | BLUE TOOTH MIC/SPEAKER SPEECH AID | POWERWAVE | ECHO RA | 2015-07-14 | 360 | 2021-04-30 | 2025-07-12
SPEECH/AMPLIFIER AID | BLUE TOOTH MIC/SPEAKER SPEECH AID | POWERWAVE | ECHO RA | 2015-07-14 | 360 | 2021-04-30 | 2025-07-12
SPEECH/AMPLIFIER AID | BLUE TOOTH MIC/SPEAKER SPEECH AID | POWERWAVE | ECHO RA | 2015-07-14 | 360 | 2021-04-30 | 2025-07-12
AMPLIFIER | SPEECH AMPLIFIER | HEARING PROD | ECHOVOICE EV6 | 2015-07-14 | 186 | 2021-03-24 | 2025-07-12
AMPLIFIER | SPEECH AMPLIFIER | HEARING PROD | ECHOVOICE EV6 | 2015-07-14 | 186 | 2021-04-30 | 2025-07-12
AMPLIFIER | SPEECH AMPLIFIER | HEARING PROD | ECHOVOICE EV6 | 2015-07-14 | 186 | 2021-04-30 | 2025-07-12
AMPLIFIER | SPEECH AMPLIFIER | HEARING PROD | ECHOVOICE EV6 | 2015-07-14 | 186 | 2021-03-24 | 2025-07-12
AMPLIFIER | SPEECH AMPLIFIER | HEARING PROD | ECHOVOICE EV6 | 2015-07-14 | 186 | 2021-04-30 | 2025-07-12
AMPLIFIER | SPEECH AMPLIFIER | HEARING PROD | ECHOVOICE EV6 | 2015-07-14 | 186 | 2021-03-24 | 2025-07-12
AMPLIFIER | SPEECH AMPLIFIER | HEARING PROD | ECHOVOICE EV6 | 2015-07-14 | 186 | 2021-04-30 | 2025-07-12
AMPLIFIER | SPEECH AMPLIFIER | HEARING PROD | ECHOVOICE EV6 | 2015-07-14 | 186 | 2021-04-30 | 2025-07-12
AMPLIFIER | SPEECH AMPLIFIER | HEARING PROD | ECHOVOICE EV6 | 2015-07-14 | 186 | 2021-03-24 | 2025-07-12
AMPLIFIER | SPEECH AMPLIFIER | HEARING PROD | ECHOVOICE EV6 | 2015-07-14 | 186 | 2021-03-24 | 2025-07-12
SCALES | SCALES - BABY | MARSDEN | M-300 | 2019-05-14 | 360 | 2022-12-01 13:28 | 2024-11-15
VITAL SIGNS MONITOR | VITAL SIGNS MONITOR: NBP. | MINDRAY | VS-900 | 2017-08-22 | 1200 | 2023-08-03 | 2026-08-15
VITAL SIGNS MONITOR | VITAL SIGNS MONITOR: NBP. | MINDRAY | VS-900 | 2017-02-21 | 2400 | 2023-05-23 | 2026-06-15
VITAL SIGNS MONITOR | VITAL SIGNS MONITOR: NBP. | MINDRAY | VS-900 | 2015-11-25 | 2400 | 2021-12-01 | 2024-12-01
PRESSURE GAUGE | 0-100 PSI GAUGE | SWAGELOK | PGI-63B-PG100-LAOX-J | 2016-05-29 | 82.8 | 2023-10-24 | 2024-10-10
LAMP/MAGNIFYER | MAGNIFIER LAMP | DENTAL FARM | A7003 | 2015-05-20 | 96 | 2023-01-11 15:27 | 2024-08-15
LAMP/MAGNIFYER | MAGNIFIER LAMP | DENTAL FARM | A7003 | 2015-05-20 | 96 | 2023-01-11 15:23 | 2024-08-15
EXTENSION BLOCK | EXTENSION BLOCK 4 GANG SS | SAFETY MEDIC | SSEX4 | 2015-05-07 | 166.8 | 2020-02-28 | 2024-03-15
LIGHT SOURCE | LIGHT SOURCE - LED | OLYMPUS | WA91502A | 2015-04-01 | 1440
COUCH | COUCH - 3 SECTION ELECTRIC | BRISTOL MAID (HOSP.M.CRAFT) | EC1310 | 2015-04-20 | 1200 | 2022-05-31 | 2025-08-15
LABEL PRINTER | PRINTER - LABEL | LABELSTATION | ME240 (PRO240) | 2015-11-16 | 600
TILT CHAIR | THERAPY CHAIR | DIGITERM LTD | COMFORT-4 ECO | 2015-04-20 | 2941.2 | 2022-06-14 | 2025-08-15
TILT CHAIR | THERAPY CHAIR | DIGITERM LTD | COMFORT-4 ECO | 2015-04-20 | 2941.2 | 2022-05-30 | 2025-08-15
SCALES | SCALES - CHAIR BARIATRIC | MARSDEN | M-200 | 2015-04-20 | 750 | 2023-11-28 | 2024-11-15
SCALES | SCALES - STAND ON | MARSDEN | M-420 | 2015-04-20 | 258 | 2021-03-24 | 2024-11-15
SCALES | SCALES - STAND ON | MARSDEN | M-420 | 2015-04-20 | 258 | 2021-03-24 | 2024-11-15
SCALES | SCALES - STAND ON | MARSDEN | M-420 | 2015-04-20 | 258 | 2021-01-09 | 2024-11-15
SCALES | SCALES - STAND ON | MARSDEN | M-420 | 2015-04-20 | 258 | 2021-01-09 | 2024-11-15
SCALES | SCALES - STAND ON | MARSDEN | M-420 | 2015-04-20 | 258 | 2019-06-03 | 2024-11-15
SCALES | SCALES - STAND ON | MARSDEN | M-420 | 2015-04-20 | 258 | 2021-03-24 | 2024-11-15
SCALES | SCALES - STAND ON | MARSDEN | M-420 | 2015-04-20 | 258 | 2021-01-09 | 2024-11-15
VITAL SIGNS MONITOR | VITAL SIGNS MONITOR: NBP/SPO2/TEMP. | WELCH ALLYN | SPOT 420(NBP/SPO2) | 2015-04-20 | 1200 | 2022-06-01 | 2025-08-15
VITAL SIGNS MONITOR | VITAL SIGNS MONITOR: NBP/SPO2/TEMP. | WELCH ALLYN | SPOT 420(NBP/SPO2) | 2015-04-20 | 1200 | 2024-08-15 | 2027-08-15
VITAL SIGNS MONITOR | VITAL SIGNS MONITOR: NBP/SPO2/TEMP. | WELCH ALLYN | SPOT 420(NBP/SPO2) | 2015-04-20 | 1200 | 2023-09-05 | 2026-09-05
VITAL SIGNS MONITOR | VITAL SIGNS MONITOR: NBP/SPO2/TEMP. | WELCH ALLYN | SPOT 420(NBP/SPO2) | 2015-04-20 | 1200 | 2024-08-15 | 2027-08-15
VITAL SIGNS MONITOR | VITAL SIGNS MONITOR: NBP/SPO2/TEMP. | WELCH ALLYN | SPOT 420(NBP/SPO2) | 2015-04-20 | 1200 | 2024-08-27 | 2027-08-27
PACEMAKER PROGRAMMER | PACEMAKER PROGRAMMER | MEDTRONIC | 2090 | 2016-12-16 | 14400 | 2024-01-02 | 2027-01-02
NERVE STIMULATOR | NERVE STIMULATOR | ORGANON LTD | TOF WATCH | 2015-12-23 | 720
HEATER BLOCK | METAL BLOCK THERMOSTAT | VLM GMBH | HP 1 | 2015-12-29 | 1200
MRI SCANNER | MRI SCANNER (1.5T) | SIEMENS LTD | MAGNETOM AERA | 2016-12-04 | 1101511.26 | 2024-06-25 | 2024-12-25
ULTRASOUND PROBE | ULTRASOUND PROBE | BK MEDICAL | 8666 | 2017-09-14 | 18000
DENTAL X-RAY UNIT | WALL MOUNTED DENTAL X-RAY UNIT | GENDEX CORPO | EXPERT-DC | 2017-01-19 | 2400 | 2024-01-30 | 2025-01-30
ULTRASOUND PROBE | ULTRASOUND PROBE | GE LIMITED | RSP6-16-D | 2017-01-03 | 6000
ULTRASOUND PROBE | ULTRASOUND PROBE | GE LIMITED | ML6-15-D | 2017-01-03 | 6000
ULTRASOUND PROBE | ULTRASOUND PROBE | GE LIMITED | 9L-D | 2017-01-03 | 6000
ULTRASOUND PROBE | ULTRASOUND PROBE | GE LIMITED | C3-10-D | 2017-01-03 | 6000
ULTRASOUND PROBE | ULTRASOUND PROBE | GE LIMITED | C2-9-D | 2017-01-03 | 6000
ULTRASOUND PROBE | ULTRASOUND PROBE | GE LIMITED | C1-6-D | 2017-01-03 | 6000
ULTRASOUND SCANNER | ULTRASOUND SCANNER | GE LIMITED | LOGIQ S8 | 2017-01-03 | 77684.988 | 2024-06-11 | 2025-06-11
ULTRASOUND PROBE | ULTRASOUND PROBE | GE LIMITED | C2-9-D | 2018-01-04 | 6000
ULTRASOUND PROBE | ULTRASOUND PROBE | GE LIMITED | RSP6-16-D | 2017-01-03 | 6000
ULTRASOUND PROBE | ULTRASOUND PROBE | GE LIMITED | ML6-15-D | 2017-01-03 | 6000
ULTRASOUND PROBE | ULTRASOUND PROBE | GE LIMITED | 9L-D | 2017-01-03 | 6000
ULTRASOUND PROBE | ULTRASOUND PROBE | GE LIMITED | C3-10-D | 2017-01-03 | 8400
ULTRASOUND PROBE | ULTRASOUND PROBE | GE LIMITED | C1-6-D | 2017-01-03 | 6000
ULTRASOUND SCANNER | ULTRASOUND SCANNER | GE LIMITED | LOGIQ S8 | 2017-01-03 | 77685 | 2024-07-01 | 2025-07-01
ULTRASOUND PROBE | ULTRASOUND PROBE | PHILIPS LTD | S12-4 | 2023-03-20 | 0
ULTRASOUND PROBE | MATRIX PROBE | PHILIPS LTD | S9-2 | 2022-06-23 | 11880
ULTRASOUND PROBE | ULTRASOUND PROBE - TOE | PHILIPS LTD | S7-3T | 2017-01-03 | 12000 | 2021-12-21
ULTRASOUND PROBE | ULTRASOUND PROBE - TOE | PHILIPS LTD | X7-2T | 2017-01-03 | 31200 | 2021-12-14
ULTRASOUND PROBE | ULTRASOUND PROBE | PHILIPS LTD | X5-1 | 2017-01-03 | 6000
ULTRASOUND PROBE | ULTRASOUND PROBE | PHILIPS LTD | S5-1 | 2017-01-03 | 6000
ULTRASOUND PROBE | ULTRASOUND PROBE | PHILIPS LTD | S8-3 | 2017-01-03 | 7200
ULTRASOUND SCANNER | ULTRASOUND SCANNER | PHILIPS LTD | EPIQ CVx | 2017-01-03 | 155184 | 2024-05-20 | 2025-05-20
ULTRASOUND SCANNER | ULTRASOUND SCANNER | ALOKA | PROSOUND F75 | 2015-11-26 | 144000 | 2024-02-19
DENTAL X-RAY UNIT | INTRA-ORAL X-RAY MACHINE | SIRONA LTD | HELIODENT PLUS | 2014-07-01 | 3600 | 2024-01-30 | 2025-01-30
BONE DENSITOMETER | BONE DENSITOMETER | HOLOGIC | HORIZON | 2015-07-14 | 104400
NEBULIZER | NEBULIZER | RESPIRONICS | DELUXE 230V/50HZ | 2015-04-01 | 95.04
NEBULIZER | NEBULIZER | RESPIRONICS | DELUXE 230V/50HZ | 2015-04-01 | 95.04
NEBULIZER | NEBULIZER | RESPIRONICS | DELUXE 230V/50HZ | 2015-04-01 | 95.04
NEBULIZER | NEBULIZER | RESPIRONICS | DELUXE 230V/50HZ | 2015-05-29 | 95.04
NEBULIZER | NEBULIZER | RESPIRONICS | DELUXE 230V/50HZ | 2015-05-29 | 95.04
NEBULIZER | NEBULIZER | RESPIRONICS | DELUXE 230V/50HZ | 2015-05-29 | 95.04
NEBULIZER | NEBULIZER | RESPIRONICS | DELUXE 230V/50HZ | 2015-05-29 | 95.04
NEBULIZER | NEBULIZER | RESPIRONICS | DELUXE 230V/50HZ | 2015-05-29 | 95.04
NEBULIZER | NEBULIZER | RESPIRONICS | DELUXE 230V/50HZ | 2015-05-29 | 95.04
NEBULIZER | NEBULIZER | RESPIRONICS | DELUXE 230V/50HZ | 2015-05-29 | 95.04
NEBULIZER | NEBULIZER | RESPIRONICS | DELUXE 230V/50HZ | 2015-05-29 | 95.04
NEBULIZER | NEBULIZER | RESPIRONICS | DELUXE 230V/50HZ | 2015-05-29 | 95.04
NEBULIZER | NEBULIZER | RESPIRONICS | DELUXE 230V/50HZ | 2015-05-29 | 95.04
NEBULIZER | NEBULIZER | RESPIRONICS | DELUXE 230V/50HZ | 2015-05-29 | 95.04
NEBULIZER | NEBULIZER | RESPIRONICS | DELUXE 230V/50HZ | 2015-05-29 | 95.04
NEBULIZER | NEBULIZER | RESPIRONICS | DELUXE 230V/50HZ | 2015-05-29 | 95.04
NEBULIZER | NEBULIZER | RESPIRONICS | DELUXE 230V/50HZ | 2015-05-29 | 95.04
NEBULIZER | NEBULIZER | RESPIRONICS | DELUXE 230V/50HZ | 2015-05-29 | 95.04
NEBULIZER | NEBULIZER | RESPIRONICS | DELUXE 230V/50HZ | 2015-05-29 | 95.04
NASAL CPAP | CPAP | RESPIRONICS | REMSTAR AUTO M SERIES | 2015-10-01 | 600
NASAL CPAP | CPAP | RESPIRONICS | REMSTAR AUTO M SERIES | 2016-10-01 | 600
NASAL CPAP | CPAP | RESPIRONICS | REMSTAR AUTO M SERIES | 2015-10-01 | 600
NEBULIZER | NEBULIZER | RESPIRONICS | DELUXE 230V/50HZ | 2015-05-29 | 95.04
NASAL CPAP | CPAP | RESPIRONICS | REMSTAR AUTO M SERIES | 2015-10-01 | 600
NASAL CPAP | CPAP | RESPIRONICS | REMSTAR AUTO M SERIES | 2015-10-01 | 600
NASAL CPAP | CPAP | RESPIRONICS | REMSTAR AUTO M SERIES | 2015-12-16 | 600
NASAL CPAP | CPAP | RESPIRONICS | REMSTAR AUTO M SERIES | 2015-06-26 | 600
NASAL CPAP | CPAP | RESPIRONICS | REMSTAR AUTO M SERIES | 2015-06-26 | 600
NASAL CPAP | CPAP | RESPIRONICS | REMSTAR AUTO M SERIES | 2015-06-26 | 600
NASAL CPAP | CPAP | RESPIRONICS | REMSTAR AUTO M SERIES | 2015-06-26 | 600
NASAL CPAP | CPAP | RESPIRONICS | REMSTAR AUTO M SERIES | 2015-06-26 | 600
NASAL CPAP | CPAP | RESPIRONICS | REMSTAR AUTO M SERIES | 2015-10-01 | 144
NASAL CPAP | CPAP | RESPIRONICS | REMSTAR AUTO M SERIES | 2015-06-26 | 600
NASAL CPAP | CPAP | RESPIRONICS | REMSTAR AUTO M SERIES | 2015-06-26 | 600
NASAL CPAP | CPAP | RESPIRONICS | REMSTAR AUTO M SERIES | 2015-10-01 | 600
NASAL CPAP | CPAP | RESPIRONICS | REMSTAR AUTO M SERIES | 2015-06-26 | 600
NASAL CPAP | CPAP | RESPIRONICS | REMSTAR AUTO M SERIES | 2015-06-26 | 600
NASAL CPAP | CPAP | RESPIRONICS | REMSTAR AUTO M SERIES | 2015-06-26 | 600
NASAL CPAP | CPAP | RESPIRONICS | REMSTAR AUTO M SERIES | 2015-06-26 | 600
NASAL CPAP | CPAP | RESPIRONICS | REMSTAR AUTO M SERIES | 2015-06-26 | 600
NASAL CPAP | CPAP | RESPIRONICS | REMSTAR AUTO M SERIES | 2015-06-26 | 600
NASAL CPAP | CPAP | RESPIRONICS | REMSTAR AUTO M SERIES | 2015-06-26 | 600
BIPAP VENTILATORY SUPPORT SYSTEM | TRILOGY 100 VENTILATOR | RESPIRONICS | TRILOGY 100 | 2016-06-28 | 4303.2
NASAL CPAP | CPAP | RESPIRONICS | REMSTAR AUTO M SERIES | 2015-06-26 | 600
NASAL CPAP | CPAP | RESPIRONICS | REMSTAR AUTO M SERIES | 2015-06-26 | 600
NASAL CPAP | CPAP | RESPIRONICS | REMSTAR AUTO M SERIES | 2015-06-26 | 600
NASAL CPAP | CPAP | RESPIRONICS | REMSTAR AUTO M SERIES | 2015-06-26 | 600
NASAL CPAP | CPAP | RESPIRONICS | REMSTAR AUTO M SERIES | 2015-06-26 | 600
NASAL CPAP | CPAP | RESPIRONICS | REMSTAR AUTO M SERIES | 2015-06-26 | 600
NASAL CPAP | CPAP | RESPIRONICS | REMSTAR AUTO M SERIES | 2015-09-16 | 600
NASAL CPAP | CPAP | RESPIRONICS | REMSTAR AUTO M SERIES | 2015-06-26 | 600
NASAL CPAP | CPAP | RESPIRONICS | REMSTAR AUTO M SERIES | 2015-06-26 | 600
NASAL CPAP | CPAP | RESPIRONICS | REMSTAR AUTO M SERIES | 2015-06-26 | 600
NASAL CPAP | CPAP | RESPIRONICS | REMSTAR AUTO M SERIES | 2015-06-26 | 600
NASAL CPAP | CPAP | RESPIRONICS | REMSTAR AUTO M SERIES | 2015-06-26 | 600
NASAL CPAP | CPAP | RESPIRONICS | REMSTAR AUTO M SERIES | 2015-06-26 | 600
NASAL CPAP | CPAP | RESPIRONICS | REMSTAR AUTO M SERIES | 2015-06-26 | 600
MOBILE X-RAY UNIT | MOBILE ART EVOLUTION X-RAY MOBILE | SHIMADZU | MUX-200-12-XC | 2016-02-26 | 31464 | 2024-09-03 | 2025-03-03
MOBILE X-RAY UNIT | MOBILE ART EVOLUTION X-RAY MOBILE | SHIMADZU | MUX-200-12-XC | 2016-02-26 | 31464 | 2024-10-22 | 2025-04-22
MOBILE X-RAY UNIT | MOBILE ART EVOLUTION X-RAY MOBILE | SHIMADZU | MUX-200-12-XC | 2016-02-26 | 31464 | 2024-10-15 | 2025-03-12
ULTRASOUND PROBE | ULTRASOUND PROBE | TOSHIBA MED | IIC3 | 2016-02-19 | 6000
ULTRASOUND PROBE | ULTRASOUND PROBE | TOSHIBA MED | 6C1 | 2016-02-19 | 6000
ULTRASOUND SCANNER | ULTRASOUND SCANNER XARIO 100 | TOSHIBA MED | TUS-X100 | 2016-02-19 | 29290.896 | 2024-08-13 | 2025-08-13
MOBILE X-RAY C-ARM | MOBILE IMAGE INTENSIFIER | SIEMENS LTD | ARCADIS VARIC | 2016-01-05 | 86112 | 2023-10-20 | 2024-09-29
ULTRASOUND PROBE | ULTRASOUND PROBE | ESAOTE BIOME | SL 2325 | 2015-12-23 | 6000
ULTRASOUND PROBE | ULTRASOUND PROBE | ESAOTE BIOME | AC 2541 | 2015-12-23 | 6000
ULTRASOUND PROBE | ULTRASOUND PROBE | ESAOTE BIOME | SP 2430 | 2015-12-23 | 6000
ULTRASOUND SCANNER | ULTRASOUND SCANNER | ESAOTE BIOME | MYLABSEVEN | 2015-12-23 | 28800 | 2023-02-14 08:51 | 2025-01-20
ULTRASOUND PROBE | ULTRASOUND PROBE | BK MEDICAL | 8666 | 2015-12-18 | 20952
ULTRASOUND PROBE | ULTRASOUND PROBE | BK MEDICAL | 8666 | 2015-12-18 | 20952
ULTRASOUND PROBE | ULTRASOUND PROBE | BK MEDICAL | 8666 | 2015-12-18 | 20952
PHANTOM | DOPPLER STRING PHANTOM | CIRS | 043 | 2015-12-14 | 6000
MOBILE X-RAY C-ARM | MOBILE IMAGE INTENSIFIER | SIEMENS LTD | ARCADIS VARIC | 2016-06-01 | 85680 | 2024-05-13 | 2025-05-13
BONE DENSITOMETER | BONE DENSITOMETER | HOLOGIC | HORIZON | 2015-08-14 | 124277.76 | 2024-08-07 | 2025-01-30
X-RAY VIEWER | X-RAY VIEWER | B.ROZENBERG | 425/12 | 2015-07-02 | 240
MONITOR | CCTV MONITOR | ESP | MON15 | 2015-06-25 | 150 | 2024-10-11 | 2025-10-11
SUCTION UNIT | SUCTION - LAERDAL - BATTERY | LAERDAL | LSU-2 | 2015-06-15 | 816 | 2022-10-07 | 2025-10-07
ULTRASOUND PLINTH | 2-SECTION ELECTRIC PLINTH | MEDI-PLINTH | BE3015 | 2015-05-13 | 840 | 2023-02-22 09:01 | 2025-02-22
ULTRASOUND PLINTH | 2-SECTION ELECTRIC PLINTH TILT SEAT | MEDI-PLINTH | BE3015/BE3323 | 2015-05-13 | 1080 | 2022-04-26 | 2025-04-26
ULTRASOUND PROBE | ULTRASOUND PROBE | TOSHIBA MED | PVT-661VT | 2009-01-01 | 6000
ULTRASOUND PROBE | ULTRASOUND PROBE | TOSHIBA MED | 6C1 | 2009-01-01 | 6000
ULTRASOUND PROBE | ULTRASOUND PROBE | TOSHIBA MED | PVT-375BT | 2017-09-22 | 6000
ULTRASOUND PROBE | ULTRASOUND PROBE | TOSHIBA MED | PVT-375BT | 2009-01-01 | 6000
AUDIO DOPPLER | AUDIO DOPPLER | HUNTLEIGH | D900 | 2015-04-21 | 336 | 2024-04-24
AUDIO DOPPLER | AUDIO DOPPLER | HUNTLEIGH | D900 | 2015-04-21 | 336 | 2023-12-27 | 2024-12-27
AUDIO DOPPLER | AUDIO DOPPLER | HUNTLEIGH | D900 | 2015-04-21 | 336 | 2023-11-24 | 2024-11-24
AUDIO DOPPLER | AUDIO DOPPLER | HUNTLEIGH | D900 | 2015-04-21 | 336 | 2023-11-27
AUDIO DOPPLER | AUDIO DOPPLER | HUNTLEIGH | D900 | 2015-04-21 | 336 | 2023-12-27 | 2024-12-27
BIPAP VENTILATORY SUPPORT SYSTEM | TRILOGY 100 VENTILATOR | RESPIRONICS | TRILOGY 100 | 2016-06-20 | 4303.2
BIPAP VENTILATORY SUPPORT SYSTEM | BIPAP VENTILATORY SUPPORT SYSTEM | RESPIRONICS | A40 | 2016-06-20 | 2913
BIPAP VENTILATORY SUPPORT SYSTEM | BIPAP VENTILATORY SUPPORT SYSTEM | RESPIRONICS | A40 | 2016-06-20 | 2913
BIPAP VENTILATORY SUPPORT SYSTEM | BIPAP VENTILATORY SUPPORT SYSTEM | RESPIRONICS | A40 | 2016-06-20 | 2913
NASAL CPAP | CPAP | RESPIRONICS | REMSTAR AUTO M SERIES | 2015-06-26 | 600
NASAL CPAP | CPAP | RESPIRONICS | REMSTAR AUTO M SERIES | 2015-06-26 | 600
NASAL CPAP | CPAP | RESPIRONICS | REMSTAR AUTO M SERIES | 2015-06-26 | 600
BIPAP VENTILATORY SUPPORT SYSTEM | BIPAP VENTILATORY SUPPORT SYSTEM | RESPIRONICS | A40 | 2016-06-20 | 2913
NASAL CPAP | CPAP | RESPIRONICS | REMSTAR AUTO M SERIES | 2015-06-26 | 600
BIPAP VENTILATORY SUPPORT SYSTEM | BIPAP VENTILATORY SUPPORT SYSTEM | RESPIRONICS | A40 | 2016-06-20 | 2913
NASAL CPAP | CPAP | RESPIRONICS | REMSTAR AUTO M SERIES | 2015-06-26 | 600
NASAL CPAP | CPAP | RESPIRONICS | REMSTAR AUTO M SERIES | 2015-06-26 | 600
NASAL CPAP | CPAP | RESPIRONICS | REMSTAR AUTO M SERIES | 2015-06-26 | 600
NASAL CPAP | CPAP | RESPIRONICS | REMSTAR AUTO M SERIES | 2015-06-26 | 600
BIPAP VENTILATORY SUPPORT SYSTEM | BIPAP VENTILATORY SUPPORT SYSTEM | RESPIRONICS | A40 | 2016-06-20 | 2913
NASAL CPAP | CPAP | RESPIRONICS | REMSTAR AUTO M SERIES | 2015-09-10 | 600
NASAL CPAP | CPAP | RESPIRONICS | REMSTAR AUTO M SERIES | 2015-09-10 | 600
NASAL CPAP | CPAP | RESPIRONICS | REMSTAR AUTO M SERIES | 2015-06-26 | 600
NASAL CPAP | CPAP | RESPIRONICS | REMSTAR AUTO M SERIES | 2015-09-10 | 600
NASAL CPAP | CPAP | RESPIRONICS | REMSTAR AUTO M SERIES | 2015-06-26 | 600
BIPAP VENTILATORY SUPPORT SYSTEM | BIPAP VENTILATORY SUPPORT SYSTEM | RESPIRONICS | A40 | 2016-06-20 | 2913
NASAL CPAP | CPAP | RESPIRONICS | REMSTAR AUTO M SERIES | 2015-09-10 | 600
NASAL CPAP | CPAP | RESPIRONICS | REMSTAR AUTO M SERIES | 2015-06-26 | 600
BIPAP VENTILATORY SUPPORT SYSTEM | BIPAP VENTILATORY SUPPORT SYSTEM | RESPIRONICS | A40 | 2016-06-20 | 2913
BIPAP VENTILATORY SUPPORT SYSTEM | BIPAP VENTILATORY SUPPORT SYSTEM | RESPIRONICS | A40 | 2016-06-20 | 2913
NASAL CPAP | CPAP | RESPIRONICS | REMSTAR AUTO M SERIES | 2015-09-10 | 600
NASAL CPAP | CPAP | RESPIRONICS | REMSTAR AUTO M SERIES | 2015-09-10 | 600
NASAL CPAP | CPAP | RESPIRONICS | REMSTAR AUTO M SERIES | 2015-09-10 | 600
NASAL CPAP | CPAP | RESPIRONICS | REMSTAR AUTO M SERIES | 2015-12-16 | 600
NASAL CPAP | CPAP | RESPIRONICS | REMSTAR AUTO M SERIES | 2015-12-16 | 600
NASAL CPAP | CPAP | RESPIRONICS | REMSTAR AUTO M SERIES | 2015-09-10 | 600
IN-EXSUFFLATOR (COUGH ASSIST SYSTEM) | MECHANICAL IN-EXSUFFLATOR | RESPIRONICS | COUGH ASSIST E70 | 2019-07-08 | 3960
NASAL CPAP | CPAP | RESPIRONICS | REMSTAR AUTO M SERIES | 2015-12-16 | 600
HUMIDIFIER | HEATED RESPIRATORY HUMIDIFIER | F & P | HC150 | 2015-09-10 | 600
NASAL CPAP | CPAP | RESPIRONICS | REMSTAR AUTO M SERIES | 2015-12-16 | 600
NASAL CPAP | CPAP | RESPIRONICS | REMSTAR AUTO M SERIES | 2015-09-10 | 600
IN-EXSUFFLATOR (COUGH ASSIST SYSTEM) | MECHANICAL IN-EXSUFFLATOR | RESPIRONICS | COUGH ASSIST E70 | 2016-06-24 | 3960
NASAL CPAP | CPAP | RESPIRONICS | REMSTAR AUTO M SERIES | 2015-06-26 | 600
NASAL CPAP | CPAP | RESPIRONICS | REMSTAR AUTO M SERIES | 2015-06-26 | 600
NASAL CPAP | CPAP | RESPIRONICS | REMSTAR AUTO M SERIES | 2015-06-26 | 600
NASAL CPAP | CPAP | RESPIRONICS | REMSTAR AUTO M SERIES | 2015-06-26 | 600
NASAL CPAP | CPAP | RESPIRONICS | REMSTAR AUTO M SERIES | 2015-06-26 | 600
NASAL CPAP | CPAP | RESPIRONICS | REMSTAR AUTO M SERIES | 2015-06-26 | 600
NASAL CPAP | CPAP | RESPIRONICS | REMSTAR AUTO M SERIES | 2015-06-26 | 600
NASAL CPAP | CPAP | RESPIRONICS | REMSTAR AUTO M SERIES | 2015-06-26 | 600
NASAL CPAP | CPAP | RESPIRONICS | REMSTAR AUTO M SERIES | 2015-06-26 | 600
NASAL CPAP | CPAP | RESPIRONICS | REMSTAR AUTO M SERIES | 2015-06-26 | 600
NASAL CPAP | CPAP | RESPIRONICS | REMSTAR AUTO M SERIES | 2015-06-26 | 600
NASAL CPAP | CPAP | RESPIRONICS | REMSTAR AUTO M SERIES | 2015-06-26 | 600
NASAL CPAP | CPAP | RESPIRONICS | REMSTAR AUTO M SERIES | 2015-06-26 | 600
NASAL CPAP | CPAP | RESPIRONICS | REMSTAR AUTO M SERIES | 2015-06-26 | 600
NASAL CPAP | CPAP | RESPIRONICS | REMSTAR AUTO M SERIES | 2015-06-26 | 600
NASAL CPAP | CPAP | RESPIRONICS | REMSTAR AUTO M SERIES | 2015-06-26 | 600
NASAL CPAP | CPAP | RESPIRONICS | REMSTAR AUTO M SERIES | 2015-06-26 | 600
NASAL CPAP | CPAP | RESPIRONICS | REMSTAR AUTO M SERIES | 2015-06-26 | 600
NASAL CPAP | CPAP | RESPIRONICS | REMSTAR AUTO M SERIES | 2015-06-26 | 600
NASAL CPAP | CPAP | RESPIRONICS | REMSTAR AUTO M SERIES | 2015-06-26 | 600
NASAL CPAP | CPAP | RESPIRONICS | REMSTAR AUTO M SERIES | 2015-12-14 | 600
NASAL CPAP | CPAP | RESPIRONICS | REMSTAR AUTO M SERIES | 2015-12-14 | 600
NASAL CPAP | CPAP | RESPIRONICS | REMSTAR AUTO M SERIES | 2015-12-14 | 600
NASAL CPAP | CPAP | RESPIRONICS | REMSTAR AUTO M SERIES | 2015-12-14 | 600
NASAL CPAP | CPAP | RESPIRONICS | REMSTAR AUTO M SERIES | 2015-12-14 | 600
NASAL CPAP | CPAP | RESPIRONICS | REMSTAR AUTO M SERIES | 2015-12-14 | 600
VITAL SIGNS MONITOR | VITAL SIGNS MONITOR: NBP. | OMRON | M6 (HEM-7211-E8 V ) | 2015-04-24 | 84 |  | 2023-07-01
DATA TRANSFER MODULE | DATACAPTOR TERMINAL SERVER 400 SERIES | CAPSULE | DATACAPTOR 400 SERIES | 2015-03-18 | 2580
DATA TRANSFER MODULE | DATACAPTOR TERMINAL SERVER 400 SERIES | CAPSULE | DATACAPTOR 400 SERIES | 2015-03-18 | 2580
DATA TRANSFER MODULE | DATACAPTOR TERMINAL SERVER 800 SERIES | CAPSULE | DATACAPTOR 800 SERIES | 2015-03-18 | 2580
DATA TRANSFER MODULE | DATACAPTOR TERMINAL SERVER 800 SERIES | CAPSULE | DATACAPTOR 800 SERIES | 2015-03-18 | 2580
DATA TRANSFER MODULE | DATACAPTOR TERMINAL SERVER 800 SERIES | CAPSULE | DATACAPTOR 800 SERIES | 2015-03-18 | 2580
DATA TRANSFER MODULE | DATACAPTOR TERMINAL SERVER 800 SERIES | CAPSULE | DATACAPTOR 800 SERIES | 2015-03-18 | 2580
DATA TRANSFER MODULE | DATACAPTOR TERMINAL SERVER 800 SERIES | CAPSULE | DATACAPTOR 800 SERIES | 2015-03-18 | 2580
DATA TRANSFER MODULE | DATACAPTOR TERMINAL SERVER 800 SERIES | CAPSULE | DATACAPTOR 800 SERIES | 2015-03-18 | 2580
DATA TRANSFER MODULE | DATACAPTOR TERMINAL SERVER 800 SERIES | CAPSULE | DATACAPTOR 800 SERIES | 2015-03-18 | 2580
DATA TRANSFER MODULE | DATACAPTOR TERMINAL SERVER 800 SERIES | CAPSULE | DATACAPTOR 800 SERIES | 2015-03-18 | 2580
DATA TRANSFER MODULE | DATACAPTOR TERMINAL SERVER 800 SERIES | CAPSULE | DATACAPTOR 800 SERIES | 2015-03-18 | 2580
DATA TRANSFER MODULE | DATACAPTOR TERMINAL SERVER 800 SERIES | CAPSULE | DATACAPTOR 800 SERIES | 2015-03-18 | 2580
DATA TRANSFER MODULE | DATACAPTOR TERMINAL SERVER 800 SERIES | CAPSULE | DATACAPTOR 800 SERIES | 2015-03-18 | 2580
DATA TRANSFER MODULE | DATACAPTOR TERMINAL SERVER 800 SERIES | CAPSULE | DATACAPTOR 800 SERIES | 2015-03-18 | 2580
DATA TRANSFER MODULE | DATACAPTOR TERMINAL SERVER 800 SERIES | CAPSULE | DATACAPTOR 800 SERIES | 2015-03-18 | 2580
DATA TRANSFER MODULE | DATACAPTOR TERMINAL SERVER 800 SERIES | CAPSULE | DATACAPTOR 800 SERIES | 2015-03-18 | 2580
DATA TRANSFER MODULE | DATACAPTOR TERMINAL SERVER 800 SERIES | CAPSULE | DATACAPTOR 800 SERIES | 2015-03-18 | 2580
DATA TRANSFER MODULE | DATACAPTOR TERMINAL SERVER 800 SERIES | CAPSULE | DATACAPTOR 800 SERIES | 2015-03-18 | 2580
DATA TRANSFER MODULE | DATACAPTOR TERMINAL SERVER 800 SERIES | CAPSULE | DATACAPTOR 800 SERIES | 2015-03-18 | 2580
DATA TRANSFER MODULE | DATACAPTOR TERMINAL SERVER 800 SERIES | CAPSULE | DATACAPTOR 800 SERIES | 2015-03-18 | 2580
DATA TRANSFER MODULE | DATACAPTOR TERMINAL SERVER 800 SERIES | CAPSULE | DATACAPTOR 800 SERIES | 2015-03-18 | 2580
DATA TRANSFER MODULE | DATACAPTOR TERMINAL SERVER 800 SERIES | CAPSULE | DATACAPTOR 800 SERIES | 2015-03-18 | 2580
DATA TRANSFER MODULE | DATACAPTOR TERMINAL SERVER 800 SERIES | CAPSULE | DATACAPTOR 800 SERIES | 2015-03-18 | 2580
SCREENING AUDIOMETER | SCREENING AUDIOMETER | SENTI | SID100433 | 2021-08-31 | 960 | 2024-01-25 | 2025-01-25
TYMPANOGRAPH | SCREENING TYMPANOMETER | AMPLIVOX | OTOWAVE 102 | 2018-07-05 | 2700 | 2023-11-16 | 2024-11-16
TYMPANOGRAPH | AUTO TYMPANOMETER | GRASON STADLER | GSI 39 | 2018-05-03 | 4200 | 2024-09-24 | 2025-09-12
AUDIOMETER | AUDIOMETER BASE UNIT | GN OTOMETRIC | AURICAL FREEFIT - BASE UNIT | 2018-04-18 | 960 | 2024-09-26 | 2024-11-01
TYMPANOGRAPH | SCREENING TYMPANOMETER | AMPLIVOX | OTOWAVE 102 | 2017-12-19 | 2700 | 2024-02-06 | 2025-02-06
AUDIOMETER | SCREENING AUDIOMETER | BILSOM | CA850:3 | 2017-10-18 | 5400 | 2024-07-31 | 2025-04-29
LTO TAPE AUTOLOADER | TAPE CHANGER | DELL COMPUTERS | POWERVAULT TL2000 | 2017-04-26 | 0
FLAT SCREEN DISPLAY | CREATIVE PEN DISPLAY | WACOM LTD | CINTIQ 22HD - DTK - 2200 | 2017-05-11 | 1800
FLAT SCREEN DISPLAY | CREATIVE PEN DISPLAY | WACOM LTD | CINTIQ 22HD - DTK - 2200 | 2017-05-11 | 1800
FLAT SCREEN DISPLAY | CREATIVE PEN DISPLAY | WACOM LTD | CINTIQ 22HD - DTK - 2200 | 2017-05-11 | 1800
GAMMA KNIFE | LEKSELL GAMMA KNIFE | ELEKTA | LEKSELL GAMMA KNIFE | 2013-10-01 | 3960000
TYMPANOGRAPH | DIAGNOSTIC TYMPANOMETER | GN OTOMETRIC | ZODIAC | 2016-11-23 | 8899.2 | 2023-11-13 | 2024-11-13
TYMPANOGRAPH | DIAGNOSTIC TYMPANOMETER | GN OTOMETRIC | ZODIAC | 2016-11-23 | 8899.2 | 2024-08-14 | 2024-09-20
SCREENING AUDIOMETER | SCREENING AUDIOMETER | MAICO | MA25 | 2016-08-18 | 1038 | 2024-02-09 | 2025-02-09
DIAGNOSTIC SYSTEM | AURISCOPE/OTOSCOPE | WELCH ALLYN | 77754-L | 2016-05-16 | 712.8
HEARING AID ANALYSER | PC AUDIOMETER | GN OTOMETRIC | AURICAL + | 2016-06-16 | 960 | 2023-09-13 | 2024-09-13
AUDIOMETER | AUDIOMETER | MADSEN | ASTERA | 2016-02-24 | 6053.004 | 2024-03-14 | 2025-03-14
AUDIOMETER | AUDIOMETER BASE UNIT | GN OTOMETRIC | AURICAL FREEFIT - BASE UNIT | 2016-02-24 | 5100 | 2023-05-09 | 2024-05-09
HEARING AID ANALYSER | PC AUDIOMETER | GN OTOMETRIC | AURICAL + | 2016-02-24 | 960 | 2024-03-04 | 2025-03-04
AUDIOMETER | AUDIOMETER BASE UNIT | GN OTOMETRIC | AURICAL FREEFIT - BASE UNIT | 2016-02-24 | 5100 | 2024-08-29 | 2025-08-29
HEARING AID ANALYSER | REM HEADSET | GN OTOMETRIC | AURICAL FREEFIT - REM HEADSET | 2016-02-24 | 4359.6 | 2024-03-13 | 2025-06-17
AUDIOMETER | AUDIOMETER BASE UNIT | GN OTOMETRIC | AURICAL FREEFIT - BASE UNIT | 2016-02-24 | 5100 | 2024-03-04 | 2025-03-04
HEARING AID ANALYSER | REM HEADSET | GN OTOMETRIC | AURICAL FREEFIT - REM HEADSET | 2016-02-24 | 4359.804 | 2024-03-04 | 2025-03-04
HEARING AID ANALYSER | PC AUDIOMETER | GN OTOMETRIC | AURICAL + | 2016-06-23 | 960 | 2024-06-14 | 2025-06-14
AUDIOMETER | AUDIOMETER BASE UNIT | GN OTOMETRIC | AURICAL FREEFIT - BASE UNIT | 2016-02-18 | 737.064 | 2024-01-30 | 2025-01-30
FLATNESS SCANNER | FLATNESS CHECKER | PTW-FREIBURG | QUICK CHECK | 2018-12-13 | 7970.4 | 2020-02-21 | 2023-07-15
CONVECTION OVEN | CONVECTION OVEN | KLARITY | KPS-1240 | 2015-10-06 | 4464 | 2023-07-20 | 2024-06-01
GAS RECOVERY UNIT | SF6 RECOVERY SYSTEM | DILO | B160R92516 | 2015-07-10 | 11937.6
PATIENT MONITOR | PATIENT MONITOR INTELLIVUE | PHILIPS LTD | MX450 | 2015-06-22 | 8004.84 | 2024-03-04 | 2027-03-04
TRANSPORT MONITOR | PATIENT MONITOR INTELLIVUE X2 | PHILIPS LTD | M3002A-X2 | 2015-06-22 | 3600
TRANSPORT MONITOR | PATIENT MONITOR INTELLIVUE X2 | PHILIPS LTD | M3002A-X2 | 2015-06-22 | 3600
PATIENT MONITOR | PATIENT MONITOR INTELLIVUE | PHILIPS LTD | MX450 | 2015-06-22 | 8004.84 | 2023-06-19 | 2026-06-19
TRANSPORT MONITOR | PATIENT MONITOR INTELLIVUE X2 | PHILIPS LTD | M3002A-X2 | 2015-06-22 | 3600
PATIENT MONITOR | PATIENT MONITOR INTELLIVUE | PHILIPS LTD | MX450 | 2015-06-22 | 8004.84 | 2021-07-16 | 2024-09-15
ULTRASOUND PROBE | CLARITY CURVED PROBE | ELEKTA | C5-2/60 | 2015-06-11 | 18751.248
SUCTION UNIT | FLOOR SUCTION UNIT | PENLON | HIGH SUCTION | 2015-06-25 | 96
HEARING AID ANALYSER | PC AUDIOMETER | GN OTOMETRIC | AURICAL + | 2015-04-30 | 960 | 2023-11-15 | 2024-11-15
FIXED FUME CABINET | FUME CABINET | BIOQUELL | MONAIR 1750 | 2015-06-26 | 3600 | 2023-07-27 | 2024-07-27
HEARING AID ANALYSER | PC AUDIOMETER | GN OTOMETRIC | AURICAL + | 2015-04-30 | 960 | 2023-11-01 | 2024-11-01
BEAM ANALYSER | FLATNESS CHECKER | IBA DOSIMETRY | MATRIXX EVOLUTION | 2017-10-19 | 26880 | 2022-08-19
FLATNESS SCANNER | FLATNESS CHECKER | PTW-FREIBURG | QUICK CHECK | 2017-10-19 | 7971.432 | 2023-07-25 | 2024-07-15
FLATNESS SCANNER | FLATNESS CHECKER | PTW-FREIBURG | QUICK CHECK | 2017-10-19 | 7971.432 | 2023-07-25 | 2024-07-25
HYDRAULIC CRANE | FLOOR CRANE | SEALEY | SLY-PH30 | 2015-12-07 | 678.6 | 2024-06-10 | 2025-06-01
PHANTOM | 3D IMAGE DISTORTION PHANTOM | MODUS | 100-1017 | 2015-04-16 | 32412.3
NASAL CPAP | CPAP | RESPIRONICS | REMSTAR AUTO M SERIES | 2015-06-26 | 600
NASAL CPAP | CPAP | RESPIRONICS | REMSTAR AUTO M SERIES | 2015-06-26 | 600
NASAL CPAP | CPAP | RESPIRONICS | REMSTAR AUTO M SERIES | 2015-06-26 | 600
NASAL CPAP | CPAP | RESPIRONICS | REMSTAR AUTO M SERIES | 2015-06-26 | 600
NASAL CPAP | CPAP | RESPIRONICS | REMSTAR AUTO M SERIES | 2015-06-26 | 600
BIPAP VENTILATORY SUPPORT SYSTEM | TRILOGY 100 VENTILATOR | RESPIRONICS | TRILOGY 100 | 2016-06-28 | 4303.2
NASAL CPAP | CPAP | RESPIRONICS | REMSTAR AUTO M SERIES | 2015-06-26 | 600
NASAL CPAP | CPAP | RESPIRONICS | REMSTAR AUTO M SERIES | 2015-06-26 | 600
NASAL CPAP | CPAP | RESPIRONICS | REMSTAR AUTO M SERIES | 2015-06-26 | 600
NASAL CPAP | CPAP | RESPIRONICS | REMSTAR AUTO M SERIES | 2015-06-26 | 600
NASAL CPAP | CPAP | RESPIRONICS | REMSTAR AUTO M SERIES | 2015-06-26 | 600
NASAL CPAP | CPAP | RESPIRONICS | REMSTAR AUTO M SERIES | 2015-06-26 | 600
NASAL CPAP | CPAP | RESPIRONICS | REMSTAR AUTO M SERIES | 2015-06-26 | 600
NASAL CPAP | CPAP | RESPIRONICS | REMSTAR AUTO M SERIES | 2015-06-26 | 600
NASAL CPAP | CPAP | RESPIRONICS | REMSTAR AUTO M SERIES | 2015-06-26 | 600
NASAL CPAP | CPAP | RESPIRONICS | REMSTAR AUTO M SERIES | 2015-06-26 | 600
NASAL CPAP | CPAP | RESPIRONICS | REMSTAR AUTO M SERIES | 2015-06-26 | 600
NASAL CPAP | CPAP | RESPIRONICS | REMSTAR AUTO M SERIES | 2015-06-26 | 600
NASAL CPAP | CPAP | RESPIRONICS | REMSTAR AUTO M SERIES | 2015-06-26 | 600
NASAL CPAP | CPAP | RESPIRONICS | REMSTAR AUTO M SERIES | 2015-06-26 | 600
NASAL CPAP | CPAP | RESPIRONICS | REMSTAR AUTO M SERIES | 2015-06-26 | 600
NASAL CPAP | CPAP | RESPIRONICS | REMSTAR AUTO M SERIES | 2015-06-26 | 600
NASAL CPAP | CPAP | RESPIRONICS | REMSTAR AUTO M SERIES | 2015-06-26 | 600
NASAL CPAP | CPAP | RESPIRONICS | REMSTAR AUTO M SERIES | 2015-06-26 | 600
NASAL CPAP | CPAP | RESPIRONICS | REMSTAR AUTO M SERIES | 2015-06-26 | 600
NASAL CPAP | CPAP | RESPIRONICS | REMSTAR AUTO M SERIES | 2015-06-26 | 600
NASAL CPAP | CPAP | RESPIRONICS | REMSTAR AUTO M SERIES | 2015-06-26 | 600
NASAL CPAP | CPAP | RESPIRONICS | REMSTAR AUTO M SERIES | 2015-06-26 | 600
NASAL CPAP | CPAP | RESPIRONICS | REMSTAR AUTO M SERIES | 2015-06-26 | 600
NASAL CPAP | CPAP | RESPIRONICS | REMSTAR AUTO M SERIES | 2015-06-26 | 600
BIPAP VENTILATORY SUPPORT SYSTEM | TRILOGY 100 VENTILATOR | RESPIRONICS | TRILOGY 100 | 2016-06-28 | 4303.2
NASAL CPAP | CPAP | RESPIRONICS | REMSTAR AUTO M SERIES | 2015-06-26 | 600
NASAL CPAP | CPAP | RESPIRONICS | REMSTAR AUTO M SERIES | 2015-06-26 | 600
NASAL CPAP | CPAP | RESPIRONICS | REMSTAR AUTO M SERIES | 2015-06-26 | 600
BIPAP VENTILATORY SUPPORT SYSTEM | TRILOGY 100 VENTILATOR | RESPIRONICS | TRILOGY 100 | 2016-06-28 | 4303.2
NASAL CPAP | CPAP | RESPIRONICS | REMSTAR AUTO M SERIES | 2015-06-26 | 600
NASAL CPAP | CPAP | RESPIRONICS | REMSTAR AUTO M SERIES | 2015-06-26 | 600
NASAL CPAP | CPAP | RESPIRONICS | REMSTAR AUTO M SERIES | 2015-06-26 | 600
NASAL CPAP | CPAP | RESPIRONICS | REMSTAR AUTO M SERIES | 2015-06-26 | 600
NASAL CPAP | CPAP | RESPIRONICS | REMSTAR AUTO M SERIES | 2015-06-26 | 600
BIPAP VENTILATORY SUPPORT SYSTEM | BIPAP VENTILATORY SUPPORT SYSTEM | RESPIRONICS | A40 | 2016-06-20 | 2913
BIPAP VENTILATORY SUPPORT SYSTEM | BIPAP VENTILATORY SUPPORT SYSTEM | RESPIRONICS | A40 | 2016-06-20 | 2913
NASAL CPAP | CPAP | RESPIRONICS | REMSTAR AUTO M SERIES | 2015-06-26 | 600
BIPAP VENTILATORY SUPPORT SYSTEM | BIPAP VENTILATORY SUPPORT SYSTEM | RESPIRONICS | A40 | 2016-06-20 | 2913
NASAL CPAP | CPAP | RESPIRONICS | REMSTAR AUTO M SERIES | 2015-06-26 | 600
NASAL CPAP | CPAP | RESPIRONICS | REMSTAR AUTO M SERIES | 2015-06-26 | 600
NASAL CPAP | CPAP | RESPIRONICS | REMSTAR AUTO M SERIES | 2015-06-26 | 600
BIPAP VENTILATORY SUPPORT SYSTEM | BIPAP VENTILATORY SUPPORT SYSTEM | RESPIRONICS | A40 | 2016-06-20 | 2913
BIPAP VENTILATORY SUPPORT SYSTEM | BIPAP VENTILATORY SUPPORT SYSTEM | RESPIRONICS | A40 | 2016-06-20 | 2913
BIPAP VENTILATORY SUPPORT SYSTEM | TRILOGY 100 VENTILATOR | RESPIRONICS | TRILOGY 100 | 2016-02-12 | 4303.2
NASAL CPAP | CPAP | RESPIRONICS | REMSTAR AUTO M SERIES | 2015-06-26 | 600
NASAL CPAP | CPAP | RESPIRONICS | REMSTAR AUTO M SERIES | 2015-06-26 | 600
NASAL CPAP | CPAP | RESPIRONICS | REMSTAR AUTO M SERIES | 2015-06-26 | 600
NASAL CPAP | CPAP | RESPIRONICS | REMSTAR AUTO M SERIES | 2015-06-26 | 600
NASAL CPAP | CPAP | RESPIRONICS | REMSTAR AUTO M SERIES | 2015-06-26 | 600
NASAL CPAP | CPAP | RESPIRONICS | REMSTAR AUTO M SERIES | 2015-06-26 | 600
NASAL CPAP | CPAP | RESPIRONICS | REMSTAR AUTO M SERIES | 2015-06-26 | 600
NASAL CPAP | CPAP | RESPIRONICS | REMSTAR AUTO M SERIES | 2015-06-26 | 600
NASAL CPAP | CPAP | RESPIRONICS | REMSTAR AUTO M SERIES | 2015-06-26 | 600
NASAL CPAP | CPAP | RESPIRONICS | REMSTAR AUTO M SERIES | 2015-06-26 | 600
NASAL CPAP | CPAP | RESPIRONICS | REMSTAR AUTO M SERIES | 2015-06-26 | 600
NASAL CPAP | CPAP | RESPIRONICS | REMSTAR AUTO M SERIES | 2015-06-26 | 600
NASAL CPAP | CPAP | RESPIRONICS | REMSTAR AUTO M SERIES | 2015-06-26 | 600
ULTRASOUND SCANNER | ULTRASOUND SCANNER | FUJIFILM SONOSITE | P11111-06 | 2015-06-05 | 12240 | 2024-03-27 | 2025-03-27
SPHYGMOMANOMETER | SPHYGMOMANOMETER - MOBILE | WELCH ALLYN | 7670-10 | 2015-06-04 | 217.488 | 2024-07-04 | 2025-07-04
SCALES | SCALES - BABY | MARSDEN | M-300 | 2015-06-02 | 270 | 2022-11-25 11:53 | 2024-11-15
SCALES | SCALES - BABY | MARSDEN | M-300 | 2015-06-02 | 270 | 2021-03-24 | 2024-11-15
SCALES | SCALES - BABY | MARSDEN | M-300 | 2015-06-02 | 270 | 2023-12-08 | 2024-11-15
SCALES | SCALES - STAND ON | MARSDEN | M-430 | 2015-05-07 | 164.988 | 2023-12-08 | 2024-11-15
SCALES | SCALES - STAND ON | MARSDEN | M-430 | 2015-05-07 | 164.988 | 2023-12-08 | 2024-11-15
SCALES | SCALES - STAND ON | MARSDEN | M-430 | 2015-05-07 | 164.988 | 2023-12-08 | 2024-11-15
SCALES | SCALES - STAND ON | MARSDEN | M-430 | 2015-05-07 | 164.988 | 2023-12-08 | 2024-11-15
VENTILATOR | BABYLOG VN500 | DRAEGER | 8415000 | 2015-05-22 | 26422.044 | 2024-04-30 | 2024-11-01
SPHYGMOMANOMETER | DESK SPHYGMOMANOMETER | WELCH ALLYN | 7670-16 | 2015-05-05 | 217.488 |  | 2025-04-01
SUCTION UNIT | PORTABLE SUCTION UNIT | LAERDAL | LCSU4 | 2015-04-27 | 360 | 2024-04-25 | 2027-04-25
HEADLIGHT SYSTEM | LED HEADLIGHT SYSTEM | SURGITEL | 25957-57 | 2015-04-21 | 1920
DIATHERMY MACHINE | GYNECARE BIPOLAR ELECTRO-SURGICAL SYSTEM | OLYMPUS | VERSAPOINT II | 2015-04-20 | 12469.2 | 2024-09-09 | 2025-10-14
DIATHERMY MACHINE | DIATHERMY MACHINE | VALLEYLAB | FORCE TRIAD | 2015-05-14 | 31800 | 2023-12-13 | 2024-12-13
VIDEO PRINTER | VIDEO PRINTER - COLOUR | SONY | UP-25MD | 2015-04-14 | 1920 | 2024-09-06 | 2025-09-06
VIDEO SYS CENTRE | VIDEO SYSTEM CENTRE | OLYMPUS | CV-170 | 2015-04-14 | 4800 | 2024-09-06 | 2025-09-01
FLAT SCREEN DISPLAY | LCD COLOUR DISPLAY - MEDICAL GRADE | ADVAN | AMM215WTD | 2015-04-09 | 1080 | 2024-09-06 | 2025-09-06
ULTRASOUND PROBE | ULTRASOUND PROBE | TOSHIBA MED | PVU-781VT | 2020-05-22 | 6000
ULTRASOUND PROBE | ULTRASOUND PROBE | TOSHIBA MED | PVU-375BT | 2020-05-18 | 6000
ULTRASOUND SCANNER | ULTRASOUND SCANNER - XARIO 200 | TOSHIBA MED | TUS-X200 | 2015-03-01 | 33104.16
ULTRASOUND PROBE | ULTRASOUND PROBE | TOSHIBA MED | PVU-375BT | 2020-05-18 | 6000
ULTRASOUND PROBE | ULTRASOUND PROBE | TOSHIBA MED | PVU-781VT | 2020-05-21 | 6000
ULTRASOUND SCANNER | ULTRASOUND SCANNER - XARIO 200 | TOSHIBA MED | TUS-X200 | 2015-03-01 | 33104.16 | 2023-12-12 | 2024-12-12
ULTRASOUND PROBE | ULTRASOUND PROBE | TOSHIBA MED | PVU-781VT | 2020-05-29 | 6000
ULTRASOUND PROBE | ULTRASOUND PROBE | TOSHIBA MED | PVU-781VT | 2020-05-22 | 6000
ULTRASOUND SCANNER | ULTRASOUND SCANNER - XARIO 200 | TOSHIBA MED | TUS-X200 | 2015-03-01 | 33104.16 | 2023-11-24 | 2024-11-24
SUCTION UNIT | SUCTION - LAERDAL - BATTERY | LAERDAL | LSU-2 | 2015-04-02 | 816 | 2024-06-13 | 2027-06-13
SPHYGMOMANOMETER | SPHYGMOMANOMETER - MOBILE | WELCH ALLYN | 7670-10 | 2015-03-26 | 217.488 | 2024-07-17 | 2025-07-17
AUDIO DOPPLER | AUDIO DOPPLER | HUNTLEIGH | D920 | 2015-03-23 | 354
SPHYGMOMANOMETER | SPHYGMOMANOMETER | ACCOSON LTD | DESK | 2015-03-23 | 61.8 | 2022-12-09 11:22 | 2024-12-01
BATTERY THERMOMETER | BATTERY THERMOMETER | WELCH ALLYN | SURETEMP PLUS 692 | 2015-03-23 | 240
BATTERY THERMOMETER | BATTERY THERMOMETER | WELCH ALLYN | SURETEMP PLUS 692 | 2015-03-23 | 240
BATTERY THERMOMETER | BATTERY THERMOMETER | WELCH ALLYN | SURETEMP PLUS 692 | 2015-03-23 | 240
BATTERY THERMOMETER | BATTERY THERMOMETER | WELCH ALLYN | SURETEMP PLUS 692 | 2015-03-23 | 240
SCALES | SCALES - STAND ON | SECA | 877 | 2015-03-31 | 63.6 | 2023-12-06 | 2024-11-15
VITAL SIGNS MONITOR | VITAL SIGNS MONITOR: NBP. | OMRON | M6 (HEM-7221-E8 V) | 2015-02-18 | 150 | 2022-04-08 | 2023-07-01
NASAL CPAP | CPAP | RESPIRONICS | REMSTAR AUTO M SERIES | 2015-06-26 | 600
NASAL CPAP | CPAP | RESPIRONICS | REMSTAR AUTO M SERIES | 2015-06-26 | 600
NASAL CPAP | CPAP | RESPIRONICS | REMSTAR AUTO M SERIES | 2015-06-26 | 600
NASAL CPAP | CPAP | RESPIRONICS | REMSTAR AUTO M SERIES | 2015-06-26 | 600
NASAL CPAP | CPAP | RESPIRONICS | REMSTAR AUTO M SERIES | 2015-06-26 | 600
NASAL CPAP | CPAP | RESPIRONICS | REMSTAR AUTO M SERIES | 2015-06-26 | 600
NASAL CPAP | CPAP | RESPIRONICS | REMSTAR AUTO M SERIES | 2015-06-26 | 600
NASAL CPAP | CPAP | RESPIRONICS | REMSTAR AUTO M SERIES | 2015-06-26 | 600
NASAL CPAP | CPAP | RESPIRONICS | REMSTAR AUTO M SERIES | 2015-06-26 | 600
NASAL CPAP | CPAP | RESPIRONICS | REMSTAR AUTO M SERIES | 2015-06-26 | 600
NASAL CPAP | CPAP | RESPIRONICS | REMSTAR AUTO M SERIES | 2015-10-01 | 144
NASAL CPAP | CPAP | RESPIRONICS | REMSTAR AUTO M SERIES | 2015-06-26 | 600
NASAL CPAP | CPAP | RESPIRONICS | REMSTAR AUTO M SERIES | 2015-06-26 | 600
NASAL CPAP | CPAP | RESPIRONICS | REMSTAR AUTO M SERIES | 2015-06-26 | 600
NASAL CPAP | CPAP | RESPIRONICS | REMSTAR AUTO M SERIES | 2015-06-26 | 600
NASAL CPAP | CPAP | RESPIRONICS | REMSTAR AUTO M SERIES | 2015-06-26 | 600
NASAL CPAP | CPAP | RESPIRONICS | REMSTAR AUTO M SERIES | 2015-06-26 | 600
NASAL CPAP | CPAP | RESPIRONICS | REMSTAR AUTO M SERIES | 2015-06-26 | 600
NASAL CPAP | CPAP | RESPIRONICS | REMSTAR AUTO M SERIES | 2015-06-26 | 600
NASAL CPAP | CPAP | RESPIRONICS | REMSTAR AUTO M SERIES | 2015-10-01 | 600
NASAL CPAP | CPAP | RESPIRONICS | REMSTAR AUTO M SERIES | 2015-06-26 | 600
NASAL CPAP | CPAP | RESPIRONICS | REMSTAR AUTO M SERIES | 2015-06-26 | 600
NASAL CPAP | CPAP | RESPIRONICS | REMSTAR AUTO M SERIES | 2015-06-26 | 600
NASAL CPAP | CPAP | RESPIRONICS | REMSTAR AUTO M SERIES | 2015-06-26 | 600
NASAL CPAP | CPAP | RESPIRONICS | REMSTAR AUTO M SERIES | 2015-06-26 | 600
NASAL CPAP | CPAP | RESPIRONICS | REMSTAR AUTO M SERIES | 2015-06-26 | 600
NASAL CPAP | CPAP | RESPIRONICS | REMSTAR AUTO M SERIES | 2015-06-26 | 600
NASAL CPAP | CPAP | RESPIRONICS | REMSTAR AUTO M SERIES | 2015-06-26 | 600
NASAL CPAP | CPAP | RESPIRONICS | REMSTAR AUTO M SERIES | 2015-06-26 | 600
NASAL CPAP | CPAP | RESPIRONICS | REMSTAR AUTO M SERIES | 2015-06-26 | 600
NASAL CPAP | CPAP | RESPIRONICS | REMSTAR AUTO M SERIES | 2015-06-26 | 600
NASAL CPAP | CPAP | RESPIRONICS | REMSTAR AUTO M SERIES | 2015-06-26 | 600
NASAL CPAP | CPAP | RESPIRONICS | REMSTAR AUTO M SERIES | 2015-06-26 | 600
NASAL CPAP | CPAP | RESPIRONICS | REMSTAR AUTO M SERIES | 2015-06-26 | 600
NASAL CPAP | CPAP | RESPIRONICS | REMSTAR AUTO M SERIES | 2015-06-26 | 600
NASAL CPAP | CPAP | RESPIRONICS | REMSTAR AUTO M SERIES | 2015-06-26 | 600
NASAL CPAP | CPAP | RESPIRONICS | REMSTAR AUTO M SERIES | 2015-06-26 | 600
NASAL CPAP | CPAP | RESPIRONICS | REMSTAR AUTO M SERIES | 2015-06-26 | 600
NASAL CPAP | CPAP | RESPIRONICS | REMSTAR AUTO M SERIES | 2015-06-26 | 600
NASAL CPAP | CPAP | RESPIRONICS | REMSTAR AUTO M SERIES | 2015-09-10 | 600
NASAL CPAP | CPAP | RESPIRONICS | REMSTAR AUTO M SERIES | 2015-09-10 | 600
NASAL CPAP | CPAP | RESPIRONICS | REMSTAR AUTO M SERIES | 2015-09-10 | 600
NASAL CPAP | CPAP | RESPIRONICS | REMSTAR AUTO M SERIES | 2015-09-10 | 600
NASAL CPAP | CPAP | RESPIRONICS | REMSTAR AUTO M SERIES | 2015-09-10 | 600
NASAL CPAP | CPAP | RESPIRONICS | REMSTAR AUTO M SERIES | 2015-06-26 | 600
NASAL CPAP | CPAP | RESPIRONICS | REMSTAR AUTO M SERIES | 2015-06-26 | 600
NASAL CPAP | CPAP | RESPIRONICS | REMSTAR AUTO M SERIES | 2015-06-26 | 600
NASAL CPAP | CPAP | RESPIRONICS | REMSTAR AUTO M SERIES | 2015-06-26 | 600
NASAL CPAP | CPAP | RESPIRONICS | REMSTAR AUTO M SERIES | 2015-06-26 | 600
NASAL CPAP | CPAP | RESPIRONICS | REMSTAR AUTO M SERIES | 2015-06-26 | 600
NASAL CPAP | CPAP | RESPIRONICS | REMSTAR AUTO M SERIES | 2015-06-26 | 600
NASAL CPAP | CPAP | RESPIRONICS | REMSTAR AUTO M SERIES | 2015-06-26 | 600
NASAL CPAP | CPAP | RESPIRONICS | REMSTAR AUTO M SERIES | 2015-06-26 | 600
NASAL CPAP | CPAP | RESPIRONICS | REMSTAR AUTO M SERIES | 2015-06-26 | 600
NASAL CPAP | CPAP | RESPIRONICS | REMSTAR AUTO M SERIES | 2015-06-26 | 600
NASAL CPAP | CPAP | RESPIRONICS | REMSTAR AUTO M SERIES | 2015-09-10 | 600
NASAL CPAP | CPAP | RESPIRONICS | REMSTAR AUTO M SERIES | 2015-09-10 | 600
HUMALACTOR | HUMALACTOR | E AMEDA LTD | AMB 362 LACTALINE PERSONAL | 2015-07-09 | 600 | 2023-06-16 | 2025-06-16
HUMALACTOR | HUMALACTOR | MEDELA | SYMPHONY | 2015-07-08 | 2280 | 2023-09-05 | 2025-09-05
TONOMETER | APPLANATION TONOMETER | REICHERT-J | TONO-PEN AVIA | 2015-07-08 | 2160
SLIT LAMP | SLIT LAMP | HAAG STREIT | BQ900 | 2015-07-15 | 10800 | 2024-01-09 | 2025-01-15
SLIT LAMP TABLE | SLIT LAMP TABLE | HAAG STREIT | HSM-901/M | 2015-07-15 | 6600 | 2024-01-09 | 2025-01-15
APPLANATION TONOM | TONOMETER | HAAG STREIT | AT900 | 2015-07-15 | 1800
SCALES | SCALES - CHAIR | MARSDEN | M-210 | 2015-07-15 | 842.4 | 2023-11-30 | 2024-11-15
SLIT LAMP | SLIT LAMP | HAAG STREIT | BM900 | 2015-07-15 | 10800 | 2024-04-10 | 2025-01-23
SLIT LAMP TABLE | SLIT LAMP TABLE | HAAG STREIT | HSM-901/M | 2015-07-15 | 2400 | 2024-04-10 | 2025-01-23
HANDPIECE | DENTAL HANDPIECE | KAVO | 660B | 2015-07-07 | 480
COUCH | DAYCARE COUCH | MEDI-PLINTH | DC03E | 2015-09-22 | 3000 | 2023-12-07 | 2024-12-07
HANDPIECE MICROMOTOR | MICROMOTOR UNIT | W&H UK LTD | MICROMOTOR | 2015-07-02 | 775.2
VISION TESTER | LOGMAR-TEST TYPE VISION CHART | SUSSEX VISIO | SDT.392LSV | 2015-07-01 | 600 | 2024-01-26 | 2025-01-10
LENS ANALYZER | LENSMETER TOPCON LM-8 | TOPCON | LM-8 | 2015-07-01 | 1200 | 2021-01-20
APPLANATION TONOM | TONOMETER | HAAG STREIT | AT900 | 2015-07-01 | 1440
PLASTER CHISEL | AIR CHISEL | RENFERT GMBH | POWER PILLO | 2015-06-25 | 640.8
SLIT LAMP HAND HELD | SLIT LAMP HAND HELD | KEELER | PSL ONE | 2020-03-12 | 5464.8 | 2022-12-08 10:47 | 2025-06-15
CARDIOGRAPH | CARDIOGRAPH | GE LIMITED | MAC3500 | 2015-05-28 | 9744.456 | 2023-03-14 12:02 | 2024-03-14
HANDPIECE | HANDPIECE | W&H UK LTD | S11 | 2015-04-29 | 660
COUCH | DAYCARE COUCH | MEDI-PLINTH | DC03E | 2015-04-23 | 3000 | 2023-12-08 | 2024-12-08
ENDOSCOPY VIDEO CAPTURE UNIT | HD IMAGE/VIDEO CAPTURE DEVICE | MEDICAPTURE | MEDICAP USB300HD | 2015-04-21 | 5940 | 2024-02-02 | 2024-12-13
ENDOSCOPY VIDEO CAPTURE UNIT | HD IMAGE/VIDEO CAPTURE DEVICE | MEDICAPTURE | MEDICAP USB300HD | 2015-04-21 | 5940 | 2024-02-16 | 2024-12-20
ENDOSCOPY VIDEO CAPTURE UNIT | HD IMAGE/VIDEO CAPTURE DEVICE | MEDICAPTURE | MEDICAP USB300HD | 2015-04-21 | 5940 | 2024-05-15 | 2025-05-15
ENDOSCOPY VIDEO CAPTURE UNIT | HD IMAGE/VIDEO CAPTURE DEVICE | MEDICAPTURE | MEDICAP USB300HD | 2015-04-21 | 5940 | 2024-02-02 | 2024-12-06
PATIENT HOIST | PATIENT HOIST - OVERHEAD | LIKO | LIKORALL 242 S | 2015-04-21 | 4800 | 2024-07-16 | 2025-01-16
MODULE HOLDER | MODULE HOLDER | PHILIPS LTD | FMS-4 | 2015-04-15 | 1200
MODULE HOLDER | MODULE HOLDER | PHILIPS LTD | FMS-4 | 2015-04-15 | 1200
MODULE HOLDER | MODULE HOLDER | PHILIPS LTD | FMS-4 | 2015-04-15 | 1200
MULTI-MEASUREMENT SERVER | MULTI-MEASUREMENT SERVER | PHILIPS LTD | M3001A | 2015-04-17 | 4200
PATIENT MONITOR | PATIENT MONITOR INTELLIVUE | PHILIPS LTD | MX400 | 2015-04-20 | 6240 | 2023-01-20 12:32 | 2025-12-06
PATIENT MONITOR | PATIENT MONITOR INTELLIVUE | PHILIPS LTD | MX450 | 2015-04-20 | 18665.712 | 2021-08-06 | 2024-08-15
PATIENT MONITOR | PATIENT MONITOR INTELLIVUE | PHILIPS LTD | MX450 | 2015-04-20 | 18665.712 | 2022-04-25 | 2024-11-20
PATIENT MONITOR | PATIENT MONITOR INTELLIVUE | PHILIPS LTD | MX450 | 2015-04-20 | 18665.712 | 2021-08-09 | 2024-08-09
PATIENT MONITOR | PATIENT MONITOR INTELLIVUE MX700 | PHILIPS LTD | MX700 | 2015-04-21 | 18665.712 | 2021-01-15 | 2024-11-15
PATIENT MONITOR | PATIENT MONITOR INTELLIVUE MX700 | PHILIPS LTD | MX700 | 2015-04-21 | 18665.736 | 2021-01-14 | 2024-11-15
PATIENT MONITOR | PATIENT MONITOR INTELLIVUE MX700 | PHILIPS LTD | MX700 | 2015-04-21 | 18665.712 | 2021-01-15 | 2024-11-15
NASAL CPAP | CPAP | RESPIRONICS | REMSTAR AUTO M SERIES | 2015-03-03 | 600
NASAL CPAP | CPAP | RESPIRONICS | REMSTAR AUTO M SERIES | 2015-10-01 | 600
NASAL CPAP | CPAP | RESPIRONICS | REMSTAR AUTO M SERIES | 2015-10-01 | 600
NASAL CPAP | CPAP | RESPIRONICS | REMSTAR AUTO M SERIES | 2015-10-01 | 600
NASAL CPAP | CPAP | RESPIRONICS | REMSTAR AUTO M SERIES | 2015-10-01 | 600
NASAL CPAP | CPAP | RESPIRONICS | REMSTAR AUTO M SERIES | 2015-10-01 | 600
HUMIDIFIER | M SERIES HUMIDIFIER | RESPIRONICS | M SERIES HUMIDIFIER | 2018-02-15 | 180
HUMIDIFIER | M SERIES HUMIDIFIER | RESPIRONICS | M SERIES HUMIDIFIER | 2018-02-15 | 180
NASAL CPAP | CPAP | RESPIRONICS | REMSTAR AUTO M SERIES | 2015-10-01 | 600
BIPAP VENTILATORY SUPPORT SYSTEM | TRILOGY 100 VENTILATOR | RESPIRONICS | TRILOGY 100 | 2015-10-01 | 4303.2
NASAL CPAP | CPAP | RESPIRONICS | REMSTAR AUTO M SERIES | 2015-10-01 | 600
NASAL CPAP | CPAP | RESPIRONICS | REMSTAR AUTO M SERIES | 2015-10-01 | 600
NASAL CPAP | CPAP | RESPIRONICS | REMSTAR AUTO M SERIES | 2015-10-01 | 600
BIPAP VENTILATORY SUPPORT SYSTEM | BIPAP VENTILATORY SUPPORT SYSTEM | RESPIRONICS | A40 | 2015-10-01 | 2913
BIPAP VENTILATORY SUPPORT SYSTEM | BIPAP VENTILATORY SUPPORT SYSTEM | RESPIRONICS | A40 | 2015-10-01 | 2913
BIPAP VENTILATORY SUPPORT SYSTEM | BIPAP VENTILATORY SUPPORT SYSTEM | RESPIRONICS | A40 | 2015-10-01 | 2913
BIPAP VENTILATORY SUPPORT SYSTEM | BIPAP VENTILATORY SUPPORT SYSTEM | RESPIRONICS | A40 | 2015-10-01 | 2913
NASAL CPAP | CPAP | RESPIRONICS | REMSTAR AUTO M SERIES | 2015-06-26 | 600
NASAL CPAP | CPAP | RESPIRONICS | REMSTAR AUTO M SERIES | 2015-06-26 | 600
NASAL CPAP | CPAP | RESPIRONICS | REMSTAR AUTO M SERIES | 2015-06-26 | 600
NASAL CPAP | CPAP | RESPIRONICS | REMSTAR AUTO M SERIES | 2015-06-26 | 600
NASAL CPAP | CPAP | RESPIRONICS | REMSTAR AUTO M SERIES | 2015-06-26 | 600
NASAL CPAP | CPAP | RESPIRONICS | REMSTAR AUTO M SERIES | 2015-10-01 | 600
NASAL CPAP | CPAP | RESPIRONICS | REMSTAR AUTO M SERIES | 2015-06-26 | 600
NASAL CPAP | CPAP | RESPIRONICS | REMSTAR AUTO M SERIES | 2015-06-26 | 600
NASAL CPAP | CPAP | RESPIRONICS | REMSTAR AUTO M SERIES | 2015-06-26 | 600
NASAL CPAP | CPAP | RESPIRONICS | REMSTAR AUTO M SERIES | 2015-06-26 | 600
NASAL CPAP | CPAP | RESPIRONICS | REMSTAR AUTO M SERIES | 2015-06-26 | 600
NASAL CPAP | CPAP | RESPIRONICS | REMSTAR AUTO M SERIES | 2015-06-26 | 600
NASAL CPAP | CPAP | RESPIRONICS | REMSTAR AUTO M SERIES | 2015-03-03 | 600
NASAL CPAP | CPAP | RESPIRONICS | REMSTAR AUTO M SERIES | 2015-06-26 | 600
NASAL CPAP | CPAP | RESPIRONICS | REMSTAR AUTO M SERIES | 2015-06-26 | 600
NASAL CPAP | CPAP | RESPIRONICS | REMSTAR AUTO M SERIES | 2015-06-26 | 600
NASAL CPAP | CPAP | RESPIRONICS | REMSTAR AUTO M SERIES | 2015-06-26 | 600
NASAL CPAP | CPAP | RESPIRONICS | REMSTAR AUTO M SERIES | 2015-06-26 | 600
NASAL CPAP | CPAP | RESPIRONICS | REMSTAR AUTO M SERIES | 2015-06-26 | 600
NASAL CPAP | CPAP | RESPIRONICS | REMSTAR AUTO M SERIES | 2015-06-26 | 600
NASAL CPAP | CPAP | RESPIRONICS | REMSTAR AUTO M SERIES | 2015-06-26 | 600
NASAL CPAP | CPAP | RESPIRONICS | REMSTAR AUTO M SERIES | 2015-06-26 | 600
NASAL CPAP | CPAP | RESPIRONICS | REMSTAR AUTO M SERIES | 2015-06-26 | 600
NASAL CPAP | CPAP | RESPIRONICS | REMSTAR AUTO M SERIES | 2015-06-26 | 600
NASAL CPAP | CPAP | RESPIRONICS | REMSTAR AUTO M SERIES | 2015-09-16 | 600
NASAL CPAP | CPAP | RESPIRONICS | REMSTAR AUTO M SERIES | 2015-03-03 | 600
NASAL CPAP | CPAP | RESPIRONICS | REMSTAR AUTO M SERIES | 2015-06-26 | 600
NASAL CPAP | CPAP | RESPIRONICS | REMSTAR AUTO M SERIES | 2015-06-26 | 600
NASAL CPAP | CPAP | RESPIRONICS | REMSTAR AUTO M SERIES | 2015-06-26 | 600
NASAL CPAP | CPAP | RESPIRONICS | REMSTAR AUTO M SERIES | 2015-06-26 | 600
NASAL CPAP | CPAP | RESPIRONICS | REMSTAR AUTO M SERIES | 2015-06-26 | 600
NASAL CPAP | CPAP | RESPIRONICS | REMSTAR AUTO M SERIES | 2015-06-26 | 600
NASAL CPAP | CPAP | RESPIRONICS | REMSTAR AUTO M SERIES | 2015-06-26 | 600
NASAL CPAP | CPAP | RESPIRONICS | REMSTAR AUTO M SERIES | 2015-06-26 | 600
NASAL CPAP | CPAP | RESPIRONICS | REMSTAR AUTO M SERIES | 2015-06-26 | 600
NASAL CPAP | CPAP | RESPIRONICS | REMSTAR AUTO M SERIES | 2015-06-26 | 600
NEBULIZER | NEBULIZER | RESPIRONICS | DELUXE 230V/50HZ | 2015-04-01 | 95.04
VENTILATOR | VENTILATOR | BREAS MEDICAL | NIPPY CLEARWAY | 2021-08-12 | 5400 | 2022-10-19 | 2025-10-12
NASAL CPAP | CPAP | RESPIRONICS | REMSTAR AUTO M SERIES | 2015-10-01 | 600
HUMIDIFIER | HEATED RESPIRATORY HUMIDIFIER | F & P | HC150 | 2015-10-06 | 1200
NASAL CPAP | CPAP | RESPIRONICS | REMSTAR AUTO M SERIES | 2015-10-01 | 600
NASAL CPAP | CPAP | RESPIRONICS | REMSTAR AUTO M SERIES | 2015-03-03 | 600
NASAL CPAP | CPAP | RESPIRONICS | REMSTAR AUTO M SERIES | 2015-03-03 | 600
NASAL CPAP | CPAP | RESPIRONICS | REMSTAR AUTO M SERIES | 2015-03-03 | 600
NASAL CPAP | CPAP | RESPIRONICS | REMSTAR AUTO M SERIES | 2015-03-03 | 600
NASAL CPAP | CPAP | RESPIRONICS | REMSTAR AUTO M SERIES | 2015-03-03 | 600
NASAL CPAP | CPAP | RESPIRONICS | REMSTAR AUTO M SERIES | 2015-03-03 | 600
NASAL CPAP | CPAP | RESPIRONICS | REMSTAR AUTO M SERIES | 2015-03-03 | 600
NASAL CPAP | CPAP | RESPIRONICS | REMSTAR AUTO M SERIES | 2015-03-03 | 600
NEBULIZER | NEBULIZER | RESPIRONICS | DELUXE 230V/50HZ | 2015-04-01 | 95.04
NEBULIZER | NEBULIZER | RESPIRONICS | DELUXE 230V/50HZ | 2015-04-01 | 95.04
NEBULIZER | NEBULIZER | RESPIRONICS | DELUXE 230V/50HZ | 2015-04-01 | 95.04
NEBULIZER | NEBULIZER | RESPIRONICS | DELUXE 230V/50HZ | 2015-04-01 | 95.04
NEBULIZER | NEBULIZER | RESPIRONICS | DELUXE 230V/50HZ | 2015-04-01 | 95.04
NEBULIZER | NEBULIZER | RESPIRONICS | DELUXE 230V/50HZ | 2015-04-01 | 95.04
NEBULIZER | NEBULIZER | RESPIRONICS | DELUXE 230V/50HZ | 2015-04-01 | 95.04
NEBULIZER | NEBULIZER | RESPIRONICS | DELUXE 230V/50HZ | 2015-04-01 | 95.04
NEBULIZER | NEBULIZER | RESPIRONICS | DELUXE 230V/50HZ | 2015-04-01 | 95.04
NEBULIZER | NEBULIZER | RESPIRONICS | DELUXE 230V/50HZ | 2015-04-01 | 95.04
NEBULIZER | NEBULIZER | RESPIRONICS | DELUXE 230V/50HZ | 2015-04-01 | 95.04
NEBULIZER | NEBULIZER | RESPIRONICS | DELUXE 230V/50HZ | 2015-04-01 | 95.04
NEBULIZER | NEBULIZER | RESPIRONICS | DELUXE 230V/50HZ | 2015-04-01 | 95.04
NEBULIZER | NEBULIZER | RESPIRONICS | DELUXE 230V/50HZ | 2015-04-01 | 95.04
NEBULIZER | NEBULIZER | RESPIRONICS | DELUXE 230V/50HZ | 2015-04-01 | 95.04 | 2022-01-05
NEBULIZER | NEBULIZER | RESPIRONICS | DELUXE 230V/50HZ | 2015-04-01 | 95.04
NEBULIZER | NEBULIZER | RESPIRONICS | DELUXE 230V/50HZ | 2015-04-01 | 95.04
NEBULIZER | NEBULIZER | RESPIRONICS | DELUXE 230V/50HZ | 2015-04-01 | 95.04
NEBULIZER | NEBULIZER | RESPIRONICS | DELUXE 230V/50HZ | 2015-04-01 | 95.04
NEBULIZER | NEBULIZER | PHILIPS LTD | INNOSPIRE DELUXE | 2015-02-27 | 126
NEBULIZER | NEBULIZER | PHILIPS LTD | INNOSPIRE DELUXE | 2015-02-27 | 126
NEBULIZER | NEBULIZER | PHILIPS LTD | INNOSPIRE DELUXE | 2015-02-27 | 126
NEBULIZER | NEBULIZER | PHILIPS LTD | INNOSPIRE DELUXE | 2015-02-27 | 126
NEBULIZER | NEBULIZER | PHILIPS LTD | INNOSPIRE DELUXE | 2015-02-27 | 126
NEBULIZER | NEBULIZER | PHILIPS LTD | INNOSPIRE DELUXE | 2015-02-27 | 126
NEBULIZER | NEBULIZER | PHILIPS LTD | INNOSPIRE DELUXE | 2015-02-27 | 126
NEBULIZER | NEBULIZER | PHILIPS LTD | INNOSPIRE DELUXE | 2015-02-27 | 126
NEBULIZER | NEBULIZER | PHILIPS LTD | INNOSPIRE DELUXE | 2015-02-27 | 126
NEBULIZER | NEBULIZER | PHILIPS LTD | INNOSPIRE DELUXE | 2015-02-27 | 126
NEBULIZER | NEBULIZER | PHILIPS LTD | INNOSPIRE DELUXE | 2015-02-27 | 126
NEBULIZER | NEBULIZER | PHILIPS LTD | INNOSPIRE DELUXE | 2015-02-27 | 126
NEBULIZER | NEBULIZER | PHILIPS LTD | INNOSPIRE DELUXE | 2015-02-27 | 126
NEBULIZER | NEBULIZER | PHILIPS LTD | INNOSPIRE DELUXE | 2015-02-27 | 126
NEBULIZER | NEBULIZER | PHILIPS LTD | INNOSPIRE DELUXE | 2015-02-27 | 126
NEBULIZER | NEBULIZER | PHILIPS LTD | INNOSPIRE DELUXE | 2015-02-27 | 126
NEBULIZER | NEBULIZER | PHILIPS LTD | INNOSPIRE DELUXE | 2015-02-27 | 126
NEBULIZER | NEBULIZER | PHILIPS LTD | INNOSPIRE DELUXE | 2015-02-27 | 126
NEBULIZER | NEBULIZER | PHILIPS LTD | INNOSPIRE DELUXE | 2015-02-27 | 126
NEBULIZER | NEBULIZER | PHILIPS LTD | INNOSPIRE DELUXE | 2015-02-27 | 126
NEBULIZER | NEBULIZER | PHILIPS LTD | INNOSPIRE DELUXE | 2015-02-27 | 126
NEBULIZER | NEBULIZER | PHILIPS LTD | INNOSPIRE DELUXE | 2015-02-27 | 126
NEBULIZER | NEBULIZER | PHILIPS LTD | INNOSPIRE DELUXE | 2015-02-27 | 126
NEBULIZER | NEBULIZER | PHILIPS LTD | INNOSPIRE DELUXE | 2015-02-27 | 126
NEBULIZER | NEBULIZER | PHILIPS LTD | INNOSPIRE DELUXE | 2016-02-05 | 126
NEBULIZER | NEBULIZER | PHILIPS LTD | INNOSPIRE DELUXE | 2016-02-05 | 126
NEBULIZER | NEBULIZER | PHILIPS LTD | INNOSPIRE DELUXE | 2016-02-05 | 126
NEBULIZER | NEBULIZER | PHILIPS LTD | INNOSPIRE DELUXE | 2016-02-05 | 126
NEBULIZER | NEBULIZER | PHILIPS LTD | INNOSPIRE DELUXE | 2016-02-05 | 126
NEBULIZER | NEBULIZER | PHILIPS LTD | INNOSPIRE DELUXE | 2016-02-05 | 126
NEBULIZER | NEBULIZER | PHILIPS LTD | INNOSPIRE DELUXE | 2016-02-05 | 126
NEBULIZER | NEBULIZER | PHILIPS LTD | INNOSPIRE DELUXE | 2016-02-05 | 126
NEBULIZER | NEBULIZER | PHILIPS LTD | INNOSPIRE DELUXE | 2016-02-05 | 126
NEBULIZER | NEBULIZER | PHILIPS LTD | INNOSPIRE DELUXE | 2016-02-05 | 126
NEBULIZER | NEBULIZER | PHILIPS LTD | INNOSPIRE DELUXE | 2016-02-05 | 126
NEBULIZER | NEBULIZER | PHILIPS LTD | INNOSPIRE DELUXE | 2016-02-05 | 126
NEBULIZER | NEBULIZER | PHILIPS LTD | INNOSPIRE DELUXE | 2016-02-05 | 126
NEBULIZER | NEBULIZER | PHILIPS LTD | INNOSPIRE DELUXE | 2016-02-05 | 126
NEBULIZER | NEBULIZER | PHILIPS LTD | INNOSPIRE DELUXE | 2016-02-05 | 126
NEBULIZER | NEBULIZER | PHILIPS LTD | INNOSPIRE DELUXE | 2016-02-05 | 126
NEBULIZER | NEBULIZER | PHILIPS LTD | INNOSPIRE DELUXE | 2015-01-12 | 126
NEBULIZER | NEBULIZER | PHILIPS LTD | INNOSPIRE DELUXE | 2015-01-12 | 126
NEBULIZER | NEBULIZER | PHILIPS LTD | INNOSPIRE DELUXE | 2015-01-12 | 126
NEBULIZER | NEBULIZER | PHILIPS LTD | INNOSPIRE DELUXE | 2015-01-12 | 126
NEBULIZER | NEBULIZER | PHILIPS LTD | INNOSPIRE DELUXE | 2015-01-12 | 126
NEBULIZER | NEBULIZER | PHILIPS LTD | INNOSPIRE DELUXE | 2015-01-12 | 126
NEBULIZER | NEBULIZER | PHILIPS LTD | INNOSPIRE DELUXE | 2015-01-12 | 126
NEBULIZER | NEBULIZER | PHILIPS LTD | INNOSPIRE DELUXE | 2015-01-12 | 126
NEBULIZER | NEBULIZER | PHILIPS LTD | INNOSPIRE DELUXE | 2015-01-12 | 126
NEBULIZER | NEBULIZER | PHILIPS LTD | INNOSPIRE DELUXE | 2015-01-12 | 126
NEBULIZER | NEBULIZER | PHILIPS LTD | INNOSPIRE DELUXE | 2015-01-12 | 126
NEBULIZER | NEBULIZER | PHILIPS LTD | INNOSPIRE DELUXE | 2015-01-12 | 126
ANAESTHETIC MACHINE | ANAESTHETIC MACHINE - AESTIVA INDUCTION COMPACT | DATEX-OHMEDA | AESTIVA INDUCTION | 2015-04-14 | 14314.536 | 2024-02-02 | 2025-02-02
APNEA SCREEN | POLYSOMNOGRAPHY UNIT | S-MED LTD | SOMNOSCREEN PSG | 2015-03-25 | 22911.12
COMPUTER - DESKTOP | PERSONAL COMPUTER | DELL COMPUTERS | OPTIPLEX 960 | 2015-03-25 | 1200
HUMALACTOR | HUMALACTOR | MEDELA | SYMPHONY | 2015-04-01 | 2280 | 2022-08-03 | 2024-08-03
COMPUTER - DESKTOP | COMPUTER TOWER | DELL COMPUTERS | OPT 9020 | 2015-03-25 | 1200
COMPUTER - DESKTOP | COMPUTER TOWER | DELL COMPUTERS | OPT 9020 | 2015-03-25 | 1200
VIDEO CAMERA | VIDEO CAMERA | SOMNOMEDICS GMBH | VID 39 | 2015-03-25 | 6000
VIDEO CAMERA | VIDEO CAMERA | SOMNOMEDICS GMBH | VID 39 | 2015-03-25 | 6000
VIDEO CAMERA | VIDEO CAMERA | SOMNOMEDICS GMBH | VID 39 | 2015-03-25 | 6000
HANDPIECE | HANDPIECE - SONICFILL | KAVO | 2010 | 2016-02-01 | 840
HANDPIECE | HANDPIECE - SONICFILL | KAVO | 2010 | 2016-02-01 | 840
HANDPIECE | HANDPIECE - SONICFILL | KAVO | 2010 | 2016-02-01 | 840
HANDPIECE | HANDPIECE - SONICFILL | KAVO | 2010 | 2016-02-01 | 840
HANDPIECE | HANDPIECE - SONICFILL | KAVO | 2010 | 2016-02-01 | 840
HANDPIECE | HANDPIECE - SONICFILL | KAVO | 2010 | 2016-02-01 | 840
WAX HEATER | INDUCTION HEATER | ZHERMACK | C308300 CYCLOPE | 2015-02-25 | 288 | 2024-03-14 | 2026-06-17
LASER - CLASS 4 | CORNEAL CROSS LINKING SYSTEM | AVEDRO | KXL | 2015-02-25 | 14400 | 2024-01-26 | 2025-01-26
GRINDER TRIMMER | CUTTER/GRINDER | DREMEL | DREMEL | 2015-04-15 | 141 | 2023-11-21 | 2024-06-01
VITAL SIGNS MONITOR | VITAL SIGNS MONITOR: NBP. | WELCH ALLYN | SPOT 420(NBP) | 2015-03-15 | 960 | 2021-11-04 | 2024-11-14
VITAL SIGNS MONITOR | VITAL SIGNS MONITOR: NBP. | WELCH ALLYN | SPOT 420(NBP) | 2015-03-15 | 960 | 2024-08-29 | 2027-08-29
VITAL SIGNS MONITOR | VITAL SIGNS MONITOR: NBP. | WELCH ALLYN | SPOT 420(NBP) | 2015-03-15 | 960 | 2024-09-04 | 2027-09-04
SCALES | SCALES - COLUMN | SECA | 799 | 2015-03-09 | 300 | 2024-03-05 | 2024-11-15
TEMP PROBE - FOOD | TEMP PROBE - FOOD | COMARK | N9009 | 2015-06-19 | 180 | 2023-07-07 | 2024-06-01
CAVITY SET | CAVITY SET | P C WERTH | TEST CAVITIES | 2015-02-19 | 211.5
VITAL SIGNS MONITOR | VITAL SIGNS MONITOR: NBP/SPO2/TEMP. | WELCH ALLYN | SPOT 420(NBP/SPO2) | 2015-01-30 | 2400 |  | 2025-03-15
VITAL SIGNS MONITOR | VITAL SIGNS MONITOR: NBP/SPO2/TEMP. | WELCH ALLYN | SPOT 420(NBP/SPO2) | 2015-01-30 | 2400 | 2024-09-05 | 2027-09-05
SPHYGMOMANOMETER | SPHYGMOMANOMETER - MOBILE | WELCH ALLYN | 7670-10 | 2015-01-09 | 216
SPHYGMOMANOMETER | SPHYGMOMANOMETER - MOBILE | WELCH ALLYN | 7670-10 | 2015-01-09 | 216
SPHYGMOMANOMETER | SPHYGMOMANOMETER - MOBILE | WELCH ALLYN | 7670-10 | 2015-01-09 | 216
SPHYGMOMANOMETER | SPHYGMOMANOMETER - MOBILE | WELCH ALLYN | 7670-10 | 2015-01-09 | 216
SPHYGMOMANOMETER | SPHYGMOMANOMETER - MOBILE | WELCH ALLYN | 7670-10 | 2015-01-09 | 216
SPHYGMOMANOMETER | SPHYGMOMANOMETER - MOBILE | WELCH ALLYN | 7670-10 | 2015-01-09 | 216
SPHYGMOMANOMETER | SPHYGMOMANOMETER - MOBILE | WELCH ALLYN | 7670-10 | 2015-01-09 | 216
SPHYGMOMANOMETER | SPHYGMOMANOMETER - MOBILE | WELCH ALLYN | 7670-10 | 2015-01-09 | 216
SCALES | SCALES - FLUID | TERAOKA | DS-502 | 2019-03-12 | 4842 | 2023-12-06 | 2024-11-15
OXIMETER | PULSE OXIMETER HAND HELD | NELLCOR | OXIMAX N-65 | 2015-03-23 | 720 |  | 2024-10-14
GLUE GUN | HOT MELT GLUE GUN | RS | TEC 305-12 | 2015-01-08 | 30.372 | 2020-07-15
SCALES | SCALES - COLUMN | SECA | 799 | 2015-01-28 | 360 | 2023-12-06 | 2024-11-15
HUMALACTOR | HUMALACTOR | MEDELA | SYMPHONY | 2015-01-29 | 2280 | 2023-04-14 11:43 | 2025-04-14
HUMALACTOR | HUMALACTOR | E AMEDA LTD | ELITE | 2015-01-29 | 510 | 2023-05-27 | 2025-05-27
HPL CHROMOTOGRAPHY A | HPL CHROMOTOGRAPHY APPARATUS | NA | 660 | 2015-01-26 | 458.4
HANDPIECE CLEANING UNIT | HANDPIECE CLEANING UNIT | KAVO | QUATTROCARE PLUS 2124A | 2015-01-26 | 1080 | 2019-11-01
WATER BATH | WATER BATH | GRANT INSTRUMENTS | JB2 | 2015-01-21 | 360 | 2022-06-17 | 2025-01-15
APPLANATION TONOM | TONOMETER | HAAG STREIT | AT900 | 2014-12-18 | 1440
HANDPIECE | HANDPIECE | W&H UK LTD | TOPAIR 795 | 2014-12-18 | 480
OPHTHALMOSCOPE-INDIRECT | VANTAGE PLUS LED/BULB | KEELER | 1205-P-1020 | 2014-12-11 | 3228 | 2022-06-08 | 2024-06-08
OPHTHALMOSCOPE-INDIRECT | VANTAGE PLUS LED/BULB | KEELER | 1205-P-1020 | 2014-12-11 | 3228 | 2022-04-07 | 2024-04-07
OPHTHALMOSCOPE-INDIRECT | VANTAGE PLUS LED/BULB | KEELER | 1205-P-1020 | 2014-12-11 | 3228 | 2024-01-19 | 2026-01-15
OPHTHALMOSCOPE-INDIRECT | VANTAGE PLUS LED/BULB | KEELER | 1205-P-1020 | 2014-12-11 | 3228 | 2024-01-31 | 2026-01-15
OPHTHALMOSCOPE-INDIRECT | VANTAGE PLUS LED/BULB | KEELER | 1205-P-1020 | 2014-12-11 | 3228 | 2023-01-25 12:36 | 2025-01-25
OPHTHALMOSCOPE-INDIRECT | VANTAGE PLUS LED/BULB | KEELER | 1205-P-1020 | 2014-12-11 | 3228 | 2023-02-06 13:36 | 2025-02-06
OPHTHALMOSCOPE-INDIRECT | VANTAGE PLUS LED/BULB | KEELER | 1205-P-1020 | 2014-12-11 | 3228 | 2023-05-23 | 2025-01-10
OPHTHALMOSCOPE-INDIRECT | VANTAGE PLUS LED/BULB | KEELER | 1205-P-1020 | 2014-12-11 | 3228 | 2022-06-23 | 2024-06-23
OPHTHALMOSCOPE-INDIRECT | VANTAGE PLUS LED/BULB | KEELER | 1205-P-1020 | 2014-12-11 | 3228 | 2022-05-26 | 2024-05-26
OPHTHALMOSCOPE-INDIRECT | VANTAGE PLUS LED/BULB | KEELER | 1205-P-1020 | 2014-12-11 | 3228 | 2024-02-01 | 2026-01-08
OPHTHALMOSCOPE-INDIRECT | VANTAGE PLUS LED/BULB | KEELER | 1205-P-1020 | 2014-12-11 | 3228 | 2024-04-18 | 2026-04-20
OPHTHALMOSCOPE-INDIRECT | VANTAGE PLUS LED/BULB | KEELER | 1205-P-1020 | 2014-12-11 | 3228 | 2024-01-31 | 2026-01-10
OPHTHALMOSCOPE-INDIRECT | VANTAGE PLUS LED/BULB | KEELER | 1205-P-1020 | 2014-12-11 | 3228 | 2024-01-26 | 2026-01-10
OPHTHALMOSCOPE-INDIRECT | VANTAGE PLUS LED/BULB | KEELER | 1205-P-1020 | 2014-12-11 | 3228 | 2024-04-18 | 2026-04-08
NASAL CPAP | CPAP | RESPIRONICS | REMSTAR AUTO M SERIES | 2015-06-26 | 600
NASAL CPAP | CPAP | RESPIRONICS | REMSTAR AUTO M SERIES | 2015-06-26 | 600
NASAL CPAP | CPAP | RESPIRONICS | REMSTAR AUTO M SERIES | 2015-03-03 | 600
NASAL CPAP | CPAP | RESPIRONICS | REMSTAR AUTO M SERIES | 2015-06-26 | 600
NASAL CPAP | CPAP | RESPIRONICS | REMSTAR AUTO M SERIES | 2015-06-26 | 600
NASAL CPAP | CPAP | RESPIRONICS | REMSTAR AUTO M SERIES | 2015-06-26 | 600
NASAL CPAP | CPAP | RESPIRONICS | REMSTAR AUTO M SERIES | 2015-06-26 | 600
NASAL CPAP | CPAP | RESPIRONICS | REMSTAR AUTO M SERIES | 2015-06-26 | 600
NASAL CPAP | CPAP | RESPIRONICS | REMSTAR AUTO M SERIES | 2015-06-26 | 600
NASAL CPAP | CPAP | RESPIRONICS | REMSTAR AUTO M SERIES | 2015-06-26 | 600
NASAL CPAP | CPAP | RESPIRONICS | REMSTAR AUTO M SERIES | 2015-06-26 | 600
NASAL CPAP | CPAP | RESPIRONICS | REMSTAR AUTO M SERIES | 2015-03-03 | 600
NASAL CPAP | CPAP | RESPIRONICS | REMSTAR AUTO M SERIES | 2015-03-03 | 600
NASAL CPAP | CPAP | RESPIRONICS | REMSTAR AUTO M SERIES | 2015-03-03 | 600
NASAL CPAP | CPAP | RESPIRONICS | REMSTAR AUTO M SERIES | 2015-03-03 | 600
NASAL CPAP | CPAP | RESPIRONICS | REMSTAR AUTO M SERIES | 2015-03-03 | 600
NASAL CPAP | CPAP | RESPIRONICS | REMSTAR AUTO M SERIES | 2015-03-03 | 600
NASAL CPAP | CPAP | RESPIRONICS | REMSTAR AUTO M SERIES | 2015-03-03 | 600
BIPAP VENTILATORY SUPPORT SYSTEM | TRILOGY 100 VENTILATOR | RESPIRONICS | TRILOGY 100 | 2016-06-28 | 4303.2
NASAL CPAP | CPAP | RESPIRONICS | REMSTAR AUTO M SERIES | 2015-03-03 | 600
NASAL CPAP | CPAP | RESPIRONICS | REMSTAR AUTO M SERIES | 2015-06-26 | 600
NASAL CPAP | CPAP | RESPIRONICS | REMSTAR AUTO M SERIES | 2015-06-26 | 600
NASAL CPAP | CPAP | RESPIRONICS | REMSTAR AUTO M SERIES | 2015-06-26 | 600
NASAL CPAP | CPAP | RESPIRONICS | REMSTAR AUTO M SERIES | 2015-06-26 | 600
NASAL CPAP | CPAP | RESPIRONICS | REMSTAR AUTO M SERIES | 2015-06-26 | 600
NASAL CPAP | CPAP | RESPIRONICS | REMSTAR AUTO M SERIES | 2015-06-26 | 600
NASAL CPAP | CPAP | RESPIRONICS | REMSTAR AUTO M SERIES | 2015-06-26 | 600
NASAL CPAP | CPAP | RESPIRONICS | REMSTAR AUTO M SERIES | 2015-03-03 | 600
NASAL CPAP | CPAP | RESPIRONICS | REMSTAR AUTO M SERIES | 2015-03-03 | 600
NASAL CPAP | CPAP | RESPIRONICS | REMSTAR AUTO M SERIES | 2015-06-26 | 600
NASAL CPAP | CPAP | RESPIRONICS | REMSTAR AUTO M SERIES | 2015-06-26 | 600
NASAL CPAP | CPAP | RESPIRONICS | REMSTAR AUTO M SERIES | 2015-10-01 | 600
NASAL CPAP | CPAP | RESPIRONICS | REMSTAR AUTO M SERIES | 2015-10-01 | 600
NASAL CPAP | CPAP | RESPIRONICS | REMSTAR AUTO M SERIES | 2015-10-01 | 600
NASAL CPAP | CPAP | RESPIRONICS | REMSTAR AUTO M SERIES | 2015-06-26 | 600
NASAL CPAP | CPAP | RESPIRONICS | REMSTAR AUTO M SERIES | 2015-10-01 | 600
NASAL CPAP | CPAP | RESPIRONICS | REMSTAR AUTO M SERIES | 2015-10-01 | 600
BIPAP VENTILATORY SUPPORT SYSTEM | BIPAP VENTILATORY SUPPORT SYSTEM | RESPIRONICS | A40 | 2015-10-01 | 2913
NASAL CPAP | CPAP | RESPIRONICS | REMSTAR AUTO M SERIES | 2015-06-26 | 600
NASAL CPAP | CPAP | RESPIRONICS | REMSTAR AUTO M SERIES | 2015-06-26 | 600
BIPAP VENTILATORY SUPPORT SYSTEM | BIPAP VENTILATORY SUPPORT SYSTEM | RESPIRONICS | A40 | 2015-10-01 | 2913
BIPAP VENTILATORY SUPPORT SYSTEM | BIPAP VENTILATORY SUPPORT SYSTEM | RESPIRONICS | A40 | 2015-10-01 | 2913
BIPAP VENTILATORY SUPPORT SYSTEM | BIPAP VENTILATORY SUPPORT SYSTEM | RESPIRONICS | A40 | 2015-10-01 | 2913
NASAL CPAP | CPAP | RESPIRONICS | REMSTAR AUTO M SERIES | 2015-10-01 | 600
BIPAP VENTILATORY SUPPORT SYSTEM | BIPAP VENTILATORY SUPPORT SYSTEM | RESPIRONICS | A40 | 2015-10-01 | 2913
NASAL CPAP | CPAP | RESPIRONICS | REMSTAR AUTO M SERIES | 2015-10-01 | 600
NASAL CPAP | CPAP | RESPIRONICS | REMSTAR AUTO M SERIES | 2015-10-01 | 600
NASAL CPAP | CPAP | RESPIRONICS | REMSTAR AUTO M SERIES | 2015-06-26 | 600
BIPAP VENTILATORY SUPPORT SYSTEM | BIPAP VENTILATORY SUPPORT SYSTEM | RESPIRONICS | A40 | 2015-10-01 | 2913
BIPAP VENTILATORY SUPPORT SYSTEM | BIPAP VENTILATORY SUPPORT SYSTEM | RESPIRONICS | A40 | 2015-10-01 | 2913
BIPAP VENTILATORY SUPPORT SYSTEM | BIPAP VENTILATORY SUPPORT SYSTEM | RESPIRONICS | A40 | 2015-10-01 | 2913
NASAL CPAP | CPAP | RESPIRONICS | REMSTAR AUTO M SERIES | 2015-10-01 | 600
NASAL CPAP | CPAP | RESPIRONICS | REMSTAR AUTO M SERIES | 2015-06-26 | 600
NASAL CPAP | CPAP | RESPIRONICS | REMSTAR AUTO M SERIES | 2015-06-26 | 600
NASAL CPAP | CPAP | RESPIRONICS | REMSTAR AUTO M SERIES | 2015-06-26 | 600
NASAL CPAP | CPAP | RESPIRONICS | REMSTAR AUTO M SERIES | 2015-03-03 | 600
NASAL CPAP | CPAP | RESPIRONICS | REMSTAR AUTO M SERIES | 2015-03-03 | 600
NASAL CPAP | CPAP | RESPIRONICS | REMSTAR AUTO M SERIES | 2015-06-26 | 600
NASAL CPAP | CPAP | RESPIRONICS | REMSTAR AUTO M SERIES | 2015-06-26 | 600
NASAL CPAP | CPAP | RESPIRONICS | REMSTAR AUTO M SERIES | 2015-06-26 | 600
NASAL CPAP | CPAP | RESPIRONICS | REMSTAR AUTO M SERIES | 2015-06-26 | 600
NASAL CPAP | CPAP | RESPIRONICS | REMSTAR AUTO M SERIES | 2015-06-26 | 600
NASAL CPAP | CPAP | RESPIRONICS | REMSTAR AUTO M SERIES | 2015-06-26 | 600
NASAL CPAP | CPAP | RESPIRONICS | REMSTAR AUTO M SERIES | 2015-06-26 | 600
NASAL CPAP | CPAP | RESPIRONICS | REMSTAR AUTO M SERIES | 2015-06-26 | 600
NASAL CPAP | CPAP | RESPIRONICS | REMSTAR AUTO M SERIES | 2015-06-26 | 600
NASAL CPAP | CPAP | RESPIRONICS | REMSTAR AUTO M SERIES | 2015-06-26 | 600
NASAL CPAP | CPAP | RESPIRONICS | REMSTAR AUTO M SERIES | 2015-06-26 | 600
NASAL CPAP | CPAP | RESPIRONICS | REMSTAR AUTO M SERIES | 2015-06-26 | 600
NASAL CPAP | CPAP | RESPIRONICS | REMSTAR AUTO M SERIES | 2015-06-26 | 600
NASAL CPAP | CPAP | RESPIRONICS | REMSTAR AUTO M SERIES | 2015-12-14 | 600
NASAL CPAP | CPAP | RESPIRONICS | REMSTAR AUTO M SERIES | 2015-06-26 | 600
NASAL CPAP | CPAP | RESPIRONICS | REMSTAR AUTO M SERIES | 2015-06-26 | 600
NASAL CPAP | CPAP | RESPIRONICS | REMSTAR AUTO M SERIES | 2015-06-26 | 600
NASAL CPAP | CPAP | RESPIRONICS | REMSTAR AUTO M SERIES | 2015-06-26 | 600
NASAL CPAP | CPAP | RESPIRONICS | REMSTAR AUTO M SERIES | 2015-06-26 | 600
NASAL CPAP | CPAP | RESPIRONICS | REMSTAR AUTO M SERIES | 2015-06-26 | 600
NASAL CPAP | CPAP | RESPIRONICS | REMSTAR AUTO M SERIES | 2015-06-26 | 600
NASAL CPAP | CPAP | RESPIRONICS | REMSTAR AUTO M SERIES | 2015-06-26 | 600
BIPAP VENTILATORY SUPPORT SYSTEM | BIPAP VENTILATORY SUPPORT SYSTEM | RESPIRONICS | A40 | 2016-06-20 | 2913
NASAL CPAP | CPAP | RESPIRONICS | REMSTAR AUTO M SERIES | 2015-06-26 | 600
NASAL CPAP | CPAP | RESPIRONICS | REMSTAR AUTO M SERIES | 2015-03-03 | 600
NASAL CPAP | CPAP | RESPIRONICS | REMSTAR AUTO M SERIES | 2015-06-26 | 600
NASAL CPAP | CPAP | RESPIRONICS | REMSTAR AUTO M SERIES | 2015-06-26 | 600
NASAL CPAP | CPAP | RESPIRONICS | REMSTAR AUTO M SERIES | 2015-03-03 | 600
NASAL CPAP | CPAP | RESPIRONICS | REMSTAR AUTO M SERIES | 2015-06-26 | 600
NASAL CPAP | CPAP | RESPIRONICS | REMSTAR AUTO M SERIES | 2015-06-26 | 600
NASAL CPAP | CPAP | RESPIRONICS | REMSTAR AUTO M SERIES | 2015-06-26 | 600
NASAL CPAP | CPAP | RESPIRONICS | REMSTAR AUTO M SERIES | 2015-03-03 | 600
NASAL CPAP | CPAP | RESPIRONICS | REMSTAR AUTO M SERIES | 2015-03-03 | 600
NASAL CPAP | CPAP | RESPIRONICS | REMSTAR AUTO M SERIES | 2015-03-03 | 600
NASAL CPAP | CPAP | RESPIRONICS | REMSTAR AUTO M SERIES | 2015-03-03 | 600
NASAL CPAP | CPAP | RESPIRONICS | REMSTAR AUTO M SERIES | 2015-03-03 | 600
IN-EXSUFFLATOR (COUGH ASSIST SYSTEM) | MECHANICAL IN-EXSUFFLATOR | RESPIRONICS | COUGH ASSIST E70 | 2015-03-04 | 3960
BIPAP VENTILATORY SUPPORT SYSTEM | BIPAP VENTILATORY SUPPORT SYSTEM | RESPIRONICS | A40 | 2015-03-04 | 2913
BIPAP VENTILATORY SUPPORT SYSTEM | BIPAP VENTILATORY SUPPORT SYSTEM | RESPIRONICS | A40 | 2015-03-04 | 2913
BIPAP VENTILATORY SUPPORT SYSTEM | BIPAP VENTILATORY SUPPORT SYSTEM | RESPIRONICS | A40 | 2015-03-04 | 2913
BIPAP VENTILATORY SUPPORT SYSTEM | BIPAP VENTILATORY SUPPORT SYSTEM | RESPIRONICS | A40 | 2015-03-04 | 2913
BIPAP VENTILATORY SUPPORT SYSTEM | BIPAP VENTILATORY SUPPORT SYSTEM | RESPIRONICS | A40 | 2015-03-04 | 2913
BIPAP VENTILATORY SUPPORT SYSTEM | BIPAP VENTILATORY SUPPORT SYSTEM | RESPIRONICS | A40 | 2015-03-04 | 2913
BIPAP VENTILATORY SUPPORT SYSTEM | BIPAP VENTILATORY SUPPORT SYSTEM | RESPIRONICS | A40 | 2015-10-01 | 2913
NASAL CPAP | CPAP | RESPIRONICS | REMSTAR AUTO M SERIES | 2015-03-03 | 600
DERMATOSCOPE | DERMATOSCOPE | HEINE | DELTA 20 | 2015-01-26 | 786
DERMATOSCOPE | DERMATOSCOPE | HEINE | DELTA 20 | 2015-01-26 | 786
DYNAMOMETER | HAND DYNAMOMETER | JAMAR | FS2425 | 2015-05-11 | 312.84
DERMATOSCOPE | DERMATOSCOPE | HEINE | DELTA 20 | 2015-05-22 | 786
GAS REGULATOR & FLOWMETER | DIRECT DIAL FLOWMETER 0-5L/MIN | THERAPY EQUIPMENT | 6564 | 2015-06-12 | 133.2 | 2023-10-24 | 2024-10-24
GAS REGULATOR & FLOWMETER | DIRECT DIAL FLOWMETER 0 - 1 L/MIN | THERAPY EQUIPMENT | 6561 | 2015-06-12 | 112.8 | 2024-10-17 | 2025-10-17
GAS REGULATOR & FLOWMETER | DIRECT DIAL FLOWMETER 0 - 1 L/MIN | THERAPY EQUIPMENT | 6561 | 2015-06-12 | 112.8 |  | 2025-04-01
SCALES | SCALES - HOIST | LIKO | 2835 | 2015-05-20 | 594 | 2021-04-14 | 2024-11-15
SPHYGMOMANOMETER | PALM ANEROID SPHYGMO | LYALL WILLIS | 28-919 | 2015-04-23 | 42
SPHYGMOMANOMETER | PALM ANEROID SPHYGMO | LYALL WILLIS | 28-919 | 2015-04-23 | 42
SPHYGMOMANOMETER | PALM ANEROID SPHYGMO | LYALL WILLIS | 28-919 | 2015-04-23 | 42
DERMATOSCOPE | DERMATOSCOPE | HEINE | DELTA 20 | 2015-03-06 | 786
DERMATOSCOPE | DERMATOSCOPE | HEINE | DELTA 20 | 2015-03-06 | 786
BAG SEALER | TUBE SEALER | OXFORD MEDITECH | CR4 | 2015-02-04 | 2520
CENTRIFUGE | CENTRIFUGE | MEDION DIAGNOSTICS | SK66.01 | 2015-02-04 | 1800
SUCTION CONTROLLER | HIGH SUCTION CONTROLLER | THERAPY EQUIPMENT | DIAMOND RANGE HIGH | 2015-01-14 | 96
SUCTION CONTROLLER | HIGH SUCTION CONTROLLER | THERAPY EQUIPMENT | DIAMOND RANGE HIGH | 2015-01-05 | 96
SUCTION CONTROLLER | HIGH SUCTION CONTROLLER | THERAPY EQUIPMENT | DIAMOND RANGE HIGH | 2015-01-05 | 96
SUCTION CONTROLLER | HIGH SUCTION CONTROLLER | THERAPY EQUIPMENT | DIAMOND RANGE HIGH | 2015-01-05 | 96
SUCTION CONTROLLER | HIGH SUCTION CONTROLLER | THERAPY EQUIPMENT | DIAMOND RANGE HIGH | 2015-01-05 | 96
SUCTION CONTROLLER | HIGH SUCTION CONTROLLER | THERAPY EQUIPMENT | DIAMOND RANGE HIGH | 2015-01-05 | 96
DERMATOSCOPE | DERMATOSCOPE | HEINE | DELTA 20 | 2014-11-26 | 786
DIAGNOSTIC SYSTEM | DIAGNOSTIC SYSTEM - WALL TRANSFORMER | WELCH ALLYN | GS777 | 2014-10-28 | 600
SPHYGMOMANOMETER | SPHYGMOMANOMETER - MOBILE | WELCH ALLYN | 7670-10 | 2014-11-11 | 217.488
SPHYGMOMANOMETER | SPHYGMOMANOMETER - MOBILE | WELCH ALLYN | 7670-10 | 2014-11-11 | 217.488
SPHYGMOMANOMETER | SPHYGMOMANOMETER - MOBILE | WELCH ALLYN | 7670-10 | 2014-11-11 | 217.488
SPHYGMOMANOMETER | SPHYGMOMANOMETER - MOBILE | WELCH ALLYN | 7670-10 | 2014-11-11 | 217.488
COUCH | COUCH - ELECTRIC | AKRON | A2222/2/SHS | 2014-11-11 | 900 | 2022-02-03 | 2025-02-15
COUCH | COUCH - ELECTRIC | AKRON | A2222/2/SHS | 2014-11-11 | 900 | 2022-02-03 | 2025-02-15
COUCH | COUCH - ELECTRIC | AKRON | A2222/2/SHS | 2014-11-11 | 900 | 2022-02-03 | 2025-02-15
SUCTION UNIT | TWIN MOBILE SUCTION UNIT | THERAPY EQUIPMENT | 7763 | 2014-11-04 | 372
PATIENT HOIST | PATIENT HOIST - OVERHEAD - SWL 270KG | FREEWAY | TRANSACTIVE MANUAL | 2014-11-03 | 690 | 2024-07-16 | 2025-01-16
PATIENT HOIST | PATIENT HOIST - OVERHEAD - SWL 270KG | FREEWAY | TRANSACTIVE MANUAL | 2014-11-03 | 690 | 2023-07-18 | 2024-01-18
PATIENT HOIST | PATIENT HOIST - OVERHEAD - SWL 270KG | FREEWAY | TRANSACTIVE MANUAL | 2014-11-03 | 690 | 2023-07-18 | 2024-01-18
PATIENT HOIST | PATIENT HOIST - OVERHEAD - SWL 270KG | FREEWAY | TRANSACTIVE MANUAL | 2014-11-03 | 690 | 2023-07-18 | 2024-01-18
PATIENT HOIST | PATIENT HOIST - OVERHEAD - SWL 270KG | FREEWAY | TRANSACTIVE MANUAL | 2014-11-03 | 690 | 2023-07-18 | 2024-01-18
PATIENT HOIST | PATIENT HOIST - OVERHEAD - SWL 270KG | FREEWAY | TRANSACTIVE MANUAL | 2014-11-03 | 690 | 2024-07-17 | 2025-01-17
PATIENT HOIST | PATIENT HOIST - OVERHEAD - SWL 270KG | FREEWAY | TRANSACTIVE MANUAL | 2014-11-03 | 690 | 2024-07-08 | 2025-01-08
PATIENT HOIST | PATIENT HOIST - OVERHEAD - SWL 270KG | FREEWAY | TRANSACTIVE MANUAL | 2014-11-03 | 690 | 2024-07-17 | 2025-01-17
PATIENT HOIST | PATIENT HOIST - OVERHEAD - SWL 270KG | FREEWAY | TRANSACTIVE MANUAL | 2014-11-03 | 690 | 2024-07-17 | 2025-04-17
PATIENT HOIST | PATIENT HOIST - OVERHEAD - SWL 270KG | FREEWAY | TRANSACTIVE MANUAL | 2014-11-03 | 690 | 2024-07-08 | 2025-01-08
PATIENT HOIST | PATIENT HOIST - OVERHEAD - SWL 270KG | FREEWAY | TRANSACTIVE MANUAL | 2014-11-03 | 690 | 2024-07-08 | 2025-01-08
PATIENT HOIST | PATIENT HOIST - OVERHEAD - SWL 270KG | FREEWAY | TRANSACTIVE MANUAL | 2014-11-03 | 690 | 2024-07-25 | 2025-01-25
PATIENT HOIST | PATIENT HOIST - OVERHEAD - SWL 270KG | FREEWAY | TRANSACTIVE MANUAL | 2014-11-03 | 690 | 2024-07-11 | 2025-01-11
COUCH | COUCH - 2 SECTION ELECTRIC | BRISTOL MAID (HOSP.M.CRAFT) | EC1220 | 2014-11-03 | 840 | 2022-08-30 | 2025-09-15
COUCH | COUCH - 3-SECTION ELECTRIC TILTING - ECG SWL 270 KG | MEDI-PLINTH | ECG03T | 2014-10-31 | 1680 |  | 2025-06-15
FLAT SCREEN MONITOR - TOUCH | DISPLAY LCD FLAT SCREEN 24 INCH TOUCH SCREEN | ELO | ET2401L | 2014-10-31 | 1800
CENTRAL STATION | CENTRAL STATION INTELLIVUE INFORMATION CENTRE IX | PHILIPS LTD | PIIC IX | 2014-10-31 | 30234.564 | 2024-07-24 | 2025-07-24
HUMIDIFIER | HUMIDIFIER | F & P | MR850 | 2014-10-30 | 1320 | 2023-04-17 09:06 | 2025-05-12
PATIENT MONITOR | PATIENT MONITOR INTELLIVUE | PHILIPS LTD | MX400 | 2014-10-23 | 8692.752 | 2022-02-15 | 2025-04-15
PATIENT MONITOR | PATIENT MONITOR INTELLIVUE | PHILIPS LTD | MX400 | 2014-10-23 | 8692.752 | 2024-04-17 | 2027-04-17
PATIENT MONITOR | PATIENT MONITOR INTELLIVUE | PHILIPS LTD | MX400 | 2014-10-23 | 8692.752 | 2024-02-05 | 2027-02-05
PATIENT MONITOR | PATIENT MONITOR INTELLIVUE | PHILIPS LTD | MX400 | 2014-10-23 | 8692.752 | 2023-07-25 | 2026-07-25
PATIENT MONITOR | PATIENT MONITOR INTELLIVUE | PHILIPS LTD | MX400 | 2014-10-23 | 8692.752 | 2022-11-22 08:56 | 2025-04-13
PATIENT MONITOR | PATIENT MONITOR INTELLIVUE | PHILIPS LTD | MX400 | 2014-10-23 | 8692.752 | 2023-05-03 | 2026-05-03
SCALES | SCALES - CHAIR BARIATRIC | MARSDEN | M-200 | 2014-10-21 | 600 | 2023-12-04 | 2024-11-15
PMG TERMINALS | MA4 AIR SPLITTER | THERAPY EQUIPMENT | 6112 | 2014-10-16 | 102
PMG TERMINALS | O2 SPLITTER - PLASTIC FITTINGS | THERAPY EQUIPMENT | 6111P | 2014-10-16 | 109.2
PATIENT HOIST | PATIENT HOIST - MOBILE | LIKO | GOLVO 8008 | 2014-10-16 | 6255.66 | 2024-07-08 | 2025-01-08
PATIENT HOIST | PATIENT HOIST - MOBILE | LIKO | GOLVO 8008 | 2014-10-16 | 6255.66 | 2024-07-18 | 2025-01-18
PATIENT HOIST | PATIENT HOIST - MOBILE | LIKO | GOLVO 8008 | 2014-10-16 | 6255.672 | 2024-01-17 | 2024-07-17
MIXERS | MEDIMIX MINI | IMPROMEDIFORM | MF4010 | 2015-01-26 | 7867.404 | 2024-10-22 | 2025-10-22
MIXERS | MEDIMIX MINI | IMPROMEDIFORM | MF4010 | 2015-01-26 | 7867.404 | 2024-10-22 | 2025-10-22
CO2 MODULE | MAINSTREAM CO2 SENSOR | DRAEGER | 6871950 | 2014-10-09 | 2316
ENDOSCOPY STACKING TROLLEY | STACK SYSTEM TROLLEY | ATRICURE | ASCBZ | 2014-10-09 | 2400 | 2022-09-14 | 2024-09-15
CRYO UNIT | CRYO UNIT | ATRICURE | ACM2 | 2014-10-09 | 2400 |  | 2024-10-15
VITAL SIGNS MONITOR | VITAL SIGNS MONITOR: NBP/SPO2/TEMP. | WELCH ALLYN | SPOT 420(NBP/SPO2) | 2014-10-16 | 2400 | 2023-09-07 | 2026-09-07
VITAL SIGNS MONITOR | VITAL SIGNS MONITOR: NBP/SPO2/TEMP. | WELCH ALLYN | SPOT 420(NBP/SPO2) | 2014-10-16 | 2400 | 2020-08-07 | 2025-06-15
VITAL SIGNS MONITOR | VITAL SIGNS MONITOR: NBP/SPO2/TEMP. | WELCH ALLYN | SPOT 420(NBP/SPO2) | 2014-10-16 | 2400 | 2023-04-05 10:15 | 2026-04-05
VITAL SIGNS MONITOR | VITAL SIGNS MONITOR: NBP/SPO2/TEMP. | WELCH ALLYN | SPOT 420(NBP/SPO2) | 2014-10-16 | 2400 | 2023-01-30 15:51 | 2025-10-15
VITAL SIGNS MONITOR | VITAL SIGNS MONITOR: NBP/SPO2/TEMP. | WELCH ALLYN | SPOT 420(NBP/SPO2) | 2014-10-16 | 2400 |  | 2023-04-13
VITAL SIGNS MONITOR | VITAL SIGNS MONITOR: NBP/SPO2/TEMP. | WELCH ALLYN | SPOT 420(NBP/SPO2) | 2014-10-16 | 2400 |  | 2025-04-15
VITAL SIGNS MONITOR | VITAL SIGNS MONITOR: NBP/SPO2/TEMP. | WELCH ALLYN | SPOT 420(NBP/SPO2) | 2014-10-16 | 2400 | 2023-04-05 14:38 | 2026-04-05
VITAL SIGNS MONITOR | VITAL SIGNS MONITOR: NBP/SPO2/TEMP. | WELCH ALLYN | SPOT 420(NBP/SPO2) | 2014-10-16 | 2400 |  | 2025-04-15
VITAL SIGNS MONITOR | VITAL SIGNS MONITOR: NBP/SPO2/TEMP. | WELCH ALLYN | SPOT 420(NBP/SPO2) | 2014-10-16 | 2400 |  | 2025-04-15
VITAL SIGNS MONITOR | VITAL SIGNS MONITOR: NBP/SPO2/TEMP. | WELCH ALLYN | SPOT 420(NBP/SPO2) | 2014-10-16 | 2400 | 2023-04-05 14:38 | 2026-04-05
VITAL SIGNS MONITOR | VITAL SIGNS MONITOR: NBP/SPO2/TEMP. | WELCH ALLYN | SPOT 420(NBP/SPO2) | 2014-10-16 | 2400 |  | 2025-04-15
NASAL CPAP | CPAP | RESPIRONICS | REMSTAR AUTO M SERIES | 2014-12-18 | 600
NASAL CPAP | CPAP | RESPIRONICS | REMSTAR AUTO M SERIES | 2014-12-18 | 600
NASAL CPAP | CPAP | RESPIRONICS | REMSTAR AUTO M SERIES | 2014-12-18 | 600
NASAL CPAP | CPAP | RESPIRONICS | REMSTAR AUTO M SERIES | 2014-12-18 | 600
NASAL CPAP | CPAP | RESPIRONICS | REMSTAR AUTO M SERIES | 2014-12-18 | 600
NASAL CPAP | CPAP | RESPIRONICS | REMSTAR AUTO M SERIES | 2014-12-18 | 600
NASAL CPAP | CPAP | RESPIRONICS | REMSTAR AUTO M SERIES | 2014-12-18 | 600
NASAL CPAP | CPAP | RESPIRONICS | REMSTAR AUTO M SERIES | 2014-12-18 | 600
NASAL CPAP | CPAP | RESPIRONICS | REMSTAR AUTO M SERIES | 2014-12-18 | 600
NASAL CPAP | CPAP | RESPIRONICS | REMSTAR AUTO M SERIES | 2014-12-18 | 600
VENTILATOR | VENTILATOR | BREAS MEDICAL | NIPPY CLEARWAY | 2015-10-01 | 3960 | 2024-04-29 | 2025-05-12
NASAL CPAP | CPAP | RESPIRONICS | REMSTAR AUTO M SERIES | 2015-03-03 | 600
NASAL CPAP | CPAP | RESPIRONICS | REMSTAR AUTO M SERIES | 2015-03-03 | 600
NASAL CPAP | CPAP | RESPIRONICS | REMSTAR AUTO M SERIES | 2015-03-03 | 600
NASAL CPAP | CPAP | RESPIRONICS | REMSTAR AUTO M SERIES | 2015-03-03 | 600
NASAL CPAP | CPAP | RESPIRONICS | REMSTAR AUTO M SERIES | 2015-03-03 | 600
NASAL CPAP | CPAP | RESPIRONICS | REMSTAR AUTO M SERIES | 2015-03-03 | 600
NASAL CPAP | CPAP | RESPIRONICS | REMSTAR AUTO M SERIES | 2015-03-03 | 600
NASAL CPAP | CPAP | RESPIRONICS | REMSTAR AUTO M SERIES | 2015-03-03 | 600
NASAL CPAP | CPAP | RESPIRONICS | REMSTAR AUTO M SERIES | 2015-03-03 | 600
NASAL CPAP | CPAP | RESPIRONICS | REMSTAR AUTO M SERIES | 2015-03-03 | 600
NASAL CPAP | CPAP | RESPIRONICS | REMSTAR AUTO M SERIES | 2014-12-18 | 600
NASAL CPAP | CPAP | RESPIRONICS | REMSTAR AUTO M SERIES | 2014-12-18 | 600
NASAL CPAP | CPAP | RESPIRONICS | REMSTAR AUTO M SERIES | 2014-12-18 | 600
NASAL CPAP | CPAP | RESPIRONICS | REMSTAR AUTO M SERIES | 2014-12-18 | 600
NASAL CPAP | CPAP | RESPIRONICS | REMSTAR AUTO M SERIES | 2014-12-18 | 600
NASAL CPAP | CPAP | RESPIRONICS | REMSTAR AUTO M SERIES | 2015-06-26 | 600
NASAL CPAP | CPAP | RESPIRONICS | REMSTAR AUTO M SERIES | 2015-06-26 | 600
NASAL CPAP | CPAP | RESPIRONICS | REMSTAR AUTO M SERIES | 2015-06-26 | 600
NASAL CPAP | CPAP | RESPIRONICS | REMSTAR AUTO M SERIES | 2014-12-18 | 600
NASAL CPAP | CPAP | RESPIRONICS | REMSTAR AUTO M SERIES | 2014-12-18 | 600
NASAL CPAP | CPAP | RESPIRONICS | REMSTAR AUTO M SERIES | 2014-12-18 | 600
NASAL CPAP | CPAP | RESPIRONICS | REMSTAR AUTO M SERIES | 2014-12-18 | 600
NASAL CPAP | CPAP | RESPIRONICS | REMSTAR AUTO M SERIES | 2014-12-18 | 600
NASAL CPAP | CPAP | RESPIRONICS | REMSTAR AUTO M SERIES | 2014-12-18 | 600
NASAL CPAP | CPAP | RESPIRONICS | REMSTAR AUTO M SERIES | 2014-12-18 | 600
NASAL CPAP | CPAP | RESPIRONICS | REMSTAR AUTO M SERIES | 2014-12-18 | 600
NASAL CPAP | CPAP | RESPIRONICS | REMSTAR AUTO M SERIES | 2014-12-18 | 600
NASAL CPAP | CPAP | RESPIRONICS | REMSTAR AUTO M SERIES | 2014-12-18 | 600
NASAL CPAP | CPAP | RESPIRONICS | REMSTAR AUTO M SERIES | 2014-12-18 | 600
DOSEMETER | DOSEMETER | RAYSAFE | 1302026 | 2014-11-27 | 1800 | 2024-02-05 | 2025-02-05
DOSEMETER | DOSEMETER | RAYSAFE | 1302026 | 2014-11-27 | 1800 | 2024-02-15 | 2025-02-15
PHANTOM | X-RAY PHANTOM | PRO-PROJECT | 02-114 | 2014-11-28 | 360 | 2024-09-03 | 2025-09-03
PHANTOM | X-RAY PHANTOM | PRO-PROJECT | 02-114 | 2014-11-28 | 360 | 2024-04-17 | 2025-04-17
ULTRASOUND PROBE | ULTRASOUND PROBE | GE LIMITED | 3SC-RS | 2023-09-01 | 3634.392
ULTRASOUND PROBE | CURVILINEAR ULTRASOUND PROBE | GE LIMITED | C1-5-RS | 2018-06-22 | 6000
ULTRASOUND PROBE | ULTRASOUND PROBE | GE LIMITED | 9L-RS | 2015-03-24 | 6000
ULTRASOUND SCANNER | ULTRASOUND SCANNER | GE LIMITED | LOGIQ E | 2015-03-24 | 33600 | 2024-04-17 | 2025-04-17
PORTABLE MONITOR STAND | PORTABLE MONITOR STAND | MEMO-INTERNAL | PORTABLE MONITOR STAND | 2015-03-03 | 1800 | 2024-09-11 | 2025-09-11
ULTRASOUND PROBE | ULTRASOUND PROBE | SIEMENS LTD | 18L6-HD | 2022-05-10 | 6000
ULTRASOUND PROBE | ULTRASOUND PROBE | SIEMENS LTD | 6C1 HD | 2020-03-19 | 2010 | 2021-02-05
ULTRASOUND PROBE | ULTRASOUND PROBE | SIEMENS LTD | 14L5 | 2014-12-18 | 6000 | 2021-02-05
ULTRASOUND PROBE | ULTRASOUND PROBE | SIEMENS LTD | 9L4 | 2014-12-18 | 6000 | 2021-02-05
ULTRASOUND PROBE | ULTRASOUND PROBE | SIEMENS LTD | 18L6-HD | 2021-01-11 | 6000
ULTRASOUND PROBE | ULTRASOUND PROBE | SIEMENS LTD | 14L5 SP | 2017-03-10 | 6000
ULTRASOUND PROBE | ULTRASOUND PROBE | SIEMENS LTD | 14L5 | 2014-12-17 | 6000
ULTRASOUND PROBE | ULTRASOUND PROBE | SIEMENS LTD | MC9-4 | 2021-12-22 | 5400
ULTRASOUND PROBE | ULTRASOUND PROBE | SIEMENS LTD | 18L6-HD | 2014-12-17 | 6000
ULTRASOUND PROBE | ULTRASOUND PROBE | SIEMENS LTD | 6C2 | 2014-12-17 | 6000
ULTRASOUND PROBE | ULTRASOUND PROBE | SIEMENS LTD | 9L4 | 2014-12-17 | 6000
SUCTION UNIT | SUCTION - LAERDAL - BATTERY | LAERDAL | LSU-2 | 2014-12-15 | 816 | 2023-03-15 12:28 | 2026-03-15
ULTRASOUND PROBE | ULTRASOUND PROBE | TOSHIBA MED | PLT-1204BT | 2014-12-12 | 6000
ULTRASOUND PROBE | ULTRASOUND PROBE | TOSHIBA MED | PLT-1005BT | 2014-12-12 | 6000
ULTRASOUND PROBE | ULTRASOUND PROBE | TOSHIBA MED | PVT-781VT | 2014-12-12 | 7200
ULTRASOUND PROBE | ULTRASOUND PROBE | TOSHIBA MED | PVT-674BT | 2014-12-12 | 6000
ULTRASOUND PROBE | ULTRASOUND PROBE | TOSHIBA MED | PVT-375BT | 2014-12-12 | 6000
ULTRASOUND SCANNER | ULTRASOUND SCANNER | TOSHIBA MED | TV5-A500/TS | 2014-12-12 | 81446.4 | 2024-04-17 | 2025-04-17
ULTRASOUND PROBE | ULTRASOUND PROBE | TOSHIBA MED | PVT-674BT | 2014-12-12 | 6000
ULTRASOUND PROBE | ULTRASOUND PROBE | TOSHIBA MED | PVT-375BT | 2014-12-12 | 6000
ULTRASOUND SCANNER | ULTRASOUND SCANNER | TOSHIBA MED | TV5-A500/TS | 2014-12-12 | 81446.4 | 2024-02-23 | 2025-10-07
ULTRASOUND PROBE | ULTRASOUND PROBE | TOSHIBA MED | PVT-781VT | 2014-12-12 | 7200
ULTRASOUND PROBE | ULTRASOUND PROBE | TOSHIBA MED | PVT-674BT | 2014-12-12 | 6000
ULTRASOUND PROBE | ULTRASOUND PROBE | TOSHIBA MED | PVT-375BT | 2014-12-12 | 8683.2
ULTRASOUND SCANNER | ULTRASOUND SCANNER | TOSHIBA MED | TV5-A500/TS | 2014-12-12 | 81446.4 | 2024-03-19 | 2025-03-19
ULTRASOUND PROBE | ULTRASOUND PROBE | TOSHIBA MED | PVT-781VT | 2022-12-06 | 7200
ULTRASOUND PROBE | ULTRASOUND PROBE | TOSHIBA MED | PLT-805AT | 2017-12-21 | 6000
ULTRASOUND PROBE | ULTRASOUND PROBE | TOSHIBA MED | PLT-1204BT | 2017-01-17 | 6000
ULTRASOUND PROBE | ULTRASOUND PROBE | TOSHIBA MED | PLT-1005BT | 2014-12-10 | 6000
ULTRASOUND PROBE | ULTRASOUND PROBE | TOSHIBA MED | PLT-1202S | 2014-12-10 | 6000
ULTRASOUND PROBE | ULTRASOUND PROBE | TOSHIBA MED | PLT-1204BT | 2014-12-10 | 6000
ULTRASOUND PROBE | ULTRASOUND PROBE | TOSHIBA MED | PVT-375BT | 2014-12-10 | 6000
ULTRASOUND SCANNER | ULTRASOUND SCANNER | TOSHIBA MED | TV5-A500 | 2014-12-10 | 91152 | 2024-03-07 | 2025-03-07
ULTRASOUND PROBE | ULTRASOUND PROBE | GE LIMITED | ML6-15-D | 2014-12-10 | 6000
ULTRASOUND PROBE | ULTRASOUND PROBE | GE LIMITED | C1-5-D | 2014-12-10 | 6000
ULTRASOUND PROBE | ULTRASOUND PROBE | GE LIMITED | 9L-D | 2014-12-10 | 6000
ULTRASOUND-CARDIO | ULTRASOUND SCANNER | GE LIMITED | LOGIQ E9 | 2014-12-10 | 94885.8 | 2024-04-30 | 2025-04-30
ULTRASOUND PROBE | ULTRASOUND PROBE | FUJIFILM SONOSITE | C60N | 2014-12-04 | 6000
ULTRASOUND SCANNER | ULTRASOUND SCANNER | FUJIFILM SONOSITE | NANOMAXX P11111-60 | 2014-12-04 | 20160 | 2023-01-25 10:15 | 2025-01-20
NASAL CPAP | CPAP | RESPIRONICS | REMSTAR AUTO M SERIES | 2014-12-18 | 600
NASAL CPAP | CPAP | RESPIRONICS | REMSTAR AUTO M SERIES | 2014-12-18 | 600
NASAL CPAP | CPAP | RESPIRONICS | REMSTAR AUTO M SERIES | 2014-12-18 | 600
NASAL CPAP | CPAP | RESPIRONICS | REMSTAR AUTO M SERIES | 2014-12-18 | 600
NASAL CPAP | CPAP | RESPIRONICS | REMSTAR AUTO M SERIES | 2015-03-03 | 600
NASAL CPAP | CPAP | RESPIRONICS | REMSTAR AUTO M SERIES | 2015-03-03 | 600
NASAL CPAP | CPAP | RESPIRONICS | REMSTAR AUTO M SERIES | 2014-12-18 | 600
NASAL CPAP | CPAP | RESPIRONICS | REMSTAR AUTO M SERIES | 2014-12-18 | 600
NASAL CPAP | CPAP | RESPIRONICS | REMSTAR AUTO M SERIES | 2014-12-18 | 600
NASAL CPAP | CPAP | RESPIRONICS | REMSTAR AUTO M SERIES | 2015-03-03 | 600
NASAL CPAP | CPAP | RESPIRONICS | REMSTAR AUTO M SERIES | 2014-12-18 | 600
NASAL CPAP | CPAP | RESPIRONICS | REMSTAR AUTO M SERIES | 2014-12-18 | 600
NASAL CPAP | CPAP | RESPIRONICS | REMSTAR AUTO M SERIES | 2014-12-18 | 600
NASAL CPAP | CPAP | RESPIRONICS | REMSTAR AUTO M SERIES | 2014-12-18 | 600
NASAL CPAP | CPAP | RESPIRONICS | REMSTAR AUTO M SERIES | 2014-12-18 | 600
NASAL CPAP | CPAP | RESPIRONICS | REMSTAR AUTO M SERIES | 2014-12-18 | 600
NASAL CPAP | CPAP | RESPIRONICS | REMSTAR AUTO M SERIES | 2014-12-18 | 600
NASAL CPAP | CPAP | RESPIRONICS | REMSTAR AUTO M SERIES | 2014-12-18 | 600
NASAL CPAP | CPAP | RESPIRONICS | REMSTAR AUTO M SERIES | 2014-12-18 | 600
NASAL CPAP | CPAP | RESPIRONICS | REMSTAR AUTO M SERIES | 2014-12-18 | 600
NASAL CPAP | CPAP | RESPIRONICS | REMSTAR AUTO M SERIES | 2014-12-18 | 600
NASAL CPAP | CPAP | RESPIRONICS | REMSTAR AUTO M SERIES | 2014-12-18 | 600
NASAL CPAP | CPAP | RESPIRONICS | REMSTAR AUTO M SERIES | 2014-04-14 | 600
NASAL CPAP | CPAP | RESPIRONICS | REMSTAR AUTO M SERIES | 2014-12-18 | 600
NASAL CPAP | CPAP | RESPIRONICS | REMSTAR AUTO M SERIES | 2014-12-18 | 600
NASAL CPAP | CPAP | RESPIRONICS | REMSTAR AUTO M SERIES | 2014-12-18 | 600
AREA ALARM SYSTEM | MEDICAL GAS ALARM | SHIRE | SA-6 | 2015-07-24 | 420 | 2024-08-20 | 2024-11-20
AREA ALARM SYSTEM | MEDICAL GAS ALARM | SHIRE | SA-6 | 2015-07-27 | 420 | 2024-08-20 | 2024-11-20
GAS REGULATOR & FLOWMETER | MEDICAL AIR REDUCING SETS | NORGREN MART | 20AG/4G | 2015-08-12 | 420 | 2024-08-06 | 2024-11-20
CENTRAL ALARM SYSTEM | MEDICAL GAS ALARM | SHIRE | SDX-15 | 2014-08-03 | 1520.4 | 2024-10-09 | 2025-01-20
CENTRAL ALARM SYSTEM | MEDICAL GAS ALARM | SHIRE | SDX-15 | 2014-08-03 | 1520.4 | 2024-10-09 | 2025-01-20
GAS REGULATOR & FLOWMETER | MEDICAL AIR REDUCING SETS | NORGREN MART | 20AG/4G | 2014-12-04 | 528 | 2024-07-17 | 2024-10-20
GAS REGULATOR & FLOWMETER | MEDICAL AIR REDUCING SETS | NORGREN MART | 20AG/4G | 2014-12-04 | 528 | 2024-07-17 | 2024-10-20
GAS REGULATOR & FLOWMETER | MEDICAL AIR REDUCING SETS | NORGREN MART | 20AG/4G | 2014-12-04 | 528 | 2024-07-17 | 2024-10-20
GAS REGULATOR & FLOWMETER | MEDICAL AIR REDUCING SETS | NORGREN MART | 20AG/4G | 2014-12-04 | 528 | 2024-07-17 | 2024-10-20
GAS REGULATOR & FLOWMETER | MEDICAL AIR REDUCING SETS | NORGREN MART | 20AG/4G | 2014-12-04 | 528 | 2024-07-17 | 2024-10-20
WHEELCHAIR | WHEELCHAIR | ORMESA | BUG | 2015-01-20 | 120
AREA ALARM SYSTEM | MEDICAL GAS ALARM | SHIRE | SA-6 | 2014-12-04 | 420 | 2024-10-09 | 2025-01-20
REPEATER ALARM PANEL | REPEATER ALARM PANEL | SHIRE | REPEATER | 2014-12-04 | 420 | 2024-10-09 | 2025-01-20
REPEATER ALARM PANEL | REPEATER ALARM PANEL | SHIRE | REPEATER | 2014-12-04 | 420 | 2024-10-09 | 2025-01-20
AREA ALARM SYSTEM | MEDICAL GAS ALARM | SHIRE | SA-6 | 2014-12-04 | 420 | 2024-10-09 | 2025-01-20
REPEATER ALARM PANEL | REPEATER ALARM PANEL | SHIRE | REPEATER | 2014-12-04 | 420 | 2024-10-09 | 2025-01-20
REPEATER ALARM PANEL | REPEATER ALARM PANEL | SHIRE | REPEATER | 2014-12-04 | 420 | 2024-10-09 | 2025-01-20
GAS REGULATOR & FLOWMETER | MEDICAL AIR REDUCING SETS | NORGREN MART | 20AG/4G | 2014-12-04 | 528 | 2024-07-17 | 2024-10-20
GAS REGULATOR & FLOWMETER | MEDICAL AIR REDUCING SETS | NORGREN MART | 20AG/4G | 2014-12-04 | 528 | 2024-07-17 | 2024-10-20
SIMPLEX ACTIVE SCAVENGING SYS | SIMPLEX ACTIVE SCAVENGING SYSTEM | EAST HEALTH | AGSS POWER UNIT | 2009-01-20 | 1252.8 | 2024-09-03 | 2024-12-15
CENTRAL ALARM SYSTEM | MEDICAL GAS ALARM | SHIRE | SDX-15 | 2014-05-10 | 1520.4 | 2024-10-09 | 2025-01-20
TROLLEY | TROLLEY - 2-LEVEL | CLAX | RS157-474 | 2014-12-18 | 272.4 | 2022-03-31
EMERGENCY BACKFEED KIT | EMERGENCY BACKFEED KIT - MEDICAL AIR | MEC CO. LTD | EKS2AUN | 2012-05-07 | 1200 | 2021-12-02
STANDARD PARTICULATE AND PURGING KIT | STANDARD PARTICULATE AND PURGING KIT | MEC CO. LTD | 2002 | 2014-05-07 | 918 | 2023-02-06 11:08
AREA ALARM SYSTEM | MEDICAL GAS ALARM | SHIRE | SA-6 | 2014-03-09 | 420 | 2024-09-17 | 2024-12-20
WHEELCHAIR | WHEELCHAIR | DRIVEMEDICAL | BLUE STREAK 24 INCH | 2016-07-27 | 144
WHEELCHAIR | WHEELCHAIR | LECKEY | MYGO SEAT 1 | 2016-08-08 | 2400
HOT AIR GUN | HOT AIR GUN | STEINEL | 3551 | 2016-12-21 | 53.244 | 2022-12-23 09:55
AREA ALARM SYSTEM | MEDICAL GAS ALARM | SHIRE | AREA ALARM | 2012-01-01 | 0 | 2024-09-17 | 2024-12-20
AREA ALARM SYSTEM | MEDICAL GAS ALARM | SHIRE | AREA ALARM | 2006-01-01 | 0 | 2024-09-17 | 2024-12-20
WHEELCHAIR | WHEELCHAIR | R82 | PANTHER | 2014-10-01 | 120
WHEELCHAIR | WHEELCHAIR | CAREFLEX | ARMCHAIR | 2014-10-01 | 120
WHEELCHAIR | WHEELCHAIR | TENDERCARE | SNUG SEAT BUGGY | 2014-10-01 | 120
WHEELCHAIR | WHEELCHAIR | INVACARE LTD | DUO | 2014-10-01 | 120
WHEELCHAIR | WHEELCHAIR | INVACARE LTD | ACTION 3 | 2014-10-01 | 120
WHEELCHAIR | WHEELCHAIR | ORMESA | BUG | 2014-10-01 | 120
REPEATER ALARM PANEL | REPEATER ALARM PANEL | SHIRE | REPEATER | 2014-09-10 | 420 | 2024-08-14 | 2024-11-20
AREA ALARM SYSTEM | MEDICAL GAS ALARM | SHIRE | SA-6 | 2014-09-10 | 420 | 2024-08-14 | 2024-11-20
AREA ALARM SYSTEM | MEDICAL GAS ALARM | SHIRE | SA-6 | 2014-08-03 | 420 | 2024-10-09 | 2025-01-20
REPEATER ALARM PANEL | REPEATER ALARM PANEL | SHIRE | REPEATER | 2014-08-03 | 420 | 2024-10-09 | 2025-01-20
AREA ALARM SYSTEM | MEDICAL GAS ALARM | SHIRE | SA-6 | 2014-08-03 | 420 | 2024-10-09 | 2025-01-20
REPEATER ALARM PANEL | REPEATER ALARM PANEL | SHIRE | REPEATER | 2014-08-03 | 420 | 2024-10-09 | 2025-01-20
AREA ALARM SYSTEM | MEDICAL GAS ALARM | SHIRE | SA-6 | 2014-08-03 | 420 | 2024-10-09 | 2025-01-20
AREA ALARM SYSTEM | MEDICAL GAS ALARM | SHIRE | SA-6 | 2014-08-03 | 420 | 2024-10-09 | 2025-01-20
REPEATER ALARM PANEL | REPEATER ALARM PANEL | SHIRE | REPEATER | 2014-08-03 | 420 | 2024-10-09 | 2025-01-20
AREA ALARM SYSTEM | MEDICAL GAS ALARM | SHIRE | SA-6 | 2014-08-03 | 420 | 2024-10-09 | 2025-01-20
REPEATER ALARM PANEL | REPEATER ALARM PANEL | SHIRE | REPEATER | 2014-08-03 | 420 | 2024-10-09 | 2025-01-20
AREA ALARM SYSTEM | MEDICAL GAS ALARM | SHIRE | SA-6 | 2014-08-03 | 420 | 2024-10-09 | 2025-01-20
AREA ALARM SYSTEM | MEDICAL GAS ALARM | SHIRE | SA-6 | 2014-08-03 | 420 | 2024-10-09 | 2025-01-20
REPEATER ALARM PANEL | REPEATER ALARM PANEL | SHIRE | REPEATER | 2014-08-03 | 420 | 2024-10-09 | 2025-01-20
AREA ALARM SYSTEM | MEDICAL GAS ALARM | SHIRE | SA-6 | 2014-08-03 | 420 | 2024-10-09 | 2025-01-20
REPEATER ALARM PANEL | REPEATER ALARM PANEL | SHIRE | REPEATER | 2014-08-03 | 420 | 2024-10-09 | 2025-01-20
AREA ALARM SYSTEM | MEDICAL GAS ALARM | SHIRE | SA-6 | 2014-08-03 | 420 | 2024-10-09 | 2025-01-20
ENDOSCOPY VIDEO SYSTEM | DIGITAL VIDEO LARYNGOSCOPE | KARL STORZ | 8403ZX | 2015-03-17 | 12240 | 2021-11-18 | 2024-10-16
ENDOSCOPE | ENDOSCOPE ATTACHMENT FOR 8401YZ C-MAC | KARL STORZ | 11302BDX | 2015-03-17 | 10801.152
SUCTION CONTROLLER | HIGH SUCTION CONTROLLER | THERAPY EQUIPMENT | DIAMOND RANGE HIGH | 2015-04-08 | 96
SCALES | SCALES - STAND ON | SECA | 877 | 2015-04-09 | 240 | 2021-04-14 | 2024-11-15
SCALES | SCALES - STAND ON | SECA | 877 | 2015-04-09 | 240 | 2021-04-14 | 2024-11-15
STEP LADDER | STEP LADDER - 5 TREAD | LYTE LTD | GFBP6 | 2015-06-18 | 150 | 2024-06-03 | 2025-06-03
SUCTION UNIT | SUCTION - LAERDAL - BATTERY | LAERDAL | LSU-2 | 2011-01-01 | 816 | 2022-12-29 12:08 | 2025-12-29
SUCTION UNIT | SUCTION - LAERDAL - BATTERY | LAERDAL | LSU-2 | 2015-04-22 | 816 | 2024-05-02 | 2027-05-02
COUCH | COUCH - 2 SECTION ELECTRIC | MEDI-PLINTH | BA02E | 2008-04-21 | 704.4 | 2022-01-18 | 2024-08-14
COUCH | COUCH - 2 SECTION ELECTRIC | MEDI-PLINTH | BA02E | 2008-04-21 | 704.4 | 2024-08-19 | 2027-08-19
COUCH | COUCH - 2 SECTION ELECTRIC | MEDI-PLINTH | BA02E | 2015-04-20 | 704.4 | 2024-08-20 | 2027-08-20
SCALES | SCALES - FLUID | TERAOKA | DS-502 | 2015-04-13 | 226.8 | 2023-11-28 | 2024-11-15
SUCTION CONTROLLER | HIGH SUCTION CONTROLLER | THERAPY EQUIPMENT | DIAMOND RANGE HIGH | 2015-03-30 | 96
SUCTION CONTROLLER | LOW SUCTION REMOTE | THERAPY EQUIPMENT | DIAMOND RANGE LOW (REMOTE) | 2015-03-25 | 120
SUCTION CONTROLLER | LOW SUCTION REMOTE | THERAPY EQUIPMENT | DIAMOND RANGE LOW (REMOTE) | 2015-03-25 | 120
SUCTION CONTROLLER | LOW SUCTION REMOTE | THERAPY EQUIPMENT | DIAMOND RANGE LOW (REMOTE) | 2015-03-25 | 120
VIEWERS | LIQUID VIEWER | ADELPHI MANUFACTURING | APOLLO 1 | 2015-03-16 | 1200 | 2023-04-26 | 2024-04-26
WATER BATH | WATER BATH | NICKEL ELECTRO | NE1-28/PR | 2015-03-10 | 1200 | 2024-08-16 | 2025-08-16
AMBULATORY ARRHYTHMIA MONITOR | AMBULATORY ECG RECORDER | SPACELABS | LIFECARD CF | 2015-03-09 | 2152.8
ULTRASOUND SYSTEM | SCOPE GUIDE | OLYMPUS | UPD-3 | 2015-03-06 | 48000 | 2020-03-05 | 2024-12-15
AMBULATORY ARRHYTHMIA MONITOR | AMBULATORY ECG RECORDER | SPACELABS | LIFECARD CF | 2015-03-09 | 2152.8
AMBULATORY ARRHYTHMIA MONITOR | AMBULATORY ECG RECORDER | SPACELABS | LIFECARD CF | 2015-03-09 | 2152.8
AMBULATORY ARRHYTHMIA MONITOR | AMBULATORY ECG RECORDER | SPACELABS | LIFECARD CF | 2015-03-09 | 2152.8
AMBULATORY ARRHYTHMIA MONITOR | AMBULATORY ECG RECORDER | SPACELABS | LIFECARD CF | 2015-03-09 | 2152.8
AMBULATORY ARRHYTHMIA MONITOR | AMBULATORY ECG RECORDER | SPACELABS | LIFECARD CF | 2015-03-09 | 2152.8
AMBULATORY ARRHYTHMIA MONITOR | AMBULATORY ECG RECORDER | SPACELABS | LIFECARD CF | 2015-03-09 | 2152.8
AMBULATORY ARRHYTHMIA MONITOR | AMBULATORY ECG RECORDER | SPACELABS | LIFECARD CF | 2015-03-09 | 2152.8
AMBULATORY ARRHYTHMIA MONITOR | AMBULATORY ECG RECORDER | SPACELABS | LIFECARD CF | 2015-03-09 | 2152.8
AMBULATORY ARRHYTHMIA MONITOR | AMBULATORY ECG RECORDER | SPACELABS | LIFECARD CF | 2015-03-09 | 2152.8
BATTERY PACK | BATTERY PACK | ARJO HUNTLEIGH | KPA0100 | 2015-03-03 | 271.14
SPHYGMOMANOMETER | SPHYGMOMANOMETER - MOBILE | WELCH ALLYN | 7670-10 | 2015-03-02 | 217.488
SPHYGMOMANOMETER | SPHYGMOMANOMETER - MOBILE | WELCH ALLYN | 7670-10 | 2015-03-02 | 217.488
SPHYGMOMANOMETER | SPHYGMOMANOMETER - MOBILE | WELCH ALLYN | 7670-10 | 2015-03-02 | 217.488
SPHYGMOMANOMETER | SPHYGMOMANOMETER - MOBILE | WELCH ALLYN | 7670-10 | 2015-03-02 | 217.488
SPHYGMOMANOMETER | SPHYGMOMANOMETER - MOBILE | WELCH ALLYN | 7670-10 | 2015-03-02 | 217.488
SPHYGMOMANOMETER | SPHYGMOMANOMETER - MOBILE | WELCH ALLYN | 7670-10 | 2015-03-02 | 217.488
SPHYGMOMANOMETER | SPHYGMOMANOMETER - MOBILE | WELCH ALLYN | 7670-10 | 2015-03-02 | 217.488
SPHYGMOMANOMETER | SPHYGMOMANOMETER - MOBILE | WELCH ALLYN | 7670-10 | 2015-03-02 | 217.488
SPHYGMOMANOMETER | SPHYGMOMANOMETER - MOBILE | WELCH ALLYN | 7670-10 | 2015-03-02 | 217.488
SPHYGMOMANOMETER | SPHYGMOMANOMETER - MOBILE | WELCH ALLYN | 7670-10 | 2015-03-02 | 217.488
SPHYGMOMANOMETER | SPHYGMOMANOMETER - MOBILE | WELCH ALLYN | 7670-10 | 2015-03-02 | 217.488
SPHYGMOMANOMETER | SPHYGMOMANOMETER - MOBILE | WELCH ALLYN | 7670-10 | 2015-03-02 | 217.488
SPHYGMOMANOMETER | SPHYGMOMANOMETER - MOBILE | WELCH ALLYN | 7670-10 | 2015-03-02 | 217.488
NERVE STIMULATOR | IONTOPHORESIS UNIT | HIDREX | PSP 1000 | 2015-02-27 | 622.8
INTERFACE ADAPTOR | INTERFACE ADAPTOR | PHILIPS LTD | INTELLIBRIDGE EC10 | 2015-08-26 | 600
INTERFACE ADAPTOR | INTERFACE ADAPTOR | PHILIPS LTD | INTELLIBRIDGE EC10 | 2015-02-27 | 600
INTERFACE ADAPTOR | INTERFACE ADAPTOR | PHILIPS LTD | INTELLIBRIDGE EC10 | 2015-02-27 | 600
INTERFACE ADAPTOR | INTERFACE ADAPTOR | PHILIPS LTD | INTELLIBRIDGE EC10 | 2015-02-27 | 600
INTERFACE ADAPTOR | INTERFACE ADAPTOR | PHILIPS LTD | INTELLIBRIDGE EC10 | 2015-02-27 | 600
INTERFACE ADAPTOR | INTERFACE ADAPTOR | PHILIPS LTD | INTELLIBRIDGE EC10 | 2015-02-27 | 600
INTERFACE ADAPTOR | INTERFACE ADAPTOR | PHILIPS LTD | INTELLIBRIDGE EC10 | 2015-02-27 | 600
INTERFACE ADAPTOR | INTERFACE ADAPTOR | PHILIPS LTD | INTELLIBRIDGE EC10 | 2015-02-27 | 600
INTERFACE ADAPTOR | INTERFACE ADAPTOR | PHILIPS LTD | INTELLIBRIDGE EC10 | 2015-02-27 | 600
BATTERY PACK | BATTERY PACK | ARJO HUNTLEIGH | KPA0100 | 2015-02-19 | 252
VITAL SIGNS MONITOR | VITAL SIGNS MONITOR : NIBP, SPO2 | WELCH ALLYN | 53N00 (VSM 300) | 2015-02-16 | 1560 | 2022-05-03 | 2024-12-14
BATTERY PACK | BATTERY PACK | ARJO HUNTLEIGH | KPA0100 | 2015-02-16 | 204
BATTERY PACK | BATTERY PACK | ARJO HUNTLEIGH | KPA0100 | 2015-02-16 | 204
VITAL SIGNS MONITOR | VITAL SIGNS MONITOR : NIBP, SPO2 | WELCH ALLYN | 53N00 (VSM 300) | 2015-02-12 | 1560 | 2022-05-04 | 2024-12-14
VITAL SIGNS MONITOR | VITAL SIGNS MONITOR : NIBP, SPO2 | WELCH ALLYN | 53N00 (VSM 300) | 2015-02-12 | 1560 | 2022-05-04 | 2024-12-14
VITAL SIGNS MONITOR | VITAL SIGNS MONITOR : NIBP, SPO2 | WELCH ALLYN | 53N00 (VSM 300) | 2015-02-12 | 1560 | 2022-05-04 | 2024-12-14
SAFETY TESTERS | ELECTRICAL SAFETY ANALYSER | FLUKE | ESA615 | 2015-02-09 | 4788 | 2024-06-18 | 2025-06-18
PATIENT HOIST | PATIENT HOIST - OVERHEAD - SWL 270KG | FREEWAY | TRANSACTIVE MANUAL | 2015-02-14 | 690 | 2024-07-25 | 2025-01-25
PATIENT HOIST | PATIENT HOIST - OVERHEAD - SWL 270KG | FREEWAY | TRANSACTIVE MANUAL | 2015-02-14 | 690 | 2024-07-25 | 2025-01-25
PATIENT HOIST | PATIENT HOIST - OVERHEAD - SWL 270KG | FREEWAY | TRANSACTIVE MANUAL | 2015-02-14 | 690 | 2024-07-18 | 2025-01-18
PATIENT HOIST | PATIENT HOIST - OVERHEAD - SWL 270KG | FREEWAY | TRANSACTIVE MANUAL | 2015-02-14 | 690 | 2024-07-18 | 2025-01-18
PATIENT HOIST | PATIENT HOIST - OVERHEAD - SWL 270KG | FREEWAY | TRANSACTIVE MANUAL | 2015-02-14 | 690 | 2024-07-18 | 2025-01-18
PATIENT HOIST | PATIENT HOIST - OVERHEAD - SWL 270KG | FREEWAY | TRANSACTIVE MANUAL | 2015-02-14 | 690 | 2024-07-25 | 2025-01-25
PATIENT HOIST | PATIENT HOIST - OVERHEAD - SWL 270KG | FREEWAY | TRANSACTIVE MANUAL | 2015-02-14 | 690 | 2024-07-12 | 2025-01-12
PATIENT HOIST | PATIENT HOIST - OVERHEAD - SWL 270KG | FREEWAY | TRANSACTIVE MANUAL | 2015-02-14 | 690 | 2024-07-18 | 2025-01-18
SUCTION CONTROLLER | HIGH SUCTION REMOTE | THERAPY EQUIPMENT | DIAMOND RANGE HIGH (REMOTE) | 2015-02-03 | 120
SUCTION CONTROLLER | HIGH SUCTION REMOTE | THERAPY EQUIPMENT | DIAMOND RANGE HIGH (REMOTE) | 2015-02-03 | 120
SUCTION CONTROLLER | HIGH SUCTION REMOTE | THERAPY EQUIPMENT | DIAMOND RANGE HIGH (REMOTE) | 2015-02-03 | 120
SUCTION CONTROLLER | HIGH SUCTION REMOTE | THERAPY EQUIPMENT | DIAMOND RANGE HIGH (REMOTE) | 2015-02-03 | 120
SUCTION CONTROLLER | HIGH SUCTION REMOTE | THERAPY EQUIPMENT | DIAMOND RANGE HIGH (REMOTE) | 2015-02-03 | 120
SUCTION CONTROLLER | HIGH SUCTION REMOTE | THERAPY EQUIPMENT | DIAMOND RANGE HIGH (REMOTE) | 2015-02-03 | 120
SUCTION CONTROLLER | HIGH SUCTION REMOTE | THERAPY EQUIPMENT | DIAMOND RANGE HIGH (REMOTE) | 2015-02-03 | 120
SUCTION CONTROLLER | HIGH SUCTION REMOTE | THERAPY EQUIPMENT | DIAMOND RANGE HIGH (REMOTE) | 2015-02-03 | 120
SUCTION CONTROLLER | HIGH SUCTION REMOTE | THERAPY EQUIPMENT | DIAMOND RANGE HIGH (REMOTE) | 2015-02-03 | 120
SUCTION CONTROLLER | LOW SUCTION REMOTE | THERAPY EQUIPMENT | DIAMOND RANGE LOW (REMOTE) | 2015-02-03 | 120
SUCTION CONTROLLER | LOW SUCTION REMOTE | THERAPY EQUIPMENT | DIAMOND RANGE LOW (REMOTE) | 2015-02-03 | 120
SUCTION CONTROLLER | LOW SUCTION REMOTE | THERAPY EQUIPMENT | DIAMOND RANGE LOW (REMOTE) | 2015-02-03 | 120
SUCTION CONTROLLER | LOW SUCTION REMOTE | THERAPY EQUIPMENT | DIAMOND RANGE LOW (REMOTE) | 2015-02-03 | 120
SUCTION CONTROLLER | LOW SUCTION REMOTE | THERAPY EQUIPMENT | DIAMOND RANGE LOW (REMOTE) | 2015-02-03 | 120
SUCTION CONTROLLER | HIGH SUCTION REMOTE | THERAPY EQUIPMENT | DIAMOND RANGE HIGH (REMOTE) | 2015-02-03 | 120
SUCTION CONTROLLER | HIGH SUCTION REMOTE | THERAPY EQUIPMENT | DIAMOND RANGE HIGH (REMOTE) | 2015-02-03 | 120
SUCTION CONTROLLER | HIGH SUCTION REMOTE | THERAPY EQUIPMENT | DIAMOND RANGE HIGH (REMOTE) | 2015-02-03 | 120
SUCTION CONTROLLER | HIGH SUCTION REMOTE | THERAPY EQUIPMENT | DIAMOND RANGE HIGH (REMOTE) | 2015-02-03 | 120
SUCTION CONTROLLER | HIGH SUCTION REMOTE | THERAPY EQUIPMENT | DIAMOND RANGE HIGH (REMOTE) | 2015-02-03 | 120
SUCTION CONTROLLER | HIGH SUCTION REMOTE | THERAPY EQUIPMENT | DIAMOND RANGE HIGH (REMOTE) | 2015-02-03 | 120
SUCTION CONTROLLER | HIGH SUCTION REMOTE | THERAPY EQUIPMENT | DIAMOND RANGE HIGH (REMOTE) | 2015-02-03 | 120
SUCTION CONTROLLER | HIGH SUCTION REMOTE | THERAPY EQUIPMENT | DIAMOND RANGE HIGH (REMOTE) | 2015-02-03 | 120
SUCTION CONTROLLER | HIGH SUCTION REMOTE | THERAPY EQUIPMENT | DIAMOND RANGE HIGH (REMOTE) | 2015-02-03 | 120
SUCTION CONTROLLER | HIGH SUCTION REMOTE | THERAPY EQUIPMENT | DIAMOND RANGE HIGH (REMOTE) | 2015-02-03 | 120
SUCTION CONTROLLER | HIGH SUCTION REMOTE | THERAPY EQUIPMENT | DIAMOND RANGE HIGH (REMOTE) | 2015-02-03 | 120
SUCTION CONTROLLER | HIGH SUCTION REMOTE | THERAPY EQUIPMENT | DIAMOND RANGE HIGH (REMOTE) | 2015-02-03 | 120
SUCTION CONTROLLER | HIGH SUCTION REMOTE | THERAPY EQUIPMENT | DIAMOND RANGE HIGH (REMOTE) | 2015-02-03 | 120
SUCTION CONTROLLER | LOW SUCTION REMOTE | THERAPY EQUIPMENT | DIAMOND RANGE LOW (REMOTE) | 2015-02-03 | 120
SUCTION CONTROLLER | LOW SUCTION REMOTE | THERAPY EQUIPMENT | DIAMOND RANGE LOW (REMOTE) | 2015-02-03 | 120
SUCTION CONTROLLER | LOW SUCTION REMOTE | THERAPY EQUIPMENT | DIAMOND RANGE LOW (REMOTE) | 2015-02-03 | 120
SUCTION CONTROLLER | LOW SUCTION REMOTE | THERAPY EQUIPMENT | DIAMOND RANGE LOW (REMOTE) | 2015-02-03 | 120
SUCTION CONTROLLER | LOW SUCTION REMOTE | THERAPY EQUIPMENT | DIAMOND RANGE LOW (REMOTE) | 2015-02-03 | 120
TILT CHAIR | THERAPY CHAIR | DIGITERM LTD | COMFORT-4 ECO | 2015-04-20 | 2941.2 | 2022-06-14 | 2025-08-15
TILT CHAIR | THERAPY CHAIR | DIGITERM LTD | COMFORT-4 ECO | 2015-04-20 | 2941.2 | 2022-06-14 | 2025-08-15
TILT CHAIR | THERAPY CHAIR | DIGITERM LTD | COMFORT-4 ECO | 2015-04-20 | 2941.2 | 2022-06-14 | 2025-08-15
TILT CHAIR | THERAPY CHAIR | DIGITERM LTD | COMFORT-4 ECO | 2015-04-20 | 2941.2 | 2022-05-31 | 2025-08-15
TILT CHAIR | THERAPY CHAIR | DIGITERM LTD | COMFORT-4 ECO | 2015-04-20 | 2941.2 | 2022-06-14 | 2025-08-15
TILT CHAIR | THERAPY CHAIR | DIGITERM LTD | COMFORT-4 ECO | 2015-04-20 | 2941.2 | 2021-11-17 | 2024-08-14
TILT CHAIR | THERAPY CHAIR | DIGITERM LTD | COMFORT-4 ECO | 2015-04-20 | 2941.2 | 2024-09-17 | 2027-09-17
VITAL SIGNS MONITOR | VITAL SIGNS MONITOR: NBP/SPO2/TEMP. | WELCH ALLYN | SPOT 420(NBP/SPO2) | 2015-01-29 | 2400 | 2024-08-28 | 2027-08-28
VITAL SIGNS MONITOR | VITAL SIGNS MONITOR: NBP/SPO2/TEMP. | WELCH ALLYN | SPOT 420(NBP/SPO2) | 2015-01-29 | 2400 | 2019-07-15 | 2024-04-15
VITAL SIGNS MONITOR | VITAL SIGNS MONITOR: NBP/SPO2/TEMP. | WELCH ALLYN | SPOT 420(NBP/SPO2) | 2015-01-29 | 2400 | 2024-08-28 | 2027-08-28
VITAL SIGNS MONITOR | VITAL SIGNS MONITOR: NBP/SPO2/TEMP. | WELCH ALLYN | SPOT 420(NBP/SPO2) | 2015-01-29 | 2400 | 2024-08-22 | 2027-08-22
VITAL SIGNS MONITOR | VITAL SIGNS MONITOR: NBP/SPO2/TEMP. | WELCH ALLYN | SPOT 420(NBP/SPO2) | 2015-01-29 | 2400 | 2019-07-12 | 2024-04-15
COUCH | COUCH 2-SECTION ELECTRIC | SEERS MEDICAL | SM2660-230T-1WH | 2015-01-29 | 859.86 | 2021-12-03 | 2024-08-14
COUCH | COUCH 2-SECTION ELECTRIC | SEERS MEDICAL | SM2660-230T-1WH | 2015-01-29 | 859.86 | 2021-11-25 | 2024-08-14
COUCH | COUCH 2-SECTION ELECTRIC | SEERS MEDICAL | SM2660-230T-1WH | 2015-01-29 | 859.86 | 2021-12-03 | 2024-08-14
COUCH | COUCH 2-SECTION ELECTRIC | SEERS MEDICAL | SM2660-230T-1WH | 2015-01-29 | 859.86 |  | 2025-08-15
COUCH | COUCH 2-SECTION ELECTRIC | SEERS MEDICAL | SM2660-230T-1WH | 2015-01-29 | 859.86 | 2021-12-03 | 2024-08-14
COUCH | COUCH - 2 SECTION ELECTRIC - BARIATRIC VERSION | SEERS MEDICAL | SM4642-230T-2WH | 2015-01-29 | 859.86 | 2021-11-24 | 2024-08-14
COUCH | COUCH 2-SECTION ELECTRIC | SEERS MEDICAL | SM2660-230T-1WH | 2015-01-29 | 859.86 | 2021-12-03 | 2024-08-14
COUCH | COUCH 2-SECTION ELECTRIC | SEERS MEDICAL | SM2660-230T-1WH | 2015-01-29 | 859.86 | 2021-11-25 | 2024-08-14
SPHYGMOMANOMETER | SPHYGMOMANOMETER - MOBILE | WELCH ALLYN | 7670-10 | 2015-01-19 | 217.488
SPHYGMOMANOMETER | SPHYGMOMANOMETER - MOBILE | WELCH ALLYN | 7670-10 | 2015-01-19 | 217.488
SPHYGMOMANOMETER | SPHYGMOMANOMETER - MOBILE | WELCH ALLYN | 7670-10 | 2015-01-19 | 217.488
SCALES | SCALES - FLUID | TERAOKA | DS-502 | 2015-01-15 | 226.8 | 2023-11-28 | 2024-11-15
CAMERA HEAD | CAMERA HEAD WITH SPIES | KARL STORZ | H3-Z-TH100 | 2015-01-07 | 14112
VIDEO WIRELESS LINK | VIDEO WIRELESS LINK RECEIVER | KARL STORZ | WR-P13-11 | 2015-01-07 | 600
VIDEO WIRELESS LINK | ZEROWIRE WIFI VIDEO TRANSFER | NDS SURGICAL IMAGING BV | WT-P13-13 | 2015-01-07 | 600
ENDOSCOPY STACKING TROLLEY | ENDOSCOPY SLAVE TROLLEY | KARL STORZ | VC-2010MC | 2015-01-07 | 3600 | 2022-02-04 | 2024-10-15
ENDOSCOPY STACKING TROLLEY | ENDOSCOPY SLAVE TROLLEY | KARL STORZ | VC-2010MC | 2015-01-07 | 3600 | 2024-02-15 | 2025-02-15
FLAT SCREEN DISPLAY | DISPLAY WIDEVIEW HD MONITOR 26 INCH | KARL STORZ | SC-WU26-A1511 | 2015-01-07 | 3000 | 2024-02-15 | 2025-02-15
ENDOSCOPY STACKING TROLLEY | ENDOSCOPY STACKING TROLLEY | KARL STORZ | VC-2010 | 2015-01-07 | 3600 | 2023-12-09 | 2024-12-09
VIDEO PRINTER | VIDEO PRINTER | SONY | UP-DR80MD | 2015-01-07 | 2400 | 2023-12-09 | 2024-12-09
CAMERA CONTROL UNIT | CAMERA CONTROL UNIT | KARL STORZ | TC300 | 2015-01-07 | 18000 | 2023-12-09 | 2024-12-09
ENDOSCOPY VIDEO CAPTURE UNIT | ENDOSCOPY VIDEO CAPTURE UNIT | KARL STORZ | TC200 | 2015-01-07 | 18000 | 2023-12-09 | 2024-12-09
LIGHT SOURCE | LIGHT SOURCE - XENON 300 | KARL STORZ | 20133120 | 2015-01-07 | 8100 | 2023-12-09 | 2024-12-09
CAMERA CONTROL UNIT | AIDA CONTROL NEO | KARL STORZ | 20046120 | 2015-01-07 | 12000 | 2023-12-09 | 2024-12-09
FLAT SCREEN MONITOR - TOUCH | DISPLAY LCD FLAT SCREEN 19 INCH TOUCH SCREEN MEDICAL GRADE | KARL STORZ | 200905 19 | 2015-01-07 | 2400 | 2023-12-09 | 2024-12-09
FLAT SCREEN DISPLAY | DISPLAY WIDEVIEW HD MONITOR 26 INCH | KARL STORZ | SC-WU26-A1511 | 2015-01-07 | 3000 | 2023-12-09 | 2024-12-09
SPHYGMOMANOMETER | SPHYGMOMANOMETER - MOBILE | WELCH ALLYN | 7670-10 | 2014-12-31 | 217.488
SPHYGMOMANOMETER | SPHYGMOMANOMETER - MOBILE | WELCH ALLYN | 7670-10 | 2014-12-31 | 217.488
SPHYGMOMANOMETER | SPHYGMOMANOMETER - MOBILE | WELCH ALLYN | 7670-10 | 2014-12-31 | 217.488
SPHYGMOMANOMETER | SPHYGMOMANOMETER - MOBILE | WELCH ALLYN | 7670-10 | 2014-12-31 | 217.488
SPHYGMOMANOMETER | SPHYGMOMANOMETER - MOBILE | WELCH ALLYN | 7670-10 | 2014-12-31 | 217.488
BATTERY PACK | BATTERY PACK | ARJO HUNTLEIGH | KPA0100 | 2014-12-17 | 271.188
TOURNIQUET | MK3 TOURNIQUET | ANETIC AID | MK3 | 2014-12-11 | 3000 | 2022-10-13 | 2024-03-12
PMG TERMINALS | VACUUM EXTENSION HOSE | MEMO-INTERNAL | VACUUM EXTENSION HOSE | 2014-11-19 | 144
FLAT SCREEN DISPLAY | DISPLAY FLAT SCREEN 32 INCH | PHILIPS LTD | BDL3250EL | 2014-10-31 | 1200
FLAT SCREEN DISPLAY | DISPLAY FLAT SCREEN 32 INCH | PHILIPS LTD | BDL3250EL | 2014-10-31 | 1200
SCALES | SCALES - FLUID | WEIGHSTATION | F201 | 2016-03-29 | 48 | 2021-04-14 | 2024-11-15
SCALES | SCALES | MARSDEN | MPDS-300-DP3800 | 2016-03-30 | 0 | 2023-12-06 | 2024-11-15
MULTI FLUID WARMER | RAPID INFUSER | BELMONT | FMS 2000 | 2015-03-06 | 22060.8 | 2023-05-16 | 2024-05-15
SCALES | SCALES - FLUID | TERAOKA | DS-502 | 2016-03-27 | 226.8 | 2023-12-05 | 2024-11-15
SCALES | SCALES - FLUID | TERAOKA | DS-502 | 2016-03-27 | 226.8 | 2023-11-29 | 2024-11-15
VENTILATOR | JET VENTILATOR | ACUTRONIC | MONSOON III | 2014-10-01 | 19460.88 | 2024-02-28 | 2024-11-14
SUCTION UNIT | SUCTION - LAERDAL - BATTERY | LAERDAL | LSU-2 | 2014-09-24 | 816 | 2024-06-24 | 2027-06-24
SUCTION UNIT | SUCTION - LAERDAL - BATTERY | LAERDAL | LSU-2 | 2014-09-17 | 816 | 2023-11-21 | 2026-11-21
VENTILATOR | VENTILATOR | DRAEGER | EVITA 300 | 2014-09-12 | 14400 | 2024-08-06 | 2025-08-15
VENTILATOR | VENTILATOR | DRAEGER | EVITA 300 | 2014-09-12 | 14400 | 2024-09-11 | 2025-08-15
CO2 MODULE | MAINSTREAM CO2 SENSOR | DRAEGER | 6871950 | 2014-09-11 | 2316
CO2 MODULE | MAINSTREAM CO2 SENSOR | DRAEGER | 6871950 | 2014-09-11 | 2316
PATIENT HOIST | PATIENT HOIST - OVERHEAD - SWL 270KG | FREEWAY | TRANSACTIVE MANUAL | 2014-09-05 | 690 | 2024-07-17 | 2025-01-17
PATIENT HOIST | PATIENT HOIST - OVERHEAD - SWL 270KG | FREEWAY | TRANSACTIVE MANUAL | 2014-09-05 | 690 | 2024-07-18 | 2025-01-18
PATIENT HOIST | PATIENT HOIST - OVERHEAD - SWL 270KG | FREEWAY | TRANSACTIVE MANUAL | 2014-09-05 | 690 | 2024-07-12 | 2025-01-12
PATIENT HOIST | PATIENT HOIST - OVERHEAD - SWL 270KG | FREEWAY | TRANSACTIVE MANUAL | 2014-09-05 | 690 | 2024-07-12 | 2025-01-12
PATIENT HOIST | PATIENT HOIST - OVERHEAD - SWL 270KG | FREEWAY | TRANSACTIVE MANUAL | 2014-09-05 | 690 | 2024-07-12 | 2025-01-12
PATIENT HOIST | PATIENT HOIST - OVERHEAD - SWL 270KG | FREEWAY | TRANSACTIVE MANUAL | 2014-09-05 | 690 | 2024-07-12 | 2025-01-12
PATIENT HOIST | PATIENT HOIST - OVERHEAD - SWL 270KG | FREEWAY | TRANSACTIVE MANUAL | 2014-09-05 | 690 | 2024-07-12 | 2025-01-12
PATIENT HOIST | PATIENT HOIST - OVERHEAD - SWL 270KG | FREEWAY | TRANSACTIVE MANUAL | 2014-09-05 | 690 | 2024-07-12 | 2025-01-12
PATIENT HOIST | PATIENT HOIST - OVERHEAD - SWL 270KG | FREEWAY | TRANSACTIVE MANUAL | 2014-09-05 | 690 | 2024-07-11 | 2025-01-11
PATIENT HOIST | PATIENT HOIST - OVERHEAD - SWL 270KG | FREEWAY | TRANSACTIVE MANUAL | 2014-09-05 | 690 | 2024-07-11 | 2025-01-11
PATIENT HOIST | PATIENT HOIST - OVERHEAD - SWL 270KG | FREEWAY | TRANSACTIVE MANUAL | 2014-09-05 | 690 | 2024-07-15 | 2025-01-15
PATIENT HOIST | PATIENT HOIST - OVERHEAD - SWL 270KG | FREEWAY | TRANSACTIVE MANUAL | 2014-09-05 | 690 | 2024-07-11 | 2025-01-11
PATIENT HOIST | PATIENT HOIST - OVERHEAD - SWL 270KG | FREEWAY | TRANSACTIVE MANUAL | 2014-09-05 | 690 | 2024-07-11 | 2025-01-11
PATIENT HOIST | PATIENT HOIST - OVERHEAD - SWL 270KG | FREEWAY | TRANSACTIVE MANUAL | 2014-09-05 | 690 | 2024-07-11 | 2025-01-11
PATIENT HOIST | PATIENT HOIST - OVERHEAD - SWL 270KG | FREEWAY | TRANSACTIVE MANUAL | 2014-09-05 | 690 | 2024-07-11 | 2025-01-11
PACEMAKER PROGRAMMER | PACEMAKER PROGRAMMER | MEDTRONIC | 2090 | 2017-02-07 | 14400 |  | 2025-07-15
PATIENT HOIST | PATIENT HOIST - OVERHEAD - SWL 270KG | FREEWAY | TRANSACTIVE MANUAL | 2014-08-15 | 690 | 2024-07-16 | 2025-01-16
PATIENT HOIST | PATIENT HOIST - OVERHEAD - SWL 270KG | FREEWAY | TRANSACTIVE MANUAL | 2014-08-15 | 690 | 2024-07-16 | 2025-01-16
PATIENT HOIST | PATIENT HOIST - OVERHEAD - SWL 270KG | FREEWAY | TRANSACTIVE MANUAL | 2014-08-15 | 690 | 2024-07-16 | 2025-01-16
PATIENT HOIST | PATIENT HOIST - OVERHEAD - SWL 270KG | FREEWAY | TRANSACTIVE MANUAL | 2014-08-15 | 690 | 2024-07-18 | 2025-01-18
PATIENT HOIST | PATIENT HOIST - OVERHEAD - SWL 270KG | FREEWAY | TRANSACTIVE MANUAL | 2014-08-15 | 690 | 2024-07-11 | 2025-01-11
PATIENT HOIST | PATIENT HOIST - OVERHEAD - SWL 270KG | FREEWAY | TRANSACTIVE MANUAL | 2014-08-15 | 690 | 2024-07-16 | 2025-01-16
PATIENT HOIST | PATIENT HOIST - OVERHEAD - SWL 270KG | FREEWAY | TRANSACTIVE MANUAL | 2014-08-15 | 690 | 2024-07-16 | 2025-01-16
PATIENT HOIST | PATIENT HOIST - OVERHEAD - SWL 270KG | FREEWAY | TRANSACTIVE MANUAL | 2014-08-15 | 690 | 2024-07-16 | 2025-01-16
PATIENT HOIST | PATIENT HOIST - OVERHEAD - SWL 270KG | FREEWAY | TRANSACTIVE MANUAL | 2014-08-15 | 690 | 2024-07-16 | 2025-01-16
PATIENT HOIST | PATIENT HOIST - OVERHEAD - SWL 270KG | FREEWAY | TRANSACTIVE MANUAL | 2014-08-15 | 690 | 2024-07-16 | 2025-01-16
PATIENT HOIST | PATIENT HOIST - OVERHEAD - SWL 270KG | FREEWAY | TRANSACTIVE MANUAL | 2014-08-15 | 690 | 2024-07-16 | 2025-01-16
PATIENT HOIST | PATIENT HOIST - OVERHEAD - SWL 270KG | FREEWAY | TRANSACTIVE MANUAL | 2014-08-15 | 690 | 2024-07-16 | 2025-01-16
SUCTION CONTROLLER | HIGH SUCTION CONTROLLER | THERAPY EQUIPMENT | DIAMOND RANGE HIGH | 2014-08-14 | 96
SUCTION CONTROLLER | HIGH SUCTION CONTROLLER | THERAPY EQUIPMENT | DIAMOND RANGE HIGH | 2014-08-14 | 96
SUCTION CONTROLLER | HIGH SUCTION CONTROLLER | THERAPY EQUIPMENT | DIAMOND RANGE HIGH | 2014-08-14 | 96
SUCTION CONTROLLER | HIGH SUCTION CONTROLLER | THERAPY EQUIPMENT | DIAMOND RANGE HIGH | 2014-08-14 | 96
SUCTION CONTROLLER | HIGH SUCTION CONTROLLER | THERAPY EQUIPMENT | DIAMOND RANGE HIGH | 2014-08-14 | 96
SUCTION CONTROLLER | HIGH SUCTION CONTROLLER | THERAPY EQUIPMENT | DIAMOND RANGE HIGH | 2014-08-14 | 96
SUCTION CONTROLLER | HIGH SUCTION CONTROLLER | THERAPY EQUIPMENT | DIAMOND RANGE HIGH | 2014-08-14 | 96
SUCTION CONTROLLER | HIGH SUCTION CONTROLLER | THERAPY EQUIPMENT | DIAMOND RANGE HIGH | 2014-08-14 | 96
SUCTION CONTROLLER | HIGH SUCTION CONTROLLER | THERAPY EQUIPMENT | DIAMOND RANGE HIGH | 2014-08-14 | 96
SUCTION CONTROLLER | HIGH SUCTION CONTROLLER | THERAPY EQUIPMENT | DIAMOND RANGE HIGH | 2014-08-14 | 96
SUCTION CONTROLLER | HIGH SUCTION CONTROLLER | THERAPY EQUIPMENT | DIAMOND RANGE HIGH | 2014-08-14 | 96
SUCTION CONTROLLER | HIGH SUCTION CONTROLLER | THERAPY EQUIPMENT | DIAMOND RANGE HIGH | 2014-08-14 | 96
SUCTION CONTROLLER | HIGH SUCTION CONTROLLER | THERAPY EQUIPMENT | DIAMOND RANGE HIGH | 2015-07-06 | 96
SUCTION CONTROLLER | HIGH SUCTION CONTROLLER | THERAPY EQUIPMENT | DIAMOND RANGE HIGH | 2014-08-14 | 96
FLAT SCREEN DISPLAY | DISPLAY FLAT SCREEN 32 INCH | PHILIPS LTD | BDL3250EL | 2014-08-04 | 1200
FLAT SCREEN DISPLAY | DISPLAY FLAT SCREEN 32 INCH | PHILIPS LTD | BDL3250EL | 2014-08-04 | 1200
FLAT SCREEN DISPLAY | DISPLAY FLAT SCREEN 32 INCH | PHILIPS LTD | BDL3250EL | 2014-08-04 | 1200
STANDING AID | STANDING AID | ARJO HUNTLEIGH | STEDY | 2014-07-28 | 738 | 2024-01-22 | 2025-01-22
MULTI-MEASUREMENT SERVER | MULTI-MEASUREMENT SERVER | PHILIPS LTD | M3001A | 2014-08-04 | 4200
MULTI-MEASUREMENT SERVER | MULTI-MEASUREMENT SERVER | PHILIPS LTD | M3001A | 2014-08-04 | 4200
MULTI-MEASUREMENT SERVER | MULTI-MEASUREMENT SERVER | PHILIPS LTD | M3001A | 2014-08-04 | 4200
MULTI-MEASUREMENT SERVER | MULTI-MEASUREMENT SERVER | PHILIPS LTD | M3001A | 2014-08-04 | 4200
MULTI-MEASUREMENT SERVER | MULTI-MEASUREMENT SERVER | PHILIPS LTD | M3001A | 2014-08-04 | 4200
MULTI-MEASUREMENT SERVER | MULTI-MEASUREMENT SERVER | PHILIPS LTD | M3001A | 2014-08-04 | 4200
MULTI-MEASUREMENT SERVER | MULTI-MEASUREMENT SERVER | PHILIPS LTD | M3001A | 2014-08-04 | 4200
MULTI-MEASUREMENT SERVER | MULTI-MEASUREMENT SERVER | PHILIPS LTD | M3001A | 2014-08-04 | 4200
MULTI-MEASUREMENT SERVER | MULTI-MEASUREMENT SERVER | PHILIPS LTD | M3001A | 2014-08-04 | 4200
MULTI-MEASUREMENT SERVER | MULTI-MEASUREMENT SERVER | PHILIPS LTD | M3001A | 2014-08-04 | 4200
MULTI-MEASUREMENT SERVER | MULTI-MEASUREMENT SERVER | PHILIPS LTD | M3001A | 2014-08-04 | 4200
MULTI-MEASUREMENT SERVER | MULTI-MEASUREMENT SERVER | PHILIPS LTD | M3001A | 2014-08-04 | 4200
MULTI-MEASUREMENT SERVER | MULTI-MEASUREMENT SERVER | PHILIPS LTD | M3001A | 2014-08-04 | 4200
PATIENT MONITOR | PATIENT MONITOR INTELLIVUE | PHILIPS LTD | MX400 | 2014-08-04 | 8252.94 | 2024-02-22 | 2027-02-22
PATIENT MONITOR | PATIENT MONITOR INTELLIVUE | PHILIPS LTD | MX400 | 2014-08-04 | 8252.892 | 2023-07-24 | 2026-07-24
PATIENT MONITOR | PATIENT MONITOR INTELLIVUE | PHILIPS LTD | MX400 | 2014-08-04 | 8252.892 | 2023-09-26 | 2026-09-26
PATIENT MONITOR | PATIENT MONITOR INTELLIVUE | PHILIPS LTD | MX400 | 2014-08-04 | 8252.892 | 2021-04-28 | 2025-07-15
PATIENT MONITOR | PATIENT MONITOR INTELLIVUE | PHILIPS LTD | MX400 | 2014-08-04 | 8252.94 | 2023-03-30 12:54 | 2026-04-15
PATIENT MONITOR | PATIENT MONITOR INTELLIVUE | PHILIPS LTD | MX400 | 2014-08-04 | 8252.892 | 2024-02-22 | 2027-02-22
PATIENT MONITOR | PATIENT MONITOR INTELLIVUE | PHILIPS LTD | MX400 | 2014-08-04 | 8252.892 | 2024-07-18 | 2027-07-18
PATIENT MONITOR | PATIENT MONITOR INTELLIVUE | PHILIPS LTD | MX400 | 2014-08-04 | 8252.892 |  | 2025-04-15
PATIENT MONITOR | PATIENT MONITOR INTELLIVUE | PHILIPS LTD | MX400 | 2014-08-04 | 8252.892 | 2023-03-30 13:50 | 2026-04-15
PATIENT MONITOR | PATIENT MONITOR INTELLIVUE | PHILIPS LTD | MX400 | 2014-08-04 | 8252.892 | 2023-03-30 13:48 | 2026-04-15
PATIENT MONITOR | PATIENT MONITOR INTELLIVUE | PHILIPS LTD | MX400 | 2014-08-04 | 8252.892 | 2023-03-30 13:53 | 2026-04-15
PATIENT MONITOR | PATIENT MONITOR INTELLIVUE | PHILIPS LTD | MX400 | 2014-08-04 | 8252.892 | 2023-03-30 13:52 | 2026-04-15
PATIENT MONITOR | PATIENT MONITOR INTELLIVUE | PHILIPS LTD | MX400 | 2014-08-04 | 8252.892 | 2023-03-30 13:55 | 2026-04-15
PATIENT MONITOR | PATIENT MONITOR INTELLIVUE | PHILIPS LTD | MX400 | 2014-08-04 | 8252.892 | 2023-03-30 13:51 | 2026-04-15
ULTRASOUND SCANNER - BLADDER | ULTRASOUND SCANNER - BLADDER | MCUBE TECHNO | BIOCON-700 | 2014-08-04 | 9007.2 | 2019-07-24 | 2025-04-15
ULTRASOUND SCANNER - BLADDER | ULTRASOUND SCANNER - BLADDER | MCUBE TECHNO | BIOCON-700 | 2014-08-04 | 9007.2 | 2022-08-23 | 2023-08-23
FLAT SCREEN DISPLAY | DISPLAY FLAT SCREEN 32 INCH | PHILIPS LTD | BDL3250EL | 2014-08-04 | 1200
FLAT SCREEN DISPLAY | DISPLAY FLAT SCREEN 32 INCH | PHILIPS LTD | BDL3250EL | 2014-08-04 | 1200
FLAT SCREEN DISPLAY | DISPLAY FLAT SCREEN 32 INCH | PHILIPS LTD | BDL3250EL | 2014-08-04 | 1200
UNINTERRUPTIBLE POWER SUPPLY | UNINTERRUPTIBLE POWER SUPPLY | TRIPP-LITE | SMX500RT1U | 2014-07-28 | 600 | 2022-07-01 | 2024-07-01
CENTRAL STATION | CENTRAL STATION INTELLIVUE INFORMATION CENTRE IX | PHILIPS LTD | PIIC IX | 2014-07-28 | 26679.804 | 2022-07-01 | 2024-07-01
FLAT SCREEN MONITOR - TOUCH | DISPLAY LCD FLAT SCREEN 24 INCH TOUCH SCREEN | ELO | ET2401L | 2014-07-28 | 1800
FLAT SCREEN MONITOR - TOUCH | DISPLAY LCD FLAT SCREEN 24 INCH TOUCH SCREEN | ELO | ET2401L | 2014-07-28 | 1800
UNINTERRUPTIBLE POWER SUPPLY | UNINTERRUPTIBLE POWER SUPPLY | TRIPP-LITE | SMX500RT1U | 2014-07-28 | 600 | 2022-07-01 | 2024-07-01
CENTRAL STATION | CENTRAL STATION INTELLIVUE INFORMATION CENTRE IX | PHILIPS LTD | PIIC IX | 2014-07-28 | 26679.804 | 2022-07-01 | 2024-07-01
STANDING AID | STANDING AID | ARJO HUNTLEIGH | STEDY | 2014-07-28 | 738 | 2024-07-10 | 2025-07-10
STANDING AID | STANDING AID | ARJO HUNTLEIGH | STEDY | 2014-07-28 | 738 | 2023-07-19 | 2024-07-19
SPHYGMOMANOMETER | SPHYGMOMANOMETER - MOBILE | WELCH ALLYN | 7670-10 | 2014-07-28 | 217.488
SPHYGMOMANOMETER | SPHYGMOMANOMETER - MOBILE | WELCH ALLYN | 7670-10 | 2014-07-28 | 217.488
SPHYGMOMANOMETER | SPHYGMOMANOMETER - MOBILE | WELCH ALLYN | 7670-10 | 2014-07-28 | 217.488
SPHYGMOMANOMETER | SPHYGMOMANOMETER - MOBILE | WELCH ALLYN | 7670-10 | 2014-07-28 | 217.488
SPHYGMOMANOMETER | SPHYGMOMANOMETER - MOBILE | WELCH ALLYN | 7670-10 | 2014-07-28 | 217.488
SPHYGMOMANOMETER | SPHYGMOMANOMETER - MOBILE | WELCH ALLYN | 7670-10 | 2014-07-28 | 217.488
SPHYGMOMANOMETER | SPHYGMOMANOMETER - MOBILE | WELCH ALLYN | 7670-10 | 2014-07-28 | 217.488
SPHYGMOMANOMETER | SPHYGMOMANOMETER - MOBILE | WELCH ALLYN | 7670-10 | 2014-07-28 | 217.488
SPHYGMOMANOMETER | SPHYGMOMANOMETER - MOBILE | WELCH ALLYN | 7670-10 | 2014-07-28 | 217.488
SPHYGMOMANOMETER | SPHYGMOMANOMETER - MOBILE | WELCH ALLYN | 7670-10 | 2014-07-28 | 217.488
SPHYGMOMANOMETER | SPHYGMOMANOMETER - MOBILE | WELCH ALLYN | 7670-10 | 2014-07-28 | 217.488
SPHYGMOMANOMETER | SPHYGMOMANOMETER - MOBILE | WELCH ALLYN | 7670-10 | 2014-07-28 | 217.488
SPHYGMOMANOMETER | SPHYGMOMANOMETER - MOBILE | WELCH ALLYN | 7670-10 | 2014-07-28 | 217.488
SPHYGMOMANOMETER | SPHYGMOMANOMETER - MOBILE | WELCH ALLYN | 7670-10 | 2014-07-28 | 217.488
SPHYGMOMANOMETER | SPHYGMOMANOMETER - MOBILE | WELCH ALLYN | 7670-10 | 2014-07-28 | 217.488
SPHYGMOMANOMETER | SPHYGMOMANOMETER - MOBILE | WELCH ALLYN | 7670-10 | 2014-07-28 | 217.488
SPHYGMOMANOMETER | SPHYGMOMANOMETER - MOBILE | WELCH ALLYN | 7670-10 | 2014-07-28 | 217.488
SPHYGMOMANOMETER | SPHYGMOMANOMETER - MOBILE | WELCH ALLYN | 7670-10 | 2014-07-28 | 217.488
SPHYGMOMANOMETER | SPHYGMOMANOMETER - MOBILE | WELCH ALLYN | 7670-10 | 2014-07-28 | 217.488
SPHYGMOMANOMETER | SPHYGMOMANOMETER - MOBILE | WELCH ALLYN | 7670-10 | 2014-07-28 | 217.488
SPHYGMOMANOMETER | SPHYGMOMANOMETER - MOBILE | WELCH ALLYN | 7670-10 | 2014-07-28 | 217.488
SPHYGMOMANOMETER | SPHYGMOMANOMETER - MOBILE | WELCH ALLYN | 7670-10 | 2014-07-28 | 217.488
SPHYGMOMANOMETER | SPHYGMOMANOMETER - MOBILE | WELCH ALLYN | 7670-10 | 2014-07-28 | 217.488
SPHYGMOMANOMETER | SPHYGMOMANOMETER - MOBILE | WELCH ALLYN | 7670-10 | 2014-07-28 | 217.488
SPHYGMOMANOMETER | SPHYGMOMANOMETER - MOBILE | WELCH ALLYN | 7670-10 | 2014-07-28 | 217.488
SPHYGMOMANOMETER | SPHYGMOMANOMETER - MOBILE | WELCH ALLYN | 7670-10 | 2014-07-28 | 217.488
SPHYGMOMANOMETER | SPHYGMOMANOMETER - MOBILE | WELCH ALLYN | 7670-10 | 2014-07-28 | 217.488
SPHYGMOMANOMETER | SPHYGMOMANOMETER - MOBILE | WELCH ALLYN | 7670-10 | 2014-07-28 | 217.488
SPHYGMOMANOMETER | SPHYGMOMANOMETER - MOBILE | WELCH ALLYN | 7670-10 | 2014-07-28 | 217.488
SPHYGMOMANOMETER | SPHYGMOMANOMETER - MOBILE | WELCH ALLYN | 7670-10 | 2014-07-28 | 217.488
SPHYGMOMANOMETER | SPHYGMOMANOMETER - MOBILE | WELCH ALLYN | 7670-10 | 2014-07-28 | 217.488
SPHYGMOMANOMETER | SPHYGMOMANOMETER - MOBILE | WELCH ALLYN | 7670-10 | 2014-07-28 | 217.488
SPHYGMOMANOMETER | SPHYGMOMANOMETER - MOBILE | WELCH ALLYN | 7670-10 | 2014-07-28 | 217.488
SPHYGMOMANOMETER | SPHYGMOMANOMETER - MOBILE | WELCH ALLYN | 7670-10 | 2014-07-28 | 217.488
SPHYGMOMANOMETER | SPHYGMOMANOMETER - MOBILE | WELCH ALLYN | 7670-10 | 2014-07-28 | 217.488
SPHYGMOMANOMETER | SPHYGMOMANOMETER - MOBILE | WELCH ALLYN | 7670-10 | 2014-07-28 | 217.488
SPHYGMOMANOMETER | SPHYGMOMANOMETER - MOBILE | WELCH ALLYN | 7670-10 | 2014-07-28 | 217.488
SPHYGMOMANOMETER | SPHYGMOMANOMETER - MOBILE | WELCH ALLYN | 7670-10 | 2014-07-28 | 217.488
SPHYGMOMANOMETER | SPHYGMOMANOMETER - MOBILE | WELCH ALLYN | 7670-10 | 2014-07-28 | 217.488
SPHYGMOMANOMETER | SPHYGMOMANOMETER - MOBILE | WELCH ALLYN | 7670-10 | 2014-07-28 | 217.488
SPHYGMOMANOMETER | SPHYGMOMANOMETER - MOBILE | WELCH ALLYN | 7670-10 | 2014-07-28 | 217.488
SPHYGMOMANOMETER | SPHYGMOMANOMETER - MOBILE | WELCH ALLYN | 7670-10 | 2014-07-28 | 217.488
SPHYGMOMANOMETER | SPHYGMOMANOMETER - MOBILE | WELCH ALLYN | 7670-10 | 2014-07-28 | 217.488
SPHYGMOMANOMETER | SPHYGMOMANOMETER - MOBILE | WELCH ALLYN | 7670-10 | 2014-07-28 | 217.488
SPHYGMOMANOMETER | SPHYGMOMANOMETER - MOBILE | WELCH ALLYN | 7670-10 | 2014-07-28 | 217.488
SPHYGMOMANOMETER | SPHYGMOMANOMETER - MOBILE | WELCH ALLYN | 7670-10 | 2014-07-28 | 217.488
SPHYGMOMANOMETER | SPHYGMOMANOMETER - MOBILE | WELCH ALLYN | 7670-10 | 2014-07-28 | 217.488
SPHYGMOMANOMETER | SPHYGMOMANOMETER - MOBILE | WELCH ALLYN | 7670-10 | 2014-07-28 | 217.488
SPHYGMOMANOMETER | SPHYGMOMANOMETER - MOBILE | WELCH ALLYN | 7670-10 | 2014-07-28 | 217.488
SPHYGMOMANOMETER | SPHYGMOMANOMETER - MOBILE | WELCH ALLYN | 7670-10 | 2014-07-28 | 217.488
DATA TRANSFER MODULE | DATACAPTOR TERMINAL SERVER 800 SERIES | CAPSULE | DATACAPTOR 800 SERIES | 2014-07-28 | 2580
DATA TRANSFER MODULE | DATACAPTOR TERMINAL SERVER 800 SERIES | CAPSULE | DATACAPTOR 800 SERIES | 2014-07-28 | 2580
DATA TRANSFER MODULE | DATACAPTOR TERMINAL SERVER 800 SERIES | CAPSULE | DATACAPTOR 800 SERIES | 2014-07-28 | 2580
DATA TRANSFER MODULE | DATACAPTOR TERMINAL SERVER 800 SERIES | CAPSULE | DATACAPTOR 800 SERIES | 2014-07-28 | 2580
DATA TRANSFER MODULE | DATACAPTOR TERMINAL SERVER 800 SERIES | CAPSULE | DATACAPTOR 800 SERIES | 2014-07-28 | 2580
DATA TRANSFER MODULE | DATACAPTOR TERMINAL SERVER 800 SERIES | CAPSULE | DATACAPTOR 800 SERIES | 2014-07-28 | 2580
DATA TRANSFER MODULE | DATACAPTOR TERMINAL SERVER 800 SERIES | CAPSULE | DATACAPTOR 800 SERIES | 2014-07-28 | 2580
DATA TRANSFER MODULE | DATACAPTOR TERMINAL SERVER 800 SERIES | CAPSULE | DATACAPTOR 800 SERIES | 2014-07-28 | 2580
DATA TRANSFER MODULE | DATACAPTOR TERMINAL SERVER 800 SERIES | CAPSULE | DATACAPTOR 800 SERIES | 2014-07-28 | 2580
DATA TRANSFER MODULE | DATACAPTOR TERMINAL SERVER 800 SERIES | CAPSULE | DATACAPTOR 800 SERIES | 2014-07-28 | 2580
DATA TRANSFER MODULE | DATACAPTOR TERMINAL SERVER 800 SERIES | CAPSULE | DATACAPTOR 800 SERIES | 2014-07-28 | 2580
DATA TRANSFER MODULE | DATACAPTOR TERMINAL SERVER 800 SERIES | CAPSULE | DATACAPTOR 800 SERIES | 2014-07-28 | 2580
DATA TRANSFER MODULE | DATACAPTOR TERMINAL SERVER 800 SERIES | CAPSULE | DATACAPTOR 800 SERIES | 2014-07-28 | 2580
DATA TRANSFER MODULE | DATACAPTOR TERMINAL SERVER 800 SERIES | CAPSULE | DATACAPTOR 800 SERIES | 2014-07-28 | 2580
DATA TRANSFER MODULE | DATACAPTOR TERMINAL SERVER 800 SERIES | CAPSULE | DATACAPTOR 800 SERIES | 2014-07-28 | 2580
DATA TRANSFER MODULE | DATACAPTOR TERMINAL SERVER 800 SERIES | CAPSULE | DATACAPTOR 800 SERIES | 2014-07-28 | 2580
DATA TRANSFER MODULE | DATACAPTOR TERMINAL SERVER 800 SERIES | CAPSULE | DATACAPTOR 800 SERIES | 2014-07-28 | 2580
DATA TRANSFER MODULE | DATACAPTOR TERMINAL SERVER 800 SERIES | CAPSULE | DATACAPTOR 800 SERIES | 2014-07-28 | 2580
DATA TRANSFER MODULE | DATACAPTOR TERMINAL SERVER 800 SERIES | CAPSULE | DATACAPTOR 800 SERIES | 2014-07-28 | 2580
DATA TRANSFER MODULE | DATACAPTOR TERMINAL SERVER 800 SERIES | CAPSULE | DATACAPTOR 800 SERIES | 2014-07-28 | 2580
SUCTION UNIT | SUCTION - LAERDAL - BATTERY | LAERDAL | LSU-2 | 2014-07-28 | 816 | 2024-06-27 | 2027-06-27
SUCTION UNIT | SUCTION - LAERDAL - BATTERY | LAERDAL | LSU-2 | 2014-07-28 | 816 | 2024-07-24 | 2027-07-24
VITAL SIGNS MONITOR | VITAL SIGNS MONITOR: NBP/SPO2/TEMP. | WELCH ALLYN | SPOT 420(NBP/SPO2) | 2014-07-28 | 2400 | 2020-07-09 | 2025-07-13
VITAL SIGNS MONITOR | VITAL SIGNS MONITOR: NBP/SPO2/TEMP. | WELCH ALLYN | SPOT 420(NBP/SPO2) | 2014-07-28 | 2400 | 2023-03-30 15:31 | 2026-04-15
VITAL SIGNS MONITOR | VITAL SIGNS MONITOR: NBP/SPO2/TEMP. | WELCH ALLYN | SPOT 420(NBP/SPO2) | 2014-07-28 | 2400 | 2024-04-10 | 2027-04-10
VITAL SIGNS MONITOR | VITAL SIGNS MONITOR: NBP/SPO2/TEMP. | WELCH ALLYN | SPOT 420(NBP/SPO2) | 2014-07-28 | 2400 | 2024-07-08 | 2027-07-08
VITAL SIGNS MONITOR | VITAL SIGNS MONITOR: NBP/SPO2/TEMP. | WELCH ALLYN | SPOT 420(NBP/SPO2) | 2014-07-28 | 2400 | 2023-04-19 14:44 | 2026-04-19
VITAL SIGNS MONITOR | VITAL SIGNS MONITOR: NBP/SPO2/TEMP. | WELCH ALLYN | SPOT 420(NBP/SPO2) | 2014-07-28 | 2400 | 2021-03-02 | 2025-04-15
TRANSPORT MONITOR | PATIENT MONITOR INTELLIVUE X2 | PHILIPS LTD | M3002A-X2 | 2014-07-28 | 3000
PATIENT MONITOR | PATIENT MONITOR INTELLIVUE | PHILIPS LTD | MX450 | 2014-07-28 | 8887.32 | 2024-07-10 | 2027-07-10
PATIENT MONITOR | PATIENT MONITOR INTELLIVUE | PHILIPS LTD | MX450 | 2014-07-28 | 8887.32 | 2022-05-09 | 2026-02-15
PATIENT MONITOR | PATIENT MONITOR INTELLIVUE | PHILIPS LTD | MX450 | 2014-07-28 | 8887.32 | 2023-08-07 | 2026-08-07
MODULE HOLDER | MODULE HOLDER | PHILIPS LTD | FMS-4 | 2014-07-28 | 1200
MODULE HOLDER | MODULE HOLDER | PHILIPS LTD | FMS-4 | 2014-07-28 | 1200
MODULE HOLDER | MODULE HOLDER | PHILIPS LTD | FMS-4 | 2014-07-28 | 1200
MODULE HOLDER | MODULE HOLDER | PHILIPS LTD | FMS-4 | 2014-07-28 | 1200
MODULE HOLDER | MODULE HOLDER | PHILIPS LTD | FMS-4 | 2014-07-28 | 1200
MODULE HOLDER | MODULE HOLDER | PHILIPS LTD | FMS-4 | 2014-07-28 | 1200
MODULE HOLDER | MODULE HOLDER | PHILIPS LTD | FMS-4 | 2014-07-28 | 1200
MODULE HOLDER | MODULE HOLDER | PHILIPS LTD | FMS-4 | 2014-07-28 | 1200
MODULE HOLDER | MODULE HOLDER | PHILIPS LTD | FMS-4 | 2014-07-28 | 1200
MODULE HOLDER | MODULE HOLDER | PHILIPS LTD | FMS-4 | 2014-07-28 | 1200
MODULE HOLDER | MODULE HOLDER | PHILIPS LTD | FMS-4 | 2014-07-28 | 1200
MODULE HOLDER | MODULE HOLDER | PHILIPS LTD | FMS-4 | 2014-07-28 | 1200
MODULE HOLDER | MODULE HOLDER | PHILIPS LTD | FMS-4 | 2014-07-28 | 1200
MODULE HOLDER | MODULE HOLDER | PHILIPS LTD | FMS-4 | 2014-07-28 | 1200
MODULE HOLDER | MODULE HOLDER | PHILIPS LTD | FMS-4 | 2014-07-28 | 1200
MODULE HOLDER | MODULE HOLDER | PHILIPS LTD | FMS-4 | 2014-07-28 | 1200
MODULE HOLDER | MODULE HOLDER | PHILIPS LTD | FMS-4 | 2014-07-28 | 1200
MODULE HOLDER | MODULE HOLDER | PHILIPS LTD | FMS-4 | 2014-07-28 | 1200
MODULE HOLDER | MODULE HOLDER | PHILIPS LTD | FMS-4 | 2014-07-28 | 1200
MODULE HOLDER | MODULE HOLDER | PHILIPS LTD | FMS-4 | 2014-07-28 | 1200
BP MODULE | BP MODULE | PHILIPS LTD | M1006B | 2014-07-28 | 606
BP MODULE | BP MODULE | PHILIPS LTD | M1006B | 2014-07-28 | 606
BP MODULE | BP MODULE | PHILIPS LTD | M1006B | 2014-07-28 | 606
BP MODULE | BP MODULE | PHILIPS LTD | M1006B | 2014-07-28 | 606
BP MODULE | BP MODULE | PHILIPS LTD | M1006B | 2014-07-28 | 606
BP MODULE | BP MODULE | PHILIPS LTD | M1006B | 2014-07-28 | 606
BP MODULE | BP MODULE | PHILIPS LTD | M1006B | 2014-07-28 | 606
BP MODULE | BP MODULE | PHILIPS LTD | M1006B | 2014-07-28 | 606
BP MODULE | BP MODULE | PHILIPS LTD | M1006B | 2014-07-28 | 606
BP MODULE | BP MODULE | PHILIPS LTD | M1006B | 2014-07-28 | 606
BP MODULE | BP MODULE | PHILIPS LTD | M1006B | 2014-07-28 | 606
BP MODULE | BP MODULE | PHILIPS LTD | M1006B | 2014-07-28 | 606
BP MODULE | BP MODULE | PHILIPS LTD | M1006B | 2014-07-28 | 606
BP MODULE | BP MODULE | PHILIPS LTD | M1006B | 2014-07-28 | 606
BP MODULE | BP MODULE | PHILIPS LTD | M1006B | 2014-07-28 | 606
BP MODULE | BP MODULE | PHILIPS LTD | M1006B | 2014-07-28 | 606
BP MODULE | BP MODULE | PHILIPS LTD | M1006B | 2014-07-28 | 606
BP MODULE | BP MODULE | PHILIPS LTD | M1006B | 2014-07-28 | 606
BP MODULE | BP MODULE | PHILIPS LTD | M1006B | 2014-07-28 | 606
BP MODULE | BP MODULE | PHILIPS LTD | M1006B | 2014-07-28 | 606
BP MODULE | BP MODULE | PHILIPS LTD | M1006B | 2014-07-28 | 606
TRANSPORT MONITOR | PATIENT MONITOR INTELLIVUE X2 | PHILIPS LTD | M3002A-X2 | 2014-07-28 | 3000
TRANSPORT MONITOR | PATIENT MONITOR INTELLIVUE X2 | PHILIPS LTD | M3002A-X2 | 2014-07-28 | 3000
TRANSPORT MONITOR | PATIENT MONITOR INTELLIVUE X2 | PHILIPS LTD | M3002A-X2 | 2014-07-28 | 3000
TRANSPORT MONITOR | PATIENT MONITOR INTELLIVUE X2 | PHILIPS LTD | M3002A-X2 | 2014-07-28 | 3000
TRANSPORT MONITOR | PATIENT MONITOR INTELLIVUE X2 | PHILIPS LTD | M3002A-X2 | 2014-07-28 | 3000
TRANSPORT MONITOR | PATIENT MONITOR INTELLIVUE X2 | PHILIPS LTD | M3002A-X2 | 2014-07-28 | 3000
TRANSPORT MONITOR | PATIENT MONITOR INTELLIVUE X2 | PHILIPS LTD | M3002A-X2 | 2014-07-28 | 3000
TRANSPORT MONITOR | PATIENT MONITOR INTELLIVUE X2 | PHILIPS LTD | M3002A-X2 | 2014-07-28 | 3000
TRANSPORT MONITOR | PATIENT MONITOR INTELLIVUE X2 | PHILIPS LTD | M3002A-X2 | 2014-07-28 | 3000
PATIENT MONITOR | PATIENT MONITOR INTELLIVUE | PHILIPS LTD | MX800 | 2014-07-28 | 15977.52 | 2024-02-12 | 2029-02-12
PATIENT MONITOR | PATIENT MONITOR INTELLIVUE | PHILIPS LTD | MX800 | 2014-07-28 | 15977.52 | 2022-03-10 | 2027-03-09
PATIENT MONITOR | PATIENT MONITOR INTELLIVUE | PHILIPS LTD | MX800 | 2014-07-28 | 15977.52 | 2024-02-22 | 2029-02-22
PATIENT MONITOR | PATIENT MONITOR INTELLIVUE | PHILIPS LTD | MX800 | 2014-07-28 | 15977.52 | 2024-02-12 | 2029-02-12
PATIENT MONITOR | PATIENT MONITOR INTELLIVUE | PHILIPS LTD | MX800 | 2014-07-28 | 15977.52 | 2024-04-02 | 2029-04-02
PATIENT MONITOR | PATIENT MONITOR INTELLIVUE | PHILIPS LTD | MX800 | 2014-07-28 | 15977.52 | 2024-08-27 | 2029-08-27
PATIENT MONITOR | PATIENT MONITOR INTELLIVUE | PHILIPS LTD | MX800 | 2014-07-28 | 15977.52 | 2024-02-06 | 2029-02-06
PATIENT MONITOR | PATIENT MONITOR INTELLIVUE | PHILIPS LTD | MX800 | 2014-07-28 | 15977.52 | 2021-10-25 | 2029-02-14
PATIENT MONITOR | PATIENT MONITOR INTELLIVUE | PHILIPS LTD | MX800 | 2014-07-28 | 15977.52 | 2024-02-12 | 2029-02-12
PATIENT MONITOR | PATIENT MONITOR INTELLIVUE | PHILIPS LTD | MX800 | 2014-07-28 | 15977.52 |  | 2024-02-14
PATIENT MONITOR | PATIENT MONITOR INTELLIVUE | PHILIPS LTD | MX800 | 2014-07-28 | 15977.52 |  | 2024-02-14
PATIENT MONITOR | PATIENT MONITOR INTELLIVUE | PHILIPS LTD | MX800 | 2014-07-28 | 15977.52 | 2023-07-28 | 2028-07-28
PATIENT MONITOR | PATIENT MONITOR INTELLIVUE | PHILIPS LTD | MX800 | 2014-07-28 | 15977.52 | 2024-08-27 | 2029-08-27
PATIENT MONITOR | PATIENT MONITOR INTELLIVUE | PHILIPS LTD | MX800 | 2014-07-28 | 15977.52 | 2024-02-12 | 2029-02-12
PATIENT MONITOR | PATIENT MONITOR INTELLIVUE | PHILIPS LTD | MX800 | 2014-07-28 | 15977.52 | 2024-02-22 | 2029-02-22
PATIENT MONITOR | PATIENT MONITOR INTELLIVUE | PHILIPS LTD | MX800 | 2014-07-28 | 15977.52 | 2024-02-12 | 2029-02-12
PATIENT MONITOR | PATIENT MONITOR INTELLIVUE | PHILIPS LTD | MX800 | 2014-07-28 | 15977.58 |  | 2024-02-14
PATIENT MONITOR | PATIENT MONITOR INTELLIVUE | PHILIPS LTD | MX800 | 2014-07-28 | 15977.52 | 2024-02-06 | 2029-02-06
PATIENT MONITOR | PATIENT MONITOR INTELLIVUE | PHILIPS LTD | MX800 | 2014-07-28 | 15977.52 | 2024-02-06 | 2029-02-06
PATIENT MONITOR | PATIENT MONITOR INTELLIVUE | PHILIPS LTD | MX800 | 2014-07-28 | 15977.52 | 2024-02-06 | 2029-02-06
AUDIO DOPPLER | AUDIO DOPPLER | SUNRAY | SRF618E | 2015-06-26 | 144
NEBULIZER | NEBULIZER | PHILIPS LTD | INNOSPIRE DELUXE | 2015-07-02 | 120
NEBULIZER | NEBULIZER | PHILIPS LTD | INNOSPIRE DELUXE | 2015-07-02 | 120
NEBULIZER | NEBULIZER | PHILIPS LTD | INNOSPIRE DELUXE | 2015-07-02 | 120
SUCTION UNIT | SUCTION - LAERDAL - BATTERY | LAERDAL | LSU-2 | 2015-05-01 | 816 | 2022-10-28 08:59 | 2025-11-15
SUCTION UNIT | SUCTION - LAERDAL - BATTERY | LAERDAL | LSU-2 | 2015-05-01 | 816 | 2022-08-25 | 2025-08-25
SUCTION UNIT | SUCTION - LAERDAL - BATTERY | LAERDAL | LSU-2 | 2015-05-01 | 816 | 2022-09-27 | 2025-11-15
SUCTION UNIT | SUCTION - LAERDAL - BATTERY | LAERDAL | LSU-2 | 2015-05-01 | 816 | 2022-10-28 09:03 | 2025-11-15
PRINTER | PRINTER - LASER MONO | HP | LASERJET PRO M402DNE | 2017-05-17 | 1200 | 2022-03-17 | 2025-04-15
SPHYGMOMANOMETER | ANEROID SPHYGMANOMETER | ACCOSON LTD | 0332-6 ANEROID DESK | 2001-01-01 | 144 | 2022-11-25 12:52 | 2024-11-01
AUDIO DOPPLER | AUDIO DOPPLER | SUNRAY | SRF618E | 2015-05-26 | 180 | 2023-03-31 12:51
AUDIO DOPPLER | AUDIO DOPPLER | SUNRAY | SRF618E | 2015-05-26 | 180
ULTRASOUND SCANNER - BLADDER | ULTRASOUND SCANNER - BLADDER | MCUBE TECHNO | BIOCON-700 | 2015-04-15 | 6000 | 2023-07-18 | 2025-08-15
COUCH | COUCH - VARIABLE H/L | MEDIPLINTH | MEDIPLINTH | 2015-04-17 | 840 | 2022-09-22 | 2025-10-15
ULTRASOUND SCANNER - BLADDER | ULTRASOUND SCANNER - BLADDER | MCUBE TECHNO | BIOCON-700 | 2015-04-15 | 6000 | 2023-07-12 | 2025-08-02
ULTRASOUND SCANNER - BLADDER | ULTRASOUND SCANNER - BLADDER | MCUBE TECHNO | BIOCON-700 | 2015-04-15 | 6000 | 2024-01-30 | 2026-01-30
ULTRASOUND SCANNER - BLADDER | ULTRASOUND SCANNER - BLADDER | MCUBE TECHNO | BIOCON-700 | 2015-04-15 | 6000 | 2023-09-05 | 2025-09-05
ULTRASOUND SCANNER - BLADDER | ULTRASOUND SCANNER - BLADDER | MCUBE TECHNO | BIOCON-700 | 2015-04-15 | 6000 | 2023-10-06 | 2025-10-06
ULTRASOUND SCANNER - BLADDER | ULTRASOUND SCANNER - BLADDER | MCUBE TECHNO | BIOCON-700 | 2015-04-15 | 6000 | 2023-11-15 | 2025-12-15
ULTRASOUND SCANNER - BLADDER | ULTRASOUND SCANNER - BLADDER | MCUBE TECHNO | BIOCON-700 | 2015-04-15 | 6000 | 2023-08-04 | 2025-09-15
ULTRASOUND SCANNER - BLADDER | ULTRASOUND SCANNER - BLADDER | MCUBE TECHNO | BIOCON-700 | 2015-04-15 | 6000 | 2023-06-21 | 2025-07-12
ULTRASOUND SCANNER - BLADDER | ULTRASOUND SCANNER - BLADDER | MCUBE TECHNO | BIOCON-700 | 2015-04-15 | 6000 | 2023-03-13 13:56 | 2025-04-11
COUCH | COUCH - VARIABLE H/L | MEDIPLINTH | MEDIPLINTH | 2015-04-13 | 840 | 2023-02-27 14:57 | 2026-03-15
COUCH | COUCH - ULTRASOUND COUCH | PLINTH 2000 | PLINTH 2000 | 2015-04-13 | 840 | 2021-12-31 | 2024-12-15
COUCH | COUCH - VARIABLE H/L | MEDIPLINTH | MEDIPLINTH | 2015-04-13 | 840 | 2022-09-29 | 2025-10-15
COUCH | COUCH - VARIABLE H/L | MEDIPLINTH | MEDIPLINTH | 2015-04-13 | 840 | 2021-05-24 | 2024-11-10
COUCH | COUCH - VARIABLE H/L | MEDIPLINTH | MEDIPLINTH | 2015-04-13 | 840 | 2019-12-17 | 2024-12-15
EXAMINATION LAMP | EXAMINATION LAMP - HALOGEN | LUXO UK LTD | LHH | 2015-04-08 | 240 | 2023-09-12 | 2025-09-12
NEBULIZER | NEBULIZER | PHILIPS LTD | INNOSPIRE DELUXE | 2015-05-07 | 126
NEBULIZER | NEBULIZER | PHILIPS LTD | INNOSPIRE DELUXE | 2015-05-07 | 126
NEBULIZER | NEBULIZER | PHILIPS LTD | INNOSPIRE DELUXE | 2015-05-07 | 126
NEBULIZER | NEBULIZER | PHILIPS LTD | INNOSPIRE DELUXE | 2015-05-07 | 126
NEBULIZER | NEBULIZER | PHILIPS LTD | INNOSPIRE DELUXE | 2015-05-07 | 126
NEBULIZER | NEBULIZER | PHILIPS LTD | INNOSPIRE DELUXE | 2015-05-07 | 126
NEBULIZER | NEBULIZER | PHILIPS LTD | INNOSPIRE DELUXE | 2015-05-07 | 126
NEBULIZER | NEBULIZER | PHILIPS LTD | INNOSPIRE DELUXE | 2015-05-07 | 126
NEBULIZER | NEBULIZER | PHILIPS LTD | INNOSPIRE DELUXE | 2015-05-07 | 126
NEBULIZER | NEBULIZER | PHILIPS LTD | INNOSPIRE DELUXE | 2015-05-07 | 126
NEBULIZER | NEBULIZER | PHILIPS LTD | INNOSPIRE DELUXE | 2015-05-07 | 126
NEBULIZER | NEBULIZER | PHILIPS LTD | INNOSPIRE DELUXE | 2015-05-07 | 126
NEBULIZER | NEBULIZER | PHILIPS LTD | INNOSPIRE DELUXE | 2015-05-07 | 126
NEBULIZER | NEBULIZER | PHILIPS LTD | INNOSPIRE DELUXE | 2015-05-07 | 126
NEBULIZER | NEBULIZER | PHILIPS LTD | INNOSPIRE DELUXE | 2015-05-07 | 126
NEBULIZER | NEBULIZER | PHILIPS LTD | INNOSPIRE DELUXE | 2015-05-07 | 126
NEBULIZER | NEBULIZER | PHILIPS LTD | INNOSPIRE DELUXE | 2015-05-07 | 126
NEBULIZER | NEBULIZER | PHILIPS LTD | INNOSPIRE DELUXE | 2015-04-07 | 132
NEBULIZER | NEBULIZER | PHILIPS LTD | INNOSPIRE DELUXE | 2015-04-07 | 132
COUCH | COUCH - VARIABLE H/L | MEDIPLINTH | MEDIPLINTH | 2015-04-13 | 840 | 2022-11-04 15:06 | 2025-11-15
COUCH | COUCH - VARIABLE H/L | MEDIPLINTH | MEDIPLINTH | 2015-04-13 | 840 | 2024-10-17 | 2027-11-06
COUCH | COUCH - VARIABLE H/L | MEDIPLINTH | MEDIPLINTH | 2015-04-13 | 840 | 2022-11-04 11:46 | 2025-11-15
COUCH | COUCH - VARIABLE H/L | MEDIPLINTH | MEDIPLINTH | 2015-04-13 | 840 | 2022-02-22 | 2027-11-14
COUCH | COUCH - VARIABLE H/L | MEDIPLINTH | MEDIPLINTH | 2015-04-13 | 840 | 2023-11-10 | 2026-11-11
COUCH | COUCH - VARIABLE H/L | MEDIPLINTH | MEDIPLINTH | 2015-04-07 | 840 | 2023-02-27 15:47 | 2026-03-15
COUCH | COUCH - VARIABLE H/L | MEDIPLINTH | MEDIPLINTH | 2015-04-07 | 840 | 2022-10-27 08:27 | 2025-10-15
COUCH | COUCH - VARIABLE H/L | MEDIPLINTH | MEDIPLINTH | 2015-04-07 | 840 | 2022-09-29 | 2025-10-15
COUCH | COUCH - VARIABLE H/L | MEDIPLINTH | MEDIPLINTH | 2015-04-07 | 840 | 2024-09-09 | 2027-10-14
COUCH | COUCH - VARIABLE H/L | MEDIPLINTH | MEDIPLINTH | 2015-04-07 | 840 | 2022-11-17 08:34 | 2025-10-15
COUCH | COUCH - VARIABLE H/L | MEDIPLINTH | MEDIPLINTH | 2015-04-07 | 840 | 2022-09-29 | 2025-10-15
COUCH | COUCH - VARIABLE H/L | MEDIPLINTH | MEDIPLINTH | 2015-04-07 | 840 | 2022-11-24 08:25 | 2025-10-15
COUCH | COUCH - VARIABLE H/L | MEDIPLINTH | MEDIPLINTH | 2015-04-07 | 840 | 2022-11-17 08:35 | 2025-10-15
COUCH | COUCH - VARIABLE H/L | MEDIPLINTH | MEDIPLINTH | 2015-04-07 | 840 | 2021-07-12 | 2024-07-12
COUCH | COUCH - VARIABLE H/L | MEDIPLINTH | MEDIPLINTH | 2015-04-07 | 840 | 2022-02-22 | 2025-10-15
COUCH | COUCH - VARIABLE H/L | MEDIPLINTH | MEDIPLINTH | 2015-04-07 | 840 | 2022-09-22 | 2025-10-15
COUCH | COUCH - VARIABLE H/L | MEDIPLINTH | MEDIPLINTH | 2015-04-07 | 840 | 2022-11-17 08:27 | 2025-10-15
COUCH | COUCH - VARIABLE H/L | MEDIPLINTH | MEDIPLINTH | 2015-04-07 | 840 | 2022-09-29 | 2025-10-15
COUCH | COUCH - VARIABLE H/L | MEDIPLINTH | MEDIPLINTH | 2015-04-07 | 840 | 2022-11-24 08:20 | 2025-10-15
COUCH | COUCH - VARIABLE H/L | MEDIPLINTH | MEDIPLINTH | 2015-04-07 | 840 | 2022-10-27 08:45 | 2028-10-15
COUCH | COUCH - VARIABLE H/L | MEDIPLINTH | MEDIPLINTH | 2015-04-07 | 840 | 2022-09-29 | 2025-10-15
COUCH | COUCH - VARIABLE H/L | MEDIPLINTH | MEDIPLINTH | 2015-04-07 | 840 | 2022-10-27 08:40 | 2025-10-15
COUCH | COUCH - VARIABLE H/L | MEDIPLINTH | MEDIPLINTH | 2015-04-07 | 840 | 2022-02-04 | 2025-02-15
COUCH | COUCH - VARIABLE H/L | MEDIPLINTH | MEDIPLINTH | 2015-04-07 | 840 | 2022-09-22 | 2025-03-14
OXIMETER | PULSE OXIMETER FINGERTIP | MERLIN MEDICAL | M-PULSE (W4350) | 2015-04-20 | 78 | 2020-06-30
SPHYGMOMANOMETER | SPHYGMOMANOMETER | ACCOSON LTD | ANEROID | 2015-04-20 | 118.8
SAO2 EAR PROBE | SPO2 EARCLIP | NELLCOR | D-YS | 2015-04-07 | 105.6
SPEECH/AMPLIFIER AID | BLUE TOOTH MIC/SPEAKER SPEECH AID | POWERWAVE | ECHO RA | 2015-02-13 | 358.8 | 2022-03-23 | 2024-04-11
SAO2 EAR PROBE | SPO2 EARCLIP | NELLCOR | D-YS | 2015-02-13 | 84
DEFIBRILLATOR - AED BIPHASIC | DEFIBRILLATOR | ZOLL MEDICAL | AED+ | 2015-03-11 | 1318.8 | 2024-04-29 | 2025-04-29
COUCH | DAY SURGERY TROLLEY | ANETIC AID | QA3 | 2015-03-09 | 3308.4 | 2022-03-03 | 2025-01-15
COUCH | DAY SURGERY TROLLEY | ANETIC AID | QA3 | 2015-03-09 | 3308.4 | 2022-04-01 | 2025-04-15
COUCH | DAY SURGERY TROLLEY | ANETIC AID | QA3 | 2015-03-09 | 3308.4 | 2022-08-12 | 2025-07-15
COUCH | OPERATING COUCH - POWERED | ANETIC AID | QA4 | 2015-05-18 | 9543.6 | 2024-07-16 | 2025-07-16
COUCH | OPERATING COUCH - POWERED | ANETIC AID | QA4 | 2015-05-18 | 9543.6 | 2024-07-16 | 2025-07-16
SPHYGMOMANOMETER | SPHYGMOMANOMETER | ACCOSON LTD | 0352 | 2015-04-22 | 64.8
COUCH | COUCH - VARIABLE H/L | BEAUMOND | 70142 | 2015-04-17 | 2040 | 2021-04-21 | 2025-10-15
DVD RECORDER | HD IMAGE CAPTURE SYSTEM | CONMED | MEDXCHANGE | 2015-03-02 | 6360 | 2022-02-10 | 2025-04-15
SUCTION CONTROLLER | THORACIC SUCTION CONTROLLER | THERAPY EQUIPMENT | 7870 | 2015-02-26 | 168
SUCTION CONTROLLER | THORACIC SUCTION CONTROLLER | THERAPY EQUIPMENT | 7870 | 2015-02-26 | 168
SUCTION CONTROLLER | THORACIC SUCTION CONTROLLER | THERAPY EQUIPMENT | 7870 | 2015-02-26 | 168
PATIENT TRANSFER SYSTEM | PATIENT TRANSFER SYSTEM - PATIENT LIFT | HOVERTECH | HTAIR2300-A | 2015-02-25 | 2400 | 2023-12-13 | 2025-12-15
NEBULIZER | NEBULIZER | MEDIX LTD | AC2000 | 2015-02-25 | 120
ELECTRIC BED | STANDARD ELECTRIC BED | SIDHIL LTD | INNOV8 IQ | 2015-02-23 | 1680 | 2021-07-22 | 2024-07-15
ELECTRIC BED | STANDARD ELECTRIC BED | SIDHIL LTD | INNOV8 IQ | 2015-02-23 | 1680 | 2021-07-08 | 2024-06-15
PATIENT TROLLEY | PATIENT TROLLEY | STRYKER | 1105 | 2015-03-30 | 4848 | 2022-02-10 | 2025-03-15
PATIENT TROLLEY | PATIENT TROLLEY | STRYKER | 1105 | 2015-03-30 | 4848 | 2022-08-12 | 2025-07-15
PATIENT TROLLEY | PATIENT TROLLEY | STRYKER | 1105 | 2015-03-30 | 4848 | 2022-02-10 | 2025-03-15
PATIENT TROLLEY | PATIENT TROLLEY | STRYKER | 1105 | 2015-03-30 | 4848 | 2022-02-28 | 2025-03-15
PATIENT TROLLEY | PATIENT TROLLEY | STRYKER | 1105 | 2015-03-30 | 4848 | 2022-02-10 | 2025-07-15
SCALES | SCALES - HOIST | MARSDEN | M-600 | 2015-03-20 | 654 | 2022-12-01 08:20 | 2024-11-15
PATIENT TROLLEY | PATIENT TROLLEY | STRYKER | 1105 | 2015-03-20 | 4848 | 2022-03-07 | 2025-03-15
PATIENT TROLLEY | PATIENT TROLLEY | STRYKER | 1105 | 2015-03-20 | 4848 | 2024-08-21 | 2027-09-16
PATIENT TROLLEY | PATIENT TROLLEY | STRYKER | 1105 | 2015-03-20 | 4848 | 2022-03-07 | 2025-03-15
PATIENT TROLLEY | PATIENT TROLLEY | STRYKER | 1105 | 2015-03-20 | 4848 | 2022-02-21 | 2025-02-15
PATIENT TROLLEY | PATIENT TROLLEY | STRYKER | 1105 | 2015-03-30 | 4848 | 2023-06-20 | 2026-07-15
PATIENT TROLLEY | PATIENT TROLLEY | STRYKER | 1105 | 2015-03-20 | 4848 | 2021-09-16 | 2027-09-16
VITAL SIGNS MONITOR | VITAL SIGNS MONITOR: NBP. | OMRON | M6 (HEM-7221-E8 V) | 2015-03-12 | 216
VITAL SIGNS MONITOR | VITAL SIGNS MONITOR: NBP. | OMRON | M6 (HEM-7221-E8 V) | 2015-03-12 | 216 | 2020-02-11
PATIENT TRANSFER SYSTEM | PATIENT TRANSFER SYSTEM - PATIENT LIFT | HOVERTECH | HTAIR2300-A | 2015-02-25 | 2400 | 2023-06-20 | 2025-07-15
PATIENT TRANSFER SYSTEM | PATIENT TRANSFER SYSTEM - PATIENT LIFT | HOVERTECH | HTAIR2300-A | 2015-02-25 | 2400 | 2023-12-13 | 2025-12-15
SUCTION UNIT | PORTABLE SUCTION UNIT | LAERDAL | LCSU4 | 2015-03-26 | 600 | 2023-07-19 | 2025-07-19
SUCTION UNIT | PORTABLE SUCTION UNIT | LAERDAL | LCSU4 | 2015-03-26 | 600 | 2023-12-08 | 2025-12-08
LIGHTWRITER | LIGHTWRITER | T.CHURCHILL | SL40 | 2015-02-13 | 4800 | 2024-03-21 | 2026-03-21
DIATHERMY MACHINE | ELECTROSURGICAL GENERATOR | OLYMPUS | ESG-400 | 2015-09-28 | 18000 | 2023-12-20 | 2025-01-15
STANDING AID | STANDING AID | ARJO HUNTLEIGH | STEDY | 2015-08-04 | 738 | 2024-06-18 | 2025-06-18
DEFIBRILLATOR - AED BIPHASIC | DEFIBRILLATOR | ZOLL MEDICAL | AED+ | 2015-06-12 | 1320 | 2024-04-03 | 2025-03-15
DEFIBRILLATOR - AED BIPHASIC | DEFIBRILLATOR | ZOLL MEDICAL | AED+ | 2015-06-12 | 1320 | 2023-06-14 | 2024-07-15
SPHYGMOMANOMETER | SPHYGMOMANOMETER | ACCOSON LTD | 0352 | 2015-02-05 | 64.8
TRANSFORMER | OPHTHALMOSCOPE/OTOSCOPE UNIVERSAL CHARGER | WELCH ALLYN | 7114 | 2015-01-28 | 795.6 | 2024-03-20 | 2026-03-15
TRANSFORMER | OPHTHALMOSCOPE/OTOSCOPE UNIVERSAL CHARGER | WELCH ALLYN | 7114 | 2015-01-28 | 795.6 | 2024-06-21 | 2026-05-11
TEMP PROBE - FOOD | TEMP PROBE - FOOD | ETI | THERMA 20 | 2015-01-27 | 64.8
MONITOR | MONITOR | PLANAR | PXL2451MW | 2015-02-03 | 1200
MONITOR | MONITOR | PLANAR | PXL2451MW | 2015-02-03 | 1200
COMPUTER WORKSTATION | PATHFINDER COMPUTER SYSTEM | SPACELABS | PATHFINDER | 2015-02-03 | 24000 | 2024-01-22 | 2026-02-15
PRINTER | PRINTER - LASER MONO | HP | HP LJ P3015 | 2015-02-03 | 600 | 2024-01-23 | 2026-02-15
NEBULIZER | NEBULIZER | PHILIPS LTD | INNOSPIRE DELUXE | 2015-01-23 | 120
AUDIO DOPPLER | AUDIO DOPPLER | SUNRAY | SRF618E | 2015-01-20 | 180
AUDIO DOPPLER | AUDIO DOPPLER | SUNRAY | SRF618E | 2015-01-20 | 180
LITHOCLAST | ULTRASONIC STONE REMOVAL | EMS | SWISS LITHOCAST MASTER | 2021-10-07 | 12000
DIATHERMY MACHINE | ELECTRO SURGICAL GENERATOR | CONMED | SYSTEM 5000 | 2018-03-09 | 8100 | 2023-12-20 | 2024-12-20
SCALES | FLUID SCALES | VERNACARE | 599ZS001 | 2015-02-02 | 54 | 2023-11-14 | 2024-11-15
SCALES | FLUID SCALES | VERNACARE | 599ZS001 | 2015-02-02 | 54 | 2023-11-14 | 2024-11-15
SCALES | FLUID SCALES | VERNACARE | 599ZS001 | 2015-02-02 | 54 | 2021-03-21 | 2024-11-15
SCALES | FLUID SCALES | VERNACARE | 599ZS001 | 2015-02-02 | 54 | 2022-01-12 | 2024-11-15
SCALES | FLUID SCALES | VERNACARE | 599ZS001 | 2015-02-02 | 54 | 2022-01-12 | 2024-11-15
SPIROMETER | PORTABLE MICRO SPIROMETER WITH PC DATA LINK | MICRO MEDICAL (NOW CAREFUSION) | MICROLOOP II | 2015-02-02 | 1200 | 2022-02-25 | 2024-08-15
VENTILATOR | VENTILATOR | BREAS MEDICAL | NIPPY CLEARWAY | 2015-01-30 | 5400 | 2023-12-15 | 2025-01-12
ANAESTHETIC MACHINE | ANAESTHETIC MACHINE | DRAEGER | PRIMUS | 2015-01-09 | 31200 | 2024-07-23 | 2025-08-11
ANAESTHETIC MACHINE | ANAESTHETIC MACHINE | DRAEGER | PRIMUS | 2015-01-09 | 31200 | 2024-07-17 | 2025-07-15
ANAESTHETIC MACHINE | ANAESTHETIC MACHINE | DRAEGER | PRIMUS | 2015-01-09 | 31200 | 2024-07-31 | 2025-07-15
ANAESTHETIC MACHINE | ANAESTHETIC MACHINE | DRAEGER | PRIMUS | 2015-01-09 | 31200 | 2024-07-17 | 2025-08-15
DIAGNOSTIC SYSTEM | DIAGNOSTIC SYSTEM - WALL TRANSFORMER | WELCH ALLYN | GS777 | 2015-01-15 | 600
DIAGNOSTIC SYSTEM | DIAGNOSTIC SYSTEM - WALL TRANSFORMER | WELCH ALLYN | GS777 | 2015-01-15 | 600
DIAGNOSTIC SYSTEM | DIAGNOSTIC SYSTEM - WALL TRANSFORMER | WELCH ALLYN | GS777 | 2015-01-15 | 600
DIAGNOSTIC SYSTEM | DIAGNOSTIC SYSTEM - WALL TRANSFORMER | WELCH ALLYN | GS777 | 2015-01-15 | 600
DIAGNOSTIC SYSTEM | DIAGNOSTIC SYSTEM - WALL TRANSFORMER | WELCH ALLYN | GS777 | 2015-01-15 | 600
DIAGNOSTIC SYSTEM | DIAGNOSTIC SYSTEM - WALL TRANSFORMER | WELCH ALLYN | GS777 | 2015-01-15 | 600
DIAGNOSTIC SYSTEM | DIAGNOSTIC SYSTEM - WALL TRANSFORMER | WELCH ALLYN | GS777 | 2015-01-15 | 600
DIAGNOSTIC SYSTEM | DIAGNOSTIC SYSTEM - WALL TRANSFORMER | WELCH ALLYN | GS777 | 2015-01-15 | 600
DIAGNOSTIC SYSTEM | DIAGNOSTIC SYSTEM - WALL TRANSFORMER | WELCH ALLYN | GS777 | 2015-01-15 | 600
DIAGNOSTIC SYSTEM | DIAGNOSTIC SYSTEM - WALL TRANSFORMER | WELCH ALLYN | GS777 | 2015-01-15 | 600
BATTERY THERMOMETER | BATTERY THERMOMETER | WELCH ALLYN | SURETEMP PLUS 692 | 2015-01-09 | 300 | 2023-10-26 | 2025-11-15
BATTERY THERMOMETER | BATTERY THERMOMETER | WELCH ALLYN | SURETEMP PLUS 692 | 2015-01-09 | 300 | 2023-05-19 | 2025-05-19
AUDIO DOPPLER | AUDIO DOPPLER | SUNRAY | SRF618E | 2015-04-29 | 180
OXIMETER | PULSE OXIMETER FINGERTIP | MERLIN MEDICAL | H10 | 2015-03-11 | 54
OXIMETER | PULSE OXIMETER FINGERTIP | MERLIN MEDICAL | H10 | 2015-03-11 | 54
OXIMETER | PULSE OXIMETER FINGERTIP | MERLIN MEDICAL | H10 | 2015-03-11 | 54
VIS/FIELD ANALYSER | VIS/FIELD ANALYSER | HENSON | 6000 | 2015-01-09 | 7200 | 2024-01-26 | 2025-12-15
TEST LAMP | LIGHT LEAD TESTER | RFQ RENZ FOR QUALITY | QUALUXJACK 2 | 2014-12-19 | 1680 | 2024-08-19 | 2026-08-19
SPHYGMOMANOMETER | SPHYGMOMANOMETER | ACCOSON LTD | FREESTYLE | 2014-12-10 | 60
COUCH | COUCH - 2 SECTION ELECTRIC | MEDI-PLINTH | BA02E | 2014-12-10 | 240 | 2023-02-27 15:47 | 2026-03-15
COUCH | COUCH - VARIABLE H/L | BEAUMOND | BX4014-01 | 2014-12-10 | 840 | 2022-03-07 | 2025-03-14
APPLANATION TONOM | TONOMETER | HAAG STREIT | AT900 | 2014-11-18 | 1440 | 2022-01-27
VIDEO SYS CENTRE | VIDEO SYSTEM CENTRE | OLYMPUS | CV-170 | 2014-11-18 | 4800 | 2024-08-16 | 2026-08-16
CYSTOSCOPE | CYSTOSCOPE | OLYMPUS | CYF-VH | 2014-11-14 | 18000
CYSTOSCOPE | CYSTOSCOPE | OLYMPUS | CYF-VH | 2014-11-14 | 18000
FLAT SCREEN DISPLAY | LCD MONITOR HD - 26 INCH | OLYMPUS | OEV262H | 2014-11-14 | 7898.4 | 2023-11-16 | 2025-11-16
FLAT SCREEN DISPLAY | LCD MONITOR HD - 26 INCH | OLYMPUS | OEV262H | 2014-11-14 | 7898.4
FIBRE OPTIC SOURCE | LIGHT SOURCE - XENON 300 | OLYMPUS | CLV-290SL | 2014-11-14 | 3600 | 2023-11-16 | 2024-12-15
ENDOSCOPY VIDEO SYSTEM | SCOPE PROCESSOR | OLYMPUS | CV-290 | 2014-11-14 | 12000 | 2023-11-16 | 2025-07-09
ENDOSCOPY STACKING TROLLEY | ENDOSCOPY STACKING TROLLEY | OLYMPUS | WM-NP2 | 2014-11-14 | 3240 | 2024-03-08 | 2026-03-08
ENDOSCOPY STACKING TROLLEY | ENDOSCOPY STACKING TROLLEY | OLYMPUS | WM-NP2 | 2014-11-14 | 3240 | 2023-11-16
SCALES | SCALES - STAND ON | MARSDEN | MS-4203 | 2014-09-23 | 300 | 2023-11-17 | 2024-11-15
SCALES | SCALES - STAND ON | MARSDEN | MS-4203 | 2014-09-23 | 300 | 2023-11-17 | 2024-11-15
SCALES | SCALES - HOIST | LIKO | 2835 | 2014-10-30 | 360 | 2022-01-12 | 2024-11-15
VENTILATOR | TRANSPORT VENTILATOR | DRAEGER | OXYLOG 3000 PLUS | 2014-10-30 | 14781.6 | 2024-07-18 | 2025-08-03
SCALES | SCALES - STAND ON | MARSDEN | MS-4203 | 2014-09-23 | 300 | 2023-11-14 | 2024-11-15
BATTERY CHECKER | BATTERY CHECKER | ASTRATEC | CHECKMATE III | 2014-10-16 | 1002 | 2020-12-16
VISION TESTER | LOGMAR-TEST TYPE VISION CHART | SUSSEX VISIO | SDT.392LSV | 2014-10-15 | 600 | 2024-02-05 | 2026-02-05
VISION TESTER | LOGMAR-TEST TYPE VISION CHART | SUSSEX VISIO | SDT.392LSV | 2014-10-15 | 600 | 2024-02-05 | 2025-02-05
SLIT LAMP | SLIT LAMP | HAAG STREIT | BQ900 | 2014-10-15 | 34676.4 | 2022-03-25 | 2025-09-15
SLIT LAMP | SLIT LAMP | HAAG STREIT | BQ900 | 2014-10-15 | 34676.4 | 2024-02-01 | 2025-01-08
STANDING AID | STANDING AID | ARJO HUNTLEIGH | STEDY | 2014-09-23 | 780 | 2024-06-18 | 2025-06-18
SCALES | SCALES - BABY WITH BLUETOOTH | MARSDEN | M-400 | 2014-09-02 | 442.8 | 2022-11-29 07:55 | 2024-11-15
SCALES | SCALES - BABY WITH BLUETOOTH | MARSDEN | M-400 | 2014-09-02 | 442.8 | 2022-11-25 11:03 | 2024-11-15
AUDIO DOPPLER | AUDIO DOPPLER | SUNRAY | SRF618E | 2015-08-27 | 180
NEBULIZER | NEBULIZER | PHILIPS LTD | INNOSPIRE DELUXE | 2014-08-22 | 126
NEBULIZER | NEBULIZER | PHILIPS LTD | INNOSPIRE DELUXE | 2014-08-22 | 126
NEBULIZER | NEBULIZER | PHILIPS LTD | INNOSPIRE DELUXE | 2014-08-22 | 126
NEBULIZER | NEBULIZER | PHILIPS LTD | INNOSPIRE DELUXE | 2014-08-22 | 126
NEBULIZER | NEBULIZER | PHILIPS LTD | INNOSPIRE DELUXE | 2014-08-22 | 126
NEBULIZER | NEBULIZER | PHILIPS LTD | INNOSPIRE DELUXE | 2014-08-22 | 126
NEBULIZER | NEBULIZER | PHILIPS LTD | INNOSPIRE DELUXE | 2014-08-22 | 126
NEBULIZER | NEBULIZER | PHILIPS LTD | INNOSPIRE DELUXE | 2014-08-22 | 126
NEBULIZER | NEBULIZER | PHILIPS LTD | INNOSPIRE DELUXE | 2014-08-22 | 126
NEBULIZER | NEBULIZER | PHILIPS LTD | INNOSPIRE DELUXE | 2014-08-22 | 126
NEBULIZER | NEBULIZER | PHILIPS LTD | INNOSPIRE DELUXE | 2014-08-22 | 126
NEBULIZER | NEBULIZER | PHILIPS LTD | INNOSPIRE DELUXE | 2014-08-22 | 126
NEBULIZER | NEBULIZER | PHILIPS LTD | INNOSPIRE DELUXE | 2014-08-22 | 126
NEBULIZER | NEBULIZER | PHILIPS LTD | INNOSPIRE DELUXE | 2014-08-22 | 126
NEBULIZER | NEBULIZER | PHILIPS LTD | INNOSPIRE DELUXE | 2014-08-22 | 126
NEBULIZER | NEBULIZER | PHILIPS LTD | INNOSPIRE DELUXE | 2014-08-22 | 126
NEBULIZER | NEBULIZER | PHILIPS LTD | INNOSPIRE DELUXE | 2014-08-22 | 126
NEBULIZER | NEBULIZER | PHILIPS LTD | INNOSPIRE DELUXE | 2014-08-22 | 126
NEBULIZER | NEBULIZER | PHILIPS LTD | INNOSPIRE DELUXE | 2014-08-22 | 126
NEBULIZER | NEBULIZER | PHILIPS LTD | INNOSPIRE DELUXE | 2014-08-22 | 126
NEBULIZER | NEBULIZER | PHILIPS LTD | INNOSPIRE DELUXE | 2014-08-22 | 126
NEBULIZER | NEBULIZER | PHILIPS LTD | INNOSPIRE DELUXE | 2014-08-22 | 126
SCALES | SCALES - STAND ON | MARSDEN | MS-4203 | 2014-06-23 | 300 | 2022-01-12 | 2024-11-15
STANDING AID | STANDING AID | ARJO HUNTLEIGH | STEDY | 2013-12-23 | 738 | 2024-06-19 | 2025-06-19
CARDIOGRAPH | CARDIOGRAPH | MORTARA INST | ELI 250C | 2014-08-20 | 3600 | 2023-03-15 15:03 | 2025-04-11
VITAL SIGNS MONITOR | VITAL SIGNS MONITOR: NBP | OMRON | M6 (HEM-7001-E) | 2014-07-23 | 60
VITAL SIGNS MONITOR | VITAL SIGNS MONITOR: NBP | OMRON | M6 (HEM-7001-E) | 2014-07-23 | 60
CRYOGEN FLASK | CRYOGEN FLASK | BRYMILL | CRY-AC | 2013-12-20 | 600
SUCTION CONTROLLER | TWIN HIGH SUCTION | THERAPY EQUIPMENT | TWIN DIAMOND (H2/HI) | 2014-07-21 | 360
SPHYGMOMANOMETER | DESK SPHYGMOMANOMETER | WELCH ALLYN | 7670-16 | 2014-07-17 | 72
DIATHERMY MACHINE | DIATHERMY MACHINE | GYRUS MEDICA | G400 WORKSTATION | 2014-07-12 | 18000 | 2024-06-07 | 2025-06-12
FLAT SCREEN DISPLAY | FLAT SCREEN DISPLAY - MEDICAL GRADE 26" HD 1080P | CONMED | VP4726 | 2016-05-23 | 4800 | 2021-01-04 | 2025-01-15
CAMERA | COMPACT CAMERA | CANON | POWERSHOT SX510HS | 2014-10-12 | 180 | 2024-10-04 | 2026-10-11
HANDPIECE MICROMOTOR | MICROMOTOR | W&H UK LTD | IMPLANTMED MICROMOTOR | 2015-04-29 | 775.2
SPHYGMOMANOMETER | DESK SPHYGMOMANOMETER | WELCH ALLYN | 7670-16 | 2015-03-09 | 120
SPHYGMOMANOMETER | DESK SPHYGMOMANOMETER | WELCH ALLYN | 7670-16 | 2015-03-09 | 120
SPHYGMOMANOMETER | DESK SPHYGMOMANOMETER | WELCH ALLYN | 7670-16 | 2015-03-09 | 120
SPHYGMOMANOMETER | DESK SPHYGMOMANOMETER | WELCH ALLYN | 7670-16 | 2015-03-09 | 120
HAND HELD TONOMETER | TONOMETER | CLEMENT CLARKE | PERKINS MK3 | 2015-02-02 | 600
HUMALACTOR | HUMALACTOR | E AMEDA LTD | ELITE | 2015-01-29 | 510 | 2022-08-05 | 2024-08-05
DIATHERMY MACHINE | DIATHERMY MACHINE | VALLEYLAB | FORCE TRIAD | 2015-03-03 | 31800 | 2023-12-13 | 2024-12-13
NERVE MONITOR | NERVE INTEGRITY MONITOR | MEDTRONIC | NIM RESPONSE 3 | 2015-02-27 | 16570.992 | 2019-05-07 | 2024-05-01
COLPOSCOPE | COLPOSCOPE | ZEISS | 150-FC | 2015-02-16 | 11640.96 | 2024-06-03 | 2025-06-03
SPEECH AID | SPEECH AID | SERVOX | LAC-SA0001 | 2015-02-13 | 630
SPHYGMOMANOMETER | SPHYGMOMANOMETER | ACCOSON LTD | DESK | 2015-01-19 | 61.8 | 2024-04-23 | 2025-04-23
SCALES | SCALES - STAND ON | MARSDEN | M-420 | 2015-01-13 | 300 | 2022-01-20 | 2024-11-15
SPHYGMOMANOMETER | SPHYGMOMANOMETER - MOBILE | WELCH ALLYN | 7670-10 | 2015-01-06 | 217.488 | 2023-06-08 | 2025-08-01
SPHYGMOMANOMETER | SPHYGMOMANOMETER - MOBILE | WELCH ALLYN | 7670-10 | 2015-01-06 | 217.488 | 2023-06-08 | 2025-08-01
SPHYGMOMANOMETER | SPHYGMOMANOMETER - MOBILE | WELCH ALLYN | 7670-10 | 2015-01-06 | 217.488 | 2023-06-08 | 2025-08-01
SPHYGMOMANOMETER | SPHYGMOMANOMETER - MOBILE | WELCH ALLYN | 7670-10 | 2015-01-06 | 217.488 | 2023-06-08 | 2025-08-01
CONTROL-WARMING MATT | COSYTHERM CONTROL UNIT - MAINS POWER | INDITHERM | COSYTHERM CCU200 | 2011-09-23 | 600 | 2024-07-31 | 2025-07-31
SUCTION UNIT | SUCTION - LAERDAL - BATTERY | LAERDAL | LSU-2 | 2014-10-30 | 816 | 2024-01-12 | 2027-01-12
SCALES | SCALES - FLUID | TERAOKA | DS-502 | 2014-10-27 | 226.8 | 2023-12-07 | 2024-11-15
RESUSCITAIRE | RESUSCITAIRE RADIANT WARMER | DRAEGER | RW82 | 2014-10-29 | 11288.64 | 2024-04-19 | 2025-05-01
ELECTRIC BED | AFFINITY 4 | HILL-ROM | P3700D | 2014-10-21 | 10036.8 | 2023-08-18 | 2024-09-01
SCALES | SCALES - BABY | SECA | 834 | 2014-10-17 | 240 | 2023-09-01 | 2024-11-15
SCALES | SCALES - BABY | SECA | 834 | 2014-10-17 | 240 | 2023-04-05 | 2024-11-15
SCALES | SCALES - BABY | SECA | 834 | 2014-10-17 | 240 | 2021-03-23 | 2024-11-15
SCALES | SCALES - BABY | SECA | 834 | 2014-10-17 | 240 | 2021-03-23 | 2024-11-15
TRANSPORT MONITOR | PATIENT MONITOR INTELLIVUE X2 | PHILIPS LTD | M3002A-X2 | 2011-11-16 | 1680 | 2022-08-12 | 2025-08-12
TRANSPORT MONITOR | PATIENT MONITOR INTELLIVUE X2 | PHILIPS LTD | M3002A-X2 | 2011-11-16 | 1680 | 2022-08-18 | 2025-08-18
VITAL SIGNS MONITOR | VITAL SIGNS MONITOR: NBP. | GE LIMITED | CARESCAPE V100 | 2014-09-25 | 1417.2 | 2023-06-27 | 2026-06-27
VITAL SIGNS MONITOR | VITAL SIGNS MONITOR: NBP. | GE LIMITED | CARESCAPE V100 | 2014-09-25 | 283.2 | 2021-08-23 | 2025-08-01
COUCH | COUCH - ULTRASOUND COUCH | PLINTH 2000 | PLINTH 2000 | 2016-02-25 | 2400 | 2019-10-31 | 2024-10-15
HANDPIECE MICROMOTOR | HANDPIECE MICROMOTOR | BIEN-AIR UK | BASCH | 2014-11-17 | 1119.6
LIGHT CURING LAMP | CURING LIGHT | MESTRA | R-100035 | 2014-11-27 | 480 | 2024-03-14 | 2026-06-17
WARMING CABINET | WARMING CABINET | LEEC | W330 | 2014-11-18 | 2580 | 2024-05-15 | 2025-05-15
WAX BATH | WAX POT | DENSTAR | 420 | 2014-11-06 | 240 | 2021-12-20 | 2025-06-18
HANDPIECE | ALEGRA CONTRA ANGLE | W&H UK LTD | WE-56 | 2014-11-06 | 168
HANDPIECE | ALEGRA CONTRA ANGLE | W&H UK LTD | WE-56 | 2014-11-06 | 168
HANDPIECE | ALEGRA CONTRA ANGLE | W&H UK LTD | WE-56 | 2014-11-06 | 168
POWERED TABLE | OPHTHALMIC TABLE | MDT | MD3 | 2014-10-23 | 2400 | 2022-06-10 | 2023-06-10
LASER - CLASS 4 | LASER - OPHTHALMIC SYSTEM. YAG AND SLT MODE. LIGHTLAS YAG/SLT | LIGHTMED | SELECTOR II | 2014-10-23 | 43502.4 | 2023-01-30 10:32 | 2024-01-05
ENDOSCOPE | LARYNGO ENDOSCOPE OPERATING UNIT | OLYMPUS | OTV-S1 | 2014-10-22 | 4800 | 2024-07-08 | 2025-07-30
DENTAL LIGHT | LED DENTAL LIGHT WALL MOUNTED | ADEC DENTAL | 575L | 2014-09-05 | 1740 | 2023-12-01 | 2024-12-01
DENTAL CHAIR | DENTAL CHAIR | BELMONT | 037 | 2014-09-05 | 8400 | 2023-12-04 | 2024-12-04
DENTAL LIGHT | LED DENTAL LIGHT CEILING MOUNTED | ADEC DENTAL | 576L | 2014-09-05 | 1740 | 2022-02-16 | 2023-08-08
DENTAL UNIT | DENTAL CART WITH 1X 3-IN-1 SYRINGE & 2X FIBRE OPTIC OUTPUTS | ADEC DENTAL | 2562 | 2014-09-05 | 3376.8 | 2022-02-15 | 2023-08-08
DENTAL UNIT | DENTAL CHAIR | ADEC DENTAL | 411 | 2014-09-05 | 22267.56 | 2022-02-16 | 2023-08-08
DENTAL LIGHT | LED DENTAL LIGHT CEILING MOUNTED | ADEC DENTAL | 576L | 2014-09-05 | 1740 | 2022-02-16 | 2023-08-08
DENTAL UNIT | DENTAL CART WITH 1X 3-IN-1 SYRINGE & 2X FIBRE OPTIC OUTPUTS | ADEC DENTAL | 2562 | 2014-09-05 | 3376.8 | 2022-02-15 | 2023-08-08
DENTAL UNIT | DENTAL CHAIR | ADEC DENTAL | 411 | 2014-09-05 | 22267.548 | 2022-02-16 | 2023-08-08
AREA ALARM SYSTEM | MEDICAL GAS ALARM | SHIRE | SA-6 | 2014-09-03 | 420 | 2024-08-20 | 2024-11-20
AREA ALARM SYSTEM | MEDICAL GAS ALARM | SHIRE | SA-6 | 2014-09-03 | 420 | 2024-08-20 | 2024-11-20
AREA ALARM SYSTEM | MEDICAL GAS ALARM | SHIRE | AREA ALARM | 2006-01-01 | 0 | 2024-09-17 | 2024-12-20
AREA ALARM SYSTEM | MEDICAL GAS ALARM | SHIRE | SA-6 | 2014-08-20 | 420 | 2024-08-20 | 2024-11-20
HOT AIR GUN | HOT AIR GUN | STEINEL | HL1810S | 2014-11-28 | 59.412 | 2023-08-02 | 2025-08-02
DENTAL LIGHT | EXAMINATION LIGHT DENTAL | DARAY | ME8 | 2014-10-27 | 480 | 2022-05-10 | 2024-04-16
HANDPIECE | DENTAL HANDPIECE | W&H UK LTD | AC-20RM | 2014-10-24 | 360
HANDPIECE | DENTAL HANDPIECE | W&H UK LTD | AC-20RM | 2014-08-29 | 360
HUMALACTOR | HUMALACTOR | MEDELA | SYMPHONY | 2014-09-19 | 2280 | 2024-06-14 | 2026-06-14
HUMALACTOR | HUMALACTOR | MEDELA | SYMPHONY | 2014-09-19 | 2280 | 2023-10-04 | 2025-10-04
HUMALACTOR | HUMALACTOR | MEDELA | SYMPHONY | 2014-09-19 | 2280 | 2022-08-05 | 2024-08-05
BOWL ALGINATE MIXER | ALGINATE MIXER | HENRY SCHEIN | 9003892 | 2014-09-19 | 921.6 | 2023-09-28 | 2024-09-28
LIGHT CURE UNIT | CURING LIGHT | SATELEC | MINI LED ORTHO | 2014-09-19 | 960 | 2022-02-15 | 2023-08-08
LIGHT CURE UNIT | CURING LIGHT | 3M HEALTH CARE | ORTHOLUX | 2014-09-18 | 240 | 2022-02-15 | 2023-08-08
HEADLIGHT SYSTEM | SOLID STATE PROCEDURE HEADLIGHT SYSTEM | WELCH ALLYN | 49024 | 2014-09-15 | 720 | 2022-02-18 | 2023-08-15
HEADLIGHT SYSTEM | SOLID STATE PROCEDURE HEADLIGHT SYSTEM | WELCH ALLYN | 49024 | 2014-09-15 | 720 | 2022-02-18 | 2023-08-15
HEADLIGHT SYSTEM | SOLID STATE PROCEDURE HEADLIGHT SYSTEM | WELCH ALLYN | 49024 | 2014-09-15 | 720 | 2022-02-18 | 2023-08-15
HEADLIGHT SYSTEM | SOLID STATE PROCEDURE HEADLIGHT SYSTEM | WELCH ALLYN | 49024 | 2014-09-15 | 720 | 2022-02-18 | 2023-08-15
SPHYGMOMANOMETER | SPHYGMOMANOMETER - MOBILE | WELCH ALLYN | 7670-10 | 2015-01-09 | 216
SPHYGMOMANOMETER | SPHYGMOMANOMETER - MOBILE | WELCH ALLYN | 7670-10 | 2015-01-09 | 216
SPHYGMOMANOMETER | SPHYGMOMANOMETER - MOBILE | WELCH ALLYN | 7670-10 | 2015-01-09 | 216
SPHYGMOMANOMETER | SPHYGMOMANOMETER - MOBILE | WELCH ALLYN | 7670-10 | 2015-01-09 | 216
SPHYGMOMANOMETER | SPHYGMOMANOMETER - MOBILE | WELCH ALLYN | 7670-10 | 2015-01-09 | 216
SCALES | SCALES - STAND ON | MARSDEN | M-420 | 2014-12-17 | 300 | 2021-03-23 | 2024-11-15
POWER SUPPLY | POWER SUPPLY - SMPSU | PMT | PSAA10-R050 | 2014-12-03 | 360
POWER SUPPLY | POWER SUPPLY - SMPSU | PMT | PSAA10-R050 | 2014-12-03 | 360
POWER SUPPLY | POWER SUPPLY - SMPSU | PMT | PSAA10-R050 | 2014-12-03 | 360
CARDIOGRAPH | CARDIOGRAPH | MORTARA INST | ELI 250 | 2014-12-03 | 3600
SCALES | SCALES - STAND ON | MARSDEN | M-420 | 2014-12-17 | 300 | 2021-03-23 | 2024-11-15
SCALES | SCALES - STAND ON | MARSDEN | M-420 | 2014-12-17 | 300 | 2021-03-23 | 2024-11-15
SCALES | SCALES - STAND ON | MARSDEN | M-420 | 2014-12-17 | 300 | 2023-12-05 | 2024-11-15
CARDIOGRAPH | CARDIOGRAPH | MORTARA INST | ELI 250 | 2014-12-02 | 3600
SUCTION UNIT | SUCTION - LAERDAL - BATTERY | LAERDAL | LSU-2 | 2014-11-28 | 816 | 2022-10-17 | 2025-10-17
COMPUTER - LAPTOP/NOTEBOOK | DISPLAY UNIT AND CONTROL | BARD LTD | SHERLOCK 3CGTCS | 2014-10-24 | 720
SCALES | SCALES - FLUID | TERAOKA | DS-673SS-6KG | 2014-10-15 | 318 | 2022-02-16 | 2024-11-15
SCALES | SCALES - FLUID | TERAOKA | DS-673SS-6KG | 2014-10-15 | 318 | 2023-12-05 | 2024-11-15
EXERCISE BICYCLE | EXERCISE BICYCLE | KETTLER | UH678X | 2014-10-15 | 1080
EXERCISE BICYCLE | EXERCISE BICYCLE | YORK FITNESS | 53044-G03 | 2014-10-15 | 300
CD PLAYER | MICRO HIFI SYSTEM | SONY | CMT-520B | 2014-10-01 | 132
ULTRASOUND PROBE | ULTRASOUND PROBE | FUJIFILM SONOSITE | L25N | 2023-02-23 | 6000
ULTRASOUND SCANNER | ULTRASOUND SCANNER | FUJIFILM SONOSITE | NANOMAXX P11111-45 | 2014-09-04 | 11988.024 | 2024-01-12 | 2025-01-12
EXERCISE BICYCLE | MINI EXERCISE BICYCLE | PRO FITNESS | PRO FITNESS | 2014-09-04 | 120
EXERCISE BICYCLE | MINI EXERCISE BICYCLE | PRO FITNESS | PRO FITNESS | 2014-09-04 | 120
EXERCISE BICYCLE | MINI EXERCISE BICYCLE | PRO FITNESS | PRO FITNESS | 2014-09-04 | 120
EXERCISE BICYCLE | MINI EXERCISE BICYCLE | PRO FITNESS | PRO FITNESS | 2014-09-04 | 120
COUCH | COUCH - 2 SECTION ELECTRIC | BRISTOL MAID (HOSP.M.CRAFT) | CC/VH/E2 | 2014-09-05 | 1020 |  | 2024-09-15
COUCH | COUCH - 2 SECTION ELECTRIC | BRISTOL MAID (HOSP.M.CRAFT) | CC/VH/E2 | 2014-09-05 | 1020 | 2024-04-08 | 2027-04-08
COUCH | COUCH - 2 SECTION ELECTRIC | BRISTOL MAID (HOSP.M.CRAFT) | CC/VH/E2 | 2014-09-05 | 1020 | 2022-01-21 | 2024-09-14
EXERCISE BICYCLE | EXERCISE BICYCLE | YORK FITNESS | ASPIRE-BICYCLE | 2014-09-04 | 480
SPHYGMOMANOMETER | SPHYGMOMANOMETER | WELCH ALLYN | WALL & MOBILE ANEROID SPHYGMOMANOMETER | 2014-08-29 | 102
SPHYGMOMANOMETER | SPHYGMOMANOMETER | WELCH ALLYN | WALL & MOBILE ANEROID SPHYGMOMANOMETER | 2014-08-29 | 102
HUMIDIFIER | HUMIDIFIER | F & P | MR850 | 2015-09-09 | 1200 | 2024-02-16 | 2025-02-01
HUMIDIFIER | M SERIES HUMIDIFIER | RESPIRONICS | M SERIES HUMIDIFIER | 2015-03-03 | 300
HUMIDIFIER | M SERIES HUMIDIFIER | RESPIRONICS | M SERIES HUMIDIFIER | 2015-03-03 | 600
SIMPLEX ACTIVE SCAVENGING SYS | ANAESTHETIC GAS SCAVENGING UNIT | MILLENIUM | SIMPLEX | 2009-05-05 | 1910.4 | 2024-09-17 | 2024-12-20
WHEELCHAIR | WHEELCHAIR | PANTHER | MICRO 24 | 2016-04-01 | 240
NITROUS OXIDE MANIFOLD | NITROUS OXIDE MANIFOLD | MILLENIUM | CALISTRA N20 | 2016-11-22 | 2400 | 2024-08-14 | 2024-11-20
AREA ALARM SYSTEM | MEDICAL GAS ALARM | SHIRE | SA-6 | 2015-07-01 | 420 | 2024-10-09 | 2024-12-20
ULTRASOUND PROBE | ULTRASOUND PROBE | GE LIMITED | M5SC-D | 2024-04-05 | 3600
ULTRASOUND PROBE | ULTRASOUND PROBE | GE LIMITED | M5SC-D | 2022-02-03 | 6000
ULTRASOUND PROBE | ULTRASOUND PROBE | GE LIMITED | P2D | 2015-04-13 | 2400
ULTRASOUND PROBE | ULTRASOUND PROBE | GE LIMITED | 4V-D | 2015-04-13 | 14400
ULTRASOUND PROBE | ULTRASOUND PROBE | GE LIMITED | M5SC-D | 2015-04-13 | 9600
ULTRASOUND-CARDIO | ULTRASOUND SCANNER | GE LIMITED | VIVID E9 | 2015-04-13 | 122464.8 | 2024-09-23 | 2025-09-23
HEARING AID ANALYSER | PC AUDIOMETER | GN OTOMETRIC | AURICAL + | 2015-04-30 | 960 | 2023-11-01 | 2024-11-01
EXERCISE BICYCLE | EXERCISE BICYCLE | YORK FITNESS | 53044-G03 | 2014-07-30 | 240
HEARING AID ANALYSER | REM HEADSET | GN OTOMETRIC | AURICAL FREEFIT - REM HEADSET | 2014-06-09 | 4359.804 | 2024-07-18 | 2025-07-18
AUDIOMETER | AUDIOMETER BASE UNIT | GN OTOMETRIC | AURICAL FREEFIT - BASE UNIT | 2014-06-09 | 9177.972 | 2024-07-18 | 2025-07-18
ULTRASOUND PROBE | ULTRASOUND PROBE | GE LIMITED | 3SC-RS | 2015-04-13 | 7200
ULTRASOUND PROBE | ULTRASOUND PROBE | GE LIMITED | L6-12 | 2015-04-13 | 7200
ULTRASOUND PROBE | ULTRASOUND PROBE | GE LIMITED | 4C-RS | 2015-04-13 | 7200
COUCH | DAY SURGERY TROLLEY | ANETIC AID | QA3 | 2014-11-21 | 3360 | 2022-05-23 | 2025-05-23
COUCH | DAY SURGERY TROLLEY | ANETIC AID | QA3 | 2014-11-21 | 3360 | 2022-04-13 | 2025-01-12
ULTRASOUND PROBE DISINFECTION UNIT | ULTRASOUND PROBE DISINFECTION UNIT | GERMITEC | ANTIGERMIX E1 | 2014-11-04 | 44640
ULTRASOUND PROBE | ULTRASOUND PROBE | SIEMENS LTD | MC9-4 | 2020-07-06 | 7200
ULTRASOUND PROBE | ULTRASOUND PROBE | SIEMENS LTD | 6C1 HD | 2014-10-23 | 6000
ULTRASOUND PROBE | ULTRASOUND PROBE | SIEMENS LTD | 9L4 | 2014-10-23 | 8400
ULTRASOUND SCANNER | ULTRASOUND SCANNER | SIEMENS LTD | ACUSON S2000 | 2014-10-23 | 63600 | 2024-05-15 | 2025-05-10
DENTAL X-RAY UNIT | INTRA-ORAL X-RAY MACHINE | SIRONA LTD | HELIODENT PLUS | 2014-10-16 | 2160 | 2024-02-09 | 2025-02-09
TUBE SUPPORTS - OPG | TUBE SUPPORTS - OPG | SIRONA LTD | ORTHOPOS XG3 | 2014-10-15 | 25133.76 | 2023-10-06
OVEN | CONTRAST WARMER | TORE PICENARDI (CR) ITALY | PANACEA 2431/V | 2014-08-08 | 1800 | 2024-04-17 | 2025-04-17
VACUUM CLEANER | VACUUM CLEANER | CONVAC LTD | 3000 | 2014-08-08 | 180 | 2024-02-15 | 2025-02-15
CONTRAST INJECTOR | MARK 7 ARTERION CONTRAST INJECTOR | MEDRAD | MARK 7 ARTERION | 2014-07-02 | 24777.6 | 2024-01-11 | 2025-01-09
CARDIAC CATHETERISATION ROOM | ARTIS ZEE DFC | SIEMENS LTD | ARTIS ZEE DFC | 2014-07-02 | 561010.584 | 2024-08-05 | 2024-11-05
PATIENT SIMULATOR | BYPASS MACHINE PATIENT SIMULATOR | ULCO TECHNOLOGIES | ORPHEUS | 2014-09-01 | 60672.6
BALANCE | BALANCE | METTLER | MS12001L/01 | 2014-09-01 | 2862 | 2023-04-26 | 2024-04-26
ELECTRIC BED | ELECTRIC BED | LINET UK | ELEGANZA 3000 | 2004-02-18 | 1848 | 2024-03-19 | 2025-03-19
PATIENT HOIST | PATIENT HOIST - OVERHEAD - SWL 270KG | FREEWAY | TRANSACTIVE MANUAL | 2014-08-21 | 690 | 2024-07-17 | 2025-01-17
PATIENT HOIST | PATIENT HOIST - OVERHEAD - SWL 270KG | FREEWAY | TRANSACTIVE MANUAL | 2014-08-21 | 690 | 2024-07-17 | 2025-01-17
PATIENT HOIST | PATIENT HOIST - OVERHEAD - SWL 270KG | FREEWAY | TRANSACTIVE MANUAL | 2014-08-21 | 690 | 2024-07-17 | 2025-01-17
PATIENT HOIST | PATIENT HOIST - OVERHEAD - SWL 270KG | FREEWAY | TRANSACTIVE MANUAL | 2014-08-21 | 690 | 2024-07-17 | 2025-01-17
PATIENT HOIST | PATIENT HOIST - OVERHEAD - SWL 270KG | FREEWAY | TRANSACTIVE MANUAL | 2014-08-21 | 690 | 2024-07-17 | 2025-01-17
PATIENT HOIST | PATIENT HOIST - OVERHEAD - SWL 270KG | FREEWAY | TRANSACTIVE MANUAL | 2014-08-21 | 690 | 2024-07-30 | 2025-02-06
PATIENT HOIST | PATIENT HOIST - OVERHEAD - SWL 270KG | FREEWAY | TRANSACTIVE MANUAL | 2014-08-21 | 690 | 2024-07-17 | 2025-01-17
PATIENT HOIST | PATIENT HOIST - OVERHEAD - SWL 270KG | FREEWAY | TRANSACTIVE MANUAL | 2014-08-21 | 690 | 2024-07-11 | 2025-01-11
PATIENT HOIST | PATIENT HOIST - OVERHEAD - SWL 270KG | FREEWAY | TRANSACTIVE MANUAL | 2014-08-21 | 690 | 2024-07-17 | 2025-01-17
PATIENT HOIST | PATIENT HOIST - OVERHEAD - SWL 270KG | FREEWAY | TRANSACTIVE MANUAL | 2014-08-21 | 690 | 2024-07-17 | 2025-01-17
PATIENT HOIST | PATIENT HOIST - OVERHEAD - SWL 270KG | FREEWAY | TRANSACTIVE MANUAL | 2014-08-21 | 690 | 2024-07-17 | 2025-01-17
PATIENT HOIST | PATIENT HOIST - OVERHEAD - SWL 270KG | FREEWAY | TRANSACTIVE MANUAL | 2014-08-21 | 690 | 2024-07-17 | 2025-01-17
SPHYGMOMANOMETER | SPHYGMOMANOMETER - MOBILE | WELCH ALLYN | 7670-10 | 2014-08-20 | 217.488
SPHYGMOMANOMETER | SPHYGMOMANOMETER - MOBILE | WELCH ALLYN | 7670-10 | 2014-08-15 | 217.488
SPHYGMOMANOMETER | SPHYGMOMANOMETER - MOBILE | WELCH ALLYN | 7670-10 | 2014-08-15 | 217.488
SPHYGMOMANOMETER | SPHYGMOMANOMETER - MOBILE | WELCH ALLYN | 7670-10 | 2014-08-15 | 217.488
SPHYGMOMANOMETER | SPHYGMOMANOMETER - MOBILE | WELCH ALLYN | 7670-10 | 2014-08-20 | 217.488
SPHYGMOMANOMETER | SPHYGMOMANOMETER - MOBILE | WELCH ALLYN | 7670-10 | 2014-08-20 | 217.488
SCALES | SCALES - FLUID | TERAOKA | DS-502 | 2014-08-15 | 226.8 | 2023-11-29 | 2024-11-15
SPHYGMOMANOMETER | SPHYGMOMANOMETER - MOBILE | WELCH ALLYN | 7670-10 | 2014-08-14 | 217.488
SPHYGMOMANOMETER | SPHYGMOMANOMETER - MOBILE | WELCH ALLYN | 7670-10 | 2014-08-14 | 217.488
SPHYGMOMANOMETER | SPHYGMOMANOMETER - MOBILE | WELCH ALLYN | 7670-10 | 2014-08-14 | 217.488
SPHYGMOMANOMETER | SPHYGMOMANOMETER - MOBILE | WELCH ALLYN | 7670-10 | 2014-08-14 | 217.488
SPHYGMOMANOMETER | SPHYGMOMANOMETER - MOBILE | WELCH ALLYN | 7670-10 | 2014-08-14 | 217.488
SPHYGMOMANOMETER | SPHYGMOMANOMETER - MOBILE | WELCH ALLYN | 7670-10 | 2014-08-14 | 217.488
SPHYGMOMANOMETER | SPHYGMOMANOMETER - MOBILE | WELCH ALLYN | 7670-10 | 2014-08-14 | 217.488
SPHYGMOMANOMETER | SPHYGMOMANOMETER - MOBILE | WELCH ALLYN | 7670-10 | 2014-08-14 | 217.488
SPHYGMOMANOMETER | SPHYGMOMANOMETER - MOBILE | WELCH ALLYN | 7670-10 | 2014-08-14 | 217.488
SPHYGMOMANOMETER | SPHYGMOMANOMETER - MOBILE | WELCH ALLYN | 7670-10 | 2014-08-14 | 217.488
SPHYGMOMANOMETER | SPHYGMOMANOMETER - MOBILE | WELCH ALLYN | 7670-10 | 2014-08-14 | 217.488
SPHYGMOMANOMETER | SPHYGMOMANOMETER - MOBILE | WELCH ALLYN | 7670-10 | 2014-08-14 | 217.488
NEBULIZER | ULTRASONIC NEBULIZER | OMRON | NE-U17 | 2008-04-02 | 912
ELECTRIC BED | ELECTRIC BED | LINET UK | ELEGANZA 3000 | 2004-02-18 | 1848 | 2023-11-21 | 2024-11-21
DEFIB TESTER | DEFIBRILLATOR ANALYSER | FLUKE | IMPULSE 7000DP | 2014-08-01 | 4302 | 2024-09-02 | 2025-09-02
SUCTION UNIT | SUCTION - LAERDAL - BATTERY | LAERDAL | LSU-2 | 2014-08-01 | 816 | 2021-06-16 | 2025-06-16
SUCTION UNIT | SUCTION - LAERDAL - BATTERY | LAERDAL | LSU-2 | 2014-08-01 | 816 | 2024-07-12 | 2027-07-12
AMBULATORY ARRHYTHMIA MONITOR | AMBULATORY ECG RECORDER | NOVACOR UK | R.TEST 4 EVOLUTION | 2014-07-21 | 2265.6
TILT CHAIR | TILT CHAIR - PRESSURE MANAGEMENT | CAREFLEX | HYDROFLEX | 2014-07-18 | 3678 | 2022-02-16 | 2024-07-14
TILT CHAIR | TILT CHAIR - PRESSURE MANAGEMENT | CAREFLEX | HYDROFLEX | 2014-07-18 | 3678 | 2020-11-16 | 2023-11-16
SCALES | SCALES - FLUID | TERAOKA | DS-502 | 2014-07-11 | 120 | 2023-11-29 | 2024-11-15
SPHYGMOMANOMETER | SPHYGMOMANOMETER - MOBILE | WELCH ALLYN | 7670-10 | 2014-07-07 | 217.488
EXAMINATION LAMP | ANGLEPOISE EXAMINATION LAMP | ANGLEPOISE | RADIA | 2014-07-02 | 360
ENDOSCOPY STACKING TROLLEY | ENDOSCOPY STACKING TROLLEY | CTL MEDICAL SYSTEMS | 98-20F-4805-STORZ | 2014-07-01 | 3600 | 2024-07-23 | 2025-07-23
LIGHT SOURCE | LIGHT SOURCE | PENTAX | LH-150II | 2014-06-26 | 3600 | 2024-07-23 | 2025-07-23
DIATHERMY MACHINE | ENDOSCOPIC DIATHERMY | KARL STORZ | AUTOCON 50 | 2014-07-01 | 9600 | 2024-07-23 | 2025-07-23
LIGHT SOURCE | LIGHT SOURCE | PENTAX | LH-150PC | 2014-06-26 | 6000 | 2023-03-30 12:56 | 2025-04-15
COLOUR MONITOR | COLOUR MONITOR | SONY | PVM-20M2MDE | 2014-06-24 | 2394 | 2024-07-23 | 2025-07-23
CAMERA CONTROL UNIT | CCD CAMERA CONTROLLER | KARL STORZ | 20212020 | 2014-07-01 | 8394 | 2024-07-23 | 2025-07-23
ELECTRIC BED | ELECTRIC BED - ICU | LINET UK | ELEGANZA 3XC | 2014-06-13 | 1896 | 2022-06-16 | 2024-11-01
ELECTRIC BED | ELECTRIC BED - ICU | LINET UK | ELEGANZA 3XC | 2014-06-13 | 1896 | 2023-12-11 | 2024-12-11
ELECTRIC BED | ELECTRIC BED - ICU | LINET UK | ELEGANZA 3XC | 2014-06-13 | 1896 | 2023-02-27 10:18 | 2024-11-01
ELECTRIC BED | ELECTRIC BED - ICU | LINET UK | ELEGANZA 3XC | 2014-06-13 | 1896 | 2023-08-29 | 2024-08-29
ELECTRIC BED | ELECTRIC BED - ICU | LINET UK | ELEGANZA 3XC | 2014-06-13 | 1896 | 2024-01-24 | 2025-01-24
ELECTRIC BED | ELECTRIC BED - ICU | LINET UK | ELEGANZA 3XC | 2014-06-13 | 1896 | 2024-02-08 | 2025-02-08
ELECTRIC BED | ELECTRIC BED - ICU | LINET UK | ELEGANZA 3XC | 2014-06-13 | 1896 | 2023-09-12 | 2024-09-12
ELECTRIC BED | ELECTRIC BED - ICU | LINET UK | ELEGANZA 3XC | 2014-06-13 | 1896 | 2023-05-12 | 2024-11-01
ELECTRIC BED | ELECTRIC BED - ICU | LINET UK | ELEGANZA 3XC | 2014-06-13 | 1896 | 2023-11-13 | 2024-11-13
ELECTRIC BED | ELECTRIC BED - ICU | LINET UK | ELEGANZA 3XC | 2014-06-13 | 1896 | 2023-07-11 | 2024-07-11
ELECTRIC BED | ELECTRIC BED - ICU | LINET UK | ELEGANZA 3XC | 2014-06-13 | 1896 | 2023-06-06 | 2024-11-01
ELECTRIC BED | ELECTRIC BED - ICU | LINET UK | ELEGANZA 3XC | 2014-06-13 | 1896 | 2024-01-24 | 2025-01-24
ELECTRIC BED | ELECTRIC BED - ICU | LINET UK | ELEGANZA 3XC | 2014-06-13 | 1896 | 2021-11-06 | 2024-11-01
ELECTRIC BED | ELECTRIC BED - ICU | LINET UK | ELEGANZA 3XC | 2014-06-13 | 1896 | 2023-10-11 | 2024-10-11
MICROSCOPE OPERATING | MICROSCOPE OPERATING | ZEISS | S-88 | 2014-06-24 | 89292.96 | 2022-11-23 12:07 | 2024-10-15
GRINDER TRIMMER | GRINDER/POLISHER | DEMCO | E96-230 | 2014-07-11 | 842.7 | 2024-06-27 | 2025-06-27
HEARING AID ANALYSER | REM HEADSET | GN OTOMETRIC | AURICAL FREEFIT - REM HEADSET | 2014-06-09 | 4359.804 | 2023-07-06 | 2024-07-06
AUDIOMETER | AUDIOMETER BASE UNIT | GN OTOMETRIC | AURICAL FREEFIT - BASE UNIT | 2014-06-09 | 9177.972 | 2023-07-10 | 2024-07-10
AUDIOMETER | AUDIOMETER BASE UNIT | GN OTOMETRIC | AURICAL FREEFIT - BASE UNIT | 2014-06-09 | 737.064 | 2024-01-29 | 2025-01-29
HEARING AID ANALYSER | REM HEADSET | GN OTOMETRIC | AURICAL FREEFIT - REM HEADSET | 2014-06-09 | 4359.804 | 2024-08-22 | 2025-08-22
AUDIOMETER | AUDIOMETER BASE UNIT | GN OTOMETRIC | AURICAL FREEFIT - BASE UNIT | 2014-06-09 | 9177.972 | 2024-08-22 | 2025-08-22
HEARING AID ANALYSER | REM HEADSET | GN OTOMETRIC | AURICAL FREEFIT - REM HEADSET | 2014-06-09 | 4359.804 | 2024-08-22 | 2025-08-22
AUDIOMETER | AUDIOMETER BASE UNIT | GN OTOMETRIC | AURICAL FREEFIT - BASE UNIT | 2014-06-09 | 9177.972 | 2024-08-30 | 2025-08-30
AUDIOMETER | AUDIOMETER BASE UNIT | GN OTOMETRIC | AURICAL FREEFIT - BASE UNIT | 2014-06-09 | 9177.972 | 2023-09-13 | 2024-09-13
HEARING AID ANALYSER | REM HEADSET | GN OTOMETRIC | AURICAL FREEFIT - REM HEADSET | 2014-06-09 | 4359.804 | 2023-09-13 | 2024-09-13
HEARING AID ANALYSER | REM HEADSET | GN OTOMETRIC | AURICAL FREEFIT - REM HEADSET | 2014-06-09 | 4359.804 | 2024-10-24 | 2025-10-24
WAX HEATER | WAX HEATER | DENSTAR | DENSTAR 160N | 2014-10-08 | 240 | 2021-06-28 | 2025-06-18
INCUBATOR | INCUBATOR | ALMEDICA | CULTURA M | 2014-09-02 | 276 | 2024-01-15 | 2025-01-15
INDUCTION CASTING MC | CASTING MACHINE | GALLONI | OKAY 96 | 2014-08-26 | 600 | 2024-03-11 | 2026-06-17
STANDING AID | STANDING AID | ARJO HUNTLEIGH | STEDY | 2014-07-08 | 738 | 2023-07-17 | 2024-07-17
SCALES | SCALES - BABY | SECA | 336 | 2014-06-26 | 360 | 2021-02-15 | 2024-11-15
HANDPIECE | DENTAL HANDPIECE | W&H UK LTD | SYNEA 960LT | 2014-06-24 | 336
CAMERA CONTROL UNIT | HD CAMERA & CONTROLLER | C.MOR | 196614 | 2014-06-27 | 9600 | 2024-05-15 | 2025-05-15
CAMERA CONTROL UNIT | HD CAMERA & CONTROLLER | C.MOR | 196614 | 2014-07-04 | 15600 | 2024-02-16 | 2024-12-20
CRYO UNIT | CRYO UNIT, REF:-- 2509-P-1010 | KEELER | CRYOMATIC MKII | 2014-06-20 | 11980.8 | 2024-09-27 | 2025-03-27
BIPAP VENTILATORY SUPPORT SYSTEM | BIPAP VENTILATORY SUPPORT SYSTEM | RESPIRONICS | A40 | 2014-04-14 | 2913
BIPAP VENTILATORY SUPPORT SYSTEM | BIPAP VENTILATORY SUPPORT SYSTEM | RESPIRONICS | A40 | 2014-04-14 | 2913
VENTILATOR | VENTILATOR | BREAS MEDICAL | NIPPY CLEARWAY | 2019-12-13 | 5400 | 2023-08-30 | 2025-09-01
GAS REGULATOR & FLOWMETER | MEDICAL AIR REDUCING SETS | NORGREN MART | 20AG/4G | 2014-05-27 | 1080 | 2024-07-17 | 2024-10-20
AREA ALARM SYSTEM | MEDICAL GAS ALARM | SHIRE | SA-6 | 2014-05-27 | 420 | 2024-10-09 | 2025-01-20
AREA ALARM SYSTEM | MEDICAL GAS ALARM | SHIRE | SA-6 | 2014-05-27 | 420 | 2024-10-09 | 2025-01-20
AREA ALARM SYSTEM | MEDICAL GAS ALARM | SHIRE | SA-6 | 2014-05-27 | 420 | 2024-10-09 | 2025-01-20
AREA ALARM SYSTEM | MEDICAL GAS ALARM | SHIRE | SA-6 | 2014-05-27 | 420 | 2024-10-09 | 2025-01-20
AREA ALARM SYSTEM | MEDICAL GAS ALARM | SHIRE | SA-6 | 2014-05-27 | 420 | 2024-10-09 | 2025-01-20
AREA ALARM SYSTEM | MEDICAL GAS ALARM | SHIRE | SA-6 | 2014-05-27 | 420 | 2024-10-09 | 2025-01-20
GAS REGULATOR & FLOWMETER | MEDICAL AIR REDUCING SETS | NORGREN MART | 20AG/4G | 2014-05-27 | 1080 | 2024-07-17 | 2024-10-20
GAS REGULATOR & FLOWMETER | MEDICAL AIR REDUCING SETS | NORGREN MART | 20AG/4G | 2014-07-10 | 528 | 2024-08-06 | 2024-11-20
GAS REGULATOR & FLOWMETER | MEDICAL AIR REDUCING SETS | NORGREN MART | 20AG/4G | 2014-05-20 | 528 | 2024-08-06 | 2024-11-20
GAS REGULATOR & FLOWMETER | MEDICAL AIR REDUCING SETS | NORGREN MART | 20AG/4G | 2014-05-10 | 528 | 2024-08-06 | 2024-11-20
GAS REGULATOR & FLOWMETER | MEDICAL AIR REDUCING SETS | NORGREN MART | 20AG/4G | 2014-05-10 | 528 | 2024-08-06 | 2024-11-20
GAS REGULATOR & FLOWMETER | MEDICAL AIR REDUCING SETS | NORGREN MART | 20AG/4G | 2014-05-10 | 528 | 2024-08-06 | 2024-11-20
GAS REGULATOR & FLOWMETER | MEDICAL AIR REDUCING SETS | NORGREN MART | 20AG/4G | 2014-05-20 | 504 | 2024-08-06 | 2024-11-20
GAS REGULATOR & FLOWMETER | MEDICAL AIR REDUCING SETS | NORGREN MART | 20AG/4G | 2014-05-27 | 1080 | 2024-07-17 | 2024-10-20
GAS REGULATOR & FLOWMETER | MEDICAL AIR REDUCING SETS | NORGREN MART | 20AG/4G | 2014-05-27 | 1080 | 2024-07-17 | 2024-10-20
AREA ALARM SYSTEM | MEDICAL GAS ALARM | SHIRE | SA-6 | 2014-05-27 | 420 | 2024-10-09 | 2025-01-20
AREA ALARM SYSTEM | MEDICAL GAS ALARM | SHIRE | SA-6 | 2014-05-27 | 420 | 2024-10-09 | 2025-01-20
AREA ALARM SYSTEM | MEDICAL GAS ALARM | SHIRE | SA-6 | 2014-05-27 | 420 | 2024-10-09 | 2025-01-20
AREA ALARM SYSTEM | MEDICAL GAS ALARM | SHIRE | SA-6 | 2014-05-27 | 420 | 2024-10-09 | 2025-01-20
AREA ALARM SYSTEM | MEDICAL GAS ALARM | SHIRE | SA-6 | 2014-05-27 | 420 | 2024-10-09 | 2025-01-20
AREA ALARM SYSTEM | MEDICAL GAS ALARM | SHIRE | SA-6 | 2014-05-27 | 420 | 2024-10-09 | 2025-01-20
AREA ALARM SYSTEM | MEDICAL GAS ALARM | SHIRE | SA-6 | 2014-05-27 | 420 | 2024-10-09 | 2025-01-20
AREA ALARM SYSTEM | MEDICAL GAS ALARM | SHIRE | SA-6 | 2014-05-27 | 420 | 2024-10-09 | 2025-01-20
AREA ALARM SYSTEM | MEDICAL GAS ALARM | SHIRE | SA-6 | 2014-05-27 | 420 | 2024-10-09 | 2025-01-20
AREA ALARM SYSTEM | MEDICAL GAS ALARM | SHIRE | SA-6 | 2014-05-27 | 420 | 2024-10-09 | 2025-01-20
AUDIOMETER | AUDIOMETER BASE UNIT | GN OTOMETRIC | AURICAL FREEFIT - BASE UNIT | 2014-06-09 | 9177.972 | 2024-08-23 | 2025-08-23
HEARING AID ANALYSER | REM HEADSET | GN OTOMETRIC | AURICAL FREEFIT - REM HEADSET | 2014-06-09 | 4359.804 | 2024-10-24 | 2025-10-24
AUDIOMETER | AUDIOMETER BASE UNIT | GN OTOMETRIC | AURICAL FREEFIT - BASE UNIT | 2014-06-09 | 9177.972 | 2024-09-26 | 2025-06-17
HEARING AID ANALYSER | REM HEADSET | GN OTOMETRIC | AURICAL FREEFIT - REM HEADSET | 2014-06-09 | 4359.804 | 2024-08-23 | 2025-08-23
AUDIOMETER | AUDIOMETER BASE UNIT | GN OTOMETRIC | AURICAL FREEFIT - BASE UNIT | 2014-06-09 | 9177.972 | 2024-10-24 | 2025-10-24
HEARING AID ANALYSER | REM HEADSET | GN OTOMETRIC | AURICAL FREEFIT - REM HEADSET | 2014-06-09 | 4359.804 | 2024-10-24 | 2025-10-24
HEARING AID ANALYSER | REM HEADSET | GN OTOMETRIC | AURICAL FREEFIT - REM HEADSET | 2014-06-09 | 4359.804 | 2024-08-27 | 2025-08-27
AUDIOMETER | AUDIOMETER BASE UNIT | GN OTOMETRIC | AURICAL FREEFIT - BASE UNIT | 2014-06-09 | 9177.972 | 2024-08-27 | 2025-08-27
HEARING AID ANALYSER | REM HEADSET | GN OTOMETRIC | AURICAL FREEFIT - REM HEADSET | 2014-06-09 | 9177.972 | 2024-08-27 | 2025-08-27
AUDIOMETER | AUDIOMETER BASE UNIT | GN OTOMETRIC | AURICAL FREEFIT - BASE UNIT | 2014-06-09 | 9177.972 | 2024-08-27 | 2025-08-27
HEARING AID ANALYSER | PC AUDIOMETER | GN OTOMETRIC | AURICAL + | 2014-06-09 | 960 | 2024-01-12 | 2025-01-12
AUDIOMETER | AUDIOMETER BASE UNIT | GN OTOMETRIC | AURICAL FREEFIT - BASE UNIT | 2014-06-09 | 737.064 | 2024-01-31 | 2025-01-31
AUDIOMETER | AUDIOMETER BASE UNIT | GN OTOMETRIC | AURICAL FREEFIT - BASE UNIT | 2014-06-09 | 737.064 | 2024-07-18
HEARING AID ANALYSER | REM HEADSET | GN OTOMETRIC | AURICAL FREEFIT - REM HEADSET | 2014-06-09 | 4359.804 | 2023-08-15 | 2024-08-15
AUDIOMETER | AUDIOMETER BASE UNIT | GN OTOMETRIC | AURICAL FREEFIT - BASE UNIT | 2014-06-09 | 9177.972 | 2023-03-23 11:28 | 2024-03-23
HEARING AID ANALYSER | REM HEADSET | GN OTOMETRIC | AURICAL FREEFIT - REM HEADSET | 2014-06-09 | 4359.804 | 2023-07-10 | 2024-07-10
AUDIOMETER | AUDIOMETER BASE UNIT | GN OTOMETRIC | AURICAL FREEFIT - BASE UNIT | 2014-06-09 | 737.064 | 2023-07-10 | 2024-07-10
HEARING AID ANALYSER | REM HEADSET | GN OTOMETRIC | AURICAL FREEFIT - REM HEADSET | 2014-06-09 | 4359.804 | 2024-07-22 | 2025-07-22
AUDIOMETER | AUDIOMETER BASE UNIT | GN OTOMETRIC | AURICAL FREEFIT - BASE UNIT | 2014-06-09 | 9177.972 | 2024-07-22 | 2025-07-22
HEARING AID ANALYSER | REM HEADSET | GN OTOMETRIC | AURICAL FREEFIT - REM HEADSET | 2014-06-09 | 4359.804 | 2024-07-22 | 2025-07-22
AUDIOMETER | AUDIOMETER BASE UNIT | GN OTOMETRIC | AURICAL FREEFIT - BASE UNIT | 2014-06-09 | 9177.972 | 2024-07-22 | 2025-07-22
HEARING AID ANALYSER | PC AUDIOMETER | GN OTOMETRIC | AURICAL + | 2014-06-09 | 960 | 2024-07-22 | 2025-07-22
HEARING AID ANALYSER | REM HEADSET | GN OTOMETRIC | AURICAL FREEFIT - REM HEADSET | 2014-06-09 | 4359.804 | 2024-07-23
HEARING AID ANALYSER | REM HEADSET | GN OTOMETRIC | AURICAL FREEFIT - REM HEADSET | 2014-06-09 | 4359.804 | 2024-08-01 | 2025-08-01
AUDIOMETER | AUDIOMETER BASE UNIT | GN OTOMETRIC | AURICAL FREEFIT - BASE UNIT | 2014-06-09 | 9177.972 | 2024-08-02 | 2025-08-02
BIPAP VENTILATORY SUPPORT SYSTEM | BIPAP VENTILATORY SUPPORT SYSTEM | RESPIRONICS | A40 | 2014-04-14 | 2913
BIPAP VENTILATORY SUPPORT SYSTEM | BIPAP VENTILATORY SUPPORT SYSTEM | RESPIRONICS | A40 | 2014-04-14 | 2913
BIPAP VENTILATORY SUPPORT SYSTEM | BIPAP VENTILATORY SUPPORT SYSTEM | RESPIRONICS | A40 | 2014-04-14 | 2913
COMPUTER WORKSTATION | LINAC SEQUENCER | ELEKTA | 1019601 | 2018-02-06 | 8712
LINAC MULTI MODE MLC | VERSA HD LINAC XVI FFF | ELEKTA | VERSA HD LINAC | 2014-07-24 | 1457817.6 | 2024-08-30 | 2024-11-21
BIPAP VENTILATORY SUPPORT SYSTEM | BIPAP VENTILATORY SUPPORT SYSTEM | RESPIRONICS | A40 | 2014-04-14 | 2913
BIPAP VENTILATORY SUPPORT SYSTEM | BIPAP VENTILATORY SUPPORT SYSTEM | RESPIRONICS | A40 | 2014-04-14 | 2913
BIPAP VENTILATORY SUPPORT SYSTEM | BIPAP VENTILATORY SUPPORT SYSTEM | RESPIRONICS | A40 | 2014-04-14 | 2913
BIPAP VENTILATORY SUPPORT SYSTEM | BIPAP VENTILATORY SUPPORT SYSTEM | RESPIRONICS | A40 | 2014-04-14 | 2913
BIPAP VENTILATORY SUPPORT SYSTEM | BIPAP VENTILATORY SUPPORT SYSTEM | RESPIRONICS | A40 | 2014-04-14 | 2913
BIPAP VENTILATORY SUPPORT SYSTEM | BIPAP VENTILATORY SUPPORT SYSTEM | RESPIRONICS | A40 | 2014-04-14 | 2913
BIPAP VENTILATORY SUPPORT SYSTEM | BIPAP VENTILATORY SUPPORT SYSTEM | RESPIRONICS | A40 | 2014-04-14 | 2913
BIPAP VENTILATORY SUPPORT SYSTEM | BIPAP VENTILATORY SUPPORT SYSTEM | RESPIRONICS | A40 | 2014-04-14 | 2913
BIPAP VENTILATORY SUPPORT SYSTEM | BIPAP VENTILATORY SUPPORT SYSTEM | RESPIRONICS | A40 | 2014-04-14 | 2913
BIPAP VENTILATORY SUPPORT SYSTEM | BIPAP VENTILATORY SUPPORT SYSTEM | RESPIRONICS | A40 | 2014-04-14 | 2913
FAN HEATER | FAN HEATER | DYSON | AM05 | 2014-07-30 | 432
FAN HEATER | FAN HEATER | DYSON | AM05 | 2014-07-30 | 432
FAN HEATER | FAN HEATER | DYSON | AM05 | 2014-07-30 | 432
FAN HEATER | FAN HEATER | DYSON | AM05 | 2014-07-30 | 432
FAN HEATER | FAN HEATER | DYSON | AM05 | 2014-07-30 | 432
DIAGNOSTIC SYSTEM | DIAGNOSTIC SYSTEM | WELCH ALLYN | 767 DIAGNOSTIC SYSTEM | 2014-05-13 | 660
SUCTION CONTROLLER | HIGH SUCTION CONTROLLER | THERAPY EQUIPMENT | DIAMOND RANGE HIGH | 2019-04-24 | 72
SUCTION CONTROLLER | HIGH SUCTION CONTROLLER | THERAPY EQUIPMENT | DIAMOND RANGE HIGH | 2019-04-24 | 72
SUCTION CONTROLLER | HIGH SUCTION CONTROLLER | THERAPY EQUIPMENT | DIAMOND RANGE HIGH | 2019-05-21 | 96
MICRO TENS | TENS MACHINE | PLENTY | E2 | 2019-05-09 | 72
SPEECH AID | SPEECH AID | IOPI MEDICAL | MODEL 3.1 | 2019-05-09 | 4920
SPEECH AID | SPEECH AID | IOPI MEDICAL | MODEL 3.2 | 2019-05-09 | 3360
ULTRASOUND PROBE | ULTRASOUND PROBE | FUJIFILM SONOSITE | HFL38XI | 2019-05-03 | 7080 | 2024-01-15 | 2025-01-15
OXYGEN ANALYSER | OXYGEN ANALYSER | TELEDYNE | GB300 | 2016-07-22 | 132
OXYGEN ANALYSER | OXYGEN ANALYSER | TELEDYNE | GB300 | 2016-07-22 | 132
HAEMOGLOBINOMETER | HEMOCUE | HEMOCUE | HB201+ | 2014-04-16 | 600
SUCTION UNIT | SUCTION - LAERDAL - BATTERY | LAERDAL | LSU-2 | 2014-06-04 | 816 | 2021-03-17 | 2025-03-01
MICROSCOPE HEAD ONLY | EPILUMINESCENCE NICROSCOPY DEVICE | 3 GEN (USA) | DERMLITE II PRO HR | 2014-11-11 | 790.8
DERMATOSCOPE | DERMATOSCOPE | HEINE | DELTA 20 | 2014-11-21 | 786
TEMP CALIBRATOR | CALIBRATOR/CHECKER | COVIDIEN UK | GENIUS 2 CALIBRATOR | 2014-01-01 | 1800 | 2024-04-03 | 2025-04-03
ULTRASOUND PROBE | ULTRASOUND PROBE | ECHOSENS | XL | 2014-12-18 | 18000
ULTRASOUND PROBE | ULTRASOUND PROBE | ECHOSENS | M | 2014-12-18 | 18000
ULTRASOUND PROBE | ULTRASOUND PROBE | ECHOSENS | STANDARD | 2014-12-18 | 18000
SCALES | SCALES - HOIST | LIKO | 2835 | 2014-12-02 | 594 | 2023-11-28 | 2024-11-15
SUCTION CONTROLLER | LOW SUCTION | THERAPY EQUIPMENT | DIAMOND RANGE LOW | 2014-10-27 | 120
SUCTION CONTROLLER | HIGH SUCTION CONTROLLER | THERAPY EQUIPMENT | DIAMOND RANGE HIGH | 2014-08-14 | 96
SUCTION CONTROLLER | HIGH SUCTION CONTROLLER | THERAPY EQUIPMENT | DIAMOND RANGE HIGH | 2014-08-14 | 96
SUCTION CONTROLLER | HIGH SUCTION CONTROLLER | THERAPY EQUIPMENT | DIAMOND RANGE HIGH | 2014-08-14 | 96
SUCTION CONTROLLER | HIGH SUCTION CONTROLLER | THERAPY EQUIPMENT | DIAMOND RANGE HIGH | 2014-08-14 | 96
SUCTION CONTROLLER | HIGH SUCTION CONTROLLER | THERAPY EQUIPMENT | DIAMOND RANGE HIGH | 2014-08-14 | 96
SUCTION CONTROLLER | HIGH SUCTION CONTROLLER | THERAPY EQUIPMENT | DIAMOND RANGE HIGH | 2014-08-14 | 96
SUCTION CONTROLLER | HIGH SUCTION CONTROLLER | THERAPY EQUIPMENT | DIAMOND RANGE HIGH | 2014-08-14 | 96
SUCTION CONTROLLER | HIGH SUCTION CONTROLLER | THERAPY EQUIPMENT | DIAMOND RANGE HIGH | 2014-08-14 | 96
SUCTION CONTROLLER | HIGH SUCTION CONTROLLER | THERAPY EQUIPMENT | DIAMOND RANGE HIGH | 2014-08-14 | 96
SUCTION CONTROLLER | HIGH SUCTION CONTROLLER | THERAPY EQUIPMENT | DIAMOND RANGE HIGH | 2014-08-14 | 96
SUCTION CONTROLLER | HIGH SUCTION CONTROLLER | THERAPY EQUIPMENT | DIAMOND RANGE HIGH | 2014-08-14 | 96
NITROUS OXIDE MANIFOLD | NITROUS OXIDE MANIFOLD | MILLENIUM | CALISTRA N20 | 2014-05-10 | 2424 | 2024-07-17 | 2024-10-20
NITROUS OXIDE MANIFOLD | NITROUS OXIDE MANIFOLD | MILLENIUM | CALISTRA N20 | 2014-05-10 | 2424 | 2024-07-17 | 2024-10-20
MEDICAL AIR MANIFOLD | MEDICAL AIR MANIFOLD - 7 BAR | MILLENIUM | CALISTRA MA7 | 2014-05-10 | 2640 | 2024-07-17 | 2024-10-20
OXYGEN MANIFOLD | MANIFOLD - OXYGEN | MILLENIUM | CALISTRA O2 | 2014-05-10 | 2640 | 2024-07-17 | 2024-10-20
MEDICAL VACUUM PLANT | MEDICAL VACUUM PLANT | MILLENIUM | MMVT167TX | 2014-04-16 | 18480
MEDICAL VACUUM PLANT | MEDICAL VACUUM PLANT | MILLENIUM | MMVT167TX | 2014-04-16 | 18480 | 2024-07-17 | 2024-10-20
SIMPLEX ACTIVE SCAVENGING SYS | ANAESTHETIC GAS SCAVENGING UNIT | MILLENIUM | SIMPLEX | 2014-04-18 | 1252.8 | 2024-07-17 | 2024-10-20
SIMPLEX ACTIVE SCAVENGING SYS | ANAESTHETIC GAS SCAVENGING UNIT | MILLENIUM | SIMPLEX | 2014-04-18 | 1252.8 | 2024-07-17 | 2024-10-20
SIMPLEX ACTIVE SCAVENGING SYS | ANAESTHETIC GAS SCAVENGING UNIT | MILLENIUM | SIMPLEX | 2014-04-18 | 1252.8 | 2024-07-17 | 2024-10-20
AREA ALARM SYSTEM | MEDICAL GAS ALARM | SHIRE | SA-6 | 2014-04-10 | 420 | 2024-09-17 | 2024-12-20
SIMPLEX ACTIVE SCAVENGING SYS | SIMPLEX ACTIVE SCAVENGING SYSTEM | EAST HEALTH | AGSS POWER UNIT | 2009-01-06 | 1738.8 | 2024-10-09 | 2025-01-20
AGSS FLOW RATE TEST SET | AGSS FLOW RATE TEST SET | MEC CO. LTD | 232005 | 2014-07-14 | 534 | 2024-07-30 | 2025-07-30
AGSS FLOW RATE TEST SET | AGSS FLOW RATE TEST SET | MEC CO. LTD | 232005 | 2014-07-14 | 1800 | 2024-09-25 | 2025-09-25
AREA ALARM SYSTEM | MEDICAL GAS ALARM | SHIRE | SA-6 | 2014-05-27 | 420 | 2024-10-09 | 2025-01-20
AREA ALARM SYSTEM | MEDICAL GAS ALARM | SHIRE | SA-6 | 2014-05-27 | 420 | 2024-10-09 | 2025-01-20
AREA ALARM SYSTEM | MEDICAL GAS ALARM | SHIRE | SA-6 | 2014-05-27 | 420 | 2024-10-09 | 2025-01-20
AREA ALARM SYSTEM | MEDICAL GAS ALARM | SHIRE | SA-6 | 2014-05-27 | 420 | 2024-10-09 | 2025-01-20
AREA ALARM SYSTEM | MEDICAL GAS ALARM | SHIRE | SA-6 | 2014-05-27 | 420 | 2024-10-09 | 2025-01-20
AREA ALARM SYSTEM | MEDICAL GAS ALARM | SHIRE | SA-6 | 2014-05-27 | 420 | 2024-10-09 | 2025-01-20
AREA ALARM SYSTEM | MEDICAL GAS ALARM | SHIRE | SA-6 | 2014-05-27 | 420 | 2024-10-09 | 2025-01-20
GAS REGULATOR & FLOWMETER | MEDICAL AIR REDUCING SETS | NORGREN MART | 20AG/4G | 2014-05-27 | 1080 | 2024-07-17 | 2024-10-20
CENTRAL ALARM SYSTEM | MEDICAL GAS ALARM | SHIRE | SDX-15 | 2014-05-23 | 1520.4 | 2024-08-20 | 2024-11-20
CENTRAL ALARM SYSTEM | MEDICAL GAS ALARM | SHIRE | SDX-15 | 2014-06-05 | 1520.4 | 2024-08-20 | 2024-11-20
MEDICAL AIR PLANT | MEDICAL AIR PLANT | MILLENIUM | MMA2296STC | 2022-04-26 | 42000
MEDICAL AIR PLANT | MEDICAL AIR PLANT | MILLENIUM | MMA2296STC | 2014-06-05 | 42000 | 2024-10-10 | 2024-10-20
AREA ALARM SYSTEM | MEDICAL GAS ALARM | SHIRE | SA-6 | 2014-03-15 | 420 | 2024-10-09 | 2025-01-20
AREA ALARM SYSTEM | MEDICAL GAS ALARM | SHIRE | SA-6 | 2014-03-15 | 420 | 2024-10-09 | 2025-01-20
AREA ALARM SYSTEM | MEDICAL GAS ALARM | SHIRE | SA-6 | 2014-03-15 | 420 | 2024-10-21 | 2025-01-20
AREA ALARM SYSTEM | MEDICAL GAS ALARM | SHIRE | SA-6 | 2014-03-15 | 420 | 2024-10-21 | 2025-01-20
AREA ALARM SYSTEM | MEDICAL GAS ALARM | SHIRE | SA-6 | 2014-03-15 | 420 | 2024-10-09 | 2025-01-20
GAS REGULATOR & FLOWMETER | MEDICAL AIR REDUCING SETS | NORGREN MART | 20AG/4G | 2014-03-15 | 504 | 2024-07-17 | 2024-10-20
GAS REGULATOR & FLOWMETER | MEDICAL AIR REDUCING SETS | NORGREN MART | 20AG/4G | 2014-03-15 | 504 | 2024-07-17 | 2024-10-20
CENTRAL ALARM SYSTEM | MEDICAL GAS ALARM | SHIRE | SDX-15 | 2014-04-10 | 1520.4 | 2024-10-09 | 2025-01-20
CENTRAL ALARM SYSTEM | MEDICAL GAS ALARM | SHIRE | SDX-15 | 2014-04-10 | 1520.4 | 2024-10-09 | 2025-01-20
ENTONOX MANIFOLD | ENTONOX MANIFOLD | MILLENIUM | CALISTRA AUTO O2/N2O | 2014-04-10 | 2400 | 2024-07-17 | 2024-10-20
ENTONOX MANIFOLD | ENTONOX MANIFOLD | MILLENIUM | CALISTRA AUTO O2/N2O | 2014-04-10 | 2400 | 2024-07-17 | 2024-10-20
MEDICAL AIR PLANT | MEDICAL AIR PLANT | DRAEGER | MEDICAL AIR PLANT | 2022-04-26 | 48000
MEDICAL AIR PLANT | MEDICAL AIR PLANT | MILLENIUM | MA | 2014-04-10 | 48000 | 2024-10-10 | 2024-10-20
PMG TEST KIT | 4 GAUGE PMG DROP TEST KIT | NA | 27077 | 2014-04-09 | 2760 | 2024-03-13 | 2025-03-13
IN-EXSUFFLATOR (COUGH ASSIST SYSTEM) | MECHANICAL IN-EXSUFFLATOR | RESPIRONICS | COUGH ASSIST E70 | 2015-03-04 | 3960
IN-EXSUFFLATOR (COUGH ASSIST SYSTEM) | MECHANICAL IN-EXSUFFLATOR | RESPIRONICS | COUGH ASSIST E70 | 2015-03-04 | 3960
IN-EXSUFFLATOR (COUGH ASSIST SYSTEM) | MECHANICAL IN-EXSUFFLATOR | RESPIRONICS | COUGH ASSIST E70 | 2015-03-04 | 3960
BIPAP VENTILATORY SUPPORT SYSTEM | BIPAP VENTILATORY SUPPORT SYSTEM | RESPIRONICS | A40 | 2015-03-04 | 2913
BIPAP VENTILATORY SUPPORT SYSTEM | BIPAP VENTILATORY SUPPORT SYSTEM | RESPIRONICS | A40 | 2015-03-04 | 2913
BIPAP VENTILATORY SUPPORT SYSTEM | BIPAP VENTILATORY SUPPORT SYSTEM | RESPIRONICS | A40 | 2015-03-04 | 2913
BIPAP VENTILATORY SUPPORT SYSTEM | BIPAP VENTILATORY SUPPORT SYSTEM | RESPIRONICS | A40 | 2015-03-04 | 2913
BIPAP VENTILATORY SUPPORT SYSTEM | BIPAP VENTILATORY SUPPORT SYSTEM | RESPIRONICS | A40 | 2015-03-04 | 2913
LABEL PRINTER | PRINTER - LABEL | LABELSTATION | ME240 (PRO240) | 2014-05-28 | 500.004
HANDPIECE | DENTAL HANDPIECE | W&H UK LTD | SYNEA TA-96L | 2014-06-09 | 540
CRYO UNIT | CRYO UNIT, REF:-- 2509-P-1010 | KEELER | CRYOMATIC MKII | 2014-05-27 | 41234.4 | 2024-10-16 | 2025-04-16
ULTRASOUND SCANNER | OPHTHALMIC ULTRASOUND | QUANTEL LTD | AVISO | 2014-05-15 | 74068.8 | 2023-02-23 15:16 | 2024-01-15
FLAT SCREEN DISPLAY | FLAT SCREEN DISPLAY LCD 42" HD MEDICAL GRADE | BARCO LTD | MD-4221 | 2014-04-29 | 5250 | 2024-02-02 | 2024-12-06
FLAT SCREEN DISPLAY | FLAT SCREEN DISPLAY LCD 42" HD MEDICAL GRADE | BARCO LTD | MD-4221 | 2014-04-29 | 5250 | 2024-02-02 | 2024-12-06
VIS/FIELD ANALYSER | VIS/FIELD ANALYSER | HUMPHREY INS | 740I | 2014-04-07 | 29040 | 2020-05-04
SCALES | SCALES - STAND ON | MARSDEN | M-420 | 2014-04-28 | 300 | 2022-02-16 | 2024-11-15
SCALES | SCALES - STAND ON | MARSDEN | M-420 | 2014-04-28 | 300 | 2022-11-18 13:07 | 2023-11-18
SCALES | SCALES - STAND ON | MARSDEN | M-420 | 2014-04-28 | 300 | 2023-12-05 | 2024-11-15
SCALES | SCALES - FLUID | TERAOKA | DS-502 | 2014-04-29 | 226.8 | 2023-12-05 | 2024-11-15
COUCH | DAY SURGERY TROLLEY | ANETIC AID | QA3 | 2014-04-16 | 3360 | 2023-04-17 11:06 | 2026-04-17
COUCH | DAY SURGERY TROLLEY | ANETIC AID | QA3 | 2014-04-16 | 3360 | 2022-05-23 | 2025-05-22
COUCH | DAY SURGERY TROLLEY | ANETIC AID | QA3 | 2014-04-16 | 3360 | 2023-03-22 16:48 | 2025-10-14
COUCH | DAY SURGERY TROLLEY | ANETIC AID | QA3 | 2014-04-16 | 3360 | 2022-05-23 | 2025-05-22
COUCH | DAY SURGERY TROLLEY | ANETIC AID | QA3 | 2014-04-16 | 3360 | 2023-04-26 | 2026-04-26
CARDIOGRAPH | CARDIOGRAPH | MORTARA INST | ELI 150 | 2014-07-14 | 3600
SUCTION UNIT | SUCTION - LAERDAL - BATTERY | LAERDAL | LSU-2 | 2014-05-19 | 816 | 2024-04-17 | 2027-04-17
POWER SUPPLY | POWER SUPPLY | DRAEGER | IDS PSU | 2014-05-27 | 960
PRINTER | PRINTER - LASER MONO | HP | LASERJET P2035 | 2014-04-30 | 240
FLAT SCREEN DISPLAY | DISPLAY LCD FLAT SCREEN 20 INCH | NEC DISPLAY | LCD2090UXI | 2014-04-30 | 600
FLAT SCREEN DISPLAY | DISPLAY LCD FLAT SCREEN 20 INCH | NEC DISPLAY | LCD2090UXI | 2014-04-30 | 600
MANOMETRIC PUMP | SOLAR MANOMETRY SYSTEM | MMS (ARDMORE) | AHC-SOLAR | 2014-04-28 | 25954.56 | 2023-04-24 | 2023-10-24
FIBRE OPTIC SOURCE | PORTABLE LIGHT SOURCE | PENTAX | BS-LH2 | 2013-05-30 | 1800
MONITOR | 24 INCH ULTRASHARP LED MONITOR | DELL COMPUTERS | U2412M | 2014-04-01 | 0
COMPUTER - DESKTOP | WORKSTATION | DELL COMPUTERS | T3600 | 2014-04-01 | 0
ELECTRO PHYSIOLOGICAL STIM | ELECTRO ANATOMICAL NAVIGATION | BIOSENSE WEBSTER | CARTO 3 SYSTEM | 2014-03-26 | 96000
ELECTRO PHYSIOLOGICAL STIM | ELECTRO ANATOMICAL NAVIGATION PC | BIOSENSE WEBSTER | CARTO 3 SYSTEM STATION PC | 2014-04-03 | 0
ULTRASOUND SCANNER - BLADDER | ULTRASOUND SCANNER - BLADDER | BARD LTD | BARDSCAN IIS | 2014-03-21 | 6600 | 2023-09-25 | 2025-09-25
WATER BATH HEATER | WATER BATH HEATER | BATIK STUDIO | MAG 3 | 2014-04-24 | 60 | 2024-04-29 | 2025-04-29
HEADLIGHT SYSTEM | PORTABLE LED HEADLAMP | XENOSYS CO LTD | L2S09 | 2014-04-15 | 1200
OPERATING TABLE | OPERATING TABLE SYSTEM YUNO | MAQUET | YUNO OTN 1433.01X | 2014-03-21 | 155853.636 | 2024-07-30 | 2025-01-30
SCALES | SCALES - STAND ON | SECA | 875 | 2021-03-20 | 178.8 | 2023-11-30 | 2024-11-15
SCALES | SCALES - BODY COMPOSITION ANALYSER | TANITA | MC-780MA | 2021-03-20 | 4800 | 2023-11-30 | 2024-11-15
SCALES | SCALES - STAND ON | MARSDEN | M-420 | 2021-03-20 | 300 | 2023-11-30 | 2024-11-15
SUCTION CONTROLLER | LOW SUCTION | THERAPY EQUIPMENT | DIAMOND RANGE LOW | 2014-07-03 | 120
SUCTION UNIT | SUCTION UNIT ELECTRIC | THERAPY EQUIPMENT | 4262 | 2014-02-14 | 502.2 | 2022-03-24 | 2025-03-24
SUCTION UNIT | SUCTION UNIT ELECTRIC | THERAPY EQUIPMENT | 4262 | 2014-02-14 | 502.2 | 2021-09-21 | 2024-09-14
SUCTION UNIT | SUCTION UNIT ELECTRIC | THERAPY EQUIPMENT | 4262 | 2014-02-14 | 502.2 | 2021-09-21 | 2024-09-14
SUCTION UNIT | MOBILE SUCTION UNIT | THERAPY EQUIPMENT | 8011V35 | 2014-02-14 | 502.2 | 2022-06-24 | 2025-07-12
HUMIDIFIER | HEATED HUMIDIFIER | F & P | MR810 | 2014-02-10 | 836.4 | 2024-09-27 | 2025-10-01
HUMIDIFIER | HEATED HUMIDIFIER | F & P | MR810 | 2014-02-10 | 836.4 | 2024-02-22 | 2025-02-01
HUMIDIFIER | HEATED HUMIDIFIER | F & P | MR810 | 2014-02-10 | 836.4 | 2024-02-19 | 2025-02-01
HUMIDIFIER | HEATED HUMIDIFIER | F & P | MR810 | 2014-02-10 | 836.4 | 2024-02-20 | 2025-02-01
HUMIDIFIER | HEATED HUMIDIFIER | F & P | MR810 | 2014-02-10 | 836.4 | 2024-02-23 | 2025-02-01
HUMIDIFIER | HEATED HUMIDIFIER | F & P | MR810 | 2014-02-10 | 836.4 | 2024-03-22 | 2025-03-01
HUMIDIFIER | HEATED HUMIDIFIER | F & P | MR810 | 2014-02-10 | 836.4 | 2024-06-21 | 2025-10-01
VITAL SIGNS MONITOR | VITAL SIGNS MONITOR: NBP/SPO2/TEMP. | WELCH ALLYN | SPOT 420(NBP/SPO2) | 2014-04-16 | 2400 | 2022-11-09 12:44 | 2025-11-16
VITAL SIGNS MONITOR | VITAL SIGNS MONITOR: NBP/SPO2/TEMP. | WELCH ALLYN | SPOT 420(NBP/SPO2) | 2014-04-16 | 2400 | 2024-07-28 | 2027-07-28
FAN HEATER | FAN HEATER | DYSON | AM05 | 2014-07-30 | 432
FAN HEATER | FAN HEATER | DYSON | AM05 | 2014-07-30 | 432
FAN HEATER | FAN HEATER | DYSON | AM05 | 2014-07-30 | 432
WATER BATH | WATER BATH CLIFTON RANGE | NICKEL ELECTRO | NE2-14D | 2014-06-13 | 456 | 2024-09-09 | 2025-10-01
COUCH | COUCH | BRISTOL MAID (HOSP.M.CRAFT) | EC020/GH | 2014-04-03 | 1200 | 2023-02-02 09:53 | 2025-09-14
COUCH | COUCH | BRISTOL MAID (HOSP.M.CRAFT) | EC020/GH | 2014-04-03 | 1200 |  | 2025-09-14
COAGULATION TIMER | COAGULATION TIMER - HAND HELD UNIT | ROCHE LTD | COAGUCHEK XS PLUS | 2014-09-23 | 840
SPEECH AID | ELECTRONIC SPEECH AID | GRIFFIN PROD | TRUTONE ELECTROLARYN | 2014-09-11 | 360
MICROBLENDER | BIRD SENTRY BLENDER | BIRD | 15625 | 2014-09-11 | 1800 | 2020-08-11
VENTILATOR OSCILLATORY | VENTILATOR - H.F.O | CAREFUSION | 3100A | 2014-09-11 | 22800 | 2024-06-26 | 2025-05-01
SPEECH AID | ELECTRONIC SPEECH AID | GRIFFIN PROD | TRUTONE ELECTROLARYN | 2014-09-11 | 360
ELECTRIC BED | ELECTRIC BED | LINET UK | ELEGANZA SMART | 2014-09-05 | 1680 | 2023-08-22 | 2024-08-15
ELECTRIC BED | ELECTRIC BED | LINET UK | ELEGANZA SMART | 2014-09-05 | 1680 |  | 2024-11-01
COUCH | COUCH | ARJO HUNTLEIGH | A2223/8/SHS | 2014-09-05 | 1200 | 2021-04-21 | 2024-08-31
COUCH | COUCH | ARJO HUNTLEIGH | A2223/8/SHS | 2014-09-05 | 1200 | 2021-05-18 | 2024-04-01
COUCH | COUCH - ELECTRIC | AKRON | A2222/2/SHS | 2014-09-05 | 900 | 2022-08-17 | 2027-08-31
OXYGEN ANALYSER | PORTABLE OXYGEN MONITOR | TELEDYNE | MX300-1 | 2014-08-13 | 438
MICROBLENDER | AIR/OXYGEN BLENDER | BIOMED DEVICES | 2003I | 2014-08-01 | 960 | 2022-06-28 | 2024-06-28
HUMIDIFIER | HUMIDIFIER | F & P | MR850 | 2014-08-01 | 1200 | 2023-08-03 | 2024-08-03
MICROBLENDER | AIR/OXYGEN BLENDER | BIOMED DEVICES | 2003I | 2014-08-01 | 960 | 2022-09-22 | 2024-09-22
HUMIDIFIER | HUMIDIFIER | F & P | MR850 | 2014-08-01 | 1200 | 2024-03-07 | 2025-03-07
SPHYGMOMANOMETER | SPHYGMOMANOMETER | ACCOSON LTD | DESK | 2014-07-29 | 42 | 2020-09-21 | 2024-11-01
BATTERY THERMOMETER | BATTERY THERMOMETER | WELCH ALLYN | SURETEMP PLUS 692 | 2014-07-29 | 240
SCALES | SCALES - BABY | MARSDEN | M-300 | 2014-06-12 | 270 | 2023-12-07 | 2024-11-15
OXYGEN ANALYSER | PORTABLE OXYGEN MONITOR | TELEDYNE | MX300-1 | 2014-06-02 | 438
BATTERY THERMOMETER | BATTERY THERMOMETER | WELCH ALLYN | SURETEMP PLUS 692 | 2014-05-28 | 283.2
VIDEOSCOPE | AMBU AVIEW MONITOR | AMBU LTD | AVIEW | 2014-05-06 | 1080 | 2022-06-14 | 2024-06-01
CAMERA BODY | DSLR CAMERA | NIKON | D810 | 2018-03-29 | 2611.56
COUCH | COUCH - ULTRASOUND COUCH | PLINTH 2000 | PLINTH 2000 | 2016-02-25 | 2400 | 2019-10-31 | 2024-10-15
COUCH | COUCH - ULTRASOUND COUCH | PLINTH 2000 | PLINTH 2000 | 2016-02-25 | 2400 | 2019-10-31 | 2024-10-15
COUCH | COUCH - ULTRASOUND COUCH | PLINTH 2000 | PLINTH 2000 | 2016-02-25 | 2400 | 2019-10-31 | 2024-10-15
COUCH | COUCH - ULTRASOUND COUCH | PLINTH 2000 | PLINTH 2000 | 2016-02-25 | 2400 | 2019-10-31 | 2024-10-15
COUCH | COUCH - ULTRASOUND COUCH | PLINTH 2000 | PLINTH 2000 | 2016-02-25 | 2400 | 2019-10-31 | 2024-10-15
SCALES | SCALES - STAND ON | MARSDEN | M-420 | 2014-04-29 | 300 | 2021-03-23 | 2024-11-15
SCALES | SCALES - STAND ON | MARSDEN | M-420 | 2014-04-29 | 300 | 2021-02-23 | 2024-11-15
DIAGNOSTIC SYSTEM | DIAGNOSTIC SYSTEM | WELCH ALLYN | 767 DIAGNOSTIC SYSTEM | 2014-03-28 | 660
VITAL SIGNS MONITOR | VITAL SIGNS MONITOR: NBP/SPO2/TEMP. | WELCH ALLYN | SPOT 420(NBP/SPO2/T) | 2014-03-10 | 1080 | 2023-02-01 14:25 | 2026-01-04
VITAL SIGNS MONITOR | VITAL SIGNS MONITOR: NBP/SPO2/TEMP. | WELCH ALLYN | SPOT 420(NBP/SPO2/T) | 2014-03-10 | 1080 | 2024-03-07 | 2027-03-07
VITAL SIGNS MONITOR | VITAL SIGNS MONITOR: NBP/SPO2/TEMP. | WELCH ALLYN | SPOT 420(NBP/SPO2) | 2014-03-10 | 1080 | 2024-08-29 | 2027-08-29
SUCTION UNIT | SUCTION - LAERDAL - BATTERY | LAERDAL | LSU-2 | 2014-03-03 | 816 | 2021-12-09 | 2025-05-15
DENTAL X-RAY UNIT | INTRA-ORAL X-RAY MACHINE | SIRONA LTD | HELIODENT PLUS | 2014-06-17 | 3600 | 2023-10-18 | 2024-10-18
DENTAL X-RAY UNIT | INTRA-ORAL X-RAY MACHINE | SIRONA LTD | HELIODENT PLUS | 2014-06-17 | 3600 | 2024-01-08 | 2025-01-08
CONTAMINATION MONITOR | CONTAMINATION AND RADIATION METER | THERMO SCIENTIFIC | MINI 900 | 2014-05-04 | 960 | 2024-07-30 | 2025-07-30
WORKSTATION | SYNGO WORKSTATION | SIEMENS LTD | 1026939933 | 2014-03-06 | 24000
C.T. SCANNER | ACQUILION ONE VISION CT | TOSHIBA MED | TSX 301C/3C | 2014-02-24 | 1183679.988 | 2024-10-07 | 2025-10-05
CARDIAC CATHETERISATION ROOM | ARTIS ZEE DTA | SIEMENS LTD | ARTIS ZEE DTA | 2014-04-24 | 515518.416 | 2024-08-06 | 2024-11-06
ULTRASOUND PROBE | INTRAOPERATIVE ULTRASOUND SCANNER | BK MEDICAL | 8863 | 2023-02-24 | 9300
ULTRASOUND PROBE | INTRAOPERATIVE CRANIOTOMY PROBE | BK MEDICAL | 8862 | 2023-02-21 | 9300
ULTRASOUND PROBE | INTRAOPERATIVE ULTRASOUND SCANNER | BK MEDICAL | 8863 | 2022-12-21 | 9300
ULTRASOUND PROBE | INTRAOPERATIVE CRANIOTOMY PROBE | BK MEDICAL | 8862 | 2022-12-16 | 9300
ULTRASOUND SCANNER | ULTRASOUND SCANNER | BK MEDICAL | FLEX FOCUS 800 | 2014-04-10 | 90000 | 2024-10-23 | 2025-10-23
CONTRAST INJECTOR | CT CONTRAST INJECTOR | ULRICH MEDICAL | CT MOTION XD 8000 | 2014-04-03 | 32878.08 | 2024-05-13 | 2025-05-13
MRI TROLLEY | MRI TROLLEY | WARDRAY | MR5501 | 2014-04-03 | 7254 | 2023-02-17 14:25 | 2025-02-17
MRI TROLLEY | MRI TROLLEY | WARDRAY | MR5501 | 2014-04-03 | 7254 | 2023-02-17 14:26 | 2025-02-17
DIGITAL X-RAY ROOM | DIGITAL DIAGNOST HP | PHILIPS LTD | DIGITAL DIAGNOST HP | 2014-03-24 | 323969.76 | 2024-03-22 | 2025-03-22
MRI SCANNER | MRI SCANNER (3T) | SIEMENS LTD | MAGNETOM SKYRA | 2014-03-06 | 2079702 | 2024-01-30 | 2025-04-07
MOBILE X-RAY C-ARM | MOBILE IMAGE INTENSIFIER | SIEMENS LTD | ARCADIS VARIC | 2014-02-26 | 98319.996 | 2023-11-13 | 2024-11-07
MOBILE X-RAY C-ARM | MOBILE IMAGE INTENSIFIER | SIEMENS LTD | ARCADIS VARIC | 2014-02-26 | 98320.008 | 2024-10-18 | 2025-10-18
MOBILE X-RAY C-ARM | MOBILE IMAGE INTENSIFIER | SIEMENS LTD | ARCADIS VARIC | 2014-02-26 | 98320.008 | 2023-11-10 | 2024-11-10
BIPAP VENTILATORY SUPPORT SYSTEM | BIPAP VENTILATORY SUPPORT SYSTEM | RESPIRONICS | A40 | 2014-04-14 | 2913
BIPAP VENTILATORY SUPPORT SYSTEM | BIPAP VENTILATORY SUPPORT SYSTEM | RESPIRONICS | A40 | 2014-04-14 | 2913
BIPAP VENTILATORY SUPPORT SYSTEM | BIPAP VENTILATORY SUPPORT SYSTEM | RESPIRONICS | A40 | 2014-04-14 | 2913
BIPAP VENTILATORY SUPPORT SYSTEM | BIPAP VENTILATORY SUPPORT SYSTEM | RESPIRONICS | A40 | 2014-04-14 | 2913
BIPAP VENTILATORY SUPPORT SYSTEM | BIPAP VENTILATORY SUPPORT SYSTEM | RESPIRONICS | A40 | 2014-04-14 | 2913
BIPAP VENTILATORY SUPPORT SYSTEM | BIPAP VENTILATORY SUPPORT SYSTEM | RESPIRONICS | A40 | 2014-04-14 | 2913
BIPAP VENTILATORY SUPPORT SYSTEM | BIPAP VENTILATORY SUPPORT SYSTEM | RESPIRONICS | A40 | 2014-04-14 | 2913
BIPAP VENTILATORY SUPPORT SYSTEM | BIPAP VENTILATORY SUPPORT SYSTEM | RESPIRONICS | A40 | 2014-04-14 | 2913
BIPAP VENTILATORY SUPPORT SYSTEM | BIPAP VENTILATORY SUPPORT SYSTEM | RESPIRONICS | A40 | 2014-04-14 | 2913
BIPAP VENTILATORY SUPPORT SYSTEM | BIPAP VENTILATORY SUPPORT SYSTEM | RESPIRONICS | A40 | 2014-04-14 | 2913
BIPAP VENTILATORY SUPPORT SYSTEM | BIPAP VENTILATORY SUPPORT SYSTEM | RESPIRONICS | A40 | 2014-04-14 | 2913
FAN HEATER | FAN HEATER | DYSON | AM05 | 2014-07-30 | 432
MELTING POINT APPARA | MELTING POINT APPARATUS | ELEC.THERMAL | IA6304 | 2014-02-25 | 1461.6 | 2023-01-31 10:23 | 2025-02-15
ELECTRIC BED | ELECTRIC BED | HILL-ROM | HR900SSR | 2014-03-24 | 1800
ELECTRIC BED | ELECTRIC BED | HILL-ROM | HR900SSR | 2014-03-24 | 1800
PATIENT MONITOR | PATIENT MONITOR INTELLIVUE MP30 | PHILIPS LTD | M8002A | 2014-03-14 | 8619.492 | 2023-05-16 | 2026-05-16
PATIENT MONITOR | PATIENT MONITOR INTELLIVUE MP5 | PHILIPS LTD | M8105A | 2014-03-11 | 8619.492 | 2023-03-30 13:47 | 2026-04-15
NEBULIZER | NEBULIZER | MEDIX LTD | AC2000 | 2014-02-14 | 120
AMB. NIBP MONITOR | AMBULATORY BLOOD PRESSURE MONITOR | SPACELABS | 90217A | 2014-02-12 | 1800 |  | 2025-07-15
AMB. NIBP MONITOR | AMBULATORY BLOOD PRESSURE MONITOR | SPACELABS | 90217A | 2014-02-12 | 1800 |  | 2024-07-15
AMB. NIBP MONITOR | AMBULATORY BLOOD PRESSURE MONITOR | SPACELABS | 90217A | 2014-02-12 | 1800 | 2022-06-01 | 2025-07-15
AMB. NIBP MONITOR | AMBULATORY BLOOD PRESSURE MONITOR | SPACELABS | 90217A | 2014-02-12 | 1800 |  | 2024-07-15
UNINTERRUPTIBLE POWER SUPPLY | UNINTERRUPTIBLE POWER SUPPLY | THE UPS COMPANY | NXRTI-1000 | 2014-02-04 | 600
NERVE STIMULATOR | IONTOPHORESIS UNIT | HIDREX | PSP 1000 | 2014-01-15 | 622.8
BALANCE | PRECISION BALANCE, CAPACITY 2500G, RESOLUTION 0.01G, PAN SIZE 192 X 192MM | ADAM EQUIPMENT | PGW 2502I | 2014-01-28 | 564 | 2023-08-03 | 2024-08-03
COUCH | COUCH - 2 SECTION ELECTRIC | MEDI-PLINTH | BA02E | 2014-01-16 | 859.86 | 2021-11-25 | 2024-08-15
COUCH | COUCH - 2 SECTION ELECTRIC | MEDI-PLINTH | BA02E | 2014-01-16 | 859.86 | 2022-12-20 12:50 | 2027-08-15
COUCH | COUCH - 2 SECTION ELECTRIC | MEDI-PLINTH | BA02E | 2014-01-16 | 859.86 | 2021-12-03 | 2024-08-15
COUCH | COUCH - 2 SECTION ELECTRIC | MEDI-PLINTH | BA02E | 2014-01-16 | 859.86 | 2021-11-25 | 2024-08-15
COUCH | COUCH 2-SECTION ELECTRIC | PLINTH 2000 | 502E | 2014-01-15 | 902.4 | 2021-10-21 | 2024-07-15
COUCH | COUCH 2-SECTION ELECTRIC | PLINTH 2000 | 502E | 2014-01-15 | 902.4 | 2024-07-18 | 2027-07-18
COUCH | COUCH 2-SECTION ELECTRIC | PLINTH 2000 | 502E | 2014-01-15 | 902.4 | 2024-09-10 | 2027-09-10
COUCH | COUCH 2-SECTION ELECTRIC | PLINTH 2000 | 502E | 2014-01-15 | 902.4 | 2023-07-05 | 2026-07-05
CO2 MODULE | CO2 MODULE | GE LIMITED | E-MINIC-00 | 2013-12-23 | 1200
PATIENT MONITOR | PATIENT MONITOR | GE LIMITED | CARESCAPE B450 | 2013-12-23 | 11846.124
CAMERA BODY | CAMERA BODY | NIKON | D800 | 2014-02-11 | 1968
BIPAP VENTILATORY SUPPORT SYSTEM | BIPAP VENTILATORY SUPPORT SYSTEM | RESPIRONICS | BIPAP A30 | 2014-04-14 | 2706
BIPAP VENTILATORY SUPPORT SYSTEM | BIPAP VENTILATORY SUPPORT SYSTEM | RESPIRONICS | A40 | 2014-04-14 | 2913
BIPAP VENTILATORY SUPPORT SYSTEM | BIPAP VENTILATORY SUPPORT SYSTEM | RESPIRONICS | A40 | 2014-04-14 | 2913
BIPAP VENTILATORY SUPPORT SYSTEM | BIPAP VENTILATORY SUPPORT SYSTEM | RESPIRONICS | A40 | 2014-04-14 | 2913
BIPAP VENTILATORY SUPPORT SYSTEM | BIPAP VENTILATORY SUPPORT SYSTEM | RESPIRONICS | A40 | 2014-04-14 | 2913
AUDIO DOPPLER | AUDIO DOPPLER | HUNTLEIGH | D920 | 2014-03-25 | 354
VENTILATOR OSCILLATORY | VENTILATOR - H.F.O | CAREFUSION | 3100A | 2014-03-05 | 24000 | 2024-06-26 | 2025-06-01
HUMIDIFIER | HUMIDIFIER | F & P | MR850 | 2014-04-05 | 1200 | 2023-12-18 | 2024-12-18
SUCTION CONTROLLER | HIGH SUCTION CONTROLLER | THERAPY EQUIPMENT | DIAMOND RANGE HIGH | 2014-02-13 | 86.4
SUCTION CONTROLLER | HIGH SUCTION CONTROLLER | THERAPY EQUIPMENT | DIAMOND RANGE HIGH | 2014-02-13 | 86.4
SUCTION CONTROLLER | HIGH SUCTION CONTROLLER | THERAPY EQUIPMENT | DIAMOND RANGE HIGH | 2014-02-13 | 86.4
SUCTION CONTROLLER | HIGH SUCTION CONTROLLER | THERAPY EQUIPMENT | DIAMOND RANGE HIGH | 2014-02-13 | 86.4
MICROBLENDER | MICROBLENDER | BIRD | 10011A | 2014-02-10 | 780 | 2022-10-27 15:12 | 2024-10-27
MICROBLENDER | MICROBLENDER | BIRD | 10011A | 2014-02-10 | 780 | 2022-10-18 | 2024-04-01
MICROBLENDER | MICROBLENDER | BIRD | 10011A | 2014-02-10 | 780 | 2022-10-07 | 2024-10-07
REGULATOR | REGULATOR - AIR - PIN INDEX | BPR MEDICAL | 819-0034 | 2014-01-22 | 156 |  | 2025-04-01
REGULATOR | REGULATOR - AIR - PIN INDEX | BPR MEDICAL | 819-0034 | 2014-01-22 | 156 | 2022-07-06 | 2026-07-06
REGULATOR | REGULATOR - AIR - PIN INDEX | BPR MEDICAL | 819-0034 | 2014-02-06 | 156 | 2022-07-06 | 2026-07-06
REGULATOR | REGULATOR - AIR - PIN INDEX | BPR MEDICAL | 819-0034 | 2014-01-22 | 156 | 2022-06-14 | 2026-06-14
REGULATOR | REGULATOR - AIR - PIN INDEX | BPR MEDICAL | 819-0034 | 2014-01-22 | 156 | 2022-06-09 | 2026-06-09
REGULATOR | REGULATOR - AIR - PIN INDEX | BPR MEDICAL | 819-0034 | 2014-01-22 | 156 | 2022-07-06 | 2026-07-06
REGULATOR | REGULATOR - OXYGEN - PIN INDEX | BPR MEDICAL | 819-0010 | 2014-01-22 | 156 | 2024-04-11 | 2028-04-11
REGULATOR | REGULATOR - OXYGEN - PIN INDEX | BPR MEDICAL | 819-0010 | 2014-01-22 | 156 | 2022-07-06 | 2026-07-06
REGULATOR | REGULATOR - OXYGEN - PIN INDEX | BPR MEDICAL | 819-0010 | 2014-01-22 | 156 | 2022-06-14 | 2026-06-14
REGULATOR | REGULATOR - OXYGEN - PIN INDEX | BPR MEDICAL | 819-0010 | 2014-01-22 | 156 | 2022-06-14 | 2026-06-14
REGULATOR | REGULATOR - OXYGEN - PIN INDEX | BPR MEDICAL | 819-0010 | 2014-01-22 | 156 | 2022-05-10 | 2026-05-10
REGULATOR | REGULATOR - OXYGEN - PIN INDEX | BPR MEDICAL | 819-0010 | 2014-01-22 | 156 | 2022-04-12 | 2026-04-12
TRANSPORT MONITOR | PATIENT MONITOR INTELLIVUE X2 | PHILIPS LTD | M3002A-X2 | 2013-12-17 | 3000 | 2022-07-20 | 2025-07-20
TRANSPORT MONITOR | PATIENT MONITOR INTELLIVUE X2 | PHILIPS LTD | M3002A-X2 | 2013-12-17 | 3000 | 2022-07-15 | 2025-07-15
TRANSPORT MONITOR | PATIENT MONITOR INTELLIVUE X2 | PHILIPS LTD | M3002A-X2 | 2013-12-17 | 3000 | 2022-09-09 | 2025-09-09
PATIENT MONITOR | PATIENT MONITOR INTELLIVUE MP30 | PHILIPS LTD | M8002A | 2013-12-17 | 8076.9 | 2024-07-09 | 2027-07-09
PATIENT MONITOR | PATIENT MONITOR INTELLIVUE MP30 | PHILIPS LTD | M8002A | 2013-12-17 | 8076.9 | 2024-08-08 | 2027-08-08
HEADLIGHT SYSTEM | PORTABLE LED HEADLAMP | XENOSYS CO LTD | L2S09 | 2014-04-15 | 1200
HEADLIGHT SYSTEM | PORTABLE LED HEADLAMP | XENOSYS CO LTD | L2S09 | 2014-04-15 | 1200
SUCTION CONTROLLER | HIGH SUCTION CONTROLLER | THERAPY EQUIPMENT | DIAMOND RANGE HIGH | 2014-03-25 | 96
SUCTION CONTROLLER | HIGH SUCTION CONTROLLER | THERAPY EQUIPMENT | DIAMOND RANGE HIGH | 2014-03-25 | 96
SUCTION CONTROLLER | HIGH SUCTION CONTROLLER | THERAPY EQUIPMENT | DIAMOND RANGE HIGH | 2014-03-25 | 96
SUCTION CONTROLLER | HIGH SUCTION CONTROLLER | THERAPY EQUIPMENT | DIAMOND RANGE HIGH | 2014-03-25 | 96
SUCTION CONTROLLER | HIGH SUCTION CONTROLLER | THERAPY EQUIPMENT | DIAMOND RANGE HIGH | 2014-03-25 | 96
SUCTION CONTROLLER | HIGH SUCTION CONTROLLER | THERAPY EQUIPMENT | DIAMOND RANGE HIGH | 2014-03-20 | 96
SUCTION CONTROLLER | HIGH SUCTION CONTROLLER | THERAPY EQUIPMENT | DIAMOND RANGE HIGH | 2014-03-20 | 96
SUCTION CONTROLLER | HIGH SUCTION CONTROLLER | THERAPY EQUIPMENT | DIAMOND RANGE HIGH | 2014-03-20 | 96
SUCTION CONTROLLER | HIGH SUCTION CONTROLLER | THERAPY EQUIPMENT | DIAMOND RANGE HIGH | 2014-03-20 | 96
SUCTION CONTROLLER | HIGH SUCTION CONTROLLER | THERAPY EQUIPMENT | DIAMOND RANGE HIGH | 2014-03-20 | 96
SUCTION CONTROLLER | HIGH SUCTION CONTROLLER | THERAPY EQUIPMENT | DIAMOND RANGE HIGH | 2014-03-20 | 96
BLOOD GAS ANALYSER | CREATININE ANALYSER | NOVA BIOMEDICAL | STATSENSOR CREATININE | 2014-03-12 | 6054.696
ULTRASOUND PROBE | ULTRASOUND PROBE | FUJIFILM SONOSITE | C60N | 2014-03-04 | 6000
ULTRASOUND PROBE | ULTRASOUND PROBE | FUJIFILM SONOSITE | L25N | 2014-03-04 | 6000
BRONCHOSCOPE | NASO-PHARYNGO-LARYNGO FIBRE SCOPE | PENTAX | FNL-10RP3 | 2014-03-03 | 12000
SCALES | SCALES - STAND ON | MARSDEN | M-420 | 2014-03-03 | 240 | 2023-11-29 | 2024-11-15
SCALES | SCALES - STAND ON | MARSDEN | M-420 | 2014-03-03 | 240 | 2023-11-29 | 2024-11-15
SPHYGMOMANOMETER | SPHYGMOMANOMETER - MOBILE | WELCH ALLYN | 7670-10 | 2014-02-26 | 217.488
SPHYGMOMANOMETER | SPHYGMOMANOMETER - MOBILE | WELCH ALLYN | 7670-10 | 2014-02-26 | 217.488
SPHYGMOMANOMETER | SPHYGMOMANOMETER - MOBILE | WELCH ALLYN | 7670-10 | 2014-02-26 | 217.488
SPHYGMOMANOMETER | SPHYGMOMANOMETER - MOBILE | WELCH ALLYN | 7670-10 | 2014-02-26 | 217.488
SPHYGMOMANOMETER | SPHYGMOMANOMETER - MOBILE | WELCH ALLYN | 7670-10 | 2014-02-26 | 217.488
SPHYGMOMANOMETER | SPHYGMOMANOMETER - MOBILE | WELCH ALLYN | 7670-10 | 2014-02-26 | 217.488
SPHYGMOMANOMETER | SPHYGMOMANOMETER - MOBILE | WELCH ALLYN | 7670-10 | 2014-02-26 | 217.488
SPHYGMOMANOMETER | SPHYGMOMANOMETER - MOBILE | WELCH ALLYN | 7670-10 | 2014-02-26 | 217.488
SPHYGMOMANOMETER | SPHYGMOMANOMETER - MOBILE | WELCH ALLYN | 7670-10 | 2014-02-26 | 217.488
SPHYGMOMANOMETER | SPHYGMOMANOMETER - MOBILE | WELCH ALLYN | 7670-10 | 2014-02-26 | 217.488
SPHYGMOMANOMETER | SPHYGMOMANOMETER - MOBILE | WELCH ALLYN | 7670-10 | 2014-02-26 | 217.488
SPHYGMOMANOMETER | SPHYGMOMANOMETER - MOBILE | WELCH ALLYN | 7670-10 | 2014-02-26 | 217.488
SPHYGMOMANOMETER | SPHYGMOMANOMETER - MOBILE | WELCH ALLYN | 7670-10 | 2014-02-26 | 217.488
COAGULATION TIMER | COAGULATION TIMER - HAND HELD UNIT | ROCHE LTD | COAGUCHEK PRO II | 2019-04-30 | 960
SUCTION CONTROLLER | HIGH SUCTION CONTROLLER | THERAPY EQUIPMENT | DIAMOND RANGE HIGH | 2014-03-11 | 96
SUCTION CONTROLLER | HIGH SUCTION CONTROLLER | THERAPY EQUIPMENT | DIAMOND RANGE HIGH | 2014-03-11 | 96
SUCTION CONTROLLER | HIGH SUCTION CONTROLLER | THERAPY EQUIPMENT | DIAMOND RANGE HIGH | 2014-03-11 | 96
SUCTION CONTROLLER | HIGH SUCTION CONTROLLER | THERAPY EQUIPMENT | DIAMOND RANGE HIGH | 2014-03-11 | 96
SUCTION CONTROLLER | HIGH SUCTION CONTROLLER | THERAPY EQUIPMENT | DIAMOND RANGE HIGH | 2014-03-11 | 96
SUCTION CONTROLLER | HIGH SUCTION CONTROLLER | THERAPY EQUIPMENT | DIAMOND RANGE HIGH | 2014-03-11 | 96
SUCTION CONTROLLER | HIGH SUCTION CONTROLLER | THERAPY EQUIPMENT | DIAMOND RANGE HIGH | 2014-03-11 | 96
TRANSCUT NERVE STIMULATOR | DUAL CHANNEL STIMULATOR | EVERYWAY MED | TPN-EX | 2014-01-02 | 46.8
TRANSCUT NERVE STIMULATOR | DUAL CHANNEL STIMULATOR | EVERYWAY MED | TPN-EX | 2014-01-02 | 46.8
TRANSCUT NERVE STIMULATOR | DUAL CHANNEL STIMULATOR | EVERYWAY MED | TPN-EX | 2014-01-02 | 46.8
TRANSCUT NERVE STIMULATOR | DUAL CHANNEL STIMULATOR | EVERYWAY MED | TPN-EX | 2014-01-02 | 46.8
TRANSCUT NERVE STIMULATOR | DUAL CHANNEL STIMULATOR | EVERYWAY MED | TPN-EX | 2014-01-02 | 46.8
TRANSCUT NERVE STIMULATOR | DUAL CHANNEL STIMULATOR | EVERYWAY MED | TPN-EX | 2014-01-02 | 46.8
COUCH | COUCH - 3 SECTION ELECTRIC | BRISTOL MAID (HOSP.M.CRAFT) | EC025/EC050 | 2013-12-23 | 1200 |  | 2025-02-15
COUCH | COUCH - 3 SECTION ELECTRIC | BRISTOL MAID (HOSP.M.CRAFT) | EC025/EC050 | 2013-12-23 | 1200 | 2022-02-02 | 2025-02-15
PRESSURE GAUGE | PRESSURE METER | COMARK | C9557 | 2013-12-06 | 376.476 | 2024-01-03 | 2025-01-03
SUCTION CONTROLLER | HIGH SUCTION CONTROLLER | THERAPY EQUIPMENT | DIAMOND RANGE HIGH | 2013-12-04 | 96
DOCKING STATION | T34 COMM STATION | MCKINLEY MED | 150-3125 | 2013-12-05 | 360
SYRINGE DRIVER | SYRINGE DRIVER | CME MEDICAL | T34 (2ND EDITION) | 2013-12-02 | 1741.2 | 2023-07-21 | 2025-09-18
BABY INCUBATOR | ATOM TRANSCAPSULE | ATOM MEDICAL CORPORATION | V-808 | 2014-01-30 | 18000 | 2024-05-22 | 2024-08-01
BABY INCUBATOR | ATOM TRANSCAPSULE | ATOM MEDICAL CORPORATION | V-808 | 2014-01-30 | 18000 | 2024-08-06 | 2025-01-01
BABY INCUBATOR | ATOM TRANSCAPSULE | ATOM MEDICAL CORPORATION | V-808 | 2014-01-30 | 18000 | 2024-03-01 | 2024-08-24
VENTILATOR | VENTILATOR - NEONATAL | ACUTRONIC | FABIAN +NCPAP EVOLUTION | 2014-01-30 | 14400 | 2023-07-03 | 2024-07-01
VENTILATOR | VENTILATOR - NEONATAL | ACUTRONIC | FABIAN +NCPAP EVOLUTION | 2014-01-30 | 14400 | 2022-11-23 10:33 | 2023-02-01
VENTILATOR | VENTILATOR - H.F.O | ACUTRONIC | FABIAN HFO | 2014-01-29 | 24000 | 2022-09-28 | 2023-09-28
TROLLEY | TRANSPORT TROLLEY | PARAID MEDICAL | TRANSPORTER PLUS | 2013-12-18 | 22800 | 2024-08-06 | 2025-01-01
TROLLEY | TRANSPORT TROLLEY | PARAID MEDICAL | TRANSPORTER PLUS | 2013-12-18 | 22800 | 2024-05-10 | 2024-08-01
TROLLEY | TRANSPORT TROLLEY | PARAID MEDICAL | TRANSPORTER PLUS | 2013-12-18 | 22800 | 2024-03-01 | 2024-02-17
FLAT SCREEN DISPLAY | FLAT SCREEN DISPLAY LCD 42" HD MEDICAL GRADE | BARCO LTD | MD-4221 | 2014-04-29 | 5250 | 2024-02-02 | 2024-12-06
FLAT SCREEN DISPLAY | FLAT SCREEN DISPLAY LCD 42" HD MEDICAL GRADE | BARCO LTD | MD-4221 | 2014-04-29 | 5250 | 2024-05-15 | 2025-05-15
SPIROMETER | SPIROMETER | VITALOGRAPH | COMPACT | 2014-04-24 | 1182
SCALES | SCALES - BABY | SECA | 336 | 2014-04-07 | 358.8 | 2023-11-30 | 2024-11-15
POLYMERISATION LAMP | POLYMERISATION LAMP | DENTSPLY LTD | PRISMETICS-LITEII | 2014-10-31 | 480 |  | 2024-12-18
SCALES | SCALES - BABY | SECA | 336 | 2014-03-24 | 240 | 2022-11-23 11:53 | 2024-11-15
TONOMETER | TONOMETER | MAINLINE LTD | TA03 ICARE PRO | 2014-02-03 | 4434 | 2022-05-10
CRYO UNIT | CRYO UNIT | CORTEX TECHNOLOGY | CRYOPRO MAXI | 2014-02-12 | 960
SCALES | SCALES - STAND ON | MARSDEN | M-420 | 2014-03-13 | 240 | 2023-12-06 | 2024-11-15
VAPORIZERS | VAPORIZER - SEVOFLURANE | DATEX-OHMEDA | TEC7 SEVO | 2014-01-09 | 2400 | 2024-02-05 | 2025-02-05
DEFIB TESTER | DEFIBRILLATOR ANALYSER | FLUKE | IMPULSE 7000DP | 2014-01-07 | 4302 | 2024-03-13 | 2025-03-13
BIPAP VENTILATORY SUPPORT SYSTEM | BIPAP VENTILATORY SUPPORT SYSTEM | RESPIRONICS | A40 | 2014-04-14 | 2913
BIPAP VENTILATORY SUPPORT SYSTEM | BIPAP VENTILATORY SUPPORT SYSTEM | RESPIRONICS | A40 | 2014-04-14 | 2913
BIPAP VENTILATORY SUPPORT SYSTEM | BIPAP VENTILATORY SUPPORT SYSTEM | RESPIRONICS | A40 | 2014-04-14 | 2913
BIPAP VENTILATORY SUPPORT SYSTEM | BIPAP VENTILATORY SUPPORT SYSTEM | RESPIRONICS | A40 | 2014-04-14 | 2913
NEBULIZER | NEBULIZER | MEDIX LTD | AC4000 | 2014-03-20 | 106.8
DIGITAL X-RAY ROOM | DIGITAL DIAGNOST HP | PHILIPS LTD | DIGITAL DIAGNOST HP | 2013-11-29 | 244406.016 | 2024-02-27 | 2025-02-19
CONTRAST INJECTOR | MARK 7 ARTERION CONTRAST INJECTOR | MEDRAD | MARK 7 ARTERION | 2014-01-06 | 24777.312 | 2023-09-18 | 2024-09-18
VITAL SIGNS MONITOR | VITAL SIGNS MONITOR: NBP. | LLOYDS | LBPK1 | 2014-04-22 | 36 |  | 2023-07-01
SLIT LAMP TABLE | INSTRUMENT TABLE | TOPCON | ATE-800 | 2014-02-04 | 1550.4 | 2023-07-05 | 2024-07-04
SPHYGMOMANOMETER | SPHYGMOMANOMETER | ACCOSON LTD | 6 ANEROID WALL SPHYG | 2014-02-07 | 72 |  | 2023-07-01
SPHYGMOMANOMETER | SPHYGMOMANOMETER | ACCOSON LTD | 6 ANEROID WALL SPHYG | 2014-02-07 | 72 |  | 2023-07-01
COUCH | COUCH - VARIABLE HEIGHT - NON ELECTRICAL | HUNTLEIGH | 43100R | 2014-01-29 | 780 | 2022-04-08 | 2023-07-01
SPHYGMOMANOMETER | SPHYGMOMANOMETER | ACCOSON LTD | DESK | 2018-05-25 | 48 | 2022-04-08 | 2023-07-01
SPHYGMOMANOMETER | SPHYGMOMANOMETER | ACCOSON LTD | DESK | 2014-01-15 | 48 | 2022-04-08 | 2023-07-01
BALANCE | BALANCE | TECHMASTER | ES-5000 H | 2014-02-13 | 540
TYMPANIC THERMOMETER | TYMPANIC THERMOMETER | BRAUN | THERMOSCAN 6014 | 2014-05-12 | 54 | 2020-01-28 | 2025-03-19
EXAMINATION LAMP | EXAMINATION LAMP | HEINE | HL5000 | 2014-05-12 | 180 | 2020-01-28 | 2025-03-19
SPHYGMOMANOMETER | SPHYGMOMANOMETER | WELCH ALLYN | PRESSOSTABIL | 2014-02-07 | 120 | 2021-02-10 | 2023-07-01
SPHYGMOMANOMETER | SPHYGMOMANOMETER | ACCOSON LTD | 6 ANEROID WALL SPHYG | 2014-02-07 | 72 | 2021-02-10 | 2023-07-01
COUCH | COUCH - PLINTH | AKRON | A2281 | 2014-02-07 | 1020 | 2021-02-10 | 2023-07-01
SPHYGMOMANOMETER | SPHYGMOMANOMETER | ACCOSON LTD | 6 ANEROID WALL SPHYG | 2014-02-07 | 72 |  | 2023-07-01
HUMIDIFIER | HUMIDIFIER | F & P | MR850 | 2013-12-04 | 1440 | 2024-04-04 | 2025-04-04
RESPIRATOR | RESPIRATOR | BIRD | 7A | 2013-12-12 | 4800 | 2024-10-22 | 2025-10-22
VAPORIZERS | VAPORIZER - SEVOFLURANE | DATEX-OHMEDA | TEC7 SEVO | 2013-12-03 | 2400 | 2024-09-12 | 2025-09-12
EXTENSION LEAD | MAINS ADAPTOR BLOCK | SAFETY MEDIC | 10 WAY | 2013-11-28 | 720 | 2023-10-27 | 2024-10-27
EXTENSION LEAD | MAINS ADAPTOR BLOCK | SAFETY MEDIC | 10 WAY | 2013-11-28 | 720 | 2024-08-08 | 2025-08-08
BATTERY PACK | BATTERY PACK | ARJO HUNTLEIGH | KPA0100 | 2013-11-25 | 204
VIDEO PRINTER | VIDEO PRINTER | SONY | UP-21MD | 2013-11-14 | 14400 | 2020-02-28 | 2024-05-06
ENDOSCOPY STACKING TROLLEY | PROFILE WORKSTATION | PENTAX | WS-UC | 2013-11-14 | 2400 | 2024-09-12 | 2025-12-14
DIGITAL VIDEO RECORDER | DIGITAL VIDEO RECORDER | MEDICAPTURE | USB3 00 | 2013-11-14 | 2400 | 2024-09-12 | 2025-09-12
ENDOSCOPY VIDEO SYSTEM | VIDEO PROCESSOR & LIGHT SOURCE | PENTAX | EPK-1000 | 2013-11-14 | 12000 | 2024-09-12 | 2025-09-12
FLAT SCREEN DISPLAY | DISPLAY LCD FLAT SCREEN 19 INCH MEDICAL GRADE | SONY | LMD-1950MD | 2013-11-18 | 2640 | 2024-09-12 | 2025-09-12
SCALES | SCALES - CHAIR | SECA | 959 | 2013-10-21 | 834 | 2023-12-04 | 2024-11-15
COUCH | COUCH 2-SECTION ELECTRIC | BRISTOL MAID (HOSP.M.CRAFT) | EC015 | 2013-11-05 | 749.52 | 2024-08-19 | 2027-08-19
SUCTION UNIT | TWIN MOBILE SUCTION UNIT | THERAPY EQUIPMENT | 7763 | 2013-11-22 | 372
COUCH | COUCH 2-SECTION ELECTRIC | BRISTOL MAID (HOSP.M.CRAFT) | EC015 | 2013-11-05 | 749.52 | 2024-08-19 | 2027-08-19
COUCH | COUCH 2-SECTION ELECTRIC | BRISTOL MAID (HOSP.M.CRAFT) | EC015 | 2013-11-05 | 749.52 | 2024-08-19 | 2027-08-19
CO2 MODULE | MAINSTREAM CO2 SENSOR | DRAEGER | 6871950 | 2013-10-22 | 2316
SCALES | SCALES - STAND ON | SECA | 877 | 2013-09-07 | 240 | 2023-12-04 | 2024-11-15
CO2 MODULE | MAINSTREAM CO2 SENSOR | DRAEGER | 6871950 | 2013-10-02 | 2316
CO2 MODULE | MAINSTREAM CO2 SENSOR | DRAEGER | 6871950 | 2013-10-02 | 2316
CO2 MODULE | MAINSTREAM CO2 SENSOR | DRAEGER | 6871950 | 2013-10-02 | 2316
CO2 MODULE | MAINSTREAM CO2 SENSOR | DRAEGER | 6871950 | 2013-10-02 | 2316
VENTILATOR | VENTILATOR - EVITA INFINITY | DRAEGER | EVITA V500 | 2013-10-02 | 34637.316 | 2023-08-25 | 2024-09-06
VENTILATOR | VENTILATOR - EVITA INFINITY | DRAEGER | EVITA V500 | 2013-10-02 | 34637.316 | 2024-10-17 | 2025-08-14
VENTILATOR | VENTILATOR - EVITA INFINITY | DRAEGER | EVITA V500 | 2013-10-02 | 34637.316 | 2024-06-13 | 2025-05-04
VENTILATOR | VENTILATOR - EVITA INFINITY | DRAEGER | EVITA V500 | 2013-10-02 | 34637.316 | 2023-08-30 | 2024-09-12
IMPLANT DRILL | IMPLANT DRILL | W&H UK LTD | SI-923 | 2014-06-23 | 1800 | 2023-08-22 | 2025-09-15
JAUNDICE METER | JAUNDICE METER | DRAEGER | JM-105 | 2014-06-20 | 4200 | 2024-07-22 | 2025-07-15
JAUNDICE METER | JAUNDICE METER | DRAEGER | JM-105 | 2014-06-20 | 4200 | 2023-10-02 | 2024-10-02
VIDEO IMAGING UNIT | VIDEO LARYNGASCOPE | AIRCRAFT MEDICAL | MCGRATH MAC | 2014-06-09 | 1800
SUCTION CONTROLLER | HIGH SUCTION CONTROLLER | THERAPY EQUIPMENT | DIAMOND RANGE HIGH | 2014-08-14 | 187.2
URINE FLOWRATE/VOL. | URINE FLOWRATE/VOL | DANTEC | DANFLOW 1000 | 2014-05-25 | 6000 | 2023-12-19 | 2026-01-15
URINE FLOWRATE/VOL. | URINE FLOWRATE/VOL | DANTEC | DANFLOW 1000 | 2014-05-25 | 6000 | 2023-12-19 | 2026-01-15
ULTRASOUND SCANNER | ULTRASOUND SCANNER | TOSHIBA MED | APLIO 400 | 2015-03-31 | 50784
VITAL SIGNS MONITOR | VITAL SIGNS MONITOR: NBP. | MINDRAY | VS-900 | 2015-01-28 | 1200 | 2022-11-15 08:57 | 2025-09-26
NEBULIZER | NEBULIZER | OMRON | CX | 2014-12-19 | 108
TROLLEY | MORTUARY TROLLEY | LEEC | PST | 2014-05-19 | 6000 | 2021-11-18 | 2024-11-15
EXERCISE BICYCLE | EXERCISE BICYCLE | SPIRIT FITNESS | CU800 | 2014-01-01 | 1800 | 2022-09-07 | 2025-09-07
COUCH | COUCH | SEERS MEDICAL | SM2560-S30T-IWH | 2014-04-24 | 960 | 2022-02-22 | 2025-03-14
COUCH | COUCH | SEERS MEDICAL | SM2560-S30T-IWH | 2014-04-24 | 960 | 2022-02-22 | 2025-03-14
STANDING AID | STANDING AID | ARJO HUNTLEIGH | STEDY | 2013-12-23 | 738 | 2024-06-24 | 2025-06-24
OPERATING TABLE | OPERATING TABLE - ALPHAMAXX | MAQUET (UK) | 1133.22B5 | 2014-05-01 | 50400 | 2023-12-06 | 2024-08-15
PATIENT TROLLEY | PATIENT TROLLEY | STRYKER | 1105 | 2014-05-20 | 3000 | 2022-08-11 | 2025-07-15
CARDIAC OUTPUT COMPU | CARDIAC OUTPUT MONITOR | CHEETAH MEDI | NICOM RELIANT | 2014-05-08 | 5994 | 2023-05-04 | 2025-05-15
DIAGNOSTIC SYSTEM | DIAGNOSTIC SYSTEM | WELCH ALLYN | 767 DIAGNOSTIC SYSTEM | 1995-02-01 | 600
PATIENT HOIST | PATIENT HOIST - MOBILE | LIKO | VIKING M | 2014-05-07 | 1980 | 2024-03-21 | 2024-09-21
PACEMAKER PROGRAMMER | PACEMAKER PROGRAMMER | BIOTRONIK | RENAMIC | 2014-05-01 | 3000 | 2024-01-22 | 2026-01-22
BATTERY CHARGER | BATTERY CHARGER | DESOUTTER MEDICAL | BC-700 | 2014-06-23 | 1200
CARDIOGRAPH | CARDIOGRAPH | MORTARA INST | ELI 250C | 2014-03-24 | 3600 | 2023-11-09 | 2025-11-09
TRANSPORT MONITOR | PATIENT MONITOR INTELLIVUE X2 | PHILIPS LTD | M3002A-X2 | 2014-06-16 | 4200
TRANSPORT MONITOR | PATIENT MONITOR INTELLIVUE X2 | PHILIPS LTD | M3002A-X2 | 2014-03-18 | 3000
PLASMA THAWING BATH | DRY TEMPERING SYSTEM | SARSTEDT | SAHARA-III | 2014-03-07 | 1200
AGITATOR | FLATBED AGITATION SYSTEM | HELMER LABS | PFS15 | 2014-03-07 | 2040
VIDEO IMAGING UNIT | VIDEO LARYNGASCOPE | AIRCRAFT MEDICAL | MCGRATH MAC | 2014-02-17 | 2040
EXAMINATION CHAIR | GYNAE CHAIR | AR-EL TIBBI | 2087-4 | 2014-02-07 | 8400 | 2024-09-06 | 2026-09-06
VITAL SIGNS MONITOR | VITAL SIGNS MONITOR: NBP | OMRON | M6 (HEM-7001-E) | 2014-02-03 | 216
BATTERY THERMOMETER | BATTERY THERMOMETER | COVIDIEN UK | FILAC 3000 | 2014-01-30 | 120
BATTERY THERMOMETER | BATTERY THERMOMETER | COVIDIEN UK | FILAC 3000 | 2014-01-30 | 120
BATTERY THERMOMETER | BATTERY THERMOMETER | COVIDIEN UK | FILAC 3000 | 2014-01-30 | 120
EXAMINATION LAMP | EXAMINATION LAMP - HALOGEN | LUXO UK LTD | LHH | 2014-01-17 | 84 | 2020-08-25
COUCH | COUCH 3-SECTION ELECTRIC | MEDI-PLINTH | BA03E | 2014-01-15 | 1080 | 2022-01-07 | 2025-01-15
ARTHROSCOPY SURG NIBBLER | ADVANTAGE DRIVE SYSTEM | LINVATEC UK | D3000I | 2014-01-09 | 10800 | 2023-04-11 16:03 | 2025-04-11
COUCH | COUCH 3-SECTION HYDRAULIC | PLINTH 2000 | MEDI-PLYNTH | 2014-01-22 | 720 | 2024-10-23 | 2027-11-14
EXAMINATION LAMP | EXAMINATION LAMP ON SLIDE RAIL | BRANDON MEDICAL | C35SXRK | 2013-12-23 | 120
EXAMINATION LAMP | EXAMINATION LAMP ON SLIDE RAIL | BRANDON MEDICAL | C35SXRK | 2013-12-23 | 120
PATIENT TROLLEY | PATIENT TROLLEY | STRYKER | 1105 | 2013-11-28 | 4848 | 2024-08-19 | 2027-08-19
PATIENT TROLLEY | PATIENT TROLLEY | STRYKER | 1105 | 2013-11-28 | 4848 | 2024-08-20 | 2027-09-16
PATIENT TROLLEY | PATIENT TROLLEY | STRYKER | 1105 | 2013-11-28 | 4848 | 2024-07-01 | 2027-06-15
PATIENT TROLLEY | PATIENT TROLLEY | STRYKER | 1105 | 2013-11-28 | 4848 | 2023-06-21 | 2026-07-15
PATIENT TROLLEY | PATIENT TROLLEY | STRYKER | 1105 | 2013-11-28 | 4848 | 2022-03-30 | 2025-04-15
PATIENT TROLLEY | PATIENT TROLLEY | STRYKER | 1105 | 2013-11-28 | 4848 | 2024-08-21 | 2027-06-14
PATIENT TROLLEY | PATIENT TROLLEY | STRYKER | 1105 | 2013-11-28 | 4848 | 2024-08-21 | 2027-09-16
PATIENT TROLLEY | PATIENT TROLLEY | STRYKER | 1105 | 2013-11-28 | 4848 | 2023-06-20 | 2026-07-15
PATIENT TROLLEY | PATIENT TROLLEY | STRYKER | 1105 | 2013-11-28 | 4848 | 2023-06-20 | 2026-07-15
PATIENT TROLLEY | PATIENT TROLLEY | STRYKER | 1105 | 2013-11-28 | 4848 | 2023-06-21 | 2026-07-15
PATIENT TROLLEY | PATIENT TROLLEY | STRYKER | 1105 | 2013-11-28 | 4848 | 2024-08-19 | 2027-09-16
SCALES | SCALES - STAND ON | MARSDEN | MS-4203 | 2014-06-23 | 300 | 2022-01-12 | 2024-11-15
SCALES | SCALES - STAND ON | SECA | 899 (NEW TYPE) | 2017-01-10 | 180 | 2022-11-29 12:53 | 2024-11-15
VITAL SIGNS MONITOR | VITAL SIGNS MONITOR | SEINEX ELECT | SE6200 | 2013-11-22 | 600
AUDIO DOPPLER | AUDIO DOPPLER | SUNRAY | SRF618E | 2013-11-13 | 180
AUDIO DOPPLER | AUDIO DOPPLER | SUNRAY | SRF618E | 2013-11-13 | 180
TEMP PROBE - FOOD | TEMP PROBE - FOOD | ETI | THERMA 20 | 2013-11-08 | 64.8
AMBULATORY ARRHYTHMIA MONITOR | AMBULATORY ECG RECORDER | SPACELABS | LIFECARD CF | 2013-11-01 | 2197.2
NEBULIZER | NEBULIZER | MEDIC AID | PORTANEB | 2013-12-16 | 144
SPHYGMOMANOMETER | SPHYGMOMANOMETER | ACCOSON LTD | 0312 POCKET ANEROID | 2014-07-19 | 24
SPHYGMOMANOMETER | SPHYGMOMANOMETER | ACCOSON LTD | 0312 POCKET ANEROID | 2014-07-19 | 24
SPHYGMOMANOMETER | SPHYGMOMANOMETER | ACCOSON LTD | 0312 POCKET ANEROID | 2014-07-19 | 24
TEMP PROBE - FOOD | TEMP PROBE - FOOD | ETI | THERMA 20 | 2014-02-11 | 66
AMBULATORY ARRHYTHMIA MONITOR | AMBULATORY ECG RECORDER | SPACELABS | LIFECARD CF | 2013-11-27 | 1662
AMBULATORY ARRHYTHMIA MONITOR | AMBULATORY ECG RECORDER | SPACELABS | LIFECARD CF | 2013-11-27 | 1662
COUCH | COUCH 2-SECTION HYDRAULIC | PLINTH 2000 | 502H | 2013-10-02 | 840 | 2024-02-28 | 2027-01-15
COUCH | COUCH 2-SECTION HYDRAULIC | PLINTH 2000 | 502H | 2013-10-02 | 840 | 2021-12-31 | 2024-12-15
COUCH | COUCH 2-SECTION HYDRAULIC | PLINTH 2000 | 502H | 2013-10-02 | 840 | 2021-12-31 | 2024-12-15
SCALES | SCALES - BABY | SECA | 899 | 2013-10-03 | 360 | 2023-11-17 | 2024-11-15
SURGICAL DRILL | SMALL CORDLESS DRILL/DRIVER | DESOUTTER MEDICAL | TDZ-450 | 2010-04-19 | 5216.4
TRANSPORT MONITOR | PATIENT MONITOR INTELLIVUE X2 | PHILIPS LTD | M3002A-X2 | 2013-10-04 | 3600
DIATHERMY MACHINE | DIATHERMY MACHINE | GYRUS MEDICA | G400 WORKSTATION | 2014-07-12 | 18000 | 2023-12-18 | 2025-01-15
NEBULIZER | NEBULIZER | AFP MEDICAL | TOURER | 2013-09-19 | 120
SUCTION UNIT | PORTABLE SUCTION UNIT | LAERDAL | LCSU4 | 2013-09-16 | 480 | 2023-08-10 | 2025-08-10
SCALES | SCALES - CHAIR | SECA | 959 | 2013-08-13 | 960 | 2023-11-14 | 2024-11-15
WAX HEATER | DIGITAL WAX POT | META DENTAL CORP | BESQUAL-E100 | 2013-12-17 | 180 | 2021-12-20 | 2025-06-18
WAX HEATER | DIGITAL WAX POT | META DENTAL CORP | BESQUAL-E100 | 2013-12-17 | 180 | 2024-03-28 | 2026-06-17
MANOMETER | MANOMETER | DIGITRON | 2001P | 2013-12-11 | 312
SUCTION PUMP | SUCTION PUMP-BATTERY | DEVILBISS | 7305P-U | 2013-11-26 | 360 |  | 2024-12-18
SUCTION UNIT | SUCTION - LAERDAL - BATTERY | LAERDAL | LSU-2 | 2013-11-26 | 816 | 2019-11-06 | 2024-12-18
VITAL SIGNS MONITOR | VITAL SIGNS MONITOR: NBP. | GE LIMITED | CARESCAPE V100 | 2013-11-19 | 960 | 2022-03-22 | 2024-10-14
CARDIOGRAPH | CARDIOGRAPH | MORTARA INST | ELI 250 | 2013-11-06 | 3600
NEBULIZER HEATER | NEBULIZER HEATER | HUDSON RCI | AQUATHERM III | 2013-10-28 | 336 | 2023-03-20 09:40 | 2025-03-12
ULTRASOUND PLINTH | 2-SECTION ELECTRIC PLINTH | MEDI-PLINTH | BE3015 | 2014-02-11 | 830.28 | 2023-12-28 | 2024-12-28
ULTRASOUND PLINTH | 2-SECTION ELECTRIC PLINTH | MEDI-PLINTH | BE3015 | 2014-02-11 | 830.28 | 2024-02-05 | 2025-02-05
ULTRASOUND PLINTH | 3-SECTION ELECTRIC PLINTH BARIATRIC 41 STONE | MEDI-PLINTH | BE3035 | 2014-02-11 | 1066.92 | 2024-02-02 | 2025-02-02
CONTRAST INJECTOR | MARK 7 ARTERION CONTRAST INJECTOR | MEDRAD | MARK 7 ARTERION | 2013-12-02 | 24777.312 | 2024-10-21 | 2025-10-21
WORKSTATION | SYNGO WORKSTATION | SIEMENS LTD | LEONARDO - SYNGO | 2013-12-02 | 26711.868 | 2024-01-05 | 2025-01-05
CARDIAC CATHETERISATION ROOM | ARTIS ZEE BIPLANE | SIEMENS LTD | ARTIS ZEE | 2013-12-02 | 660300 | 2024-08-27 | 2024-11-27
AREA ALARM SYSTEM | MEDICAL GAS ALARM | SHIRE | AREA ALARM | 2013-03-21 | 420 | 2024-10-09 | 2025-01-20
DUPLEX ACTIVE SCAVENGING SYS | DUPLEX ANAESTHETIC GAS SCAVENGING UNIT | MILLENIUM | DUPLEX | 2014-01-27 | 3160.8 | 2024-07-17 | 2024-10-20
AREA ALARM SYSTEM | MEDICAL GAS ALARM | SHIRE | SAX-6 | 2013-09-25 | 480 | 2024-09-17 | 2024-12-20
AREA ALARM SYSTEM | MEDICAL GAS ALARM | SHIRE | AREA ALARM | 2013-06-12 | 420 | 2024-10-09 | 2024-12-20
AREA ALARM SYSTEM | MEDICAL GAS ALARM | SHIRE | AREA ALARM | 2013-03-15 | 420 | 2024-10-09 | 2024-12-20
AREA ALARM SYSTEM | MEDICAL GAS ALARM | SHIRE | AREA ALARM | 2013-06-12 | 420 | 2024-10-09 | 2024-12-20
AREA ALARM SYSTEM | MEDICAL GAS ALARM | SHIRE | AREA ALARM | 2013-06-12 | 420 | 2024-10-09 | 2024-12-20
AREA ALARM SYSTEM | MEDICAL GAS ALARM | SHIRE | AREA ALARM | 2013-06-12 | 420 | 2024-10-09 | 2024-12-20
AREA ALARM SYSTEM | MEDICAL GAS ALARM | SHIRE | AREA ALARM | 2013-06-12 | 420 | 2024-10-09 | 2024-12-20
AREA ALARM SYSTEM | MEDICAL GAS ALARM | SHIRE | AREA ALARM | 2013-06-12 | 420 | 2024-10-09 | 2024-12-20
AREA ALARM SYSTEM | MEDICAL GAS ALARM | SHIRE | AREA ALARM | 2013-06-12 | 420 | 2024-10-09 | 2024-12-20
RADIATION MONITORS | PRESSURISED CHAMBER METER | FLUKE | 451D-DE-S1-RYR | 2013-09-11 | 3343.224
ELECTRIC BED | ELECTRIC BED | LINET UK | LATERA | 2013-09-11 | 2400 | 2023-08-29 | 2024-08-29
SCALES | SCALES - BABY | SECA | 384 | 2013-12-19 | 210 | 2023-04-05 | 2024-11-15
SCALES | SCALES - BABY | SECA | 384 | 2013-12-19 | 210 | 2023-12-06 | 2024-11-15
SUCTION UNIT | PORTABLE SUCTION UNIT | WEINMANN | ACCUVAC RESCUE | 2013-12-16 | 1200 | 2024-05-10 | 2025-03-01
SUCTION UNIT | PORTABLE SUCTION UNIT | WEINMANN | ACCUVAC RESCUE | 2013-12-16 | 1200 | 2024-03-01 | 2025-03-01
SUCTION UNIT | PORTABLE SUCTION UNIT | WEINMANN | ACCUVAC RESCUE | 2013-12-16 | 1200 | 2024-01-08 | 2025-01-01
SPHYGMOMANOMETER | SPHYGMOMANOMETER | ACCOSON LTD | DESK | 2010-01-01 | 61.8 |  | 2024-11-01
VENTILATOR | BABYLOG VN500 | DRAEGER | 8415000 | 2013-11-21 | 24964.968 | 2024-02-02 | 2024-04-01
SCALES | SCALES - BABY | SECA | 834 | 2013-11-14 | 183.6 | 2023-12-06 | 2024-11-15
ELECTRIC BED | ELECTRIC BED | LINET UK | ELEGANZA SMART | 2013-11-05 | 1680 |  | 2024-11-01
HUMALACTOR | HUMALACTOR | MEDELA | SYMPHONY | 2013-11-04 | 2280 | 2022-11-17 10:50 | 2024-11-01
HUMALACTOR | HUMALACTOR | MEDELA | SYMPHONY | 2013-11-04 | 2280 | 2021-04-19 | 2025-08-01
HUMALACTOR | HUMALACTOR | MEDELA | SYMPHONY | 2013-11-04 | 2280 | 2024-03-05 | 2026-03-05
HUMALACTOR | HUMALACTOR | MEDELA | SYMPHONY | 2013-11-04 | 2280 | 2024-04-22 | 2026-04-22
BATTERY THERMOMETER | BATTERY THERMOMETER | WELCH ALLYN | SURETEMP PLUS 692 | 2013-10-10 | 240
SCALES | SCALES - BABY | SECA | 384 | 2013-10-08 | 210 | 2023-10-10 | 2024-11-15
SUCTION CONTROLLER | HIGH SUCTION CONTROLLER | THERAPY EQUIPMENT | DIAMOND RANGE HIGH | 2013-09-02 | 152.4
VITAL SIGNS MONITOR | VITAL SIGNS MONITOR: NBP. | GE LIMITED | CARESCAPE V100 | 2013-08-16 | 1417.2 | 2022-09-07 | 2025-09-07
VITAL SIGNS MONITOR | VITAL SIGNS MONITOR: NBP. | GE LIMITED | CARESCAPE V100 | 2013-08-16 | 1417.2 | 2023-04-12 14:54 | 2026-04-12
VITAL SIGNS MONITOR | VITAL SIGNS MONITOR: NBP. | GE LIMITED | CARESCAPE V100 | 2013-08-16 | 1417.2 | 2023-10-12 | 2026-10-12
OSCILLOSCOPE ANALOG | OSCILLISCOPE | LECROY | LT372L | 2013-11-05 | 1200 | 2023-12-27 | 2024-12-27
AREA ALARM SYSTEM | MEDICAL GAS ALARM | SHIRE | AREA ALARM | 2013-12-10 | 420 | 2024-10-09 | 2025-01-20
AREA ALARM SYSTEM | MEDICAL GAS ALARM | SHIRE | AREA ALARM | 2014-04-20 | 420 | 2024-09-17 | 2024-12-20
AREA ALARM SYSTEM | MEDICAL GAS ALARM | SHIRE | AREA ALARM | 2014-03-10 | 420 | 2024-10-09 | 2025-01-20
POWER SCREWDRIVER | CORDLESS IMPACT SCREWDRIVER | BOSCH | GDR 18 V-L1 | 2014-08-10 | 144 | 2022-09-06
DUPLEX ACTIVE SCAVENGING SYS | DUPLEX ANAESTHETIC GAS SCAVENGING UNIT | MILLENIUM | DUPLEX | 2014-02-15 | 3840 | 2024-07-17 | 2024-10-20
AREA ALARM SYSTEM | MEDICAL GAS ALARM | SHIRE | AREA ALARM | 2014-01-10 | 420 | 2024-10-09 | 2025-01-20
AREA ALARM SYSTEM | MEDICAL GAS ALARM | SHIRE | AREA ALARM | 2014-04-20 | 420 | 2024-09-17 | 2024-12-20
AREA ALARM SYSTEM | MEDICAL GAS ALARM | SHIRE | AREA ALARM | 2013-12-10 | 420 | 2024-10-09 | 2025-01-20
AREA ALARM SYSTEM | MEDICAL GAS ALARM | SHIRE | AREA ALARM | 2013-11-28 | 420 | 2024-10-09 | 2025-01-20
REPEATER ALARM PANEL | MEDICAL GAS ALARM | NA | REPEATER | 2014-01-10 | 420 | 2024-10-09 | 2025-01-20
AREA ALARM SYSTEM | MEDICAL GAS ALARM | SHIRE | AREA ALARM | 2014-01-13 | 420 | 2024-10-09 | 2025-01-20
AREA ALARM SYSTEM | MEDICAL GAS ALARM | SHIRE | AREA ALARM | 2014-04-20 | 420 | 2024-09-17 | 2024-12-20
AREA ALARM SYSTEM | MEDICAL GAS ALARM | SHIRE | AREA ALARM | 2013-06-17 | 420 | 2024-10-09 | 2024-12-20
AREA ALARM SYSTEM | MEDICAL GAS ALARM | SHIRE | AREA ALARM | 2014-01-10 | 420 | 2024-09-17 | 2024-12-20
AREA ALARM SYSTEM | MEDICAL GAS ALARM | SHIRE | AREA ALARM | 2013-11-28 | 420 | 2024-10-09 | 2025-01-20
AREA ALARM SYSTEM | MEDICAL GAS ALARM | SHIRE | AREA ALARM | 2013-11-28 | 420 | 2024-10-21 | 2025-01-20
AREA ALARM SYSTEM | MEDICAL GAS ALARM | SHIRE | AREA ALARM | 2013-11-28 | 420 | 2024-10-21 | 2025-01-20
AREA ALARM SYSTEM | MEDICAL GAS ALARM | SHIRE | AREA ALARM | 2013-11-28 | 420 | 2024-10-21 | 2025-01-20
COUCH | COUCH 2-SECTION ELECTRIC | BRISTOL MAID (HOSP.M.CRAFT) | EC015 | 2013-11-05 | 749.52 | 2021-11-16 | 2024-08-15
PATIENT TURNER | PATIENT TURNER | ETAC AB | ETAC TURNER | 2013-10-09 | 384 | 2022-10-24 | 2025-08-15
SCALES | SCALES - FLUID | TERAOKA | DS-502 | 2013-09-19 | 720 | 2023-11-28 | 2024-11-15
VENTILATOR | VENTILATOR - EVITA INFINITY | DRAEGER | EVITA V500 | 2013-09-17 | 33573.48 | 2024-10-17 | 2025-10-16
PATIENT MONITOR | PATIENT MONITOR INTELLIVUE MP5 | PHILIPS LTD | M8105A | 2013-09-18 | 7244.484 | 2023-09-25 | 2026-09-25
COUCH | COUCH 2-SECTION ELECTRIC | BRISTOL MAID (HOSP.M.CRAFT) | EC015 | 2013-11-05 | 749.52 | 2024-08-19 | 2027-08-19
SCALES | SCALES - STAND ON | MARSDEN | MPMS-250 | 2013-10-14 | 348 | 2021-03-23 | 2024-11-15
SCALES | SCALES - CHAIR | SECA | 959 | 2013-09-19 | 720 | 2021-03-23 | 2024-11-15
SCALES | SCALES - STAND ON | SECA | 877 | 2013-09-17 | 120 | 2024-03-05 | 2024-11-15
SCALES | SCALES - FLUID | SALTER | 1015 WHDR | 2013-09-17 | 120 | 2023-12-13 | 2024-11-15
SCALES | SCALES - CHAIR | MARSDEN | DP3800 | 2013-09-19 | 720 | 2022-11-16 20:43 | 2024-11-15
SCALES | SCALES - CHAIR | SECA | 959 | 2013-09-19 | 720 | 2021-01-17 | 2024-11-15
COAGULATION TIMER | COAGULATION TIMER | HELENA LABORATORIES | ACTALYKE MINI II | 2013-09-03 | 1862.4 | 2023-04-15 14:40 | 2024-04-15
POWER SUPPLY | POWER SUPPLY | SCIENTIFIC L | EV245 | 2013-08-30 | 126
COUCH | COUCH 2-SECTION HYDRAULIC | PLINTH 2000 | 502H | 2013-08-22 | 642 | 2024-07-05 | 2027-07-05
COUCH | COUCH 2-SECTION HYDRAULIC | PLINTH 2000 | 502H | 2013-08-22 | 642 | 2024-07-05 | 2027-07-05
SCALES | SCALES - FLUID | SALTER | 1015 WHDR | 2013-09-17 | 120 | 2023-11-30 | 2024-11-15
HUMIDIFIER | HUMIDIFIER | F & P | MR850 | 2013-08-21 | 1800 | 2024-06-20 | 2025-06-20
HUMIDIFIER | HUMIDIFIER | F & P | MR850 | 2013-08-21 | 1800 | 2024-06-07 | 2025-06-01
HUMIDIFIER | HUMIDIFIER | F & P | MR850 | 2013-08-21 | 1800 | 2022-11-25 15:07 | 2025-11-15
HUMIDIFIER | HUMIDIFIER | F & P | MR850 | 2013-08-21 | 1800 | 2024-02-20 | 2025-02-06
HUMIDIFIER | HUMIDIFIER | F & P | MR850 | 2013-08-21 | 1800 | 2024-09-25 | 2025-10-01
PLASTER CHISEL | AIR CHISEL | RENFERT GMBH | POWER PILLO | 2013-10-10 | 640.8
SYRINGE DRIVER | SYRINGE PUMP (DRIVER) | ANIMAS | VIBE | 2013-09-11 | 14400
SYRINGE DRIVER | SYRINGE PUMP (DRIVER) | ANIMAS | VIBE | 2013-09-11 | 14400
SYRINGE DRIVER | SYRINGE PUMP (DRIVER) | ANIMAS | VIBE | 2013-09-11 | 14400
X-RAY VIEWER | X-RAY VIEWER | DENTSPLY LTD | 67-0445 | 2013-08-15 | 120 | 2023-01-17 16:29 | 2025-01-17
ULTRASONIC SCALER | ULTRASONIC SCALER | DENTSPLY LTD | CAVITRON SELECT SPS | 2013-08-13 | 1959.9 | 2022-08-05 | 2024-08-15
WAX HEATER | WAX HEATER | DENSTAR | DENSTAR 160N | 2013-07-29 | 234 | 2021-07-14 | 2025-03-18
IN-EXSUFFLATOR (COUGH ASSIST SYSTEM) | MECHANICAL IN-EXSUFFLATOR | RESPIRONICS | COUGH ASSIST E70 | 2013-09-23 | 3960
IN-EXSUFFLATOR (COUGH ASSIST SYSTEM) | MECHANICAL IN-EXSUFFLATOR | RESPIRONICS | COUGH ASSIST E70 | 2013-09-23 | 3960
IN-EXSUFFLATOR (COUGH ASSIST SYSTEM) | MECHANICAL IN-EXSUFFLATOR | RESPIRONICS | COUGH ASSIST E70 | 2013-09-23 | 3960
IN-EXSUFFLATOR (COUGH ASSIST SYSTEM) | MECHANICAL IN-EXSUFFLATOR | RESPIRONICS | COUGH ASSIST E70 | 2013-09-23 | 3960
IN-EXSUFFLATOR (COUGH ASSIST SYSTEM) | MECHANICAL IN-EXSUFFLATOR | RESPIRONICS | COUGH ASSIST E70 | 2013-09-23 | 3960
COMPUTER - DESKTOP | PERSONAL COMPUTER | TRANSTEC COM | M0800WING-A | 2014-02-04 | 720
BIPAP VENTILATORY SUPPORT SYSTEM | BIPAP VENTILATORY SUPPORT SYSTEM | RESPIRONICS | BIPAP A30 | 2013-11-12 | 2706
COUCH | COUCH - VARIABLE HIGH/LOW | AKRON | A3281 | 2013-09-24 | 840 | 2023-06-05 | 2024-06-05
VITAL SIGNS MONITOR | VITAL SIGNS MONITOR: NBP | OMRON | M6 (HEM-7001-E) | 2013-09-09 | 96 | 2023-06-05 | 2024-06-05
SPEECH AID | ELECTRONIC SPEECH AID | GRIFFIN PROD | TRUTONE ELECTROLARYN | 2013-08-08 | 360
SPEECH AID | ELECTRONIC SPEECH AID | GRIFFIN PROD | TRUTONE ELECTROLARYN | 2013-08-08 | 360
BATTERY THERMOMETER | BATTERY THERMOMETER | WELCH ALLYN | SURETEMP PLUS 692 | 2013-08-09 | 283.2
BATTERY THERMOMETER | BATTERY THERMOMETER | WELCH ALLYN | SURETEMP PLUS 692 | 2013-08-09 | 283.2
BATTERY THERMOMETER | BATTERY THERMOMETER | WELCH ALLYN | SURETEMP PLUS 692 | 2013-08-09 | 283.2
BATTERY THERMOMETER | BATTERY THERMOMETER | WELCH ALLYN | SURETEMP PLUS 692 | 2013-08-09 | 283.2
BATTERY THERMOMETER | BATTERY THERMOMETER | WELCH ALLYN | SURETEMP PLUS 692 | 2013-08-09 | 283.2
BATTERY THERMOMETER | BATTERY THERMOMETER | WELCH ALLYN | SURETEMP PLUS 692 | 2013-08-09 | 283.2
BATTERY THERMOMETER | BATTERY THERMOMETER | WELCH ALLYN | SURETEMP PLUS 692 | 2013-08-08 | 283.2
DIATHERMY MACHINE | ELECTROSURGICAL GENERATOR | OLYMPUS | ESG-400 | 2013-09-03 | 52045.836 | 2021-09-20 | 2022-09-20
ULTRASOUND PROBE | 3D ABDOMINAL PROBE | GE LIMITED | RAB4-8-D | 2022-09-05 | 6000
ULTRASOUND PROBE | CURVILINEAR ULTRASOUND PROBE | GE LIMITED | C4-8-D | 2021-03-30 | 7200
ULTRASOUND PROBE | ULTRASOUND PROBE | GE LIMITED | C1-5-D | 2021-03-30 | 7200
ULTRASOUND SCANNER | ULTRASOUND SCANNER | GE LIMITED | VOLUSON E8 | 2013-08-15 | 81496.632 | 2024-06-04 | 2025-06-04
SUCTION CONTROLLER | HIGH SUCTION CONTROLLER | THERAPY EQUIPMENT | DIAMOND RANGE HIGH | 2013-08-08 | 153
SUCTION CONTROLLER | HIGH SUCTION CONTROLLER | THERAPY EQUIPMENT | DIAMOND RANGE HIGH | 2013-08-08 | 153
SUCTION CONTROLLER | HIGH SUCTION CONTROLLER | THERAPY EQUIPMENT | DIAMOND RANGE HIGH | 2013-08-08 | 153
SUCTION CONTROLLER | HIGH SUCTION CONTROLLER | THERAPY EQUIPMENT | DIAMOND RANGE HIGH | 2013-08-08 | 153
SUCTION CONTROLLER | HIGH SUCTION CONTROLLER | THERAPY EQUIPMENT | DIAMOND RANGE HIGH | 2013-08-07 | 152.4
SUCTION CONTROLLER | HIGH SUCTION CONTROLLER | THERAPY EQUIPMENT | DIAMOND RANGE HIGH | 2013-08-05 | 152.4
SPHYGMOMANOMETER | MOBILE SPHYGMOMANOMETER | WELCH ALLYN | 7670-03 | 2013-07-24 | 261.6 | 2024-08-08 | 2025-08-08
IN-EXSUFFLATOR (COUGH ASSIST SYSTEM) | MECHANICAL IN-EXSUFFLATOR | RESPIRONICS | COUGH ASSIST E70 | 2013-07-01 | 3960
TCPCO2 MONITOR | TCPCO2 MONITOR | RADIOMETER | TCM-4 | 2013-06-01 | 8970
TCPCO2 MONITOR | TCPCO2 MONITOR | RADIOMETER | TCM-4 | 2013-08-01 | 8970
BIPAP VENTILATORY SUPPORT SYSTEM | BIPAP VENTILATORY SUPPORT SYSTEM | RESPIRONICS | BIPAP A30 | 2013-07-05 | 2706
HUMIDIFIER | HEATED RESPIRATORY HUMIDIFIER | F & P | HC150 | 2014-06-01 | 420
PATIENT MONITOR | PATIENT MONITOR INTELLIVUE | PHILIPS LTD | MX800 | 2013-06-12 | 21455.856 | 2022-06-10 | 2027-06-10
SUCTION UNIT | PORTABLE SUCTION UNIT | LAERDAL | LCSU4 | 2013-06-14 | 390 | 2023-05-12 | 2026-02-01
BATTERY THERMOMETER | BATTERY THERMOMETER | WELCH ALLYN | SURETEMP PLUS 692 | 2013-07-12 | 283.2
BATTERY THERMOMETER | BATTERY THERMOMETER | WELCH ALLYN | SURETEMP PLUS 692 | 2013-07-12 | 283.2
BATTERY THERMOMETER | BATTERY THERMOMETER | WELCH ALLYN | SURETEMP PLUS 692 | 2013-07-12 | 283.2
SCALES | SCALES - FLUID | TERAOKA | DS-502 | 2013-07-08 | 226.8 | 2021-02-10 | 2024-11-15
SCALES | SCALES - FLUID | TERAOKA | DS-502 | 2013-07-08 | 226.8 | 2023-12-07 | 2024-11-15
SAO2/PLETH | MODULE SPO2/PLETH | PHILIPS LTD | M1020B | 2013-06-12 | 1746.996 | 2024-07-15 | 2026-07-01
SAO2/PLETH | MODULE SPO2/PLETH | PHILIPS LTD | M1020B | 2013-06-12 | 1746.996 | 2024-07-15 | 2026-07-01
PATIENT MONITOR | PATIENT MONITOR INTELLIVUE | PHILIPS LTD | MX800 | 2013-06-12 | 21455.856 | 2022-06-14 | 2027-06-14
TRANSPORT MONITOR | PATIENT MONITOR INTELLIVUE X2 | PHILIPS LTD | M3002A-X2 | 2013-06-12 | 3000 | 2024-06-28 | 2027-06-28
TRANSPORT MONITOR | PATIENT MONITOR INTELLIVUE X2 | PHILIPS LTD | M3002A-X2 | 2013-06-12 | 3000 | 2022-07-15 | 2025-07-15
MODULE HOLDER | MODULE HOLDER | PHILIPS LTD | M8048A | 2013-06-12 | 1200 | 2022-06-20 | 2027-06-20
MODULE HOLDER | MODULE HOLDER | PHILIPS LTD | M8048A | 2013-06-12 | 1200 | 2022-06-20 | 2027-06-20
CARDIOGRAPH | CARDIOGRAPH | MORTARA INST | ELI 150 | 2013-08-21 | 3600
PATIENT MONITOR | PATIENT MONITOR INTELLIVUE MP5 | PHILIPS LTD | M8105A | 2013-09-18 | 7244.46 | 2024-03-19 | 2027-03-19
PATIENT MONITOR | PATIENT MONITOR INTELLIVUE MP5 | PHILIPS LTD | M8105A | 2013-09-18 | 7436.016 | 2024-02-29 | 2027-02-28
TOURNIQUET | TOURNIQUET | DELFI MEDICAL | PTS II | 2013-06-18 | 2400 | 2024-03-22 | 2025-03-22
TOURNIQUET | TOURNIQUET | DELFI MEDICAL | PTS II | 2013-06-18 | 2400 | 2023-10-19 | 2024-11-12
TOURNIQUET | TOURNIQUET | DELFI MEDICAL | PTS II | 2013-06-18 | 2400 | 2023-11-04 | 2024-11-14
TOURNIQUET | TOURNIQUET | DELFI MEDICAL | PTS II | 2013-06-18 | 2400 | 2023-11-04 | 2024-11-14
COAGULATION TIMER | COAGULATION TIMER | HELENA LABORATORIES | ACTALYKE MINI II | 2013-06-13 | 1863 | 2024-02-16 | 2025-02-16
COAGULATION TIMER | COAGULATION TIMER | HELENA LABORATORIES | ACTALYKE MINI II | 2013-06-13 | 1863 | 2024-10-09 | 2025-10-09
COAGULATION TIMER | COAGULATION TIMER | HELENA LABORATORIES | ACTALYKE MINI II | 2013-06-13 | 1863 | 2024-02-16 | 2025-02-16
COAGULATION TIMER | COAGULATION TIMER | HELENA LABORATORIES | ACTALYKE MINI II | 2013-06-13 | 1862.64 | 2024-02-16 | 2025-02-16
NEBULIZER | ULTRASONIC NEBULIZER | OMRON | NE-U17 | 2013-08-02 | 12
NEBULIZER | ULTRASONIC NEBULIZER | OMRON | NE-U17 | 2013-08-02 | 12
DIATHERMY MACHINE | DIATHERMY MACHINE | VALLEYLAB | FORCE TRIAD | 2013-07-08 | 31800 | 2022-09-20 | 2024-09-20
FIBRE OPTIC SOURCE | PORTABLE LIGHT SOURCE | PENTAX | BS-LH2 | 2013-05-30 | 1800
COMPUTER WORKSTATION | LINAC SEQUENCER | ELEKTA | 1019601 | 2018-02-06 | 8712
LINAC MULTI MODE MLC | VERSA HD LINAC XVI FFF | ELEKTA | VERSA HD LINAC | 2013-07-23 | 2142183.768 | 2024-02-26 | 2024-03-23
VENTILATOR | VENTILATOR | BREAS MEDICAL | NIPPY CLEARWAY | 2013-06-01 | 5400 | 2022-09-27 | 2025-10-10
IN-EXSUFFLATOR (COUGH ASSIST SYSTEM) | MECHANICAL IN-EXSUFFLATOR | RESPIRONICS | COUGH ASSIST E70 | 2013-05-17 | 3960
HUMIDIFIER | HEATED RESPIRATORY HUMIDIFIER | F & P | HC150 | 2014-06-01 | 420
STANDING AID | STANDING AID | ARJO HUNTLEIGH | STEDY | 2013-05-29 | 738 | 2024-03-18 | 2025-03-18
STANDING AID | STANDING AID | ARJO HUNTLEIGH | STEDY | 2013-05-29 | 738 | 2024-03-28 | 2025-03-28
AREA ALARM SYSTEM | MEDICAL GAS ALARM | SHIRE | AREA ALARM | 2013-06-17 | 420 | 2024-10-09 | 2024-12-20
AREA ALARM SYSTEM | MEDICAL GAS ALARM | SHIRE | SAX-6 | 2013-06-03 | 480 | 2024-10-09 | 2025-01-20
AREA ALARM SYSTEM | MEDICAL GAS ALARM | SHIRE | SAX-6 | 2013-06-03 | 480 | 2024-10-09 | 2025-01-20
AREA ALARM SYSTEM | MEDICAL GAS ALARM | SHIRE | SAX-6 | 2013-06-03 | 480 | 2024-10-09 | 2025-01-20
AREA ALARM SYSTEM | MEDICAL GAS ALARM | SHIRE | SAX-6 | 2013-06-03 | 480 | 2024-10-09 | 2025-01-20
AREA ALARM SYSTEM | MEDICAL GAS ALARM | SHIRE | SAX-6 | 2013-06-03 | 480 | 2024-10-09 | 2025-01-20
AREA ALARM SYSTEM | MEDICAL GAS ALARM | SHIRE | SAX-6 | 2013-06-03 | 480 | 2024-10-09 | 2025-01-20
AREA ALARM SYSTEM | MEDICAL GAS ALARM | SHIRE | SAX-6 | 2013-06-03 | 480 | 2024-10-09 | 2025-01-20
NEBULIZER | NEBULIZER | MEDIC AID | PORTANEB | 2013-05-20 | 120
PULMONARY ASSESSMENT SYSTEM | CHARTIS PULMONARY ASSESSMENT SYSTEM | PULMONX | CHARTIS CONSOLE | 2013-05-31 | 7200
OXYGEN CONCENTRATOR | OXYGEN CONCENTRATOR PORTABLE | AIRSEP CORP | FREESTYLE AS095 | 2013-05-30 | 3000
ELECTRIC BED | ELECTRIC BED | LINET UK | ELEGANZA SMART | 2013-05-22 | 174.228 | 2023-03-31 11:13 | 2024-03-31
ELECTRIC BED | ELECTRIC BED | LINET UK | ELEGANZA SMART | 2013-05-22 | 174.228 | 2023-11-07 | 2024-11-07
PATIENT MONITOR | PATIENT MONITOR INTELLIVUE MP5 | PHILIPS LTD | M8105A | 2013-05-30 | 6696 | 2023-09-25 | 2026-09-25
ELECTRIC BED | ELECTRIC BED | LINET UK | ELEGANZA SMART | 2013-05-21 | 1609.2 | 2023-03-27 10:52 | 2024-03-27
ELECTRIC BED | ELECTRIC BED | LINET UK | ELEGANZA SMART | 2013-05-21 | 1609.2 | 2023-08-16 | 2024-08-16
ELECTRIC BED | ELECTRIC BED | LINET UK | ELEGANZA SMART | 2013-05-21 | 1609.2 | 2024-06-21 | 2025-06-21
ELECTRIC BED | ELECTRIC BED | LINET UK | ELEGANZA SMART | 2013-05-21 | 1609.2 | 2023-12-11 | 2024-12-11
ELECTRIC BED | ELECTRIC BED | LINET UK | ELEGANZA SMART | 2013-05-21 | 1609.2 | 2023-08-07 | 2024-08-07
VIDEO PROJECTOR | PROJECTOR | NEC DISPLAY | M260XSG | 2013-05-15 | 700.56
VIDEO PROJECTOR | PROJECTOR | NEC DISPLAY | M260XSG | 2013-05-15 | 700.56
VIDEO PROJECTOR | PROJECTOR | NEC DISPLAY | M260XSG | 2013-05-15 | 700.56
VIDEO PROJECTOR | PROJECTOR | NEC DISPLAY | M260XSG | 2013-05-15 | 700.56
VIDEO PROJECTOR | PROJECTOR | NEC DISPLAY | M260XSG | 2013-05-15 | 700.56
OXYGEN MANIFOLD | MANIFOLD - OXYGEN | MILLENIUM | CALISTRA O2 | 2013-05-14 | 2640 | 2024-09-17 | 2024-12-20
SPECTROMETER UV/VIS | UV/VIS SPECTROMETER | PERKIN ELMER | LAMBDA 25 | 2013-05-17 | 9714.9
SPECTROFLUORIMETER | FLUORESCENCE SPECTROMETER | PERKIN ELMER | LS55 | 2013-05-16 | 29997.636
VENTILATOR | VENTILATOR | BREAS MEDICAL | NIPPY CLEARWAY | 2013-01-09 | 5400 | 2024-01-24 | 2025-02-01
DENTAL X-RAY UNIT | DENTAL X-RAY UNIT - MOBIL | SATELEC | X-MIND | 2013-10-11 | 4200 | 2023-10-20 | 2024-10-20
LEAD SCREEN | PORTABLE SHIELD | KENEX (ELECTRO MEDICAL) LIMITED | 310/B-3 | 2013-07-19 | 9018.72 | 2024-02-10 | 2026-02-10
DIGITAL X-RAY ROOM | DIGITAL DIAGNOST UM | PHILIPS LTD | DIGITAL DIAGNOST UM | 2013-06-01 | 266432.34 | 2024-03-08 | 2025-03-08
ELECTRIC BED | ELECTRIC BED | LINET UK | ELEGANZA SMART | 2013-05-31 | 1560 | 2023-04-20 | 2024-04-20
LENS ANALYZER | LENS GRADER | ESSILOR LTD | CLE60 | 2013-06-18 | 4800 | 2024-01-12 | 2025-01-15
NIBP MONITOR | NIBP MONITOR | SUNTECH | 247B | 2013-06-18 | 480
ELECTRIC BED | ELECTRIC BED | LINET UK | ELEGANZA SMART | 2013-05-31 | 1609.2 | 2023-12-03 | 2024-12-03
ELECTRIC BED | ELECTRIC BED | LINET UK | ELEGANZA SMART | 2013-05-31 | 1609.2 | 2023-11-18 | 2024-11-18
ELECTRIC BED | ELECTRIC BED | LINET UK | ELEGANZA SMART | 2013-05-31 | 1609.2 | 2023-11-18 | 2024-11-18
ELECTRIC BED | ELECTRIC BED | LINET UK | ELEGANZA SMART | 2013-05-31 | 1609.2 | 2023-12-02 | 2024-12-02
ELECTRIC BED | ELECTRIC BED | LINET UK | ELEGANZA SMART | 2013-05-31 | 1609.2 | 2023-11-19 | 2024-11-19
ELECTRIC BED | ELECTRIC BED | LINET UK | ELEGANZA SMART | 2013-05-31 | 1609.2 | 2023-11-18 | 2024-11-18
ELECTRIC BED | ELECTRIC BED | LINET UK | ELEGANZA SMART | 2013-05-31 | 1609.2 | 2023-11-18 | 2024-11-18
ELECTRIC BED | ELECTRIC BED | LINET UK | ELEGANZA SMART | 2013-05-31 | 1609.2 | 2023-11-19 | 2024-11-19
ELECTRIC BED | ELECTRIC BED | LINET UK | ELEGANZA SMART | 2013-05-31 | 1609.2 | 2023-11-19 | 2024-11-19
ELECTRIC BED | ELECTRIC BED | LINET UK | ELEGANZA SMART | 2013-05-31 | 1609.2 | 2023-11-19 | 2025-07-30
ELECTRIC BED | ELECTRIC BED | LINET UK | ELEGANZA SMART | 2013-05-31 | 1609.2 | 2023-12-02 | 2024-12-02
ELECTRIC BED | ELECTRIC BED | LINET UK | ELEGANZA SMART | 2013-05-31 | 1609.2 | 2023-12-03 | 2024-12-03
POWER SUPPLY MICROSCOPE | POWER SUPPLY | LEICA | J0464 | 2013-05-10 | 1200 | 2024-05-15 | 2024-12-06
VISION TESTER | ILLUMINATOR CABINET | PRECISION VI | 230-M-P | 2013-05-02 | 1692 | 2024-01-18 | 2025-01-10
IN-EXSUFFLATOR (COUGH ASSIST SYSTEM) | MECHANICAL IN-EXSUFFLATOR | RESPIRONICS | COUGH ASSIST E70 | 2017-03-20 | 3960 | 2021-11-11
BIPAP VENTILATORY SUPPORT SYSTEM | TRILOGY 100 VENTILATOR | RESPIRONICS | TRILOGY 100 | 2012-10-10 | 4303.2
BIPAP VENTILATORY SUPPORT SYSTEM | TRILOGY 100 VENTILATOR | RESPIRONICS | TRILOGY 100 | 2012-10-10 | 4303.2
IN-EXSUFFLATOR (COUGH ASSIST SYSTEM) | MECHANICAL IN-EXSUFFLATOR | RESPIRONICS | COUGH ASSIST E70 | 2013-05-17 | 3960
IN-EXSUFFLATOR (COUGH ASSIST SYSTEM) | MECHANICAL IN-EXSUFFLATOR | RESPIRONICS | COUGH ASSIST E70 | 2013-05-17 | 3960
IN-EXSUFFLATOR (COUGH ASSIST SYSTEM) | MECHANICAL IN-EXSUFFLATOR | RESPIRONICS | COUGH ASSIST E70 | 2013-05-17 | 3960
IN-EXSUFFLATOR (COUGH ASSIST SYSTEM) | MECHANICAL IN-EXSUFFLATOR | RESPIRONICS | COUGH ASSIST E70 | 2013-05-17 | 3960
IN-EXSUFFLATOR (COUGH ASSIST SYSTEM) | MECHANICAL IN-EXSUFFLATOR | RESPIRONICS | COUGH ASSIST E70 | 2013-05-17 | 3960
COUCH | COUCH 2-SECTION HYDRAULIC | PLINTH 2000 | 502H | 2013-05-13 | 1200 | 2019-07-16 | 2024-04-15
SUCTION UNIT | SUCTION - LAERDAL - BATTERY | LAERDAL | LSU-2 | 2014-05-09 | 816 | 2022-10-06 | 2025-10-06
ENDOSCOPY VIDEO SYSTEM | C-MAC VIDEO LARYNGASCOPE HANDLE | KARL STORZ | D BLADE | 2013-05-02 | 6000
ENDOSCOPY VIDEO SYSTEM | C-MAC VIDEO LARYNGASCOPE HANDLE | KARL STORZ | D BLADE | 2013-05-02 | 6000
MULTI-MEASUREMENT SERVER | MULTI-MEASUREMENT SERVER | PHILIPS LTD | M3001A | 2013-05-07 | 2400
MULTI-MEASUREMENT SERVER | MULTI-MEASUREMENT SERVER | PHILIPS LTD | M3001A | 2013-05-07 | 2400
OXIMETER | PULSE OXIMETER FINGERTIP | BIOSYNC | B-50DL | 2013-04-24 | 24
OXIMETER | PULSE OXIMETER FINGERTIP | BIOSYNC | B-50DL | 2013-04-24 | 24
VENTILATOR | TRANSPORT VENTILATOR | DRAEGER | OXYLOG 3000 PLUS | 2013-04-22 | 14781.6 | 2024-08-14 | 2025-08-12
PATIENT MONITOR | PATIENT MONITOR INTELLIVUE MP5 | PHILIPS LTD | M8105A | 2013-04-18 | 6696 | 2024-03-14 | 2027-03-14
PATIENT MONITOR | PATIENT MONITOR INTELLIVUE MP5 | PHILIPS LTD | M8105A | 2013-04-18 | 6696 |  | 2025-06-15
PACEMAKER | EXTERNAL PACEMAKER | BIOTRONIK | REOCOR/D | 2013-04-15 | 2826
PACEMAKER | EXTERNAL PACEMAKER | BIOTRONIK | REOCOR/D | 2013-04-15 | 2826
IN-EXSUFFLATOR (COUGH ASSIST SYSTEM) | MECHANICAL IN-EXSUFFLATOR | RESPIRONICS | COUGH ASSIST E70 | 2013-05-17 | 3960
IN-EXSUFFLATOR (COUGH ASSIST SYSTEM) | MECHANICAL IN-EXSUFFLATOR | RESPIRONICS | COUGH ASSIST E70 | 2013-02-13 | 3960
IN-EXSUFFLATOR (COUGH ASSIST SYSTEM) | MECHANICAL IN-EXSUFFLATOR | RESPIRONICS | COUGH ASSIST E70 | 2013-05-17 | 3960
IN-EXSUFFLATOR (COUGH ASSIST SYSTEM) | MECHANICAL IN-EXSUFFLATOR | RESPIRONICS | COUGH ASSIST E70 | 2013-05-17 | 3960
VENTILATOR | VENTILATOR | BREAS MEDICAL | NIPPY CLEARWAY | 2013-01-09 | 5400 | 2024-10-04 | 2025-10-09
MEDICAL VACUUM PLANT | MEDICAL VACUUM PLANT | MILLENIUM | VACUUM PLANT | 2022-01-17 | 0
MEDICAL VACUUM PLANT | MEDICAL VACUUM PLANT | MILLENIUM | VACUUM PLANT | 2013-10-21 | 13800 | 2024-09-17 | 2024-12-20
SIMPLEX ACTIVE SCAVENGING SYS | ANAESTHETIC GAS SCAVENGING UNIT | MILLENIUM | SIMPLEX | 2013-04-08 | 1252.8 | 2024-09-17 | 2024-12-20
SIMPLEX ACTIVE SCAVENGING SYS | ANAESTHETIC GAS SCAVENGING UNIT | MILLENIUM | SIMPLEX | 2013-04-08 | 1200 | 2024-09-17 | 2024-12-20
APEX LOCATOR | APEX LOCATOR | DENTSPLY LTD | RAY-PEX 5 | 2013-05-23 | 600 | 2022-05-19 | 2025-03-18
SYNOPTOPHORE | SYNOPTOPHORE | CLEM CLARKE | PLEASE ENTER MODEL! (1264) | 2013-04-25 | 2400 | 2022-04-26 | 2023-04-26
HANDPIECE MICROMOTOR | ENDODONTIC MICROMOTOR | DENTSPLY LTD | X-SMART | 2021-06-17 | 2400 | 2022-04-28 | 2024-04-28
SCALES | SCALES - STAND ON | SECA | 877 | 2013-04-12 | 360 | 2023-11-30 | 2024-11-15
HUMAN PATIENT SIMULATOR | SURGICAL SIMULATOR | VR MAGIC | EYESI | 2013-04-16 | 178800 | 2024-05-15 | 2024-12-06
SCALES | SCALES - WHEELCHAIR | MARSDEN | MPWS-300 | 2013-04-12 | 972 | 2022-02-16 | 2024-11-15
VITAL SIGNS MONITOR | VITAL SIGNS MONITOR: NBP/SPO2/TEMP. | WELCH ALLYN | SPOT 420(NBP/SPO2) | 2013-04-11 | 2400 | 2021-10-05 | 2024-10-05
EXAMINATION LAMP | EXAMINATION LAMP | DR MACH | MACH LED 115 | 2013-07-04 | 714 | 2023-08-29 | 2024-08-29
ELECTRIC BED | FORTISSIMO 4 SECTION ELECTRIC BED | HMS VILGO (FRANCE) | HF13120 | 2013-06-10 | 2496 | 2022-04-20 | 2024-04-20
ELECTRIC BED | FORTISSIMO 4 SECTION ELECTRIC BED | HMS VILGO (FRANCE) | HF13120 | 2013-06-10 | 2496 | 2022-04-20 | 2024-04-20
ENTONOX DEMAND SYSTEM | ENTONOX DEMAND VALVE | THERAPY EQUIPMENT | ENTONOX | 2013-06-10 | 420 | 2023-09-21 | 2027-09-21
ENTONOX DEMAND SYSTEM | ENTONOX DEMAND VALVE | THERAPY EQUIPMENT | ENTONOX | 2013-06-10 | 420 | 2023-05-31 | 2027-05-31
ENTONOX DEMAND SYSTEM | ENTONOX DEMAND VALVE | THERAPY EQUIPMENT | ENTONOX | 2013-06-10 | 420 | 2023-10-17 | 2027-10-17
SAO2/PLETH | MODULE SPO2/PLETH | PHILIPS LTD | M1020B | 2013-06-05 | 1746.996 | 2024-07-15 | 2025-11-01
SPHYGMOMANOMETER | DESK SPHYGMOMANOMETER | WELCH ALLYN | 7670-16 | 2013-06-05 | 96 | 2024-08-12 | 2025-08-12
SPHYGMOMANOMETER | DESK SPHYGMOMANOMETER | WELCH ALLYN | 7670-16 | 2013-06-05 | 96 | 2023-03-09 14:25 | 2025-06-01
SPHYGMOMANOMETER | DESK SPHYGMOMANOMETER | WELCH ALLYN | 7670-16 | 2013-06-05 | 96 | 2023-03-09 12:24 | 2025-06-01
SPHYGMOMANOMETER | DESK SPHYGMOMANOMETER | WELCH ALLYN | 7670-16 | 2013-06-05 | 96 |  | 2024-09-01
CARDIOTOCOGRAPH | AVALON FM20 MONITOR | PHILIPS LTD | M2702A | 2013-06-05 | 5730 | 2023-10-02 | 2024-11-01
RESUSCITAIRE | RESUSCITAIRE RADIANT WARMER | DRAEGER | RW82 | 2013-05-16 | 11282.4 | 2024-09-20 | 2025-09-01
BLOOD GAS ANALYSER | BLOOD GAS ANALYSER - I-STAT | ABBOTT LABS | I-STAT 1 | 2013-05-10 | 7481.22 | 2023-12-07 | 2024-12-13
SAO2/PLETH | MODULE SPO2/PLETH | PHILIPS LTD | M1020B | 2013-05-02 | 1946.28 | 2022-06-27 | 2025-08-01
COUCH | COUCH - OPERATING | ANETIC AID | QA4M | 2013-04-25 | 4200 | 2022-11-16 09:15 | 2024-12-01
COUCH | COUCH - OPERATING | ANETIC AID | QA4M | 2013-04-25 | 4200 | 2023-11-16 | 2024-11-16
COUCH | COUCH - OPERATING | ANETIC AID | QA4M | 2013-04-25 | 4200 | 2023-11-16 | 2024-11-16
COUCH | COUCH - OPERATING | ANETIC AID | QA4M | 2013-04-25 | 4200 | 2023-11-16 | 2024-11-16
COUCH | COUCH - OPERATING | ANETIC AID | QA4M | 2013-04-25 | 4200 | 2023-11-24 | 2024-11-24
COUCH | COUCH - OPERATING | ANETIC AID | QA4M | 2013-04-25 | 4200 | 2023-11-24 | 2024-11-24
COUCH | COUCH - OPERATING | ANETIC AID | QA4M | 2013-04-25 | 4200 | 2023-06-23 | 2025-08-01
COUCH | COUCH - OPERATING | ANETIC AID | QA4M | 2013-04-25 | 4200 | 2023-11-10 | 2024-11-10
COUCH | COUCH - OPERATING | ANETIC AID | QA4M | 2013-04-25 | 4200 | 2024-07-04 | 2025-07-04
COUCH | COUCH - OPERATING | ANETIC AID | QA4M | 2013-04-25 | 4200 | 2023-12-14 | 2024-12-14
COAGULATION TIMER | COAGULATION TIMER - HAND HELD UNIT | ROCHE LTD | COAGUCHEK XS PLUS | 2013-04-15 | 840
SPEECH AID | ELECTRONIC SPEECH AID | GRIFFIN PROD | TRUTONE ELECTROLARYN | 2013-04-15 | 420
SPEECH AID | ELECTRONIC SPEECH AID | GRIFFIN PROD | TRUTONE ELECTROLARYN | 2013-04-15 | 420
NITRIC OXIDE | NITRIC OXIDE MONITOR | BEDFONT SCIENTIFIC | NOXBOX O2 | 2013-04-11 | 5400 | 2023-01-05 09:38 | 2025-01-05
WARMING CABINET | WARMING CABINET | LEEC | W330 | 2013-04-20 | 2580
PACEMAKER | EXTERNAL PACEMAKER | BIOTRONIK | REOCOR/D | 2013-04-15 | 2826
SUCTION CONTROLLER | HIGH SUCTION CONTROLLER | THERAPY EQUIPMENT | DIAMOND RANGE HIGH | 2013-04-04 | 96
SUCTION CONTROLLER | HIGH SUCTION CONTROLLER | THERAPY EQUIPMENT | DIAMOND RANGE HIGH | 2013-04-04 | 96
SPHYGMOMANOMETER | SPHYGMOMANOMETER | HEINE | GAMMA GP | 2014-01-16 | 90 | 2022-11-30 14:39 | 2024-11-01
COLPOSCOPE | COLPOSCOPE | KARL KAPS OPTIK GMBH | VICO S | 2013-09-09 | 1200 |  | 2024-06-01
VITAL SIGNS MONITOR | VITAL SIGNS MONITOR: NBP | OMRON | M6 (HEM-7001-E) | 2013-09-09 | 96 |  | 2024-06-01
PATIENT HOIST | PATIENT HOIST - MOBILE | LIKO | VIKING M | 2013-06-21 | 1987.2 | 2023-12-11 | 2024-09-15
LABEL PRINTER | PRINTER - LABEL | LABELSTATION | ME240 (PRO240) | 2013-08-09 | 600
CARDIOGRAPH | CARDIOGRAPH | MORTARA INST | ELI 150 | 2013-08-15 | 3600
NEBULIZER | ULTRASONIC NEBULIZER | OMRON | NE-U17 | 2013-08-02 | 12
NEBULIZER | ULTRASONIC NEBULIZER | OMRON | NE-U17 | 2013-08-02 | 12
NEBULIZER | ULTRASONIC NEBULIZER | OMRON | NE-U17 | 2013-08-02 | 12
NEBULIZER | ULTRASONIC NEBULIZER | OMRON | NE-U17 | 2013-08-02 | 12
VITAL SIGNS MONITOR | VITAL SIGNS MONITOR : NIBP, SPO2 | WELCH ALLYN | 53N00 (VSM 300) | 2013-08-01 | 1560 | 2022-04-29 | 2024-12-14
VITAL SIGNS MONITOR | VITAL SIGNS MONITOR : NIBP, SPO2 | WELCH ALLYN | 53N00 (VSM 300) | 2013-08-01 | 1560 | 2022-04-28 | 2025-04-13
VITAL SIGNS MONITOR | VITAL SIGNS MONITOR : NIBP, SPO2 | WELCH ALLYN | 53N00 (VSM 300) | 2013-08-01 | 1560 | 2022-04-28 | 2024-12-14
VITAL SIGNS MONITOR | VITAL SIGNS MONITOR : NIBP, SPO2 | WELCH ALLYN | 53N00 (VSM 300) | 2013-08-01 | 1560 | 2022-05-03 | 2024-12-14
VITAL SIGNS MONITOR | VITAL SIGNS MONITOR : NIBP, SPO2 | WELCH ALLYN | 53N00 (VSM 300) | 2013-08-01 | 1560 | 2022-05-03 | 2024-12-14
VITAL SIGNS MONITOR | VITAL SIGNS MONITOR : NIBP, SPO2 | WELCH ALLYN | 53N00 (VSM 300) | 2013-08-01 | 1560 | 2022-05-03 | 2024-12-14
VITAL SIGNS MONITOR | VITAL SIGNS MONITOR : NIBP, SPO2 | WELCH ALLYN | 53N00 (VSM 300) | 2013-08-01 | 1560 | 2022-05-03 | 2024-12-14
VITAL SIGNS MONITOR | VITAL SIGNS MONITOR : NIBP, SPO2 | WELCH ALLYN | 53N00 (VSM 300) | 2013-08-01 | 1560 | 2022-04-29 | 2024-12-14
VITAL SIGNS MONITOR | VITAL SIGNS MONITOR : NIBP, SPO2 | WELCH ALLYN | 53N00 (VSM 300) | 2013-08-01 | 1560 | 2022-05-04 | 2024-12-14
VITAL SIGNS MONITOR | VITAL SIGNS MONITOR : NIBP, SPO2 | WELCH ALLYN | 53N00 (VSM 300) | 2013-08-01 | 1560 | 2022-05-03 | 2024-12-14
VITAL SIGNS MONITOR | VITAL SIGNS MONITOR : NIBP, SPO2 | WELCH ALLYN | 53N00 (VSM 300) | 2013-08-01 | 1560 | 2022-04-28 | 2024-12-14
VITAL SIGNS MONITOR | VITAL SIGNS MONITOR : NIBP, SPO2 | WELCH ALLYN | 53N00 (VSM 300) | 2013-08-01 | 1560 | 2022-04-29 | 2024-12-14
VITAL SIGNS MONITOR | VITAL SIGNS MONITOR : NIBP, SPO2 | WELCH ALLYN | 53N00 (VSM 300) | 2013-08-01 | 1560 | 2022-04-27 | 2024-12-14
VITAL SIGNS MONITOR | VITAL SIGNS MONITOR : NIBP, SPO2 | WELCH ALLYN | 53N00 (VSM 300) | 2013-08-01 | 1560 | 2022-04-27 | 2024-12-14
VITAL SIGNS MONITOR | VITAL SIGNS MONITOR : NIBP, SPO2 | WELCH ALLYN | 53N00 (VSM 300) | 2013-08-01 | 1560 | 2022-05-03 | 2024-12-14
VITAL SIGNS MONITOR | VITAL SIGNS MONITOR : NIBP, SPO2 | WELCH ALLYN | 53N00 (VSM 300) | 2013-08-01 | 1560 | 2022-04-28 | 2024-12-14
VITAL SIGNS MONITOR | VITAL SIGNS MONITOR : NIBP, SPO2 | WELCH ALLYN | 53N00 (VSM 300) | 2013-08-01 | 1560 | 2022-04-29 | 2025-01-15
VITAL SIGNS MONITOR | VITAL SIGNS MONITOR : NIBP, SPO2 | WELCH ALLYN | 53N00 (VSM 300) | 2013-08-01 | 1560 | 2022-04-29 | 2025-01-15
SUCTION CONTROLLER | SUCTION CONTROLLER | EAST HEALTH | HIGH-SUCTION | 2013-07-12 | 84
HUMIDIFIER | HUMIDIFIER | F & P | MR850 | 2013-07-02 | 1200 | 2024-09-23 | 2025-10-01
HUMIDIFIER | HUMIDIFIER | F & P | MR850 | 2013-07-02 | 1200 | 2024-06-06 | 2025-06-01
HUMIDIFIER | HUMIDIFIER | F & P | MR850 | 2013-07-02 | 1200 | 2023-11-20 | 2024-11-20
HUMIDIFIER | HUMIDIFIER | F & P | MR850 | 2013-07-02 | 1200 | 2024-07-12 | 2025-07-12
HUMIDIFIER | HUMIDIFIER | F & P | MR850 | 2013-07-02 | 1200 | 2024-01-10 | 2025-02-01
HUMIDIFIER | HUMIDIFIER | F & P | MR850 | 2013-07-02 | 1200 | 2024-06-06 | 2025-06-01
HUMIDIFIER | HUMIDIFIER | F & P | MR850 | 2013-07-02 | 1200 | 2023-03-16 14:35 | 2025-02-01
HUMIDIFIER | HUMIDIFIER | F & P | MR850 | 2013-07-02 | 1200 | 2024-03-05 | 2025-03-05
SYRINGE DRIVER | SYRINGE PUMP (DRIVER) | ANIMAS | VIBE | 2013-06-27 | 1440
TRANSCUT NERVE STIMULATOR | DUAL CHANNEL STIMULATOR | EVERYWAY MED | TPN200 PLUS MOD N601 | 2013-06-24 | 132
TRANSCUT NERVE STIMULATOR | DUAL CHANNEL STIMULATOR | EVERYWAY MED | TPN200 PLUS MOD N601 | 2013-06-24 | 132
TRANSCUT NERVE STIMULATOR | DUAL CHANNEL STIMULATOR | EVERYWAY MED | TPN200 PLUS MOD N601 | 2013-06-24 | 132
TRANSCUT NERVE STIMULATOR | DUAL CHANNEL STIMULATOR | EVERYWAY MED | TPN200 PLUS MOD N601 | 2013-06-24 | 132
TRANSCUT NERVE STIMULATOR | DUAL CHANNEL STIMULATOR | EVERYWAY MED | TPN200 PLUS MOD N601 | 2013-06-24 | 132
DIATHERMY MACHINE | DIATHERMY MACHINE | VALLEYLAB | FORCE TRIAD | 2013-04-08 | 36000 | 2023-03-29 10:00 | 2024-03-29
CAMERA CONTROL UNIT |  | LUXTEC | MICROLUX | 2013-04-08 | 12000
FIBRE OPTIC SOURCE | FIBRE OPTIC SOURCE | LUXTEC | 9300XSP | 2013-04-08 | 7200 | 2023-02-06 09:35 | 2024-12-15
BRAIN SCANNER | IR BRAIN SCANNER CAMERA | BRAINLAB | KOLIBRI SPECTRA CAMERA | 2013-04-08 | 30000
FIBRE OPTIC SOURCE | FIBRE OPTIC SOURCE | LUXTEC | 9300XDP | 2013-04-08 | 7200 | 2023-11-02 | 2024-11-02
LIGHT SOURCE | LIGHT SOURCE - XENON 300 | KARL STORZ | 20133120 | 2013-04-08 | 4200 |  | 2024-12-15
DRILL | DRILL | ANSPACH | SC2000 | 2013-04-08 | 3000 |  | 2024-12-15
SMOKE EXTRACTOR | SMOKE EXTRACTOR | ESCHMANN | SMOKE EVACUATION UNIT | 2013-04-08 | 3600 | 2024-02-08 | 2025-02-08
DRILL | DRILL | MEDTRONIC | XPS 3000 | 2013-04-08 | 9600 |  | 2024-12-15
DRILL | DRILL | ANSPACH | SC2000 | 2013-04-08 | 3000 | 2024-02-01 | 2025-02-01
DRILL | DRILL | MEDTRONIC | XPS 3000 | 2013-04-08 | 9600 |  | 2024-12-15
DRILL | CORE POWERED INSTRUMENT DRIVER | STRYKER | CORE POWERED DRIVER | 2013-04-08 | 12925.2 | 2024-02-01 | 2025-02-01
DRILL | CORE POWERED INSTRUMENT DRIVER | STRYKER | CORE POWERED DRIVER | 2013-04-08 | 12925.2 | 2023-07-19 | 2024-12-15
SMOKE EXTRACTOR | SMOKE EXTRACTOR | ESCHMANN | SMOKE EVACUATION UNIT | 2013-04-08 | 3600 | 2024-02-09 | 2025-02-09
FLAT SCREEN DISPLAY | DISPLAY LCD FLAT SCREEN 15 INCH | ZEISS | 491-482 | 2013-04-08 | 2400 | 2022-11-23 12:07 | 2024-12-15
VIDEO PROCESSOR | 3 CCD PAL CAMERA CONTROL UNIT | ZEISS | MEDILIVE TRIO | 2013-04-08 | 8257.2 | 2023-11-15 | 2024-11-15
MICROSCOPE OPERATING | MICROSCOPE OPERATING | ZEISS | S-88 | 2013-04-08 | 45600 | 2023-11-16 | 2024-11-16
MICROSCOPE OPERATING | MICROSCOPE OPERATING | ZEISS | S-88 | 2013-04-08 | 45600 | 2024-03-14 | 2025-03-14
VAC ASSISTED VENOUS DRAINAGE | VACUUM ASSISTED VENOUS DRAINAGE | MAQUET (UK) | VAVD CONTROLLER | 2013-08-07 | 1020
SPHYGMOMANOMETER | PALM ANEROID SPHYGMO | LYALL WILLIS | 28-919 | 2013-07-15 | 14.4
AMBULATORY ARRHYTHMIA MONITOR | AMBULATORY ECG RECORDER | NOVACOR UK | R.TEST 3 EVOLUTION | 2013-08-01 | 1200
PATIENT HOIST | PATIENT HOIST - MOBILE | LIKO | VIKING M | 2013-07-10 | 1987.2 | 2024-07-17 | 2025-01-17
PATIENT HOIST | PATIENT HOIST - MOBILE | LIKO | VIKING XL | 2013-07-10 | 1987.2 | 2023-12-12 | 2024-09-15
VITAL SIGNS MONITOR | VITAL SIGNS MONITOR: NBP. | OMRON | M2 | 2013-06-20 | 72
VITAL SIGNS MONITOR | VITAL SIGNS MONITOR: NBP. | OMRON | M2 | 2013-06-20 | 72
VITAL SIGNS MONITOR | VITAL SIGNS MONITOR: NBP. | OMRON | M2 | 2013-06-20 | 72 | 2020-08-25
VITAL SIGNS MONITOR | VITAL SIGNS MONITOR: NBP. | OMRON | M2 | 2013-06-20 | 72
VITAL SIGNS MONITOR | VITAL SIGNS MONITOR: NBP. | OMRON | M2 | 2013-06-20 | 72
VITAL SIGNS MONITOR | VITAL SIGNS MONITOR: NBP. | OMRON | M2 | 2013-06-20 | 72 | 2020-08-25
SCALES | SCALES - BODY COMPOSITION ANALYSER | TANITIA | BC420SMA | 2013-05-14 | 2400 | 2022-11-29 12:44 | 2024-11-15
TRANSPORT MONITOR | PATIENT MONITOR INTELLIVUE X2 | PHILIPS LTD | M3002A-X2 | 2013-05-03 | 3000
TRANSPORT MONITOR | PATIENT MONITOR INTELLIVUE X2 | PHILIPS LTD | M3002A-X2 | 2013-05-03 | 3000
TRANSPORT MONITOR | PATIENT MONITOR INTELLIVUE X2 | PHILIPS LTD | M3002A-X2 | 2013-05-03 | 3000
TRANSPORT MONITOR | PATIENT MONITOR INTELLIVUE X2 | PHILIPS LTD | M3002A-X2 | 2013-05-03 | 3000
TRANSPORT MONITOR | PATIENT MONITOR INTELLIVUE X2 | PHILIPS LTD | M3002A-X2 | 2013-05-03 | 3000
TRANSPORT MONITOR | PATIENT MONITOR INTELLIVUE X2 | PHILIPS LTD | M3002A-X2 | 2013-05-03 | 3000
TRANSPORT MONITOR | PATIENT MONITOR INTELLIVUE X2 | PHILIPS LTD | M3002A-X2 | 2013-05-03 | 3000
PATIENT MONITOR | PATIENT MONITOR INTELLIVUE MP30 | PHILIPS LTD | M8002A | 2016-02-10 | 8076.9 | 2023-01-17 11:53 | 2026-02-15
PATIENT MONITOR | PATIENT MONITOR INTELLIVUE MP30 | PHILIPS LTD | M8002A | 2014-06-18 | 8076.9 | 2022-01-31 | 2025-02-15
PATIENT HOIST | PATIENT HOIST - OVERHEAD | LIKO | LIKORALL 242 S | 2013-05-21 | 2160 | 2024-03-14 | 2024-09-14
SPHYGMOMANOMETER | SPHYGMOMANOMETER | ACCOSON LTD | HOSPITAL | 2013-04-29 | 180
TEMP PROBE - FOOD | TEMP PROBE - FOOD | COMARK | CATERCHECK 3 | 2013-04-18 | 78
TEMP PROBE - FOOD | TEMP PROBE - FOOD | COMARK | CATERCHECK 3 | 2013-04-18 | 78
AUDIO DOPPLER | AUDIO DOPPLER | HUNTLEIGH | FD1 | 2013-04-05 | 283.2
AMBULATORY ARRHYTHMIA MONITOR | AMBULATORY ECG RECORDER | SORIN BIOMED | SPIDERFLASH-T AFIB | 2013-04-05 | 1140 | 2022-01-06 | 2025-01-15
AMBULATORY ARRHYTHMIA MONITOR | AMBULATORY ECG RECORDER | SORIN BIOMED | SPIDERFLASH-T AFIB | 2013-04-05 | 1140 | 2022-01-06
PATIENT HOIST | PATIENT HOIST - OVERHEAD | LIKO | 242 S | 2013-03-26 | 2400 | 2024-03-14 | 2024-09-14
PATIENT HOIST | PATIENT HOIST - OVERHEAD | LIKO | 242 S | 2013-03-26 | 2400 | 2023-01-13 16:31 | 2024-09-15
ULTRASOUND SCANNER | ULTRASOUND SCANNER | TOSHIBA MED | NEMIO MX | 2014-04-30 | 20400 | 2023-05-19 | 2025-06-06
PATIENT HOIST | PATIENT HOIST - MOBILE | LIKO | VIKING M | 2013-03-26 | 420 | 2024-03-28 | 2024-09-28
SYRINGE DRIVER | SYRINGE DRIVER | CME MEDICAL | T34 (2ND EDITION) | 2013-05-02 | 1741.2 | 2022-02-16 | 2025-02-21
SYRINGE DRIVER | SYRINGE DRIVER | CME MEDICAL | T34 (2ND EDITION) | 2013-04-04 | 1741.2 | 2024-01-19 | 2025-01-19
SYRINGE DRIVER | SYRINGE DRIVER | CME MEDICAL | T34 (2ND EDITION) | 2013-04-04 | 1741.2 | 2024-10-10 | 2025-10-10
SYRINGE DRIVER | SYRINGE DRIVER | CME MEDICAL | T34 (2ND EDITION) | 2013-04-04 | 1741.2 | 2023-10-23 | 2024-10-23
SYRINGE DRIVER | SYRINGE DRIVER | CME MEDICAL | T34 (2ND EDITION) | 2013-04-04 | 1741.2 | 2024-02-22 | 2025-02-22
SYRINGE DRIVER | SYRINGE DRIVER | CME MEDICAL | T34 (2ND EDITION) | 2013-04-04 | 1741.2 | 2024-08-20 | 2025-08-20
SYRINGE DRIVER | SYRINGE DRIVER | CME MEDICAL | T34 (2ND EDITION) | 2013-04-04 | 1741.2 | 2024-01-19 | 2025-01-19
SYRINGE DRIVER | SYRINGE DRIVER | CME MEDICAL | T34 (2ND EDITION) | 2013-04-04 | 1741.2 | 2023-12-05 | 2024-12-15
SYRINGE DRIVER | SYRINGE DRIVER | CME MEDICAL | T34 (2ND EDITION) | 2013-04-04 | 1741.2 | 2024-02-21 | 2025-02-21
SYRINGE DRIVER | SYRINGE DRIVER | CME MEDICAL | T34 (2ND EDITION) | 2013-04-04 | 1741.2 | 2023-01-19 15:42 | 2024-12-06
SYRINGE DRIVER | SYRINGE DRIVER | CME MEDICAL | T34 (2ND EDITION) | 2013-04-04 | 1741.2 | 2024-02-20 | 2025-02-20
SYRINGE DRIVER | SYRINGE DRIVER | CME MEDICAL | T34 (2ND EDITION) | 2013-04-04 | 1741.2 | 2024-02-27 | 2025-02-27
SYRINGE DRIVER | SYRINGE DRIVER | CME MEDICAL | T34 (2ND EDITION) | 2013-04-04 | 1741.2 | 2024-02-21 | 2025-02-21
SYRINGE DRIVER | SYRINGE DRIVER | CME MEDICAL | T34 (2ND EDITION) | 2013-04-04 | 1741.2 | 2022-09-21 | 2024-12-06
SYRINGE DRIVER | SYRINGE DRIVER | CME MEDICAL | T34 (2ND EDITION) | 2013-04-04 | 1741.2 | 2022-11-07 09:04 | 2025-07-03
SYRINGE DRIVER | SYRINGE DRIVER | CME MEDICAL | T34 (2ND EDITION) | 2013-04-09 | 1741.2 | 2024-06-06 | 2025-06-06
SYRINGE DRIVER | SYRINGE DRIVER | CME MEDICAL | T34 (2ND EDITION) | 2013-04-09 | 1741.2 | 2024-05-22 | 2025-05-22
ULTRASOUND SCANNER | ULTRASOUND SCANNER | HITACHI | AVIUS | 2013-04-15 | 20400 | 2024-10-07 | 2025-11-02
NEBULIZER | NEBULIZER COMPRESSOR | SALTER | 8353 | 2013-03-18 | 66
NEBULIZER | NEBULIZER COMPRESSOR | SALTER | 8353 | 2013-03-18 | 66 | 2022-01-13 | 2025-01-15
NEBULIZER | NEBULIZER COMPRESSOR | SALTER | 8353 | 2013-03-18 | 66
NEBULIZER | NEBULIZER COMPRESSOR | SALTER | 8353 | 2013-03-18 | 66
NEBULIZER | NEBULIZER COMPRESSOR | SALTER | 8353 | 2013-03-18 | 66
NEBULIZER | NEBULIZER COMPRESSOR | SALTER | 8353 | 2013-03-18 | 66
NEBULIZER | NEBULIZER COMPRESSOR | SALTER | 8353 | 2013-03-18 | 66
NEBULIZER | NEBULIZER COMPRESSOR | SALTER | 8353 | 2013-03-18 | 66
NEBULIZER | NEBULIZER COMPRESSOR | SALTER | 8353 | 2013-03-18 | 66
NEBULIZER | NEBULIZER COMPRESSOR | SALTER | 8353 | 2013-03-18 | 66
NEBULIZER | NEBULIZER COMPRESSOR | SALTER | 8353 | 2013-03-18 | 66
NEBULIZER | NEBULIZER COMPRESSOR | SALTER | 8353 | 2013-03-18 | 66
NEBULIZER | NEBULIZER COMPRESSOR | SALTER | 8353 | 2013-03-18 | 66
NEBULIZER | NEBULIZER COMPRESSOR | SALTER | 8353 | 2013-03-18 | 66
NEBULIZER | NEBULIZER COMPRESSOR | SALTER | 8353 | 2013-03-18 | 66
NEBULIZER | NEBULIZER COMPRESSOR | SALTER | 8353 | 2013-03-18 | 66
NEBULIZER | NEBULIZER COMPRESSOR | SALTER | 8353 | 2013-03-18 | 66
NEBULIZER | NEBULIZER COMPRESSOR | SALTER | 8353 | 2013-03-18 | 66
NEBULIZER | NEBULIZER COMPRESSOR | SALTER | 8353 | 2013-03-18 | 66
AIR PUMP ELECTRIC | MAINTENANCE UNIT PUMP | OLYMPUS | MU-1 | 2013-04-18 | 600 |  | 2022-10-15
HUMIDIFIER | HUMIDIFIER | F & P | MR850 | 2013-04-04 | 1200 | 2024-06-05 | 2025-06-01
WARMING CABINET | FLUID WARMING CABINET | QED SCIENTIFIC | FW-50 | 2013-03-26 | 2400 | 2024-03-13 | 2025-03-13
PRINTER | PRINTER - LASER MONO | HP | 1022 LASERJET | 2013-11-27 | 240
SPEECH AID | ELECTRO LARYNX | BLOM-SINGER | EL1000 | 2013-04-15 | 300
VITAL SIGNS MONITOR | VITAL SIGNS MONITOR : NIBP, SPO2 | WELCH ALLYN | 53N00 (VSM 300) | 2013-04-05 | 2700 | 2021-07-20 | 2025-08-01
VITAL SIGNS MONITOR | VITAL SIGNS MONITOR : NIBP, SPO2 | WELCH ALLYN | 53N00 (VSM 300) | 2013-04-05 | 2700 | 2022-06-10 | 2025-08-01
VITAL SIGNS MONITOR | VITAL SIGNS MONITOR : NIBP, SPO2 | WELCH ALLYN | 53N00 (VSM 300) | 2013-04-05 | 2700 | 2023-05-19 | 2027-04-01
VITAL SIGNS MONITOR | VITAL SIGNS MONITOR : NIBP, SPO2 | WELCH ALLYN | 53N00 (VSM 300) | 2013-04-05 | 2700 | 2022-04-28 | 2025-02-15
SYRINGE DRIVER | ENTERAL SYRINGE PUMP | FRESENIUS | PILOTE ENTERAL | 2013-04-02 | 3000 | 2021-08-26 | 2024-08-26
COLOUR MONITOR | COLOUR MONITOR | SONY | PVM-14N5MDE | 2013-03-28 | 1800
MICROSCOPE | MICROSCOPE | LEICA | M715 | 2013-03-28 | 1200 | 2023-08-11 | 2024-08-11
SAO2/PLETH | MODULE SPO2/PLETH | PHILIPS LTD | M1020B | 2013-03-25 | 1946.28 | 2024-07-15 | 2026-07-01
WHEELCHAIR | WHEELCHAIR | R82 | STANDING FRAME | 2014-11-04 | 120
WHEELCHAIR | WHEELCHAIR | INVACARE LTD | DUO | 2014-10-28 | 120
PHANTOM SPIRIT LEVEL | PHANTOM SPIRIT LEVEL | MEMO-INTERNAL | PHANTOM SPIRIT LEVEL | 2014-06-01 | 272.016
WHEELCHAIR | WHEELCHAIR | RIFTON | K170 | 2018-07-22 | 120
WHEELCHAIR | MANUAL WHEELCHAIR | INVACARE LTD | 1420234 BEN 9+ | 2013-01-07 | 156
EXTRACTION UNIT | EXTRACTION UNIT | VENT AXIA | VENT AXIA | 2013-04-23 | 450 | 2022-07-01
EXTRACTION UNIT | EXTRACTION UNIT | VENT AXIA | T SERIES | 2013-04-23 | 450 | 2022-07-01
EXTRACTION UNIT | EXTRACTION UNIT | VENT AXIA | 2.5A | 2013-04-23 | 450 | 2022-07-01
EXTRACTION UNIT | EXTRACTION UNIT | VENT AXIA | VENT AXIA | 2013-04-23 | 450 | 2022-07-01
WHEELCHAIR | MANUAL WHEELCHAIR | DMA LTD | 238 23 | 2010-08-08 | 180
WHEELCHAIR | MANUAL WHEELCHAIR | Z-TEC | ZT-600-604 | 2010-08-08 | 180
WHEELCHAIR | MANUAL WHEELCHAIR | Z-TEC | ZT-600-604 | 2010-08-08 | 180
WHEELCHAIR | MANUAL WHEELCHAIR | Z-TEC | ZT-600-604 | 2010-08-08 | 180
MEDICAL AIR PLANT | MEDICAL AIR PLANT | DRAEGER | MEDICAL AIR PLANT | 2022-04-26 | 28120.8
MEDICAL AIR PLANT | MEDICAL AIR PLANT | MILLENIUM | MA | 2012-08-01 | 28120.8 | 2024-10-10 | 2024-12-20
ULTRASOUND PROBE | ULTRASOUND PROBE | TOSHIBA MED | PVT-375ST | 2022-04-05 | 2970
ULTRASOUND PROBE | ULTRASOUND PROBE | TOSHIBA MED | PVT-375ST | 2013-03-28 | 9600 | 2021-01-07
ULTRASOUND PROBE | ULTRASOUND PROBE | TOSHIBA MED | PVT-375ST | 2018-08-03 | 6000
ULTRASOUND PROBE | ULTRASOUND PROBE | GE LIMITED | 3S-RS | 2013-03-28 | 6000
ULTRASOUND PROBE | ULTRASOUND PROBE | GE LIMITED | 4C-RS | 2013-03-28 | 6000
ULTRASOUND PROBE | ULTRASOUND PROBE | GE LIMITED | 9L-RS | 2013-03-28 | 6000
ULTRASOUND SCANNER | ULTRASOUND SCANNER | GE LIMITED | LOGIQ E | 2013-03-28 | 48000 | 2024-04-17 | 2025-04-17
PATIENT TROLLEY | PATIENT TROLLEY | STRYKER | 1105 | 2013-04-23 | 4200 | 2023-10-23 | 2024-09-04
ULTRASOUND PROBE | ULTRASOUND PROBE | TOSHIBA MED | PLT-1005BT | 2022-09-29 | 7188
ULTRASOUND PROBE | ULTRASOUND PROBE | TOSHIBA MED | 10C3 | 2018-06-08 | 6000
ULTRASOUND PROBE | ULTRASOUND PROBE | TOSHIBA MED | PVT-375BT | 2018-06-08 | 6000
ULTRASOUND PROBE | ULTRASOUND PROBE | TOSHIBA MED | PVT-375BT | 2018-06-08 | 6000
ULTRASOUND PROBE | ULTRASOUND PROBE | TOSHIBA MED | PLT-604AT | 2018-06-08 | 9600
ULTRASOUND PROBE | ULTRASOUND PROBE | TOSHIBA MED | PVT-375BT | 2018-06-08 | 6000
ULTRASOUND PROBE | ULTRASOUND PROBE | TOSHIBA MED | PVT-375BT | 2017-01-09 | 6000
ULTRASOUND SCANNER | ULTRASOUND SCANNER | TOSHIBA MED | TV5-A500 | 2013-03-25 | 94299.864 | 2024-05-31 | 2025-05-14
FREEFIELD AUDIOMETER | FREE FIELD AUDIOMETER | MEG | SS3 | 2014-04-24 | 954 | 2024-05-03 | 2025-05-03
FREEFIELD AUDIOMETER | FREE FIELD AUDIOMETER | MEG | SS3 | 2014-04-24 | 954 | 2024-01-31 | 2025-01-31
STIMULATOR | WATER CALORIC STIMULATOR | ICS LTD | NCI-480E | 2013-12-12 | 6273.096 | 2024-09-12 | 2024-12-08
HARD DISK DRIVE | MASS NETWORK STORAGE | DELL COMPUTERS | POWERVAULT MD3200 | 2013-09-01 | 10198.8
FILE SERVER | SERVER RT-TS | DELL COMPUTERS | POWEREDGE R410 | 2013-09-01 | 6000
FILE SERVER | SERVER RACK MOUNTED | DELL COMPUTERS | POWEREDGE R710 | 2013-11-11 | 6000
FILE SERVER | SERVER RACK MOUNT | DELL COMPUTERS | POWEREDGE R310 | 2013-11-09 | 2100
FILE SERVER | SERVER BHOCMOSAIQ | DELL COMPUTERS | POWEREDGE R510 | 2013-09-01 | 8220
NETWORK ATTACHED STORAGE | NETWORK ATTACHED STORAGE RT-NAS1 | DELL COMPUTERS | POWERVAULT NX3100 | 2013-09-01 | 6000
NETWORK ATTACHED STORAGE | NETWORK ATTACHED STORAGE RT-NAS1 | DELL COMPUTERS | POWERVAULT NX3100 | 2013-09-01 | 9174
SCALES | SCALES - COLUMN | SECA | 799 | 2013-08-29 | 420 | 2023-12-06 | 2024-11-15
PRINTER | PRINTER - COLOUR LASER | BROTHER | HL-4150CDN | 2013-08-16 | 375.6
OAE SCREENER | OAE SCREENER | GN OTOMETRIC | ACCUSCREEN | 2013-07-03 | 6600 | 2023-12-29 | 2024-12-29
OAE SCREENER | OAE SCREENER | GN OTOMETRIC | ACCUSCREEN | 2013-07-03 | 6600 | 2024-03-14 | 2025-03-14
LIGHTWRITER | LIGHTWRITER | T.CHURCHILL | LW40 | 2013-03-30 | 2640
TROLLEY-IMAGER | TROLLEY - IMAGER | KEYMED | WM-NP1 | 2013-03-01 | 2160 | 2023-11-15 | 2024-11-15
FLAT SCREEN DISPLAY | DISPLAY LCD FLAT SCREEN 26 INCH HIGH DEFINITION | OLYMPUS | OEV261H | 2013-03-28 | 7200 | 2023-11-15 | 2024-11-15
ULTRASOUND SYSTEM | SCOPE GUIDE | OLYMPUS | UPD-3 | 2013-03-28 | 48000 | 2023-11-15 | 2024-11-15
FIBRE OPTIC SOURCE | LIGHT SOURCE - XENON 300 | OLYMPUS | CLV-260SL | 2013-03-28 | 2400 | 2023-11-15 | 2024-11-15
ENDOSCOPY VIDEO SYSTEM | SCOPE PROCESSOR | OLYMPUS | CV-260SL | 2013-03-28 | 2400 | 2023-11-15 | 2024-11-15
TROLLEY-IMAGER | TROLLEY - IMAGER | OLYMPUS | WM-DP1 | 2013-03-28 | 2400 | 2023-11-15 | 2024-11-15
ANAESTHETIC MACHINE | ANAESTHETIC MACHINE - AESTIVA INDUCTION COMPACT | DATEX-OHMEDA | AESTIVA INDUCTION | 2013-03-27 | 8983.656 | 2023-08-21 | 2024-08-21
EXAMINATION CHAIR | EXAMINATION CHAIR | TAKAGI | UN-15 | 2013-03-20 | 4200 | 2023-02-03 10:58 | 2024-02-03
SUCTION UNIT | SUCTION - LAERDAL - BATTERY | LAERDAL | LSU-2 | 2013-03-12 | 816 | 2024-02-13 | 2027-02-10
VISION TESTER | ILLUMINATOR CABINET | PRECISION VI | 230-M-P | 2013-02-26 | 1692 | 2024-01-19 | 2025-01-10
VISION TESTER | ILLUMINATOR CABINET | PRECISION VI | 230-M-P | 2013-02-26 | 1692 | 2023-02-15 14:00 | 2024-02-15
IN-EXSUFFLATOR (COUGH ASSIST SYSTEM) | MECHANICAL IN-EXSUFFLATOR | RESPIRONICS | COUGH ASSIST E70 | 2013-05-17 | 3960
IN-EXSUFFLATOR (COUGH ASSIST SYSTEM) | MECHANICAL IN-EXSUFFLATOR | RESPIRONICS | COUGH ASSIST E70 | 2013-05-17 | 3960
VENTILATOR | VENTILATOR | BREAS MEDICAL | NIPPY CLEARWAY | 2020-01-28 | 5400 | 2023-01-06 13:40 | 2025-02-12
ELECTRIC BED | ELECTRIC BED - ICU | LINET UK | ELEGANZA 3XC | 2013-03-12 | 1896 | 2024-01-22 | 2025-01-22
ELECTRIC BED | ELECTRIC BED - ICU | LINET UK | ELEGANZA 3XC | 2013-03-12 | 1896 | 2022-04-28 18:24 | 2024-11-01
ELECTRIC BED | ELECTRIC BED - ICU | LINET UK | ELEGANZA 3XC | 2013-03-12 | 1896 | 2021-08-10 | 2024-11-01
ELECTRIC BED | ELECTRIC BED - ICU | LINET UK | ELEGANZA 3XC | 2013-03-12 | 1896 | 2023-06-23 | 2024-11-01
ELECTRIC BED | ELECTRIC BED - ICU | LINET UK | ELEGANZA 3XC | 2013-03-12 | 1896 | 2021-10-03 | 2024-11-01
ELECTRIC BED | ELECTRIC BED - ICU | LINET UK | ELEGANZA 3XC | 2013-03-12 | 1896 | 2022-09-02 11:04 | 2024-11-01
ELECTRIC BED | ELECTRIC BED - ICU | LINET UK | ELEGANZA 3XC | 2013-03-12 | 1896 | 2024-06-12 | 2025-06-12
ELECTRIC BED | ELECTRIC BED - ICU | LINET UK | ELEGANZA 3XC | 2013-03-12 | 1896 |  | 2024-11-01
CARDIOGRAPH | CARDIOGRAPH | GE LIMITED | MAC1600 | 2013-03-14 | 4800 | 2022-04-19 | 2024-07-15
VIDEO CONTROL UNIT | AV SYSTEM ROOM CONTROLLER | VIDEO SOUTH | ROOM CONTROLLER | 2013-03-21 | 18000
CO2 MODULE | MAINSTREAM CO2 SENSOR | DRAEGER | 6871950 | 2013-02-15 | 2316
CO2 MODULE | MAINSTREAM CO2 SENSOR | DRAEGER | 6871950 | 2013-02-15 | 2316
HUMIDIFIER | HEATED RESPIRATORY HUMIDIFIER | F & P | HC150 | 2013-01-19 | 150
HUMIDIFIER | HEATED RESPIRATORY HUMIDIFIER | F & P | HC150 | 2013-01-19 | 150
HUMIDIFIER | HEATED RESPIRATORY HUMIDIFIER | F & P | HC150 | 2013-01-19 | 150
HUMIDIFIER | HEATED RESPIRATORY HUMIDIFIER | F & P | HC150 | 2013-01-19 | 150
HUMIDIFIER | HEATED RESPIRATORY HUMIDIFIER | F & P | HC150 | 2013-01-19 | 150
ULTRASOUND SCANNER | ULTRASOUND SCANNER | GE LIMITED | VOLUSON P8 | 2013-05-14 | 23201.28 | 2023-10-17 | 2024-10-17
NEBULIZER | NEBULIZER | MEDIX LTD | WORLD-TRAVEL | 2013-03-28 | 216
BIOMETER | BIOMETER | ZEISS | IOLMASTER 500 | 2013-04-25 | 27180 | 2024-02-12 | 2026-02-12
SPHYGMOMANOMETER | SPHYGMOMANOMETER | ACCOSON LTD | ANEROID | 2013-10-25 | 78
VIDEO PRINTER | VIDEO PRINTER | SONY | UP-DR80MD | 2013-06-27 | 2400 | 2023-01-27 14:40 | 2025-01-27
NEBULIZER | NEBULIZER | MEDIC AID | PORTANEB | 2013-02-14 | 120
SPHYGMOMANOMETER | SPHYGMOMANOMETER | ACCOSON LTD | FFE02028-919 | 2013-02-05 | 13.2
BRONCHOSCOPE | BRONCHOSCOPE | OLYMPUS | BF-P240 | 2013-01-24 | 14400
SPHYGMOMANOMETER | SPHYGMOMANOMETER | SPEIDEL & KE | MAXI STABIL 3 | 2013-03-27 | 90 | 2024-06-28 | 2025-06-28
COUCH | COUCH - HYDRA.PLINTH | AKRON | POPULAR | 2013-03-25 | 2160 | 2019-08-12 | 2023-07-01
SPHYGMOMANOMETER | SPHYGMOMANOMETER | ACCOSON LTD | DESK | 2013-03-20 | 42 | 2024-06-28 | 2025-06-28
EXAMINATION LAMP | EXAMINATION LAMP - HALOGEN | LUXO UK LTD | LHH | 2010-01-29 | 360 | 2021-02-11 | 2023-07-01
SPHYGMOMANOMETER | SPHYGMOMANOMETER | WELCH ALLYN | TYCOS | 2013-04-24 | 60 | 2022-08-05
VIDEO CAMERA | VIDEO CAMERA | KARL STORZ | 20212030 | 2013-03-26 | 18000
ENDOSCOPY VIDEO SYSTEM | ENDOSCOPY VIDEO CAMERA - TELEPACK X | KARL STORZ | 20045020 | 2013-03-26 | 20721.6 | 2024-09-11 | 2025-09-11
ANAESTHETIC MACHINE | ANAESTHETIC MACHINE - AESTIVA INDUCTION COMPACT | DATEX-OHMEDA | AESTIVA INDUCTION | 2013-04-08 | 8840.148 | 2024-01-09 | 2024-10-15
OPERATING TABLE | OPERATING TABLE | ESCHMANN | T-20-M+OP-TABLE | 2013-03-13 | 40131.432 | 2024-10-18 | 2025-09-10
VENTILATOR | BABYLOG VN500 | DRAEGER | 8415000 | 2013-03-11 | 55925.196 | 2024-06-19 | 2025-01-01
EXAMINATION CHAIR | EXAMINATION CHAIR | JORG & SOHN | 5104/3 | 2013-03-01 | 4668 | 2023-08-11 | 2024-08-11
EXAMINATION CHAIR | EXAMINATION CHAIR | JORG & SOHN | 5104/3 | 2013-03-01 | 4668 | 2023-08-11 | 2024-08-11
SCALES | SCALES - BABY | SECA | 384 | 2013-02-06 | 183.96 | 2023-12-07 | 2024-11-15
MODULE | MULTIPARAMETER MODULE - ECG,SPO2,NIBP,IBP ( X2 ),TEMP MODULE | GE LIMITED | E-PSMPW | 2013-02-01 | 1080
MODULE | MULTIPARAMETER MODULE - ECG,SPO2,NIBP,IBP ( X2 ),TEMP MODULE | GE LIMITED | E-PSMPW | 2013-02-01 | 1080
SCALES | SCALES - STAND ON | MARSDEN | MS-4202L | 2013-02-21 | 240 | 2021-03-23 | 2024-11-15
APEX LOCATOR | APEX LOCATOR | DENTSPLY LTD | RAY-PEX 5 | 2013-02-20 | 600 | 2023-10-30 | 2024-10-30
APEX LOCATOR | APEX LOCATOR | DENTSPLY LTD | RAY-PEX 5 | 2013-02-20 | 600 | 2022-10-12 | 2024-08-15
OPHTHALMIC CHAIR | PATIENT CHAIR | TAKAGI | UN-21 | 2013-02-12 | 4800 | 2024-03-12 | 2025-01-08
SLIT LAMP TABLE | TAKAGI SLIT LAMP TABLE | TAKAGI | ST40 | 2013-02-12 | 12507.84 | 2024-02-29 | 2025-01-08
MICROSCOPE OPERATING | MICROSCOPE CEILING UNIT | MOLLER-WEDEL | CU3-21 | 2013-02-11 | 80216.964 | 2024-09-19 | 2025-09-19
LIGHT SOURCE | LIGHT SOURCE | MOLLER-WEDEL | HL150RC | 2013-02-11 | 3600 | 2024-05-15 | 2025-05-15
MICROSCOPE OPERATING | MICROSCOPE CEILING UNIT | MOLLER-WEDEL | CU3-21 | 2013-02-11 | 80216.964 | 2024-07-09 | 2025-07-09
RETINAL CAMERA | OCT OPTICAL COHERENCE TOMOGRAPHY | HEIDELBERG | SPECTRALIS | 2013-01-24 | 134985.6 | 2021-11-30 | 2022-11-15
HANDPIECE MICROMOTOR | ENDO MOTOR | DENTSPLY LTD | WAVE.ONE | 2013-01-15 | 2400 | 2021-07-02 | 2024-08-15
HANDPIECE MICROMOTOR | ENDO MOTOR | DENTSPLY LTD | WAVE.ONE | 2013-01-15 | 2400 | 2023-10-30 | 2025-10-30
WHEELCHAIR | WHEELCHAIR | RIFTON | K150 | 2014-06-27 | 120
WHEELCHAIR | MANUAL WHEELCHAIR | INVACARE LTD | 1420234 BEN 9+ | 2013-01-07 | 156
WHEELCHAIR | MANUAL WHEELCHAIR | INVACARE LTD | 1420234 BEN 9+ | 2013-01-07 | 156
WHEELCHAIR | MANUAL WHEELCHAIR | INVACARE LTD | TOPAZ 9000 NO. 1 | 2013-03-20 | 180
WHEELCHAIR | MANUAL WHEELCHAIR | INVACARE LTD | 1420234 BEN 9+ | 2013-01-07 | 156
WHEELCHAIR | MANUAL WHEELCHAIR | INVACARE LTD | 1420234 BEN 9+ | 2013-01-07 | 156
WHEELCHAIR | MANUAL WHEELCHAIR | INVACARE LTD | 1420234 BEN 9+ | 2013-01-07 | 156
WHEELCHAIR | MANUAL WHEELCHAIR | INVACARE LTD | 1420234 BEN 9+ | 2013-01-07 | 156
WHEELCHAIR | MANUAL WHEELCHAIR | INVACARE LTD | 1420234 BEN 9+ | 2013-01-07 | 156
WHEELCHAIR | MANUAL WHEELCHAIR | INVACARE LTD | 1420234 BEN 9+ | 2013-01-07 | 156
LIGHT SOURCE UV | HAND WASHING TRAINING AID | BREVIS | GLITTERBUG | 2013-02-12 | 180
LIGHT SOURCE UV | HAND WASHING TRAINING AID | BREVIS | GLITTERBUG | 2013-02-12 | 180
SCALES | SCALES - FLUID | TERAOKA | DS-673SS-6KG | 2013-02-11 | 318 | 2023-11-28 | 2024-11-15
SUCTION CONTROLLER | SUCTION CONTROLLER | EAST HEALTH | HIGH-SUCTION | 2013-02-05 | 240
SUCTION UNIT | PORTABLE SUCTION UNIT | LAERDAL | LCSU4 | 2013-01-28 | 390 | 2022-07-06 | 2025-04-15
TILT CHAIR | TILT CHAIR - PRESSURE MANAGEMENT | CAREFLEX | HYDROFLEX | 2013-01-21 | 3678 |  | 2024-01-16
INSUFFLATOR CO2 | ENDOSCOPIC CO2 REGULATION UNIT | OLYMPUS | UCR | 2013-01-11 | 2040 | 2021-12-08 | 2024-11-12
VENTILATOR | VENTILATOR - EVITA INFINITY | DRAEGER | EVITA V500 | 2013-01-07 | 34909.92 | 2024-10-23 | 2025-09-11
CENTRAL ALARM SYSTEM | MEDICAL GAS ALARM | SHIRE | SDX-15 | 2013-01-03 | 1520.4 | 2024-10-09 | 2025-01-20
OXYGEN MANIFOLD | OXYGEN MANIFOLD | PENLON | ELECTRIC - OXYGEN MANIFOLD | 2009-05-01 | 2400 | 2024-08-06 | 2024-11-20
MEDICAL AIR MANIFOLD | MEDICAL AIR MANIFOLD - 7 BAR | PENLON | ELECTRIC - MEDICAL AIR MANIFOLD 7 BAR | 2009-05-01 | 2400 | 2024-08-06 | 2024-11-20
IN-EXSUFFLATOR (COUGH ASSIST SYSTEM) | MECHANICAL IN-EXSUFFLATOR | RESPIRONICS | COUGH ASSIST E70 | 2015-03-04 | 3960
VENTILATOR | VENTILATOR | BREAS MEDICAL | NIPPY CLEARWAY | 2013-01-09 | 5400 | 2024-03-20 | 2025-03-12
SYRINGE DRIVER | SYRINGE DRIVER | CME MEDICAL | T34 (2ND EDITION) | 2013-12-02 | 1741.2 | 2024-09-09 | 2025-09-09
SYRINGE DRIVER | SYRINGE DRIVER | CME MEDICAL | T34 (2ND EDITION) | 2013-12-02 | 1741.2 | 2023-07-11 | 2024-07-11
SYRINGE DRIVER | SYRINGE DRIVER | CME MEDICAL | T34 (2ND EDITION) | 2013-12-02 | 1741.2 | 2024-01-19 | 2025-01-19
SYRINGE DRIVER | SYRINGE DRIVER | CME MEDICAL | T34 (2ND EDITION) | 2013-12-02 | 1741.2 | 2023-08-17 | 2024-08-17
SYRINGE DRIVER | SYRINGE DRIVER | CME MEDICAL | T34 (2ND EDITION) | 2013-12-02 | 1741.2 | 2023-08-03 | 2024-08-03
SYRINGE DRIVER | SYRINGE DRIVER | CME MEDICAL | T34 (2ND EDITION) | 2013-12-02 | 1741.2 | 2023-06-14 | 2024-06-14
SYRINGE DRIVER | SYRINGE DRIVER | CME MEDICAL | T34 (2ND EDITION) | 2013-12-02 | 1741.2 | 2023-11-06 | 2024-11-06
SYRINGE DRIVER | SYRINGE DRIVER | CME MEDICAL | T34 (2ND EDITION) | 2013-12-02 | 1741.2 | 2023-07-28 | 2025-09-16
SYRINGE DRIVER | SYRINGE DRIVER | CME MEDICAL | T34 (2ND EDITION) | 2013-12-02 | 1741.2 | 2023-08-21 | 2024-08-21
SYRINGE DRIVER | SYRINGE DRIVER | CME MEDICAL | T34 (2ND EDITION) | 2013-12-02 | 1741.2 | 2024-09-16 | 2025-09-16
SYRINGE DRIVER | SYRINGE DRIVER | CME MEDICAL | T34 (2ND EDITION) | 2013-12-02 | 1741.2 | 2024-09-05 | 2025-09-05
SYRINGE DRIVER | SYRINGE DRIVER | CME MEDICAL | T34 (2ND EDITION) | 2013-12-02 | 1741.2 | 2023-07-18 | 2025-09-16
SYRINGE DRIVER | SYRINGE DRIVER | CME MEDICAL | T34 (2ND EDITION) | 2013-12-02 | 1741.2 | 2023-11-06 | 2024-11-06
SYRINGE DRIVER | SYRINGE DRIVER | CME MEDICAL | T34 (2ND EDITION) | 2013-12-02 | 1741.2 | 2023-06-23 | 2024-06-23
SYRINGE DRIVER | SYRINGE DRIVER | CME MEDICAL | T34 (2ND EDITION) | 2013-12-02 | 1741.2 | 2023-11-20 | 2024-11-20
SYRINGE DRIVER | SYRINGE DRIVER | CME MEDICAL | T34 (2ND EDITION) | 2013-12-02 | 1741.2 | 2024-10-04 | 2025-10-04
SYRINGE DRIVER | SYRINGE DRIVER | CME MEDICAL | T34 (2ND EDITION) | 2013-12-02 | 1741.2 | 2023-11-10 | 2024-11-10
SYRINGE DRIVER | SYRINGE DRIVER | CME MEDICAL | T34 (2ND EDITION) | 2013-12-02 | 1741.2 | 2024-09-18 | 2025-09-18
SYRINGE DRIVER | SYRINGE DRIVER | CME MEDICAL | T34 (2ND EDITION) | 2013-12-02 | 1741.2 | 2024-08-16 | 2025-08-16
SYRINGE DRIVER | SYRINGE DRIVER | CME MEDICAL | T34 (2ND EDITION) | 2013-12-02 | 1741.2 | 2023-07-24 | 2025-09-16
SYRINGE DRIVER | SYRINGE DRIVER | CME MEDICAL | T34 (2ND EDITION) | 2013-12-02 | 1741.2 | 2024-08-19 | 2025-08-19
SYRINGE DRIVER | SYRINGE DRIVER | CME MEDICAL | T34 (2ND EDITION) | 2013-12-02 | 1741.2 | 2024-03-01 | 2025-03-01
SYRINGE DRIVER | SYRINGE DRIVER | CME MEDICAL | T34 (2ND EDITION) | 2013-12-02 | 1741.2 | 2023-07-13 | 2025-09-16
SYRINGE DRIVER | SYRINGE DRIVER | CME MEDICAL | T34 (2ND EDITION) | 2013-12-02 | 1741.2 | 2024-09-18 | 2025-09-18
SYRINGE DRIVER | SYRINGE DRIVER | CME MEDICAL | T34 (2ND EDITION) | 2013-12-02 | 1741.2 | 2023-08-03 | 2024-08-03
SYRINGE DRIVER | SYRINGE DRIVER | CME MEDICAL | T34 (2ND EDITION) | 2013-12-02 | 1741.2 | 2023-07-24 | 2024-08-04
SYRINGE DRIVER | SYRINGE DRIVER | CME MEDICAL | T34 (2ND EDITION) | 2013-12-02 | 1741.2 | 2024-09-16 | 2025-09-16
SYRINGE DRIVER | SYRINGE DRIVER | CME MEDICAL | T34 (2ND EDITION) | 2013-12-02 | 1741.2 | 2024-08-24 | 2025-08-24
SYRINGE DRIVER | SYRINGE DRIVER | CME MEDICAL | T34 (2ND EDITION) | 2013-12-02 | 1741.2 | 2024-10-07 | 2025-10-07
SYRINGE DRIVER | SYRINGE DRIVER | CME MEDICAL | T34 (2ND EDITION) | 2013-12-02 | 1741.2 | 2024-09-16 | 2025-09-16
SUCTION CONTROLLER | HIGH SUCTION CONTROLLER | THERAPY EQUIPMENT | DIAMOND RANGE HIGH | 2013-11-19 | 96
SUCTION CONTROLLER | HIGH SUCTION CONTROLLER | THERAPY EQUIPMENT | DIAMOND RANGE HIGH | 2013-11-19 | 96
AMBULATORY ARRHYTHMIA MONITOR | AMBULATORY ECG RECORDER | SPACELABS | LIFECARD CF | 2013-10-21 | 2152.8
AMBULATORY ARRHYTHMIA MONITOR | AMBULATORY ECG RECORDER | SPACELABS | LIFECARD CF | 2013-10-21 | 2152.8
AMBULATORY ARRHYTHMIA MONITOR | AMBULATORY ECG RECORDER | SPACELABS | LIFECARD CF | 2013-10-21 | 2152.8
AMBULATORY ARRHYTHMIA MONITOR | AMBULATORY ECG RECORDER | SPACELABS | LIFECARD CF | 2013-10-21 | 2152.8
AMBULATORY ARRHYTHMIA MONITOR | AMBULATORY ECG RECORDER | SPACELABS | LIFECARD CF | 2013-10-21 | 2152.8
AMBULATORY ARRHYTHMIA MONITOR | AMBULATORY ECG RECORDER | SPACELABS | LIFECARD CF | 2013-10-21 | 2152.8
AMBULATORY ARRHYTHMIA MONITOR | AMBULATORY ECG RECORDER | SPACELABS | LIFECARD CF | 2013-10-21 | 2152.8
AMBULATORY ARRHYTHMIA MONITOR | AMBULATORY ECG RECORDER | SPACELABS | LIFECARD CF | 2013-10-21 | 2152.8
AMBULATORY ARRHYTHMIA MONITOR | AMBULATORY ECG RECORDER | SPACELABS | LIFECARD CF | 2013-10-21 | 2152.8
AMBULATORY ARRHYTHMIA MONITOR | AMBULATORY ECG RECORDER | SPACELABS | LIFECARD CF | 2013-10-21 | 2152.8
SERIAL INTERFACE | PC INTERFACE MODULE | NOVACOR UK | DECOTEST INTERFACE | 2013-10-08 | 600
SYRINGE DRIVER | SYRINGE DRIVER | CME MEDICAL | T34 (2ND EDITION) | 2013-12-02 | 1741.2 | 2023-08-02 | 2025-09-16
HYPERGLYCAEMIA SENSOR | HYPERGLYCAEMIA SENSOR | CAMBRIDGE TEMPERATURE CONCEPTS | A1 | 2017-10-01 | 600
COAGULATION TIMER | HANDHELD BASE UNIT FOR COAGULATION TIMER | ROCHE LTD | 4803710 | 2013-08-28 | 840
HEADLIGHT SYSTEM | PORTABLE LED HEADLAMP | XENOSYS CO LTD | L2S09 | 2013-07-29 | 1200
HEADLIGHT SYSTEM | PORTABLE LED HEADLAMP | XENOSYS CO LTD | L2S09 | 2013-07-29 | 1200
ELECTRONIC THERMOMETER | NON CONTACT THERMOMETER AND BASE | VISIOMED | PRO LX-261 | 2013-01-17 | 342
ELECTRONIC THERMOMETER | NON CONTACT THERMOMETER AND BASE | VISIOMED | PRO LX-261 | 2013-01-17 | 342
ELECTRONIC THERMOMETER | NON CONTACT THERMOMETER AND BASE | VISIOMED | PRO LX-261 | 2013-01-17 | 342
ELECTRONIC THERMOMETER | NON CONTACT THERMOMETER AND BASE | VISIOMED | PRO LX-261 | 2013-01-17 | 342
ELECTRONIC THERMOMETER | NON CONTACT THERMOMETER AND BASE | VISIOMED | PRO LX-261 | 2013-01-17 | 342
ELECTRONIC THERMOMETER | NON CONTACT THERMOMETER AND BASE | VISIOMED | PRO LX-261 | 2013-01-17 | 342
ELECTRONIC THERMOMETER | NON CONTACT THERMOMETER AND BASE | VISIOMED | PRO LX-261 | 2013-01-17 | 342
ELECTRONIC THERMOMETER | NON CONTACT THERMOMETER AND BASE | VISIOMED | PRO LX-261 | 2013-01-17 | 342
ELECTRONIC THERMOMETER | NON CONTACT THERMOMETER AND BASE | VISIOMED | PRO LX-261 | 2013-01-17 | 342
ELECTRONIC THERMOMETER | NON CONTACT THERMOMETER AND BASE | VISIOMED | PRO LX-261 | 2013-01-17 | 342
ELECTRONIC THERMOMETER | NON CONTACT THERMOMETER AND BASE | VISIOMED | PRO LX-261 | 2013-01-17 | 342
ELECTRONIC THERMOMETER | NON CONTACT THERMOMETER AND BASE | VISIOMED | PRO LX-261 | 2013-01-17 | 342
ELECTRONIC THERMOMETER | NON CONTACT THERMOMETER AND BASE | VISIOMED | PRO LX-261 | 2013-01-17 | 342
AMBULATORY ARRHYTHMIA MONITOR | AMBULATORY ECG RECORDER | SPACELABS | LIFECARD CF | 2012-11-29 | 2152.8
AMBULATORY ARRHYTHMIA MONITOR | AMBULATORY ECG RECORDER | SPACELABS | LIFECARD CF | 2012-11-29 | 2152.8
AMBULATORY ARRHYTHMIA MONITOR | AMBULATORY ECG RECORDER | SPACELABS | LIFECARD CF | 2013-03-12 | 2152.8
BLOOD PRESSURE MONITOR | BLOOD PRESSURE MONITOR | MICROLIFE | BP3AG1 | 2012-12-05 | 75.6 |  | 2023-07-01
SCALES |  | SECA | 220 | 2012-12-05 | 0 | 2022-02-16 | 2024-11-15
HUMIDIFIER | HEATED RESPIRATORY HUMIDIFIER | F & P | HC150 | 2013-01-19 | 150
VENTILATOR | VENTILATOR | BREAS MEDICAL | NIPPY CLEARWAY | 2013-01-09 | 5400 | 2024-03-05 | 2025-03-18
HUMIDIFIER | HUMIDIFIER | F & P | MR850 | 2013-01-19 | 1200 | 2023-01-06 09:57 | 2025-02-12
VENTILATOR | VENTILATOR | BREAS MEDICAL | NIPPY CLEARWAY | 2013-01-09 | 5400 | 2024-10-17 | 2025-09-15
EXTENSION LEAD | MAINS ADAPTOR BLOCK | SAFETY MEDIC | 10 WAY | 2012-11-27 | 720 | 2024-02-29 | 2025-02-28
EXTENSION LEAD | MAINS ADAPTOR BLOCK | SAFETY MEDIC | 10 WAY | 2012-11-27 | 720 | 2023-10-20 | 2024-10-20
EXTENSION LEAD | MAINS ADAPTOR BLOCK | SAFETY MEDIC | 10 WAY | 2012-11-27 | 720 | 2023-10-25 | 2024-10-25
EXTENSION LEAD | MAINS ADAPTOR BLOCK | SAFETY MEDIC | 10 WAY | 2012-11-27 | 720 | 2024-05-24 | 2025-05-24
EXTENSION LEAD | MAINS ADAPTOR BLOCK | SAFETY MEDIC | 10 WAY | 2012-11-27 | 720 | 2023-04-13 15:10 | 2024-10-15
EXTENSION LEAD | MAINS ADAPTOR BLOCK | SAFETY MEDIC | 10 WAY | 2012-11-27 | 720 | 2022-11-23 12:07 | 2024-10-15
EXTENSION LEAD | MAINS ADAPTOR BLOCK | SAFETY MEDIC | 10 WAY | 2012-11-27 | 720 | 2023-10-20 | 2024-10-20
EXTENSION LEAD | MAINS ADAPTOR BLOCK | SAFETY MEDIC | 10 WAY | 2012-11-27 | 720 | 2023-10-20 | 2024-10-20
EXTENSION LEAD | MAINS ADAPTOR BLOCK | SAFETY MEDIC | 10 WAY | 2012-11-27 | 720 | 2023-10-20 | 2024-10-20
EXTENSION LEAD | MAINS ADAPTOR BLOCK | SAFETY MEDIC | 10 WAY | 2012-11-27 | 720 | 2024-02-16 | 2025-02-16
MODULE | ACQUISITION MODULE | MARQUETTE | CAM 14 | 2013-01-31 | 2400
WARMING MATTRESS | WARMING MATTRESS | INDITHERM | OTM1 | 2012-12-05 | 1020
ANAESTHETIC MACHINE | ANAESTHETIC MACHINE - AESTIVA INDUCTION COMPACT | DATEX-OHMEDA | AESTIVA INDUCTION | 2012-12-28 | 8840.304 | 2024-02-23 | 2025-03-12
LASER | VARIABLE CORNEAL COMPENSATOR | LASER DIAGNOSTIC TECHNOLOGIES INC | VCCGDX | 2013-01-11 | 4800
CRYO UNIT | CRYO UNIT | CORTEX TECHNOLOGY | CRYOPRO MAXI | 2012-12-19 | 720
LIGHT CURE UNIT | PEN STYLE CURING LIGHT | DENTSPLY LTD | SMARTLITE PS | 2012-12-10 | 240 | 2020-12-29 | 2024-08-21
HANDPIECE MICROMOTOR | ENDO MOTOR | DENTSPLY LTD | WAVE.ONE | 2013-04-12 | 2400 | 2023-05-12 | 2025-04-16
DENTAL CHAIR | DENTAL CHAIR | ADEC DENTAL | 1040 | 2013-01-04 | 18493.2 | 2024-05-15 | 2025-04-15
COAGULATION TIMER | COAGULATION TIMER - HAND HELD UNIT | ROCHE LTD | COAGUCHEK XS PLUS | 2012-11-29 | 840
IN-EXSUFFLATOR (COUGH ASSIST SYSTEM) | MECHANICAL IN-EXSUFFLATOR | RESPIRONICS | COUGH ASSIST E70 | 2013-05-17 | 3960
BATTERY CHARGER | LI-ION BATTERY CHARGER | CADEX ELECTRONICS INC. | UCC1 60W | 2013-02-01 | 315.18 | 2023-11-29 | 2024-11-29
ULTRASOUND PLINTH | ULTRASOUND PLINTH | MEDI-PLINTH | US03TE | 2010-12-01 | 2130.6 | 2024-04-04 | 2027-04-04
SUCTION UNIT | PORTABLE SUCTION UNIT | LAERDAL | LCSU4 | 2013-01-09 | 360 | 2022-03-28 | 2025-03-01
OXIMETER | PULSE OXIMETER HAND HELD | MASIMO UK | RAD-5 | 2013-01-07 | 600 | 2022-11-24 08:48
OXIMETER | PULSE OXIMETER HAND HELD | MASIMO UK | RAD-5 | 2013-01-07 | 600
OXIMETER | PULSE OXIMETER HAND HELD | MASIMO UK | RAD-5 | 2013-01-07 | 600 | 2022-11-24 08:48
SCALES | SCALES - BABY | SECA | 376 | 2012-12-19 | 478.8 | 2023-12-08 | 2024-11-15
SCALES | SCALES - BABY | SECA | 376 | 2012-12-19 | 478.8 | 2023-12-06 | 2024-11-15
ULTRASOUND PROBE | ULTRASOUND PROBE | GE LIMITED | C1-5-D | 2023-03-20 | 6000
ULTRASOUND SCANNER | ULTRASOUND SCANNER | GE LIMITED | VOLUSON E8 | 2012-12-14 | 88178.4 | 2023-01-13 15:28 | 2024-01-13
SUCTION UNIT | PORTABLE SUCTION UNIT | LAERDAL | LCSU4 | 2012-12-06 | 390 | 2022-05-17 | 2025-05-17
RESUSCITAIRE | RESUSCITAIRE RADIANT WARMER | DRAEGER | RW82 | 2012-11-28 | 10168.128 | 2024-10-17 | 2025-10-01
RESUSCITAIRE | RESUSCITAIRE RADIANT WARMER | DRAEGER | RW82 | 2012-11-28 | 10168.128 | 2024-09-26 | 2025-09-01
RESUSCITAIRE | RESUSCITAIRE RADIANT WARMER | DRAEGER | RW82 | 2012-11-28 | 10168.128 | 2024-10-18 | 2025-03-01
RESUSCITAIRE | RESUSCITAIRE RADIANT WARMER | DRAEGER | RW82 | 2012-11-28 | 10168.128 | 2024-10-18 | 2025-10-18
RESUSCITAIRE | RESUSCITAIRE RADIANT WARMER | DRAEGER | RW82 | 2012-11-28 | 10168.128 | 2024-09-04 | 2025-09-01
RESUSCITAIRE | RESUSCITAIRE RADIANT WARMER | DRAEGER | RW82 | 2012-11-28 | 10168.128 | 2024-06-10 | 2025-04-01
RESUSCITAIRE | RESUSCITAIRE RADIANT WARMER | DRAEGER | RW82 | 2012-11-28 | 10168.128 | 2024-05-23 | 2025-06-01
RESUSCITAIRE | RESUSCITAIRE RADIANT WARMER | DRAEGER | RW82 | 2012-11-28 | 10168.128 | 2024-02-22 | 2025-02-01
FLOW CPAP DRIVER | INFANT FLOW SIPAP | VIASYS HEALT | 675 | 2012-11-09 | 6300 | 2024-06-04 | 2025-07-01
SCALES | SCALES - STAND ON | SECA | 645 | 2012-11-19 | 1200 | 2023-11-29 | 2024-11-15
IRRIGATION SYSTEM | IRRIGATION SYSTEM (ENDOSCOPY) | BYRNE MEDICAL | EGP-100 | 2012-11-14 | 1174.8 | 2024-02-07 | 2025-02-07
BLOOD GAS ANALYSER | BLOOD TEST DEVICE | ALERE LTD | TRIAGE METERPRO | 2012-11-14 | 3000
ABLATION MACHINE | ABLATION MACHINE (HEART MUSCLE) | STOCKERT | EP SHUTTLE | 2012-11-02 | 4200 |  | 2025-07-15
IRRIGATION SYSTEM | IRRIGATION PUMP | BIOSENSE WEBSTER | COOL FLOW | 2012-11-05 | 6000 |  | 2025-07-15
VIDEO PRINTER | VIDEO PRINTER - COLOUR | SONY | UP-25MD | 2012-10-24 | 720 | 2023-11-14 | 2024-11-14
DIATHERMY MACHINE | DIATHERMY MACHINE ESG-100 | OLYMPUS | ESG-100 | 2012-09-26 | 16469.1 | 2020-12-11 | 2024-10-16
HANDPIECE MICROMOTOR | HANDPIECE MICROMOTOR | BIEN-AIR UK | MC3 | 2018-12-19 | 600
HANDPIECE | HANDPIECE | W&H UK LTD | S11 | 2018-03-22 | 720
COUCH | COUCH - 2 SECTION ELECTRIC | BRISTOL MAID (HOSP.M.CRAFT) | EC1210 | 2018-03-16 | 856.8 | 2021-04-23 | 2024-04-23
HANDPIECE MICROMOTOR | MICROMOTOR | W&H UK LTD | IMPLANTMED MICROMOTOR | 2017-11-29 | 780
IMPLANT DRILL | IMPLANT DRILL | W&H UK LTD | IMPLANTMED | 2017-11-27 | 3600 | 2024-03-22 | 2025-05-06
IMPLANT DRILL | IMPLANT DRILL | W&H UK LTD | IMPLANTMED | 2017-11-27 | 3600 | 2024-03-22 | 2025-05-06
HANDPIECE | STRAIGHT HANDPIECE | NSK | EX-6BM | 2017-11-13 | 252
HEATED GUTTA-PERCHA UNIT | GUTTA-PERCHA UNHIT (OVEN KIT) | DENTSPLY LTD | THERMAPREP 2 | 2017-10-11 | 720 | 2023-02-15 16:15 | 2024-02-15
SUCTION UNIT | MOBILE THEATRE SUCTION | THERAPY EQUIPMENT | 4760 | 2017-04-12 | 600
SUCTION UNIT | SUCTION - LAERDAL - BATTERY | LAERDAL | LSU-2 | 2014-08-06 | 816 | 2023-05-10 | 2026-05-14
VITAL SIGNS MONITOR | VITAL SIGNS MONITOR: NIBP, SPO2, TEMP | WELCH ALLYN | 74CE CONNEX | 2019-08-28 | 2398.8 | 2023-10-20 | 2026-10-20
VITAL SIGNS MONITOR | VITAL SIGNS MONITOR: NIBP, SPO2, TEMP | WELCH ALLYN | 74CE CONNEX | 2019-08-28 | 2398.8 | 2023-10-20 | 2026-10-20
IRRIGATION SYSTEM | IRRIGATION PUMP | MEDIVATORS | EGP-100E | 2017-01-13 | 1080 | 2024-02-07 | 2024-08-16
APPLANATION TONOM | TONOMETER | HAAG STREIT | AT900 | 2016-10-28 | 1440
HANDPIECE | ALEGRA CONTRA ANGLE | W&H UK LTD | WE-56 | 2016-03-31 | 156
HANDPIECE | ALEGRA CONTRA ANGLE | W&H UK LTD | WE-56 | 2016-03-31 | 156
HANDPIECE | ALEGRA CONTRA ANGLE | W&H UK LTD | WE-56 | 2016-03-31 | 156
HANDPIECE | ALEGRA CONTRA ANGLE | W&H UK LTD | WE-56 | 2016-03-31 | 156
HANDPIECE | ALEGRA CONTRA ANGLE | W&H UK LTD | WE-56 | 2016-03-31 | 156
HANDPIECE | ALEGRA CONTRA ANGLE | W&H UK LTD | WE-56 | 2016-03-31 | 156
HANDPIECE | ALEGRA CONTRA ANGLE | W&H UK LTD | WE-56 | 2016-03-31 | 156
HANDPIECE | ALEGRA CONTRA ANGLE | W&H UK LTD | WE-56 | 2016-03-31 | 156
HANDPIECE | ALEGRA CONTRA ANGLE | W&H UK LTD | WE-56 | 2016-03-31 | 156
HANDPIECE | ALEGRA CONTRA ANGLE | W&H UK LTD | WE-56 | 2016-03-31 | 156
DIATHERMY MACHINE | DIATHERMY MACHINE | ERBE | VIO 200S | 2016-12-07 | 24000 | 2023-01-16 14:40 | 2023-10-11
OPHTHALMOSCOPE | OPHTHALMOSCOPE BINOCULAR INDIRECT | WELCH ALLYN | 12500 | 2017-06-23 | 576 | 2020-01-30 | 2024-07-15
VITAL SIGNS MONITOR | VITAL SIGNS MONITOR: NBP. | OMRON | 705IT | 2016-11-08 | 138 | 2022-08-05 | 2024-10-15
VITAL SIGNS MONITOR | VITAL SIGNS MONITOR: NBP. | OMRON | 705IT | 2016-11-08 | 138 | 2021-04-23 | 2024-11-15
ULTRASOUND SCALPEL GENERATOR | ULTRASOUND HAEMORRHOID SURGERY | THD | REVOLUTION | 2016-11-08 | 0 | 2024-03-22 | 2025-03-22
SYRINGE DRIVER | SYRINGE DRIVER | FRESENIUS KABI | INJECTOMAT MC AGILIA | 2016-09-22 | 360 | 2024-07-18 | 2027-07-18
SYRINGE DRIVER | SYRINGE DRIVER | FRESENIUS KABI | INJECTOMAT MC AGILIA | 2016-09-22 | 360 | 2024-07-18 | 2027-07-18
INFUSION PUMP | VOLUMETRIC INFUSION PUMP | FRESENIUS KABI | VOLUMAT MC AGILIA | 2016-09-22 | 360 | 2024-07-18 | 2027-06-12
DIATHERMY MACHINE | ELECTRO SURGICAL GENERATOR | CONMED | SYSTEM 5000 | 2016-05-18 | 9064.8 | 2023-06-09 | 2024-06-09
HANDPIECE | STRAIGHT HANDPIECE | NSK | EX-6BM | 2016-03-30 | 252
HANDPIECE | STRAIGHT HANDPIECE | NSK | EX-6BM | 2016-03-30 | 252
HANDPIECE | STRAIGHT HANDPIECE | NSK | EX-6BM | 2016-03-30 | 252
HANDPIECE | STRAIGHT HANDPIECE | NSK | EX-6BM | 2016-03-30 | 252
HANDPIECE | STRAIGHT HANDPIECE | NSK | EX-6BM | 2016-03-30 | 252
HANDPIECE | STRAIGHT HANDPIECE | NSK | EX-6BM | 2016-03-30 | 252
HANDPIECE | STRAIGHT HANDPIECE | NSK | EX-6BM | 2016-03-30 | 252
HANDPIECE | STRAIGHT HANDPIECE | NSK | EX-6BM | 2016-03-30 | 252
HANDPIECE | STRAIGHT HANDPIECE | NSK | EX-6BM | 2016-03-30 | 252
HANDPIECE | STRAIGHT HANDPIECE | NSK | EX-6BM | 2016-03-30 | 252
HANDPIECE | STRAIGHT HANDPIECE | NSK | EX-6BM | 2016-03-30 | 252
HANDPIECE | STRAIGHT HANDPIECE | NSK | EX-6BM | 2016-03-30 | 252
HANDPIECE | STRAIGHT HANDPIECE | NSK | EX-6BM | 2016-03-30 | 252
HANDPIECE | STRAIGHT HANDPIECE | NSK | EX-6BM | 2016-03-30 | 252
HANDPIECE | STRAIGHT HANDPIECE | NSK | EX-6BM | 2016-03-30 | 252
HANDPIECE | STRAIGHT HANDPIECE | NSK | EX-6BM | 2016-03-30 | 252
WHEELCHAIR | BATTERY POWERED WHEELCHAIR | INVACARE LTD | SPECTRA XTR2 | 2016-03-24 | 3488.4 | 2023-08-23 | 2024-07-15
BATTERY CHARGER | BATTERY CHARGER | ARTHREX INC | AR-300/600 | 2017-02-01 | 1162.8 | 2024-03-22 | 2025-03-22
BATTERY CHARGER | BATTERY CHARGER | ARTHREX INC | AR-300/600 | 2017-02-01 | 1162.8 | 2024-03-22 | 2025-03-22
OPHTHALMOSCOPE | OPHTHALMOSCOPE SET | WELCH ALLYN | 97200 BI | 2016-01-27 | 234
OPHTHALMOSCOPE | OPHTHALMOSCOPE SET | WELCH ALLYN | 97200 BI | 2016-01-27 | 234
OPHTHALMOSCOPE | OPHTHALMOSCOPE SET | WELCH ALLYN | 97200 BI | 2016-01-27 | 234
DIAGNOSTIC SYSTEM | DIAGNOSTIC SYSTEM | WELCH ALLYN | 767 DIAGNOSTIC SYSTEM | 2016-01-27 | 261.6
VITAL SIGNS MONITOR | VITAL SIGNS MONITOR: NBP. | WELCH ALLYN | SPOT 420(NBP) | 2016-01-27 | 964.8 | 2023-02-16 16:30 | 2026-03-10
PACHYMETER | PACHYMETER & CHARGER | REICHERT-J | IPAC | 2015-11-26 | 2394 | 2022-01-18 | 2024-07-15
SLIT LAMP TABLE | INSTRUMENT TABLE | TOPCON | ATE-800 | 2014-06-12 | 1550.4 | 2020-01-30
VIDEO PRINTER | VIDEO PRINTER - COLOUR | SONY | UP-25MD | 2015-09-28 | 2160 | 2023-11-15 | 2024-11-15
ULTRASOUND SYSTEM | SCOPE GUIDE | OLYMPUS | UPD-3 | 2015-09-28 | 39564 | 2021-10-04 | 2024-05-01
FIBRE OPTIC SOURCE | LIGHT SOURCE - XENON 300 | OLYMPUS | CLV-290SL | 2015-09-28 | 19290 | 2023-11-15 | 2024-11-15
ENDOSCOPY VIDEO SYSTEM | SCOPE PROCESSOR | OLYMPUS | CV-290 | 2015-09-28 | 29670 | 2023-11-15 | 2024-11-15
INSUFFLATOR CO2 | ENDOSCOPIC CO2 REGULATION UNIT | OLYMPUS | UCR | 2015-09-28 | 11400 | 2023-05-11 | 2024-11-12
FLAT SCREEN DISPLAY | LCD MONITOR HD - 26 INCH | OLYMPUS | OEV262H | 2015-09-28 | 7898.4 | 2023-11-15 | 2024-11-15
ENDOSCOPY STACKING TROLLEY | ENDOSCOPY STACKING TROLLEY | OLYMPUS | WM-NP2 | 2015-09-28 | 2814 | 2023-11-15 | 2024-11-15
FLAT SCREEN DISPLAY | LCD MONITOR HD - 26 INCH | OLYMPUS | OEV262H | 2015-09-28 | 7898.4 | 2023-11-15 | 2024-11-15
HANDPIECE MICROMOTOR | HANDPIECE MICROMOTOR | W&H UK LTD | EA-52 LED | 2015-09-18 | 637.2
HANDPIECE | HANDPIECE - TURBINE | NSK | T1-MAX OPTIC X600KL | 2015-06-22 | 564
SUCTION UNIT | SUCTION - LAERDAL - BATTERY | LAERDAL | LSU-2 | 2015-02-17 | 816 | 2022-03-08 | 2025-04-01
LARYNGOSCOPE | VIDEO LARYNGOSCOPE | KARL STORZ | C-MAC | 2015-02-17 | 12240 | 2024-03-22 | 2025-05-25
OPERATING TABLE | OPHTHALMIC OPERATING TABLE | LAB-MED LTD | TYPE 506P | 2014-12-11 | 9936 | 2024-10-15 | 2025-06-15
HANDPIECE | HANDPIECE - TURBINE | NSK | T1-MAX OPTIC X600KL | 2014-11-06 | 564
HANDPIECE MICROMOTOR | ENDO MOTOR | DENTSPLY LTD | WAVE.ONE | 2015-08-27 | 2400 | 2022-08-08 | 2024-08-08
HANDPIECE MICROMOTOR | ENDO MOTOR | DENTSPLY LTD | WAVE.ONE | 2015-08-27 | 2400 | 2022-08-08 | 2024-08-08
APEX LOCATOR | APEX LOCATOR | DENTSPLY LTD | RAY-PEX 5 | 2014-08-15 | 600 | 2022-08-09 | 2024-08-15
APEX LOCATOR | APEX LOCATOR | DENTSPLY LTD | RAY-PEX 5 | 2014-08-15 | 600 | 2022-08-09 | 2024-08-15
HANDPIECE | HANDPIECE - TURBINE | NSK | T1-MAX OPTIC X600KL | 2014-07-03 | 563.88
HANDPIECE | CONTRA ANGLE HANDPIECE | NSK | NAC-EC | 2014-06-26 | 277.2
SLIT LAMP | SLIT LAMP | HAAG STREIT | BQ900 | 2014-06-25 | 24987.6 | 2023-07-05 | 2024-07-15
POWERED TABLE | POWERED TABLE | HAAG STREIT | PS-LED HSH901 | 2014-06-25 | 2400 | 2023-07-05 | 2024-07-15
POWERED TABLE | POWERED TABLE | HANSON | T-K9L57E | 2014-06-25 | 2400 | 2019-07-22 | 2024-07-15
SLIT LAMP | SLIT LAMP | HAAG STREIT | BQ900 | 2014-06-25 | 24987.6 | 2023-12-18 | 2024-12-18
POWERED TABLE | POWERED TABLE | HAAG STREIT | PS-LED HSH901 | 2014-06-25 | 2400 | 2021-10-04 | 2024-08-05
VISION TESTER | VISION CHART | SUSSEX VISION | 392-B37 | 2014-06-25 | 300 | 2023-07-05 | 2024-07-15
VISION TESTER | VISION CHART | SUSSEX VISION | 392-B37 | 2014-06-25 | 300 | 2024-02-02 | 2025-01-10
HANDPIECE | HANDPIECE - TURBINE | NSK | T1-MAX OPTIC X600KL | 2014-06-24 | 562.8
APPLIANCE TESTER | APPLIANCE TESTER | FLUKE | 6500-2 | 2014-06-02 | 790.8 | 2024-07-04 | 2025-07-04
VITAL SIGNS MONITOR | VITAL SIGNS MONITOR : NIBP, SPO2 | WELCH ALLYN | 53N00 (VSM 300) | 2014-05-07 | 3120 | 2022-10-19 | 2025-10-19
VITAL SIGNS MONITOR | VITAL SIGNS MONITOR : NIBP, SPO2 | WELCH ALLYN | 53N00 (VSM 300) | 2014-05-07 | 3120 | 2023-01-12 11:46 | 2026-01-12
VITAL SIGNS MONITOR | VITAL SIGNS MONITOR : NIBP, SPO2 | WELCH ALLYN | 53N00 (VSM 300) | 2014-05-07 | 3120 | 2022-08-08 | 2025-08-15
VITAL SIGNS MONITOR | VITAL SIGNS MONITOR : NIBP, SPO2 | WELCH ALLYN | 53N00 (VSM 300) | 2014-05-07 | 3120 | 2023-01-05 14:06 | 2026-01-05
VITAL SIGNS MONITOR | VITAL SIGNS MONITOR : NIBP, SPO2 | WELCH ALLYN | 53N00 (VSM 300) | 2014-05-07 | 3120 | 2022-02-11 | 2025-02-11
COUCH | COUCH 3-SECTION ELECTRIC | MEDI-PLINTH | BA03E | 2014-04-24 | 870 | 2022-01-18 | 2024-07-15
OPHTHALMIC CHAIR | OPHTHALMIC CHAIR | MECCANOTTICA MAZZA | P100 | 2014-03-27 | 2419.2 | 2023-07-05 | 2024-07-15
OPHTHALMIC CHAIR | OPHTHALMIC CHAIR | MECCANOTTICA MAZZA | P100 | 2014-03-27 | 2419.2 | 2022-01-14 | 2024-07-15
TONOMETER | APPLANATION TONOMETER | REICHERT-J | TONO-PEN AVIA | 2014-05-07 | 2394
TONOMETER | APPLANATION TONOMETER | REICHERT-J | TONO-PEN AVIA | 2014-03-26 | 2394
HANDPIECE MICROMOTOR | HANDPIECE MICROMOTOR | BIEN-AIR UK | MC3 | 2014-03-25 | 500.4
OPHTHALMIC CHAIR | OPHTHALMIC CHAIR (FUNKY) | MECCANOTTICA MAZZA | 90.007.10 | 2014-01-15 | 3600 | 2024-01-30 | 2025-01-11
OPHTHALMIC CHAIR | OPHTHALMIC CHAIR (FUNKY) | MECCANOTTICA MAZZA | 90.007.10 | 2014-01-15 | 3600 | 2023-12-07 | 2024-12-07
DIATHERMY MACHINE | DIATHERMY MACHINE | ERBE | VIO 200S | 2013-08-01 | 13412.4 | 2023-01-16 14:40 | 2023-10-11
HANDPIECE | HANDPIECE - TURBINE | NSK | T1-MAX OPTIC X600KL | 2013-07-26 | 564
HANDPIECE | HANDPIECE - TURBINE | NSK | T1-MAX OPTIC X600KL | 2013-07-02 | 563.88
HAEMOGLOBINOMETER | HEMOCUE | HEMOCUE | HB201+ | 2013-06-12 | 120
INSUFFLATOR CO2 | ENDOSCOPIC CO2 REGULATION UNIT | OLYMPUS | UCR | 2013-06-07 | 17728.944 | 2023-11-15 | 2024-11-15
VIDEO PRINTER | VIDEO PRINTER - COLOUR | SONY | UP-25MD | 2013-06-07 | 1920 | 2023-11-15 | 2024-11-15
BODY WEIGHT SUPPORT SYSTEM | BODY WEIGHT SUPPORT SYSTEM | LODE | LODE BV | 2013-06-05 | 12000 | 2023-08-24 | 2024-07-15
TREADMILL | TREADMILL | LODE | VALIANT PLUS | 2013-06-05 | 2400 | 2023-08-24 | 2024-07-15
SUCTION CONTROLLER | HIGH SUCTION CONTROLLER | THERAPY EQUIPMENT | DIAMOND RANGE HIGH | 2013-04-23 | 386.16
SUCTION CONTROLLER | HIGH SUCTION CONTROLLER | THERAPY EQUIPMENT | DIAMOND RANGE HIGH | 2013-04-23 | 386.16
SUCTION CONTROLLER | HIGH SUCTION CONTROLLER | THERAPY EQUIPMENT | DIAMOND RANGE HIGH | 2013-04-23 | 386.16
HANDPIECE | HANDPIECE - TURBINE | NSK | T1-MAX OPTIC X600KL | 2014-06-05 | 564
R.A. MACHINE | R.A. MACHINE | MCKESSON | MC1RA | 2013-03-21 | 3000 | 2023-08-02 | 2024-02-15
R.A. MACHINE | R.A. MACHINE | MCKESSON | MC1RA | 2013-03-21 | 3000 | 2023-08-02 | 2024-02-15
R.A. MACHINE | R.A. MACHINE | MCKESSON | MC1RA | 2013-03-21 | 3000 | 2023-08-02 | 2024-02-15
R.A. MACHINE | R.A. MACHINE | MCKESSON | MC1RA | 2013-03-21 | 3000 | 2023-08-02 | 2024-02-15
PATIENT MONITOR | PATIENT MONITOR | GE LIMITED | B650 TOUCH | 2013-03-01 | 8400 | 2023-05-27 | 2025-03-15
COUCH | OPERATING COUCH - POWERED | ANETIC AID | QA4 | 2013-02-07 | 10800 | 2023-06-23 | 2024-04-15
ARTHROSCOPIC DRIVE U | ARTHROSCOPIC MACHINE | SMITH & NEPHEW | DYONICS POWER 11 | 2013-01-08 | 9840 | 2023-05-27 | 2024-05-27
ULTRASONIC SCALER | ULTRASONIC SCALER | SATELEC | PS NEWTRON | 2012-06-26 | 840 | 2022-08-04 | 2024-08-15
PRESSURE GAUGE | INTRAOCULAR PRESSURE REDUCER | HONAN | HONAN BALLOON | 2012-04-13 | 360
CAMERA CONTROL UNIT | VIDEO CAMERA CONTROL UNIT | MOLLER-WEDEL | PLEASE ENTER MODEL! (1304) | 2012-04-13 | 2100
COUCH | DAY SURGERY TROLLEY | LAB-MED LTD | OPMASTER 508 | 2012-04-13 | 9022.428 | 2023-05-27 | 2024-05-27
COUCH | DAY SURGERY TROLLEY | LAB-MED LTD | OPMASTER 508 | 2012-04-13 | 9022.416 | 2023-05-25 | 2024-05-25
ANALYSER-URINE CHEM | URINALYSIS MACHINE | SIEMENS LTD | CLINITEK STATUS+ | 2012-05-03 | 1800 | 2023-07-05 | 2024-07-05
WARMING CABINET | BLANKET WARMING CABINET | KANMED | GE-2380L | 2012-05-08 | 7854.54 | 2024-03-22 | 2025-03-22
SCALES | SCALES - COLUMN | MARSDEN | M-100 | 2012-05-08 | 780 | 2023-12-06 | 2024-11-15
SCALES | SCALES - CHAIR BARIATRIC | MARSDEN | M-200 | 2012-05-08 | 600 | 2023-12-06 | 2024-11-15
URINE FLOWRATE/VOL. | URINE FLOWRATE/VOL. | LABORIE MEDICAL TECHNOLOGIES | UROCAP III | 2012-05-23 | 2580 | 2023-07-05 | 2024-07-05
PATIENT MONITOR | PATIENT MONITOR WITH CO2 RESPIRATORY MONITORING | GE LIMITED | B40 | 2012-05-21 | 7200 | 2024-07-19 | 2025-07-30
PATIENT MONITOR | PATIENT MONITOR WITH CO2 RESPIRATORY MONITORING | GE LIMITED | B40 | 2012-05-21 | 8153.364 | 2023-05-25 | 2025-07-31
PATIENT MONITOR | PATIENT MONITOR WITH CO2 RESPIRATORY MONITORING | GE LIMITED | B40 | 2012-05-21 | 8153.364 | 2024-07-19 | 2025-07-15
PATIENT MONITOR | PATIENT MONITOR WITH CO2 RESPIRATORY MONITORING | GE LIMITED | B40 | 2012-05-21 | 8153.364 | 2024-07-19 | 2025-07-30
PATIENT MONITOR | PATIENT MONITOR | GE LIMITED | B650 TOUCH | 2012-05-21 | 8400 | 2023-05-27 | 2025-03-15
PACEMAKER PROGRAMMER | PACEMAKER PROGRAMMER | ST JUDE MEDICAL | 3650 | 2012-04-11 | 12000
VITAL SIGNS MONITOR | VITAL SIGNS MONITOR : NIBP, SPO2 | WELCH ALLYN | 53N00 (VSM 300) | 2012-04-09 | 2700 | 2022-01-12 | 2025-03-15
LENS ANALYZER | LENS GRADER | ESSILOR LTD | CLE60 | 2012-04-10 | 2340 | 2024-04-25 | 2025-03-15
SPHYGMOMANOMETER | SPHYGMOMANOMETER - MOBILE | WELCH ALLYN | 7670-10 | 2012-04-11 | 216
SPHYGMOMANOMETER | SPHYGMOMANOMETER - MOBILE | WELCH ALLYN | 7670-10 | 2012-04-11 | 216
SPHYGMOMANOMETER | SPHYGMOMANOMETER - MOBILE | WELCH ALLYN | 7670-10 | 2012-04-11 | 216
SPHYGMOMANOMETER | SPHYGMOMANOMETER - MOBILE | WELCH ALLYN | 7670-10 | 2012-04-11 | 216
SPHYGMOMANOMETER | SPHYGMOMANOMETER - MOBILE | WELCH ALLYN | 7670-10 | 2012-04-11 | 216
SPHYGMOMANOMETER | SPHYGMOMANOMETER - MOBILE | WELCH ALLYN | 7670-10 | 2012-04-11 | 216
SPHYGMOMANOMETER | SPHYGMOMANOMETER - MOBILE | WELCH ALLYN | 7670-10 | 2012-04-11 | 216
SPHYGMOMANOMETER | SPHYGMOMANOMETER - MOBILE | WELCH ALLYN | 7670-10 | 2012-04-11 | 216
SPHYGMOMANOMETER | SPHYGMOMANOMETER - MOBILE | WELCH ALLYN | 7670-10 | 2012-04-11 | 216
MICROSCOPE OPERATING | MICROSCOPE CEILING UNIT | MOLLER-WEDEL | CU3-21 | 2012-04-10 | 60000
LIGHT SOURCE | LIGHT SOURCE | MOLLER-WEDEL | HL150RC | 2012-04-10 | 4800 | 2024-02-16 | 2024-12-06
PATIENT MONITOR | PATIENT MONITOR | GE LIMITED | B20 | 2012-04-02 | 8153.364 | 2024-07-19 | 2025-07-15
PATIENT MONITOR | PATIENT MONITOR | GE LIMITED | B20 | 2012-04-02 | 8153.364 | 2024-10-03 | 2025-07-01
PATIENT MONITOR | PATIENT MONITOR | GE LIMITED | B20 | 2012-04-02 | 8153.364 | 2024-07-23 | 2025-07-15
PATIENT MONITOR | PATIENT MONITOR | GE LIMITED | B20 | 2012-04-02 | 8153.364 | 2024-07-23 | 2025-07-15
PATIENT MONITOR | PATIENT MONITOR | GE LIMITED | B20 | 2012-04-02 | 8153.364 | 2024-10-03 | 2025-07-01
PATIENT MONITOR | PATIENT MONITOR | GE LIMITED | B20 | 2012-04-02 | 8153.364 | 2024-10-03 | 2025-07-01
PATIENT MONITOR | PATIENT MONITOR | GE LIMITED | B20 | 2012-04-02 | 8153.364 | 2023-05-31 | 2024-06-01
PATIENT MONITOR | PATIENT MONITOR | GE LIMITED | B20 | 2012-04-02 | 8153.364 | 2023-06-01 | 2024-06-01
PATIENT MONITOR | PATIENT MONITOR | GE LIMITED | B20 | 2012-04-02 | 8153.244 | 2024-07-19 | 2025-07-30
PATIENT MONITOR | PATIENT MONITOR | GE LIMITED | B20 | 2012-04-02 | 8153.364 | 2024-10-03 | 2025-07-01
PATIENT MONITOR | PATIENT MONITOR | GE LIMITED | B20 | 2012-04-02 | 8153.364 | 2024-07-19 | 2025-07-30
PATIENT MONITOR | PATIENT MONITOR | GE LIMITED | B20 | 2012-04-02 | 8153.364 | 2024-07-19 | 2025-07-30
PATIENT MONITOR | PATIENT MONITOR | GE LIMITED | B20 | 2012-04-02 | 8153.364 | 2023-05-30 | 2024-06-01
PATIENT MONITOR | PATIENT MONITOR | GE LIMITED | B20 | 2012-04-02 | 8153.364 | 2024-10-04 | 2025-10-04
PATIENT MONITOR | PATIENT MONITOR | GE LIMITED | B20 | 2012-04-02 | 8153.364 | 2024-07-19 | 2025-07-30
PATIENT MONITOR | PATIENT MONITOR | GE LIMITED | B20 | 2012-04-02 | 8153.364 | 2024-07-23 | 2025-07-15
AMBULATORY ARRHYTHMIA MONITOR | AMBULATORY ECG RECORDER | NOVACOR UK | R.TEST 4 EVOLUTION | 2012-03-29 | 990
AMBULATORY ARRHYTHMIA MONITOR | AMBULATORY ECG RECORDER | NOVACOR UK | R.TEST 4 EVOLUTION | 2012-03-29 | 990
AMBULATORY ARRHYTHMIA MONITOR | AMBULATORY ECG RECORDER | NOVACOR UK | R.TEST 4 EVOLUTION | 2012-03-29 | 990
AMBULATORY ARRHYTHMIA MONITOR | AMBULATORY ECG RECORDER | NOVACOR UK | R.TEST 4 EVOLUTION | 2012-03-29 | 990
AMBULATORY ARRHYTHMIA MONITOR | AMBULATORY ECG RECORDER | NOVACOR UK | R.TEST 4 EVOLUTION | 2012-03-29 | 990
CO2 MODULE | CO2 MODULE | GE LIMITED | E-MINIC-00 | 2012-04-01 | 1200 | 2022-06-06
CO2 MODULE | CO2 MODULE | GE LIMITED | E-MINIC-00 | 2012-04-01 | 1200 | 2022-06-09
CO2 MODULE | CO2 MODULE | GE LIMITED | E-MINIC-00 | 2012-04-01 | 1200 | 2022-06-06
CO2 MODULE | CO2 MODULE | GE LIMITED | E-MINIC-00 | 2012-04-01 | 1200 | 2022-06-06
CO2 MODULE | CO2 MODULE | GE LIMITED | E-MINIC-00 | 2012-04-01 | 1200 | 2022-06-06
EXAMINATION CHAIR | GYNAE CHAIR | VISION MEDIC | MEDI-MATIC-115715 | 2012-03-26 | 10648.8 | 2021-03-08 | 2024-03-15
TOURNIQUET | TOURNIQUET | ANETIC AID | APT.MK3 | 2012-03-26 | 1500 | 2024-03-22 | 2025-05-06
SUCTION UNIT | MOBILE THEATRE SUCTION | THERAPY EQUIPMENT | 4760 | 2012-03-27 | 654
SUCTION UNIT | MOBILE THEATRE SUCTION | THERAPY EQUIPMENT | 4760 | 2012-03-27 | 654
WHEELCHAIR | WHEELCHAIR | ROMA MEDICAL AIDS LTD | 4740/FR | 2012-04-01 | 540
COUCH | COUCH 3-SECTION ELECTRIC | PLINTH 2000 | 503E | 2012-03-26 | 960 | 2023-08-08 | 2024-07-15
COUCH | COUCH 2-SECTION HYDRAULIC | PLINTH 2000 | 50 - 2 SECTION | 2012-03-26 | 2520 | 2023-08-04 | 2024-08-04
COUCH | COUCH 2-SECTION HYDRAULIC | PLINTH 2000 | 50 - 2 SECTION | 2012-03-26 | 2520 | 2023-08-23 | 2024-07-15
COUCH | COUCH 2-SECTION HYDRAULIC | PLINTH 2000 | 50 - 2 SECTION | 2012-03-26 | 2520 | 2023-08-04 | 2024-08-04
COUCH | COUCH 2-SECTION HYDRAULIC | PLINTH 2000 | 50 - 2 SECTION | 2012-03-26 | 2520 | 2023-08-04 | 2024-08-04
COUCH | COUCH 3-SECTION ELECTRIC | PLINTH 2000 | 503E | 2012-03-26 | 960 | 2023-07-05 | 2024-07-03
COUCH | COUCH 3-SECTION ELECTRIC | PLINTH 2000 | 503E | 2012-03-26 | 960 | 2023-08-23 | 2024-08-23
COUCH | COUCH 3-SECTION ELECTRIC | PLINTH 2000 | 503E | 2012-03-26 | 960 | 2023-08-23 | 2024-08-23
COUCH | COUCH 3-SECTION ELECTRIC | PLINTH 2000 | 503E | 2012-03-26 | 960 | 2023-07-06 | 2024-07-15
COUCH | COUCH 3-SECTION ELECTRIC | PLINTH 2000 | 503E | 2012-03-26 | 960 | 2023-07-06 | 2024-07-06
COUCH | COUCH 3-SECTION ELECTRIC | PLINTH 2000 | 503E | 2012-03-26 | 960 | 2023-07-06 | 2024-07-06
COUCH | COUCH 3-SECTION ELECTRIC | PLINTH 2000 | 503E | 2012-03-26 | 960 | 2022-01-14 | 2024-07-15
COUCH | COUCH 3-SECTION ELECTRIC | PLINTH 2000 | 503E | 2012-03-26 | 960 | 2023-08-24 | 2024-08-24
COUCH | COUCH 3-SECTION ELECTRIC | PLINTH 2000 | 503E | 2012-03-26 | 960 | 2024-03-22 | 2025-03-22
COUCH | COUCH 3-SECTION ELECTRIC | PLINTH 2000 | 503E | 2012-03-26 | 960 | 2023-07-06 | 2024-07-06
COUCH | COUCH 3-SECTION ELECTRIC | PLINTH 2000 | 503E | 2012-03-26 | 960 | 2022-01-14 | 2024-07-15
COUCH | COUCH 3-SECTION ELECTRIC | PLINTH 2000 | 503E | 2012-03-26 | 960 | 2023-07-05 | 2024-07-03
COUCH | COUCH 3-SECTION ELECTRIC | PLINTH 2000 | 503E | 2012-03-26 | 960 | 2023-07-05 | 2024-07-03
COUCH | COUCH 2-SECTION HYDRAULIC | PLINTH 2000 | 50 - 2 SECTION | 2012-03-26 | 2520 | 2023-08-04 | 2024-08-04
COUCH | COUCH 2-SECTION HYDRAULIC | PLINTH 2000 | 50 - 2 SECTION | 2012-03-26 | 2520 | 2023-08-04 | 2024-08-04
COUCH | COUCH - 2 SECTION NEUROLOGY | PLINTH 2000 | 40 | 2012-03-26 | 2520 | 2023-07-27 | 2026-07-27
COUCH | COUCH 2-SECTION HYDRAULIC | PLINTH 2000 | 50 - 2 SECTION | 2012-03-26 | 2520 | 2023-01-23 14:40 | 2026-01-12
SUCTION CONTROLLER | HIGH SUCTION CONTROLLER | THERAPY EQUIPMENT | DIAMOND RANGE HIGH | 2012-04-01 | 96
SCALES | SCALES - FLUID | TERAOKA | DS-673SS-3KG | 2012-04-23 | 318 | 2023-12-06 | 2024-11-15
SCALES | SCALES - FLUID | TERAOKA | DS-673SS-3KG | 2012-04-23 | 318 | 2023-12-06 | 2024-11-15
SUCTION CONTROLLER | SUCTION CONTROLLER | DATEX-OHMEDA | OHIO | 2012-03-30 | 240
MODULE | MULTIPARAMETER MODULE - ECG,SPO2,NIBP,IBP,TEMP MODULE | GE LIMITED | E-PSMP-00 | 2012-03-30 | 2400
MODULE | MULTIPARAMETER MODULE - ECG,SPO2,NIBP,IBP,TEMP MODULE | GE LIMITED | E-PSMP-00 | 2012-03-30 | 2400
SUCTION CONTROLLER | SUCTION CONTROLLER | DATEX-OHMEDA | OHIO | 2012-03-30 | 240
SUCTION CONTROLLER | HIGH SUCTION CONTROLLER | THERAPY EQUIPMENT | DIAMOND RANGE HIGH | 2012-03-19 | 96
SUCTION CONTROLLER | HIGH SUCTION CONTROLLER | THERAPY EQUIPMENT | DIAMOND RANGE HIGH | 2012-03-19 | 96
SUCTION CONTROLLER | HIGH SUCTION CONTROLLER | THERAPY EQUIPMENT | DIAMOND RANGE HIGH | 2012-03-19 | 96
SUCTION CONTROLLER | HIGH SUCTION CONTROLLER | THERAPY EQUIPMENT | DIAMOND RANGE HIGH | 2012-03-19 | 96
SUCTION CONTROLLER | HIGH SUCTION CONTROLLER | THERAPY EQUIPMENT | DIAMOND RANGE HIGH | 2012-03-19 | 96
SUCTION CONTROLLER | HIGH SUCTION CONTROLLER | THERAPY EQUIPMENT | DIAMOND RANGE HIGH | 2012-03-19 | 96
SUCTION CONTROLLER | HIGH SUCTION CONTROLLER | THERAPY EQUIPMENT | DIAMOND RANGE HIGH | 2012-03-19 | 96
SUCTION CONTROLLER | HIGH SUCTION CONTROLLER | THERAPY EQUIPMENT | DIAMOND RANGE HIGH | 2012-03-19 | 96
SUCTION CONTROLLER | HIGH SUCTION CONTROLLER | THERAPY EQUIPMENT | DIAMOND RANGE HIGH | 2012-03-19 | 96
SUCTION CONTROLLER | HIGH SUCTION CONTROLLER | THERAPY EQUIPMENT | DIAMOND RANGE HIGH | 2012-03-19 | 96
SUCTION CONTROLLER | HIGH SUCTION CONTROLLER | THERAPY EQUIPMENT | DIAMOND RANGE HIGH | 2012-03-19 | 96
SUCTION CONTROLLER | HIGH SUCTION CONTROLLER | THERAPY EQUIPMENT | DIAMOND RANGE HIGH | 2012-03-19 | 96
SUCTION CONTROLLER | HIGH SUCTION CONTROLLER | THERAPY EQUIPMENT | DIAMOND RANGE HIGH | 2012-03-19 | 96
SUCTION CONTROLLER | HIGH SUCTION CONTROLLER | THERAPY EQUIPMENT | DIAMOND RANGE HIGH | 2012-03-19 | 96
SUCTION CONTROLLER | HIGH SUCTION CONTROLLER | THERAPY EQUIPMENT | DIAMOND RANGE HIGH | 2012-03-19 | 96
SUCTION CONTROLLER | HIGH SUCTION CONTROLLER | THERAPY EQUIPMENT | DIAMOND RANGE HIGH | 2012-03-19 | 96
SUCTION CONTROLLER | HIGH SUCTION CONTROLLER | THERAPY EQUIPMENT | DIAMOND RANGE HIGH | 2012-03-19 | 96
SUCTION CONTROLLER | HIGH SUCTION CONTROLLER | THERAPY EQUIPMENT | DIAMOND RANGE HIGH | 2012-03-19 | 96
SUCTION CONTROLLER | HIGH SUCTION CONTROLLER | THERAPY EQUIPMENT | DIAMOND RANGE HIGH | 2012-03-19 | 96
SUCTION CONTROLLER | HIGH SUCTION CONTROLLER | THERAPY EQUIPMENT | DIAMOND RANGE HIGH | 2012-03-19 | 96
SUCTION CONTROLLER | HIGH SUCTION CONTROLLER | THERAPY EQUIPMENT | DIAMOND RANGE HIGH | 2012-03-19 | 96
SUCTION CONTROLLER | HIGH SUCTION CONTROLLER | THERAPY EQUIPMENT | DIAMOND RANGE HIGH | 2012-03-19 | 96
SUCTION CONTROLLER | HIGH SUCTION CONTROLLER | THERAPY EQUIPMENT | DIAMOND RANGE HIGH | 2012-03-19 | 96
SUCTION CONTROLLER | HIGH SUCTION CONTROLLER | THERAPY EQUIPMENT | DIAMOND RANGE HIGH | 2012-03-19 | 96
SUCTION CONTROLLER | HIGH SUCTION CONTROLLER | THERAPY EQUIPMENT | DIAMOND RANGE HIGH | 2012-03-19 | 96
SUCTION CONTROLLER | HIGH SUCTION CONTROLLER | THERAPY EQUIPMENT | DIAMOND RANGE HIGH | 2012-03-19 | 96
MODULE | AIRWAY GAS MODULE | GE LIMITED | E-CAIO | 2012-03-30 | 8827.2
HANDPIECE MICROMOTOR | HANDPIECE MICROMOTOR | W&H UK LTD | EA-52 LED | 2012-03-22 | 840
HANDPIECE MICROMOTOR | HANDPIECE MICROMOTOR | W&H UK LTD | EA-52 LED | 2012-03-22 | 840
HANDPIECE MICROMOTOR | HANDPIECE MICROMOTOR | W&H UK LTD | EA-52 LED | 2012-03-22 | 840
HANDPIECE MICROMOTOR | HANDPIECE MICROMOTOR | W&H UK LTD | EA-52 LED | 2012-03-22 | 840
HANDPIECE MICROMOTOR | HANDPIECE MICROMOTOR | W&H UK LTD | EA-52 LED | 2012-03-22 | 840
HANDPIECE MICROMOTOR | HANDPIECE MICROMOTOR | W&H UK LTD | EA-52 LED | 2012-03-22 | 840
HANDPIECE MICROMOTOR | HANDPIECE MICROMOTOR | W&H UK LTD | EA-52 LED | 2012-03-22 | 840
HANDPIECE MICROMOTOR | HANDPIECE MICROMOTOR | W&H UK LTD | EA-52 LED | 2012-03-22 | 840
HANDPIECE MICROMOTOR | HANDPIECE MICROMOTOR | W&H UK LTD | EA-52 LED | 2012-03-22 | 840
HANDPIECE MICROMOTOR | HANDPIECE MICROMOTOR | W&H UK LTD | EA-52 LED | 2012-03-22 | 840
HANDPIECE MICROMOTOR | HANDPIECE MICROMOTOR | W&H UK LTD | EA-52 LED | 2012-03-22 | 840
HANDPIECE MICROMOTOR | HANDPIECE MICROMOTOR | W&H UK LTD | EA-52 LED | 2012-03-22 | 840
HANDPIECE MICROMOTOR | HANDPIECE MICROMOTOR | W&H UK LTD | EA-52 LED | 2012-03-22 | 840
HANDPIECE MICROMOTOR | HANDPIECE MICROMOTOR | W&H UK LTD | EA-52 LED | 2012-03-22 | 840
HANDPIECE MICROMOTOR | HANDPIECE MICROMOTOR | W&H UK LTD | EA-52 LED | 2012-03-22 | 840
HANDPIECE MICROMOTOR | HANDPIECE MICROMOTOR | W&H UK LTD | EA-52 LED | 2012-03-22 | 840
HANDPIECE MICROMOTOR | HANDPIECE MICROMOTOR | W&H UK LTD | EA-52 LED | 2012-03-22 | 840
HANDPIECE MICROMOTOR | HANDPIECE MICROMOTOR | W&H UK LTD | EA-52 LED | 2012-03-22 | 840
HANDPIECE | HANDPIECE - TURBINE | NSK | T1-MAX OPTIC X600KL | 2012-02-29 | 563.88
HANDPIECE | HANDPIECE - TURBINE | NSK | T1-MAX OPTIC X600KL | 2012-02-29 | 563.88
HANDPIECE | HANDPIECE - TURBINE | NSK | T1-MAX OPTIC X600KL | 2012-02-29 | 563.88
HANDPIECE | HANDPIECE - TURBINE | NSK | T1-MAX OPTIC X600KL | 2012-02-29 | 563.88
HANDPIECE | HANDPIECE - TURBINE | NSK | T1-MAX OPTIC X600KL | 2012-02-29 | 563.88
HANDPIECE | HANDPIECE - TURBINE | NSK | T1-MAX OPTIC X600KL | 2012-02-29 | 563.88
HANDPIECE | HANDPIECE - TURBINE | NSK | T1-MAX OPTIC X600KL | 2012-02-29 | 563.88
HANDPIECE | HANDPIECE - TURBINE | NSK | T1-MAX OPTIC X600KL | 2012-02-29 | 563.88
HANDPIECE | HANDPIECE - TURBINE | NSK | T1-MAX OPTIC X600KL | 2012-02-29 | 563.88
HANDPIECE | HANDPIECE - TURBINE | NSK | T1-MAX OPTIC X600KL | 2012-02-29 | 563.88
HANDPIECE | HANDPIECE - TURBINE | NSK | T1-MAX OPTIC X600KL | 2012-02-29 | 563.88
HANDPIECE | HANDPIECE - TURBINE | NSK | T1-MAX OPTIC X600KL | 2012-02-29 | 563.88
HANDPIECE | HANDPIECE - TURBINE | NSK | T1-MAX OPTIC X600KL | 2012-02-29 | 563.88
HANDPIECE | HANDPIECE - TURBINE | NSK | T1-MAX OPTIC X600KL | 2012-02-29 | 563.88
HANDPIECE | HANDPIECE - TURBINE | NSK | T1-MAX OPTIC X600KL | 2012-02-29 | 563.88
HANDPIECE | HANDPIECE - TURBINE | NSK | T1-MAX OPTIC X600KL | 2012-02-29 | 563.88
HANDPIECE | HANDPIECE - TURBINE | NSK | T1-MAX OPTIC X600KL | 2012-02-29 | 563.88
HANDPIECE | HANDPIECE - TURBINE | NSK | T1-MAX OPTIC X600KL | 2012-02-29 | 563.88
HANDPIECE | HANDPIECE - TURBINE | NSK | T1-MAX OPTIC X600KL | 2012-02-29 | 563.88
HANDPIECE | HANDPIECE - TURBINE | NSK | T1-MAX OPTIC X600KL | 2012-02-29 | 563.88
HANDPIECE | HANDPIECE - TURBINE | NSK | T1-MAX OPTIC X600KL | 2012-02-29 | 563.88
HANDPIECE | HANDPIECE - TURBINE | NSK | T1-MAX OPTIC X600KL | 2012-02-29 | 563.88
HANDPIECE | HANDPIECE - TURBINE | NSK | T1-MAX OPTIC X600KL | 2012-02-29 | 563.88
HANDPIECE | HANDPIECE - TURBINE | NSK | T1-MAX OPTIC X600KL | 2012-02-29 | 563.88
HANDPIECE | HANDPIECE - TURBINE | NSK | T1-MAX OPTIC X600KL | 2012-02-29 | 563.88
HANDPIECE | HANDPIECE - TURBINE | NSK | T1-MAX OPTIC X600KL | 2012-02-29 | 563.88
HANDPIECE | HANDPIECE - TURBINE | NSK | T1-MAX OPTIC X600KL | 2012-02-29 | 563.88
HANDPIECE | HANDPIECE - TURBINE | NSK | T1-MAX OPTIC X600KL | 2012-02-29 | 563.88
HANDPIECE | HANDPIECE - TURBINE | NSK | T1-MAX OPTIC X600KL | 2012-02-29 | 563.88
HANDPIECE | HANDPIECE - TURBINE | NSK | T1-MAX OPTIC X600KL | 2012-02-29 | 563.88
HANDPIECE | HANDPIECE - TURBINE | NSK | T1-MAX OPTIC X600KL | 2012-02-29 | 563.88
HANDPIECE | HANDPIECE - TURBINE | NSK | T1-MAX OPTIC X600KL | 2012-02-29 | 563.88
HANDPIECE | HANDPIECE - TURBINE | NSK | T1-MAX OPTIC X600KL | 2012-02-29 | 563.88
HANDPIECE | HANDPIECE - TURBINE | NSK | T1-MAX OPTIC X600KL | 2012-02-29 | 563.88
HANDPIECE | HANDPIECE - TURBINE | NSK | T1-MAX OPTIC X600KL | 2012-02-29 | 563.88
HANDPIECE | HANDPIECE - TURBINE | NSK | T1-MAX OPTIC X600KL | 2012-02-29 | 563.88
HANDPIECE | HANDPIECE - TURBINE | NSK | T1-MAX OPTIC X600KL | 2012-02-29 | 563.88
HANDPIECE | HANDPIECE - TURBINE | NSK | T1-MAX OPTIC X600KL | 2012-02-29 | 563.88
HANDPIECE | HANDPIECE - TURBINE | NSK | T1-MAX OPTIC X600KL | 2012-02-29 | 563.88
HANDPIECE | HANDPIECE - TURBINE | NSK | T1-MAX OPTIC X600KL | 2012-02-29 | 563.88
HANDPIECE | HANDPIECE - TURBINE | NSK | T1-MAX OPTIC X600KL | 2012-02-29 | 563.88
HANDPIECE | HANDPIECE - TURBINE | NSK | T1-MAX OPTIC X600KL | 2012-02-29 | 563.88
HANDPIECE | HANDPIECE - TURBINE | NSK | T1-MAX OPTIC X600KL | 2012-02-29 | 563.88
HANDPIECE | HANDPIECE - TURBINE | NSK | T1-MAX OPTIC X600KL | 2012-02-29 | 563.88
HANDPIECE | HANDPIECE - TURBINE | NSK | T1-MAX OPTIC X600KL | 2012-02-29 | 563.88
HANDPIECE | HANDPIECE - TURBINE | NSK | T1-MAX OPTIC X600KL | 2012-02-29 | 563.88
HANDPIECE | CONTRA-ANGLE HANDPIECE - OPTIC | NSK | TI-MAX X25L | 2012-02-23 | 552.6
HANDPIECE | CONTRA-ANGLE HANDPIECE - OPTIC | NSK | TI-MAX X25L | 2012-02-23 | 552.6
HANDPIECE | CONTRA-ANGLE HANDPIECE - OPTIC | NSK | TI-MAX X25L | 2012-02-23 | 552.6
HANDPIECE | CONTRA-ANGLE HANDPIECE - OPTIC | NSK | TI-MAX X25L | 2012-02-23 | 552.6
HANDPIECE | CONTRA-ANGLE HANDPIECE - OPTIC | NSK | TI-MAX X25L | 2012-02-23 | 552.6
HANDPIECE | CONTRA-ANGLE HANDPIECE - OPTIC | NSK | TI-MAX X25L | 2012-02-23 | 552.6
HANDPIECE | CONTRA-ANGLE HANDPIECE - OPTIC | NSK | TI-MAX X25L | 2012-02-23 | 552.6
HANDPIECE | CONTRA-ANGLE HANDPIECE - OPTIC | NSK | TI-MAX X25L | 2012-02-23 | 552.6
HANDPIECE | CONTRA-ANGLE HANDPIECE - OPTIC | NSK | TI-MAX X25L | 2012-02-23 | 552.6
HANDPIECE | CONTRA-ANGLE HANDPIECE - OPTIC | NSK | TI-MAX X25L | 2012-02-23 | 552.6
HANDPIECE | CONTRA-ANGLE HANDPIECE - OPTIC | NSK | TI-MAX X25L | 2012-02-23 | 552.6
HANDPIECE | CONTRA-ANGLE HANDPIECE - OPTIC | NSK | TI-MAX X25L | 2012-02-23 | 552.6
HANDPIECE | CONTRA-ANGLE HANDPIECE - OPTIC | NSK | TI-MAX X25L | 2012-02-23 | 552.6
HANDPIECE | CONTRA-ANGLE HANDPIECE - OPTIC | NSK | TI-MAX X25L | 2012-02-23 | 552.6
HANDPIECE | CONTRA-ANGLE HANDPIECE - OPTIC | NSK | TI-MAX X25L | 2012-02-23 | 552.6
HANDPIECE | CONTRA-ANGLE HANDPIECE - OPTIC | NSK | TI-MAX X25L | 2012-02-23 | 552.6
HANDPIECE | CONTRA-ANGLE HANDPIECE - OPTIC | NSK | TI-MAX X25L | 2012-02-23 | 552.6
HANDPIECE | CONTRA-ANGLE HANDPIECE - OPTIC | NSK | TI-MAX X25L | 2012-02-23 | 552.6
HANDPIECE | CONTRA-ANGLE HANDPIECE - OPTIC | NSK | TI-MAX X25L | 2012-02-23 | 552.6
HANDPIECE | CONTRA-ANGLE HANDPIECE - OPTIC | NSK | TI-MAX X25L | 2012-02-23 | 552.6
HANDPIECE | CONTRA-ANGLE HANDPIECE - OPTIC | NSK | TI-MAX X25L | 2012-02-23 | 552.6
HANDPIECE | CONTRA-ANGLE HANDPIECE - OPTIC | NSK | TI-MAX X25L | 2012-02-23 | 552.6
HANDPIECE | CONTRA-ANGLE HANDPIECE - OPTIC | NSK | TI-MAX X25L | 2012-02-23 | 552.6
HANDPIECE | CONTRA-ANGLE HANDPIECE - OPTIC | NSK | TI-MAX X25L | 2012-02-23 | 552.6
HANDPIECE | CONTRA-ANGLE HANDPIECE - OPTIC | NSK | TI-MAX X25L | 2012-02-23 | 552.6
HANDPIECE | CONTRA-ANGLE HANDPIECE - OPTIC | NSK | TI-MAX X25L | 2012-02-23 | 552.6
HANDPIECE | CONTRA-ANGLE HANDPIECE - OPTIC | NSK | TI-MAX X25L | 2012-02-23 | 552.6
HANDPIECE | CONTRA-ANGLE HANDPIECE - OPTIC | NSK | TI-MAX X25L | 2012-02-23 | 552.6
HANDPIECE | CONTRA-ANGLE HANDPIECE - OPTIC | NSK | TI-MAX X25L | 2012-02-23 | 552.6
HANDPIECE | CONTRA-ANGLE HANDPIECE - OPTIC | NSK | TI-MAX X25L | 2012-02-23 | 552.6
HANDPIECE | CONTRA-ANGLE HANDPIECE - OPTIC | NSK | TI-MAX X25L | 2012-02-23 | 552.6
HANDPIECE | CONTRA-ANGLE HANDPIECE - OPTIC | NSK | TI-MAX X25L | 2012-02-23 | 552.6
HANDPIECE | CONTRA-ANGLE HANDPIECE - OPTIC | NSK | TI-MAX X25L | 2012-02-23 | 552.6
HANDPIECE | CONTRA-ANGLE HANDPIECE - OPTIC | NSK | TI-MAX X25L | 2012-02-23 | 552.6
HANDPIECE | CONTRA-ANGLE HANDPIECE - OPTIC | NSK | TI-MAX X25L | 2012-02-23 | 552.6
HANDPIECE | CONTRA-ANGLE HANDPIECE - OPTIC | NSK | TI-MAX X25L | 2012-02-23 | 552.6
HANDPIECE | CONTRA-ANGLE HANDPIECE - OPTIC | NSK | TI-MAX X25L | 2012-02-23 | 552.6
HANDPIECE | CONTRA-ANGLE HANDPIECE - OPTIC | NSK | TI-MAX X25L | 2012-02-23 | 552.6
HANDPIECE | CONTRA-ANGLE HANDPIECE - OPTIC | NSK | TI-MAX X25L | 2012-02-23 | 552.6
HANDPIECE | CONTRA-ANGLE HANDPIECE - OPTIC | NSK | TI-MAX X25L | 2012-02-23 | 552.6
HANDPIECE | CONTRA-ANGLE HANDPIECE - OPTIC | NSK | TI-MAX X25L | 2012-02-23 | 552.6
HANDPIECE | CONTRA-ANGLE HANDPIECE - OPTIC | NSK | TI-MAX X25L | 2012-02-23 | 552.6
HANDPIECE | CONTRA-ANGLE HANDPIECE - OPTIC | NSK | TI-MAX X25L | 2012-02-23 | 552.6
HANDPIECE | CONTRA-ANGLE HANDPIECE - OPTIC | NSK | TI-MAX X25L | 2012-02-23 | 552.6
HANDPIECE | CONTRA-ANGLE HANDPIECE - OPTIC | NSK | TI-MAX X25L | 2012-02-23 | 552.6
HANDPIECE | CONTRA-ANGLE HANDPIECE - OPTIC | NSK | TI-MAX X25L | 2012-02-23 | 552.6
HANDPIECE | CONTRA-ANGLE HANDPIECE - OPTIC | NSK | TI-MAX X25L | 2012-02-23 | 552.6
HANDPIECE | CONTRA-ANGLE HANDPIECE - OPTIC | NSK | TI-MAX X25L | 2012-02-23 | 552.6
HANDPIECE | CONTRA-ANGLE HANDPIECE - OPTIC | NSK | TI-MAX X25L | 2012-02-23 | 552.6
HANDPIECE | CONTRA-ANGLE HANDPIECE - OPTIC | NSK | TI-MAX X25L | 2012-02-23 | 552.6
CARDIOGRAPH | CARDIOGRAPH | GE LIMITED | MAC3500 | 2012-04-24 | 9744.456 | 2024-04-02 | 2025-05-25
COUCH | COUCH 3-SECTION ELECTRIC | PLINTH 2000 | 503E | 2012-04-01 | 960 | 2023-08-23 | 2024-08-23
VENTILATOR | VENTILATOR | PENLON | NUFFIELD 200 | 2012-03-21 | 3000 | 2024-01-30 | 2025-02-14
VENTILATOR | VENTILATOR | PENLON | NUFFIELD 200 | 2012-03-21 | 3000 | 2023-05-25 | 2024-05-25
FAILURE ALARM | FAILURE ALARM | PENLON | IDP | 2012-03-20 | 960 | 2023-05-25 | 2024-05-25
COUCH | COUCH - OPERATING | ANETIC AID | QA4M | 2012-03-21 | 4200 | 2023-05-27 | 2024-05-27
COUCH | COUCH - OPERATING | ANETIC AID | QA4M | 2012-03-21 | 4200 | 2023-05-27 | 2024-05-27
COUCH | COUCH - OPERATING | ANETIC AID | QA4M | 2012-03-21 | 4200 | 2023-05-25 | 2024-05-25
COUCH | COUCH - OPERATING | ANETIC AID | QA4M | 2012-03-21 | 4200 | 2023-05-25 | 2024-05-25
COUCH | COUCH - OPERATING | ANETIC AID | QA4M | 2012-03-21 | 4200 | 2023-05-25 | 2024-05-25
COUCH | COUCH - OPERATING | ANETIC AID | QA4M | 2012-03-21 | 4200 | 2023-05-27 | 2024-05-27
COUCH | COUCH - OPERATING | ANETIC AID | QA4M | 2012-03-21 | 4200 | 2023-05-30 | 2024-05-30
COUCH | COUCH - OPERATING | ANETIC AID | QA4M | 2012-03-21 | 4200 | 2023-05-25 | 2024-05-25
COUCH | COUCH - OPERATING | ANETIC AID | QA4M | 2012-03-21 | 4200 | 2023-05-27 | 2024-05-27
COUCH | COUCH - OPERATING | ANETIC AID | QA4M | 2012-03-21 | 4200 | 2023-05-27 | 2024-05-27
COUCH | COUCH - OPERATING | ANETIC AID | QA4M | 2012-03-21 | 4200 | 2023-05-27 | 2024-05-27
COUCH | COUCH - OPERATING | ANETIC AID | QA4M | 2012-03-21 | 4200 | 2023-05-27 | 2024-05-27
COUCH | COUCH - OPERATING | ANETIC AID | QA4M | 2012-03-21 | 4200 | 2023-05-25 | 2024-05-25
AMBULATORY ARRHYTHMIA MONITOR | AMBULATORY ECG RECORDER | SPACELABS | LIFECARD CF | 2021-04-15 | 2152.8
AMBULATORY ARRHYTHMIA MONITOR | AMBULATORY ECG RECORDER | SPACELABS | LIFECARD CF | 2014-03-05 | 2152.8
AMBULATORY ARRHYTHMIA MONITOR | AMBULATORY ECG RECORDER | SPACELABS | LIFECARD CF | 2014-03-05 | 2152.8
AMBULATORY ARRHYTHMIA MONITOR | AMBULATORY ECG RECORDER | SPACELABS | LIFECARD CF | 2014-03-05 | 2152.8
SUCTION UNIT | SUCTION - LAERDAL - BATTERY | LAERDAL | LSU-2 | 2014-06-25 | 816 | 2024-02-22 | 2027-02-28
SUCTION UNIT | SUCTION - LAERDAL - BATTERY | LAERDAL | LSU-2 | 2015-03-16 | 816 | 2024-02-22 | 2027-02-28
VISION TESTER | VISION TEST CHART | GATEHOUSE | LOGMAR ILLUMINATOR | 2012-04-03 | 480 | 2022-01-18 | 2024-07-15
DENTAL X-RAY UNIT | WALL MOUNTED DENTAL X-RAY MACHINE | SATELEC | X-MIND SYSTEM F03169 | 2012-03-20 | 2208 | 2024-02-02 | 2025-02-02
DENTAL X-RAY UNIT | WALL MOUNTED DENTAL X-RAY MACHINE | SATELEC | X-MIND SYSTEM F03169 | 2012-03-20 | 2208 | 2023-11-17 | 2024-11-17
DENTAL X-RAY UNIT | WALL MOUNTED DENTAL X-RAY MACHINE | SATELEC | X-MIND SYSTEM F03169 | 2012-03-20 | 2208 | 2023-11-17 | 2024-11-17
DENTAL X-RAY UNIT | WALL MOUNTED DENTAL X-RAY MACHINE | SATELEC | X-MIND SYSTEM F03169 | 2012-03-20 | 2208 | 2023-11-17 | 2024-11-17
DENTAL X-RAY UNIT | WALL MOUNTED DENTAL X-RAY MACHINE | SATELEC | X-MIND SYSTEM F03169 | 2012-03-20 | 2208 | 2023-11-17 | 2024-11-17
CHARGER | AC/DC CHARGER - OXYLOG 3000 | DRAEGER | OXYLOG AC/DC | 2012-03-13 | 289.2 | 2024-03-22 | 2025-05-25
VENTILATOR | TRANSPORT VENTILATOR | DRAEGER | OXYLOG 3000 PLUS | 2012-03-13 | 14286 | 2022-08-25 | 2023-08-13
VAPORIZERS | VAPORIZER - ISOFLURANE | DATEX-OHMEDA | TEC7 ISO | 2012-03-12 | 2323.2 |  | 2025-06-15
VAPORIZERS | VAPORIZER - ISOFLURANE | DATEX-OHMEDA | TEC7 ISO | 2012-03-12 | 2323.2 | 2024-02-05 | 2025-02-05
ANAESTHETIC MACHINE | ANAESTHETIC MACHINE - AESTIVA INDUCTION COMPACT | DATEX-OHMEDA | AESTIVA INDUCTION | 2012-03-12 | 18111.624 | 2024-02-02 | 2025-02-02
ANAESTHETIC MACHINE | ANAESTHETIC MACHINE - AESTIVA INDUCTION COMPACT | DATEX-OHMEDA | AESTIVA INDUCTION | 2012-03-12 | 18111.624 | 2023-05-25 | 2024-06-27
SUCTION UNIT | SUCTION - LAERDAL - BATTERY | LAERDAL | LSU-2 | 2012-03-12 | 816 | 2024-02-22 | 2027-02-14
SUCTION UNIT | SUCTION - LAERDAL - BATTERY | LAERDAL | LSU-2 | 2012-03-12 | 816 | 2024-02-22 | 2027-02-14
COUCH | COUCH - OPERATING | ANETIC AID | QA4M | 2012-03-21 | 4200 | 2023-05-30 | 2024-05-30
COUCH | COUCH - OPERATING | ANETIC AID | QA4M | 2012-03-21 | 4200 | 2023-05-27 | 2024-05-27
COLPOSCOPE | COLPOSCOPE | ZEISS | ZEISS 150C | 2012-10-05 | 36826.56 | 2023-09-22 | 2024-09-22
BATTERY PACK | HOIST BATTERY PACK | ARJO HUNTLEIGH | NDA0200-20 | 2012-05-15 | 150
BATTERY PACK | HOIST BATTERY PACK | ARJO HUNTLEIGH | NDA0200-20 | 2012-05-15 | 150
HOIST-BATT.CHARGER | HOIST BATTERY CHARGER | ARJO HUNTLEIGH | 700.24250 | 2012-05-15 | 180 | 2023-01-23 11:34 | 2024-01-23
PATIENT HOIST | PATIENT HOIST - MOBILE | ARJO HUNTLEIGH | MAXI-MOVE | 2012-05-15 | 7271.016 | 2023-01-23 11:30 | 2023-09-11
PATIENT HOIST | PATIENT HOIST - MOBILE | ARJO HUNTLEIGH | MAXI-MOVE | 2012-05-15 | 7271.016 | 2023-07-05 | 2024-01-03
BATTERY PACK | HOIST BATTERY PACK | ARJO HUNTLEIGH | NDA0200-20 | 2012-05-15 | 150
BATTERY PACK | HOIST BATTERY PACK | ARJO HUNTLEIGH | NDA0200-20 | 2012-05-15 | 150
HOIST-BATT.CHARGER | HOIST BATTERY CHARGER | ARJO HUNTLEIGH | 700.24250 | 2012-05-15 | 180 | 2023-01-23 11:13 | 2024-03-11
PATIENT HOIST | PATIENT HOIST - MOBILE | ARJO HUNTLEIGH | MAXI-MOVE | 2012-05-15 | 7271.016 | 2023-01-23 11:20 | 2023-09-11
BATTERY CHARGER | BATTERY CHARGER | ARJO HUNTLEIGH | SPL3024 | 2012-05-15 | 120 | 2023-08-08 | 2024-08-08
PATIENT HOIST | PATIENT HOIST - STANDING AID | ARJO HUNTLEIGH | SARA PLUS | 2012-05-15 | 3600 | 2023-08-08 | 2024-02-08
SPHYGMOMANOMETER | SPHYGMOMANOMETER - HANDHELD | WELCH ALLYN | DURASHOCK | 2012-04-25 | 36
VIDEO PRINTER | VIDEO PRINTER | SONY | UP-DR80MD | 2013-03-20 | 2400 | 2024-09-12 | 2025-09-12
CAMERA CONTROL UNIT | CAMERA CONTROL UNIT | KARL STORZ | 22201020 | 2013-03-25 | 32400 | 2024-09-12 | 2025-09-12
LIGHT SOURCE | LIGHT SOURCE - XENON 300 | KARL STORZ | 20133120 | 2013-03-20 | 8262 | 2024-09-12 | 2025-09-12
CAMERA CONTROL UNIT | AIDA CONTROL NEO | KARL STORZ | 20046120 | 2013-03-20 | 13440 | 2024-09-12 | 2025-09-12
ENDOSCOPY STACKING TROLLEY | THEATRE STACK SYSTEM TROLLEY | KARL STORZ | STACK SYSTEM TROLLEY | 2013-03-20 | 2400 | 2024-09-12 | 2025-09-12
COUCH | COUCH - OPERATING | ANETIC AID | QA4M | 2012-03-21 | 4200 | 2023-05-25 | 2024-05-25
HYFRECATOR | HYFRECATOR 2000 | CONMED | HYFRECATOR 2000 | 2012-04-30 | 1560 | 2023-04-04 11:11 | 2024-02-15
SLIT LAMP TABLE | SLIT LAMP TABLE | HAAG STREIT | PLEASE ENTER MODEL! (269) | 2012-04-03 | 2400 | 2023-02-08 11:52 | 2024-09-16
SLIT LAMP | SLIT LAMP | HAAG STREIT | BM900 | 2012-04-03 | 18375.9 | 2023-12-04 | 2024-12-04
APPLANATION TONOM | TONOMETER | HAAG STREIT | AT900 | 2012-04-03 | 1440
SLIT LAMP | SLIT LAMP | HAAG STREIT | BM900 | 2012-04-03 | 18375.9 | 2022-01-14 | 2024-07-15
SLIT LAMP TABLE | SLIT LAMP TABLE | HAAG STREIT | PLEASE ENTER MODEL! (269) | 2012-04-03 | 2400 | 2022-01-14 | 2023-03-14
WAX BATH | WAX BATH | MANFREDI | DEWAX5X445A4 | 2012-03-29 | 600 | 2023-08-04 | 2024-08-04
WAX BATH | WAX BATH | MANFREDI | DEWAX5X445A4 | 2012-03-29 | 600 | 2023-08-04 | 2024-08-04
DENTAL BUNSEN | SAFEAIR HEATSTREAM ELECTRIC BUNSEN | CARBOLITE | SAFEAIR HEAT STREAM | 2012-03-27 | 480 | 2023-08-04 | 2024-08-04
DENTAL BUNSEN | SAFEAIR HEATSTREAM ELECTRIC BUNSEN | CARBOLITE | SAFEAIR HEAT STREAM | 2012-03-27 | 480 | 2023-08-04 | 2024-08-04
DENTAL BUNSEN | SAFEAIR HEATSTREAM ELECTRIC BUNSEN | CARBOLITE | SAFEAIR HEAT STREAM | 2012-03-27 | 480 | 2023-08-04 | 2024-08-04
DENTAL BUNSEN | SAFEAIR HEATSTREAM ELECTRIC BUNSEN | CARBOLITE | SAFEAIR HEAT STREAM | 2012-03-27 | 480 | 2023-08-04 | 2024-08-04
DENTAL BUNSEN | SAFEAIR HEATSTREAM ELECTRIC BUNSEN | CARBOLITE | SAFEAIR HEAT STREAM | 2012-03-27 | 480 | 2022-01-20 | 2024-08-15
DENTAL BUNSEN | SAFEAIR HEATSTREAM ELECTRIC BUNSEN | CARBOLITE | SAFEAIR HEAT STREAM | 2012-03-27 | 480 | 2023-08-04 | 2024-08-04
DENTAL BUNSEN | SAFEAIR HEATSTREAM ELECTRIC BUNSEN | CARBOLITE | SAFEAIR HEAT STREAM | 2012-03-27 | 480 | 2023-08-04 | 2024-08-04
DENTAL BUNSEN | SAFEAIR HEATSTREAM ELECTRIC BUNSEN | CARBOLITE | SAFEAIR HEAT STREAM | 2012-03-27 | 480 | 2023-08-04 | 2024-08-04
DENTAL BUNSEN | SAFEAIR HEATSTREAM ELECTRIC BUNSEN | CARBOLITE | SAFEAIR HEAT STREAM | 2012-03-27 | 480 | 2023-08-04 | 2024-08-04
SURGICAL DRILL | SURGERY SYSTEM | NSK | SURGIC PRO | 2012-02-24 | 1470 | 2023-08-10 | 2024-08-15
SURGICAL DRILL | SURGERY SYSTEM | NSK | SURGIC PRO | 2012-02-24 | 1470 | 2023-08-04 | 2024-08-15
LIGHT CURE UNIT | LIGHT CURE UNIT | OPTIMA LTD | BA OPTIMA 10 | 2012-02-15 | 143.94 | 2022-08-03 | 2024-08-15
LIGHT CURE UNIT | LIGHT CURE UNIT | OPTIMA LTD | BA OPTIMA 10 | 2012-02-15 | 143.94 | 2023-08-02 | 2024-08-02
LIGHT CURE UNIT | LIGHT CURE UNIT | OPTIMA LTD | BA OPTIMA 10 | 2012-02-15 | 143.94 | 2023-02-15 16:15 | 2024-02-15
LIGHT CURE UNIT | LIGHT CURE UNIT | OPTIMA LTD | BA OPTIMA 10 | 2012-02-15 | 143.94 | 2023-08-04 | 2024-08-04
LIGHT CURE UNIT | LIGHT CURE UNIT | OPTIMA LTD | BA OPTIMA 10 | 2012-02-15 | 143.94 | 2023-08-04 | 2024-08-04
LIGHT CURE UNIT | LIGHT CURE UNIT | OPTIMA LTD | BA OPTIMA 10 | 2012-02-15 | 143.94 | 2023-08-02 | 2024-08-02
LIGHT CURE UNIT | LIGHT CURE UNIT | OPTIMA LTD | BA OPTIMA 10 | 2012-02-15 | 143.94 | 2023-08-04 | 2024-08-04
LIGHT CURE UNIT | LIGHT CURE UNIT | OPTIMA LTD | BA OPTIMA 10 | 2012-02-15 | 143.94 | 2023-08-02 | 2024-08-02
LIGHT CURE UNIT | LIGHT CURE UNIT | OPTIMA LTD | BA OPTIMA 10 | 2012-02-15 | 143.94 | 2023-08-02 | 2024-08-02
LIGHT CURE UNIT | LIGHT CURE UNIT | OPTIMA LTD | BA OPTIMA 10 | 2012-02-15 | 143.94 | 2023-08-04 | 2024-08-04
LIGHT CURE UNIT | LIGHT CURE UNIT | OPTIMA LTD | BA OPTIMA 10 | 2012-02-15 | 143.94 | 2023-08-02 | 2024-08-02
LIGHT CURE UNIT | LIGHT CURE UNIT | OPTIMA LTD | BA OPTIMA 10 | 2012-02-15 | 143.94 | 2023-08-02 | 2024-08-02
LIGHT CURE UNIT | LIGHT CURE UNIT | OPTIMA LTD | BA OPTIMA 10 | 2012-02-15 | 143.94 | 2023-08-04 | 2024-08-04
LIGHT CURE UNIT | LIGHT CURE UNIT | OPTIMA LTD | BA OPTIMA 10 | 2012-02-15 | 143.94 | 2023-08-02 | 2024-08-02
LIGHT CURE UNIT | LIGHT CURE UNIT | OPTIMA LTD | BA OPTIMA 10 | 2012-02-15 | 143.94 | 2023-08-04 | 2024-08-04
LIGHT CURE UNIT | LIGHT CURE UNIT | OPTIMA LTD | BA OPTIMA 10 | 2012-02-15 | 143.94 | 2023-08-04 | 2024-08-04
LIGHT CURE UNIT | LIGHT CURE UNIT | OPTIMA LTD | BA OPTIMA 10 | 2012-02-15 | 143.94 | 2022-08-03 | 2024-08-15
LIGHT CURE UNIT | LIGHT CURE UNIT | OPTIMA LTD | BA OPTIMA 10 | 2012-02-15 | 143.94 | 2023-08-02 | 2024-08-02
LIGHT CURE UNIT | LIGHT CURE UNIT | OPTIMA LTD | BA OPTIMA 10 | 2012-02-15 | 143.94 | 2023-08-04 | 2024-08-04
LIGHT CURE UNIT | LIGHT CURE UNIT | OPTIMA LTD | BA OPTIMA 10 | 2012-02-15 | 143.94 | 2023-08-04 | 2024-08-04
SUCTION UNIT | SUCTION - LAERDAL - BATTERY | LAERDAL | LSU-2 | 2012-02-15 | 816 | 2022-01-20 | 2025-08-07
AMALGAM DISPENSER | AMALGAMATOR | HENRY SCHEIN | CAP II | 2012-02-15 | 360 | 2023-08-02 | 2024-08-02
AMALGAM DISPENSER | AMALGAMATOR | HENRY SCHEIN | CAP II | 2012-02-15 | 360 | 2023-08-04 | 2024-08-04
AMALGAM DISPENSER | AMALGAMATOR | HENRY SCHEIN | CAP II | 2012-02-15 | 360 | 2023-08-02 | 2024-08-02
AMALGAM DISPENSER | AMALGAMATOR | HENRY SCHEIN | CAP II | 2012-02-15 | 360 | 2023-08-02 | 2024-08-02
AMALGAM DISPENSER | AMALGAMATOR | HENRY SCHEIN | CAP II | 2012-02-15 | 360 | 2023-08-04 | 2024-08-04
AMALGAM DISPENSER | AMALGAMATOR | HENRY SCHEIN | CAP II | 2012-02-15 | 360 | 2023-08-02 | 2024-08-02
AMALGAM DISPENSER | AMALGAMATOR | HENRY SCHEIN | CAP II | 2012-02-15 | 360 | 2023-08-04 | 2024-08-04
AMALGAM DISPENSER | AMALGAMATOR | HENRY SCHEIN | CAP II | 2012-02-15 | 360 | 2022-08-03 | 2024-08-15
AMALGAM DISPENSER | AMALGAMATOR | HENRY SCHEIN | CAP II | 2012-02-15 | 360 | 2023-08-04 | 2024-08-04
AMALGAM DISPENSER | AMALGAMATOR | HENRY SCHEIN | CAP II | 2012-02-15 | 360 | 2023-08-04 | 2024-08-04
AMALGAM DISPENSER | AMALGAMATOR | HENRY SCHEIN | CAP II | 2012-02-15 | 360 | 2023-08-04 | 2024-08-04
AMALGAM DISPENSER | AMALGAMATOR | HENRY SCHEIN | CAP II | 2012-02-15 | 360 | 2023-08-02 | 2024-08-02
AMALGAM DISPENSER | AMALGAMATOR | HENRY SCHEIN | CAP II | 2012-02-15 | 360 | 2023-08-04 | 2024-08-04
AMALGAM DISPENSER | AMALGAMATOR | HENRY SCHEIN | CAP II | 2012-02-15 | 360 | 2022-02-11 | 2024-08-15
AMALGAM DISPENSER | AMALGAMATOR | HENRY SCHEIN | CAP II | 2012-02-15 | 360 | 2023-08-04 | 2024-08-04
AMALGAM DISPENSER | AMALGAMATOR | HENRY SCHEIN | CAP II | 2012-02-15 | 360 | 2023-08-02 | 2024-08-02
AMALGAM DISPENSER | AMALGAMATOR | HENRY SCHEIN | CAP II | 2012-02-15 | 360 | 2023-08-02 | 2024-08-02
AMALGAM DISPENSER | AMALGAMATOR | HENRY SCHEIN | CAP II | 2012-02-15 | 360 | 2023-08-02 | 2024-08-02
AMALGAM DISPENSER | AMALGAMATOR | HENRY SCHEIN | CAP II | 2012-02-15 | 360 | 2023-08-02 | 2024-08-02
AMALGAM DISPENSER | AMALGAMATOR | HENRY SCHEIN | CAP II | 2012-02-15 | 360 | 2023-08-04 | 2024-08-04
DENTAL UNIT | DENTAL TREATMENT BAY - 511CHAIR + 532 UNIT | ADEC DENTAL | 500 SERIES | 2012-03-22 | 36720.264 | 2023-11-15 | 2024-11-15
DENTAL UNIT | DENTAL TREATMENT BAY - 511CHAIR + 532 UNIT | ADEC DENTAL | 500 SERIES | 2012-03-22 | 36720.264 | 2023-11-16 | 2024-11-16
DENTAL UNIT | DENTAL TREATMENT BAY - 511CHAIR + 532 UNIT | ADEC DENTAL | 500 SERIES | 2012-03-22 | 36720.264 | 2023-10-20 | 2024-10-20
DENTAL UNIT | DENTAL TREATMENT BAY - 511CHAIR + 532 UNIT | ADEC DENTAL | 500 SERIES | 2012-03-22 | 36720.264 | 2023-10-13 | 2024-10-13
DENTAL UNIT | DENTAL TREATMENT BAY - 511CHAIR + 532 UNIT | ADEC DENTAL | 500 SERIES | 2012-03-22 | 36720.264 | 2023-10-13 | 2024-10-13
DENTAL UNIT | DENTAL TREATMENT BAY - 511CHAIR + 532 UNIT | ADEC DENTAL | 500 SERIES | 2012-03-22 | 36720.264 | 2023-10-13 | 2024-10-13
DENTAL UNIT | DENTAL TREATMENT BAY - 511CHAIR + 532 UNIT | ADEC DENTAL | 500 SERIES | 2012-03-22 | 36720.264 | 2023-10-20 | 2024-10-20
DENTAL UNIT | DENTAL TREATMENT BAY - 511CHAIR + 532 UNIT | ADEC DENTAL | 500 SERIES | 2012-03-22 | 36720.264 | 2023-10-13 | 2024-10-13
DENTAL UNIT | DENTAL TREATMENT BAY - 511CHAIR + 532 UNIT | ADEC DENTAL | 500 SERIES | 2012-03-22 | 36720.264 | 2023-10-13 | 2024-10-13
DENTAL UNIT | DENTAL TREATMENT BAY - 511CHAIR + 532 UNIT | ADEC DENTAL | 500 SERIES | 2012-03-22 | 36720.264 | 2023-10-13 | 2024-10-13
DENTAL UNIT | DENTAL TREATMENT BAY - 511CHAIR + 532 UNIT | ADEC DENTAL | 500 SERIES | 2012-03-22 | 36720.264 | 2023-10-13 | 2024-10-13
DENTAL UNIT | DENTAL TREATMENT BAY - 511CHAIR + 532 UNIT | ADEC DENTAL | 500 SERIES | 2012-03-22 | 36720.264 | 2023-10-13 | 2024-10-13
DENTAL UNIT | DENTAL TREATMENT BAY - 511CHAIR + 532 UNIT | ADEC DENTAL | 500 SERIES | 2012-03-22 | 36720.264 | 2023-10-13 | 2024-10-13
DENTAL UNIT | DENTAL TREATMENT BAY - 511CHAIR + 532 UNIT | ADEC DENTAL | 500 SERIES | 2012-03-22 | 36720.264 | 2023-10-13 | 2024-10-13
DENTAL UNIT | DENTAL TREATMENT BAY - 511CHAIR + 532 UNIT | ADEC DENTAL | 500 SERIES | 2012-03-22 | 36720.264 | 2023-10-13 | 2024-10-13
DENTAL UNIT | DENTAL TREATMENT BAY - 511CHAIR + 532 UNIT | ADEC DENTAL | 500 SERIES | 2012-03-22 | 36720.264 | 2023-10-13 | 2024-10-13
DENTAL UNIT | DENTAL TREATMENT BAY - 511CHAIR + 532 UNIT | ADEC DENTAL | 500 SERIES | 2012-03-22 | 36720.264 | 2023-10-12 | 2024-10-12
DENTAL UNIT | DENTAL TREATMENT BAY - 511CHAIR + 532 UNIT | ADEC DENTAL | 500 SERIES | 2012-03-22 | 36720.264 | 2023-10-13 | 2024-10-13
DENTAL UNIT | DENTAL TREATMENT BAY - 511CHAIR + 532 UNIT | ADEC DENTAL | 500 SERIES | 2012-03-22 | 36720.264 | 2023-10-13 | 2024-10-13
DENTAL UNIT | DENTAL TREATMENT BAY - 511CHAIR + 532 UNIT | ADEC DENTAL | 500 SERIES | 2012-03-22 | 36720.3 | 2023-10-12 | 2024-10-12
COUCH | COUCH | BRISTOL MAID (HOSP.M.CRAFT) | ECO35/BB | 2012-11-16 | 1200 | 2021-02-03 | 2025-09-15
DIATHERMY MACHINE | DIATHERMY MACHINE | OLYMPUS | UES-40 | 2012-10-30 | 6000 | 2024-03-01 | 2025-01-15
PATIENT HOIST | PATIENT HOIST - MOBILE | LIKO | VIKING M | 2013-05-23 | 1987.2 | 2024-03-28 | 2024-09-28
PATIENT HOIST | PATIENT HOIST - MOBILE | LIKO | VIKING M | 2013-06-20 | 1987.2 | 2024-03-26 | 2024-09-15
PATIENT HOIST | PATIENT HOIST - OVERHEAD | LIKO | LIKORALL 250 ES | 2012-08-01 | 1800 | 2024-07-03 | 2025-01-03
AMBULATORY ARRHYTHMIA MONITOR | AMBULATORY ECG RECORDER | SORIN BIOMED | SPIDERFLASH-T AFIB | 2012-12-11 | 1140 | 2024-07-25 | 2026-08-15
AMBULATORY ARRHYTHMIA MONITOR | AMBULATORY ECG RECORDER | SORIN BIOMED | SPIDERFLASH-T AFIB | 2012-12-11 | 1140
OXIMETER | PULSE OXIMETER FINGERTIP | NONIN | 9500 ONYX | 2012-12-05 | 240
OXIMETER | PULSE OXIMETER FINGERTIP | NONIN | 9500 ONYX | 2012-12-05 | 240
ARTHROSCOPY SURG NIBBLER | SURGICAL NIBBLER | SMITH & NEPHEW | TRUCLEAR | 2013-01-04 | 4800 | 2023-12-18 | 2025-12-16
CENTRIFUGE | CENTRIFUGE | THERMO ARL | MICRO-CENTAUR | 2012-09-19 | 1800
SPHYGMOMANOMETER | SPHYGMOMANOMETER - HANDHELD | WELCH ALLYN | DURASHOCK | 2012-09-05 | 66
SPHYGMOMANOMETER | SPHYGMOMANOMETER - HANDHELD | WELCH ALLYN | DURASHOCK | 2012-09-05 | 66
SPHYGMOMANOMETER | SPHYGMOMANOMETER - HANDHELD | WELCH ALLYN | DURASHOCK | 2012-09-05 | 66
SPHYGMOMANOMETER | SPHYGMOMANOMETER - HANDHELD | WELCH ALLYN | DURASHOCK | 2012-09-05 | 66
SPHYGMOMANOMETER | SPHYGMOMANOMETER - HANDHELD | WELCH ALLYN | DURASHOCK | 2012-09-05 | 66
SPHYGMOMANOMETER | SPHYGMOMANOMETER - HANDHELD | WELCH ALLYN | DURASHOCK | 2013-09-18 | 102
SPO2 FINGER PROBE | SPO2 FINGER PROBE | SOLARIS | S300A300046 | 2012-08-24 | 96
SCALES | SCALES - CHAIR | MARSDEN | MPDC-120 | 2012-08-21 | 960 | 2023-11-14 | 2024-11-15
VITAL SIGNS MONITOR | VITAL SIGNS MONITOR: NBP. | OMRON | HEM-711A-E | 2012-11-23 | 108
VAPORIZERS | VAPORIZER - DESFLURANE | DRAEGER | D-VAPOR | 2013-01-08 | 2400 | 2022-09-07
RESUSCITATION CART | EMERGENCY CRASH TROLLEY | DISTINCTIVE MEDICAL | 11494 | 2012-07-31 | 1428
SPHYGMOMANOMETER | SPHYGMOMANOMETER - HANDHELD | WELCH ALLYN | DURASHOCK | 2012-07-26 | 36 | 2021-05-10
RESUSCITATION CART | EMERGENCY CRASH TROLLEY | DISTINCTIVE MEDICAL | 11494 | 2012-07-31 | 1428
PATIENT HOIST | PATIENT HOIST - OVERHEAD | LIKO | LIKORALL 250 ES | 2012-08-15 | 7800 | 2024-03-19 | 2025-01-03
RESUSCITATION CART | EMERGENCY CRASH TROLLEY | DISTINCTIVE MEDICAL | 11494 | 2012-07-31 | 1428
RESUSCITATION CART | EMERGENCY CRASH TROLLEY | DISTINCTIVE MEDICAL | 11494 | 2012-07-31 | 1428
RESUSCITATION CART | EMERGENCY CRASH TROLLEY | DISTINCTIVE MEDICAL | 11494 | 2012-07-31 | 1428
SPHYGMOMANOMETER | SPHYGMOMANOMETER - HANDHELD | WELCH ALLYN | DURASHOCK | 2012-08-21 | 36
SPHYGMOMANOMETER | SPHYGMOMANOMETER - HANDHELD | WELCH ALLYN | DURASHOCK | 2012-08-21 | 36
PATIENT MONITOR | PATIENT MONITOR | PHILIPS LTD | M3163A | 2014-01-13 | 360
TELEMETRY/ECG | ECG TELEMETRY TRANSMITTER/PATIENT MONITOR | PHILIPS LTD | INTELLIVUE MX40 | 2013-09-18 | 3600 | 2022-08-19 | 2024-12-15
TRANSPORT MONITOR | PATIENT MONITOR INTELLIVUE X2 | PHILIPS LTD | M3002A-X2 | 2012-06-12 | 3000
TRANSPORT MONITOR | PATIENT MONITOR INTELLIVUE X2 | PHILIPS LTD | M3002A-X2 | 2012-06-12 | 3000
UNINTERRUPTIBLE POWER SUPPLY | UNINTERRUPTIBLE POWER SUPPLY | TRIPP-LITE | SMX500RT1U | 2012-06-12 | 840 | 2022-09-29
TRANSPORT MONITOR | PATIENT MONITOR INTELLIVUE X2 | PHILIPS LTD | M3002A-X2 | 2012-06-12 | 3000
TRANSPORT MONITOR | PATIENT MONITOR INTELLIVUE X2 | PHILIPS LTD | M3002A-X2 | 2012-06-12 | 3000
PATIENT HOIST | PATIENT HOIST - OVERHEAD | LIKO | LIKORALL 242 S | 2012-11-09 | 2400 | 2024-03-22 | 2024-09-22
SCALES | SCALES - CHAIR | MARSDEN | DP3800 | 2012-08-22 | 838.8 | 2021-03-23 | 2024-11-15
RESUSCITATION CART | EMERGENCY CRASH TROLLEY | DISTINCTIVE MEDICAL | 11494 | 2012-07-31 | 1428
RESUSCITATION CART | EMERGENCY CRASH TROLLEY | DISTINCTIVE MEDICAL | 11494 | 2012-07-31 | 1428
RESUSCITATION CART | EMERGENCY CRASH TROLLEY | DISTINCTIVE MEDICAL | 11494 | 2012-07-31 | 1428
RESUSCITATION CART | EMERGENCY CRASH TROLLEY | DISTINCTIVE MEDICAL | 11494 | 2012-07-31 | 1428
RESUSCITATION CART | EMERGENCY CRASH TROLLEY | DISTINCTIVE MEDICAL | 11494 | 2012-07-31 | 1428
RESUSCITATION CART | EMERGENCY CRASH TROLLEY | DISTINCTIVE MEDICAL | 11494 | 2012-07-31 | 1428
RESUSCITATION CART | EMERGENCY CRASH TROLLEY | DISTINCTIVE MEDICAL | 11494 | 2012-07-31 | 1428
RESUSCITATION CART | EMERGENCY CRASH TROLLEY | DISTINCTIVE MEDICAL | 11494 | 2012-07-31 | 1428
RESUSCITATION CART | EMERGENCY CRASH TROLLEY | DISTINCTIVE MEDICAL | 11494 | 2012-07-31 | 1428
RESUSCITATION CART | EMERGENCY CRASH TROLLEY | DISTINCTIVE MEDICAL | 11494 | 2012-07-31 | 1428
RESUSCITATION CART | EMERGENCY CRASH TROLLEY | DISTINCTIVE MEDICAL | 11494 | 2012-07-31 | 1428
TRANSPORT MONITOR | PATIENT MONITOR INTELLIVUE X2 | PHILIPS LTD | M3002A-X2 | 2012-06-12 | 3000
PATIENT HOIST | PATIENT HOIST - OVERHEAD | LIKO | LIKORALL 250 ES | 2012-05-08 | 7800 | 2023-10-26 | 2024-09-15
PATIENT HOIST | PATIENT HOIST - OVERHEAD | LIKO | LIKORALL 250 ES | 2012-05-08 | 7800 | 2024-03-28 | 2024-09-28
PATIENT HOIST | PATIENT HOIST - OVERHEAD | LIKO | LIKORALL 242 S | 2012-05-02 | 2400 | 2024-03-22 | 2024-09-22
PATIENT HOIST | PATIENT HOIST - OVERHEAD | LIKO | LIKORALL 250 ES | 2012-05-02 | 7800 | 2024-03-22 | 2024-09-22
PATIENT HOIST | PATIENT HOIST - OVERHEAD | LIKO | LIKORALL 250 ES | 2012-05-02 | 7800 | 2024-03-22 | 2024-09-22
PATIENT HOIST | PATIENT HOIST - OVERHEAD | LIKO | LIKORALL 250 ES | 2012-05-02 | 7800 | 2024-03-22 | 2024-09-22
PATIENT HOIST | PATIENT HOIST - OVERHEAD | LIKO | 242 S | 2012-04-23 | 2400 | 2024-03-15 | 2024-09-15
PATIENT HOIST | PATIENT HOIST - OVERHEAD | LIKO | 242 S | 2012-04-23 | 2400 | 2024-03-15 | 2024-09-15
PATIENT HOIST | PATIENT HOIST - OVERHEAD | LIKO | LIKORALL 242 S | 2012-04-23 | 2400 | 2024-03-15 | 2024-09-15
PATIENT HOIST | PATIENT HOIST - OVERHEAD | LIKO | LIKORALL 242 ES | 2012-04-23 | 2400 | 2024-03-15 | 2024-09-15
PATIENT HOIST | PATIENT HOIST - OVERHEAD | LIKO | LIKORALL 250 ES | 2012-04-23 | 2400 | 2024-03-15 | 2024-09-15
PATIENT HOIST | PATIENT HOIST - OVERHEAD | LIKO | LIKORALL 250 ES | 2012-04-23 | 2400 | 2023-10-25 | 2024-09-15
MULTI-MEASUREMENT SERVER | MULTI-MEASUREMENT SERVER | PHILIPS LTD | M3001A | 2012-04-19 | 1920
MULTI-MEASUREMENT SERVER | MULTI-MEASUREMENT SERVER | PHILIPS LTD | M3001A | 2012-04-19 | 1920
AUDIO DOPPLER | AUDIO DOPPLER | HUNTLEIGH | D920 | 2012-04-16 | 354
AUDIO DOPPLER | AUDIO DOPPLER | HUNTLEIGH | D920 | 2012-04-16 | 480 | 2020-11-27
CARDIOTOCOGRAPH | CARDIOTOCOGRAPH | HUNTLEIGH | SONICAID TEAM | 2012-04-16 | 4800 | 2024-10-09 | 2026-10-15
ULTRASOUND SCALPEL GENERATOR | ULTRASONIC HARMONIC SCALPEL | J&J | GEN 11 | 2012-03-29 | 6000 | 2024-09-19 | 2025-09-19
DIATHERMY MACHINE | DIATHERMY MACHINE | OLYMPUS | UES-40 | 2012-03-16 | 6000 | 2022-06-20 | 2025-01-12
DIATHERMY MACHINE | DIATHERMY MACHINE | OLYMPUS | UES-40 | 2012-03-16 | 6000 | 2022-12-21 09:01 | 2025-01-11
DIATHERMY MACHINE | DIATHERMY MACHINE | OLYMPUS | UES-40 | 2012-03-16 | 6000 | 2024-03-01 | 2025-02-15
NEBULIZER | NEBULIZER | MEDIC AID | PORTANEB | 2012-03-09 | 126
RESUSCITATION CART | EMERGENCY CRASH TROLLEY | DISTINCTIVE MEDICAL | 11494 | 2012-07-31 | 1428
RESUSCITATION CART | EMERGENCY CRASH TROLLEY | DISTINCTIVE MEDICAL | 11494 | 2012-07-31 | 1428
RESUSCITATION CART | EMERGENCY CRASH TROLLEY | DISTINCTIVE MEDICAL | 11494 | 2012-07-31 | 1428
OPERATING TABLE | LEG BRACE | AMATECH LTD | F-LH350 | 2012-02-21 | 1500
OPERATING TABLE | LEG BRACE | AMATECH LTD | F-LH350 | 2012-02-21 | 1500 | 2021-11-17 | 2025-11-15
OPERATING TABLE | LEG BRACE | AMATECH LTD | F-LH350 | 2012-02-21 | 1500
OPERATING TABLE | LEG BRACE | AMATECH LTD | F-LH350 | 2012-02-21 | 1500
OPERATING TABLE | LEG BRACE | AMATECH LTD | F-LH350 | 2012-02-21 | 1500
OPERATING TABLE | LEG BRACE | AMATECH LTD | F-LH350 | 2012-02-21 | 1500
OPERATING TABLE | LEG BRACE | AMATECH LTD | F-LH350 | 2012-02-21 | 1500
NERVE STIMULATOR | NERVE STIMULATOR | TENSCARE | XL-Y1 | 2012-03-14 | 180
NERVE STIMULATOR | NERVE STIMULATOR | TENSCARE | XL-Y1 | 2012-03-14 | 180
NEBULIZER | NEBULIZER | MEDIX LTD | WORLD-TRAVEL | 2012-02-10 | 180
OPHTHALMOSCOPE-INDIRECT | INDIRECT WITH CHARGER | KEELER | ALL PUPIL II WIRELES | 2012-01-31 | 2640 | 2021-12-07 | 2025-06-15
ENDOSCOPE | RIGID ENDOSCOPE - CONMED | CONMED | RIGID ENDOSCOPE - CONMED | 2011-04-01 | 3000
NEBULIZER | NEBULIZER | MEDIC AID | PORTANEB- INTER-ASF | 1997-01-01 | 130.8
WHEELCHAIR | WHEELCHAIR | NA | PLEASE ENTER MODEL! (276) | 2012-10-02 | 360
WHEELCHAIR | WHEELCHAIR | NA | PLEASE ENTER MODEL! (276) | 2012-10-02 | 360
VENTILATOR | VENTILATOR | BREAS MEDICAL | NIPPY CLEARWAY | 2021-08-06 | 5400 | 2024-09-26 | 2025-09-11
ULTRASOUND SCANNER - BLADDER | ULTRASOUND SCANNER - BLADDER | MCUBE TECHNO | BIOCON-700 | 2014-10-07 | 6600 | 2024-09-17 | 2025-04-01
SPEECH AID | SPEECH AID - DIGITAL | SERVOX | LA-2.40 | 2015-07-22 | 624
SUCTION CONTROLLER | HIGH SUCTION CONTROLLER | THERAPY EQUIPMENT | DIAMOND RANGE HIGH | 2015-06-04 | 86.4
GAS REGULATOR & FLOWMETER | MICRO FLOWMETER | BPR MEDICAL | 816-0003 | 2012-09-07 | 220.8 | 2021-09-17 | 2033-09-17
GAS REGULATOR & FLOWMETER | MICRO FLOWMETER | BPR MEDICAL | 816-0003 | 2012-09-07 | 220.8 |  | 2024-09-07
GAS REGULATOR & FLOWMETER | MICRO FLOWMETER | BPR MEDICAL | 816-0003 | 2012-09-07 | 220.8 |  | 2024-09-07
AUDIO DOPPLER | AUDIO DOPPLER | HUNTLEIGH | D930 EURO | 2012-10-29 | 343.2
AUDIO DOPPLER | AUDIO DOPPLER | HUNTLEIGH | D930 EURO | 2012-10-29 | 343.2
AUDIO DOPPLER | AUDIO DOPPLER | HUNTLEIGH | D930 EURO | 2012-11-12 | 343.2
AUDIO DOPPLER | AUDIO DOPPLER | HUNTLEIGH | D930 EURO | 2012-11-12 | 343.2
CENTRIFUGE | CENTRIFUGE | EPPENDORF | 5702 RH | 2012-10-15 | 3600 | 2023-11-27 | 2024-11-27
SCALES | SCALES - STAND ON | MARSDEN | MS-4203 | 2012-10-04 | 216 | 2021-03-23 | 2024-11-15
EEG RECORDER | HAND HELD CFM | EMS | UNIQUE | 2012-09-26 | 1200 | 2024-01-26 | 2025-01-26
HUMIDIFIER | HUMIDIFIER | F & P | MR850 | 2012-10-18 | 1200 | 2024-09-23 | 2025-10-01
MONITOR AND PRINTER CALIBRATOR | MONITOR AND PRINTER CALIBRATOR | X-RITE | COLOR MUNKI | 2012-11-22 | 336.96
PRESSURE GAUGE | PRESSURE METER LP | COMARK | C9555 | 2012-11-15 | 425.4 | 2024-01-03 | 2025-01-03
WHEELCHAIR | WHEELCHAIR | NA | PLEASE ENTER MODEL! (276) | 2012-11-19 | 360
WHEELCHAIR | WHEELCHAIR | NA | PLEASE ENTER MODEL! (276) | 2012-11-19 | 360
SCALES | SCALES - PRESISION COUNTING | MY WEIGH | CTS 6000 | 2014-02-19 | 166.8 | 2021-12-17
PRESSURE GAUGE | PRESSURE METER LP | COMARK | C9555 | 2012-10-15 | 352.8 | 2024-01-22 | 2025-01-22
SUCTION - DENTAL | DENTAL SUCTION PLANT | CATTANI ESAM | TURBO SMART + 1NV + 1P | 2012-09-21 | 2400 | 2024-08-21 | 2025-01-20
SUCTION - DENTAL | DENTAL SUCTION PLANT | CATTANI ESAM | TURBO SMART + 1NV + 1P | 2012-09-21 | 2400 | 2024-08-21 | 2025-01-20
SUCTION - DENTAL | DENTAL SUCTION PLANT | CATTANI ESAM | TURBO SMART + 1NV + 1P | 2012-09-21 | 2400 | 2024-08-21 | 2025-01-20
SUCTION - DENTAL | DENTAL SUCTION PLANT | CATTANI ESAM | TURBO SMART + 1NV + 1P | 2012-09-21 | 2400 | 2024-08-21 | 2025-01-20
SUCTION - DENTAL | DENTAL SUCTION PLANT | CATTANI ESAM | TURBO SMART + 1NV + 1P | 2012-09-21 | 2400 | 2024-08-21 | 2025-01-20
SUCTION - DENTAL | DENTAL SUCTION PLANT | CATTANI ESAM | TURBO SMART + 1NV + 1P | 2012-09-21 | 2400 | 2024-08-21 | 2025-01-20
MEDICAL AIR PLANT | MEDICAL AIR PLANT - DUPLEX | CATTANI ESAM | C.TAND.3C+PR.+CONTAORE | 2012-09-21 | 3600 | 2024-08-21 | 2025-01-20
MEDICAL AIR PLANT | MEDICAL AIR PLANT - DUPLEX | CATTANI ESAM | C.TAND.3C+PR.+CONTAORE | 2012-09-21 | 3600 | 2024-08-21 | 2025-01-20
MEDICAL AIR PLANT | MEDICAL AIR PLANT - DUPLEX | CATTANI ESAM | C.TAND.3C+PR.+CONTAORE | 2012-09-21 | 3600 | 2024-08-21 | 2025-01-20
DIATHERMY MACHINE | ELECTROSURGERY UNIT (ESU) | MEDTRONIC | 1190A-230A | 2012-10-15 | 22213.2 | 2024-02-01 | 2025-02-01
ULTRASONIC DISINTEGRATOR | CAVATIONAL ULTRASONIC SURGICAL ASPIRATION (CUSA) | VALLEYLAB | CUSA EXCEL | 2012-10-11 | 59994 | 2023-05-25 | 2024-05-25
ANAESTHETIC MACHINE | ANAESTHETIC MACHINE - AESTIVA INDUCTION COMPACT | DATEX-OHMEDA | AESTIVA INDUCTION | 2012-10-01 | 11352.432 | 2024-02-05 | 2025-02-05
SAFETY TESTERS | ELECTRICAL SAFETY ANALYSER | FLUKE | ESA620 | 2012-09-19 | 5040 | 2024-02-28 | 2025-02-28
SPO2 FINGER PROBE | SPO2 FINGER PROBE | ANANDIC | MINOLTA SR-5C | 2011-06-20 | 192
SCALES | SCALES - STAND ON | MARSDEN | MPMS-250 | 2013-10-14 | 360 | 2021-03-23 | 2024-11-15
SCALES | SCALES - STAND ON | SECA | 761 | 2013-09-07 | 78 | 2021-03-23 | 2024-11-15
SCALES | SCALES - STAND ON | MARSDEN | MPMS-250 | 2013-10-14 | 360 | 2021-03-23 | 2024-11-15
SCALES | SCALES - FLUID | TERAOKA | DS-502 | 2013-09-07 | 226.8 | 2023-12-11 | 2024-11-15
LIGHT CURE UNIT | PEN STYLE CURING LIGHT | DENTSPLY LTD | SMARTLITE PS | 2012-11-15 | 240
LIGHT CURE UNIT | PEN STYLE CURING LIGHT | DENTSPLY LTD | SMARTLITE PS | 2012-11-15 | 240
VIBRATOR PLASTER | VIBRATOR PLASTER | RENFERT | VIBRAX | 2012-11-06 | 720 | 2024-03-11 | 2026-06-17
SLIT LAMP TABLE | SLIT LAMP TABLE | HAAG STREIT | HSM-901/M | 2012-10-26 | 6600 | 2024-02-15 | 2025-02-05
LIGHT CURE UNIT | LED LIGHT CURE | SATELEC | MINI LED | 2012-10-16 | 744 | 2022-07-15 | 2025-03-18
HANDPIECE MICROMOTOR | HANDPIECE MICROMOTOR | W&H UK LTD | EA-51LT | 2012-10-12 | 240
SAFETY TESTERS | FIXED EQUIPMENT/WIRING SAFETY TESTER | METREL | EUROTEST EASI-M13100 | 2012-09-27 | 480 | 2023-11-15 | 2024-11-15
TONOMETER | APPLANATION TONOMETER | REICHERT-J | TONO-PEN AVIA | 2012-09-12 | 2160
SCALES | SCALES - FLUID | TERAOKA | DS-502 | 2013-09-17 | 120 | 2023-11-28 | 2024-11-15
SCALES | SCALES - CHAIR | SECA | 959 | 2013-09-19 | 720 | 2021-01-17 | 2024-11-15
SCALES | SCALES - FLUID | SALTER | 9000 | 2012-09-01 | 19.2 | 2022-11-15 20:43 | 2024-11-15
COUCH | DAY SURGERY TROLLEY | ANETIC AID | QA3 VERSION 2 | 2013-06-13 | 3120 | 2024-09-23 | 2027-09-23
NEBULIZER HEATER | NEBULIZER HEATER | HUDSON RCI | AQUATHERM III | 2012-09-03 | 352.8
VITAL SIGNS MONITOR | VITAL SIGNS MONITOR: NIBP, SPO2, TEMP | WELCH ALLYN | 53NTO (VSM 300) | 2012-09-04 | 1158 |  | 2024-10-15
VITAL SIGNS MONITOR | VITAL SIGNS MONITOR: NIBP, SPO2, TEMP | WELCH ALLYN | 53NTO (VSM 300) | 2012-09-04 | 1158 |  | 2024-06-15
VITAL SIGNS MONITOR | VITAL SIGNS MONITOR: NIBP, SPO2, TEMP | WELCH ALLYN | 53NTO (VSM 300) | 2012-09-04 | 1158 | 2024-03-19 | 2027-03-19
VITAL SIGNS MONITOR | VITAL SIGNS MONITOR: NIBP, SPO2, TEMP | WELCH ALLYN | 53NTO (VSM 300) | 2012-09-04 | 1158 | 2023-04-27 | 2026-04-27
COAGULATION TIMER | HANDHELD BASE UNIT FOR COAGULATION TIMER | ROCHE LTD | 4803710 | 2012-12-12 | 840
COAGULATION TIMER | COAGULATION TIMER - HAND HELD UNIT | ROCHE LTD | COAGUCHEK XS PLUS | 2012-08-22 | 974.316
DIALYSIS CHAIR | DIALYSIS AND TREATMENT CHAIR | PROMOTAL | 3181 | 2012-08-21 | 2400 |  | 2024-09-15
IRRIGATION SYSTEM | IRRIGATION SYSTEM (ENDOSCOPY) | BYRNE MEDICAL | EGP-100 | 2012-08-29 | 1174.8 | 2024-09-12 | 2025-09-12
STANDING AID | STANDING AID | ARJO HUNTLEIGH | STEDY | 2012-08-13 | 738 | 2023-07-18 | 2024-07-18
NEBULIZER | NEBULIZER | MEDIC AID | PORTANEB | 2012-08-22 | 126
SUCTION CONTROLLER | SUCTION CONTROLLER | EAST HEALTH | HIGH-SUCTION | 2012-07-26 | 240
SCALES | SCALES - HOIST | LIKO | 2835 | 2012-06-29 | 360 | 2023-11-29 | 2024-11-15
AUDIO DOPPLER | AUDIO DOPPLER | HUNTLEIGH | D900 | 2012-11-21 | 336
TRANSCUT NERVE STIMULATOR | DUAL CHANNEL STIMULATOR | EVERYWAY MED | TPN-EX | 2012-08-22 | 60
TRANSCUT NERVE STIMULATOR | DUAL CHANNEL STIMULATOR | EVERYWAY MED | TPN-EX | 2012-08-22 | 60
TRANSCUT NERVE STIMULATOR | DUAL CHANNEL STIMULATOR | EVERYWAY MED | TPN-EX | 2012-08-22 | 60
SUCTION UNIT | SUCTION - LAERDAL - BATTERY | LAERDAL | LSU-2 | 2012-08-10 | 816 | 2023-10-09 | 2026-10-09
TYMPANIC THERMOMETER | TYMPANIC THERMOMETER | BRAUN | PRO 4000 | 2012-07-24 | 60 | 2022-04-29 | 2023-07-01
SUCTION UNIT | SUCTION - LAERDAL - BATTERY | LAERDAL | LSU-2 | 2014-02-04 | 816 | 2024-01-12 | 2027-01-12
AUDIO DOPPLER | AUDIO DOPPLER | HUNTLEIGH | D930 EURO | 2012-09-24 | 343.2
AUDIO DOPPLER | AUDIO DOPPLER | HUNTLEIGH | D930 EURO | 2012-09-24 | 343.2
AUDIO DOPPLER | AUDIO DOPPLER | HUNTLEIGH | D930 EURO | 2012-09-24 | 343.2
SPHYGMOMANOMETER | SPHYGMOMANOMETER | ACCOSON LTD | DESK | 2012-09-18 | 61.8 | 2022-11-29 12:11 | 2024-11-01
SUCTION UNIT | TWIN MOBILE SUCTION UNIT | THERAPY EQUIPMENT | 7763 | 2012-08-31 | 375.6
PATIENT TEMPERATURE MANAGEMENT SYSTEM | NEONATAL HEATER COOLER | TEC COM GMBH | TECOTHERM NEO | 2012-08-29 | 18740.88 | 2023-10-16 | 2024-10-01
SPHYGMOMANOMETER | SPHYGMOMANOMETER | ACCOSON LTD | DESK | 2012-08-20 | 42 | 2023-05-18 | 2025-06-01
SCALES | SCALES - FLUID | TERAOKA | DS-502 | 2012-08-08 | 226.8 | 2023-12-07 | 2024-11-15
SCALES | SCALES - FLUID | TERAOKA | DS-502 | 2012-08-02 | 226.8 | 2023-11-28 | 2024-11-15
ULTRASOUND PROBE | CURVILINEAR ULTRASOUND PROBE | GE LIMITED | C4-8-D | 2021-01-08 | 6000
ULTRASOUND PROBE | ULTRASOUND PROBE | GE LIMITED | C1-5-D | 2021-01-01 | 6000
CARDIOTOCOGRAPH | AVALON FM30 MONITOR | PHILIPS LTD | M2703A | 2012-06-14 | 8886.18 | 2023-10-03 | 2024-11-01
CARDIOTOCOGRAPH | AVALON FM30 MONITOR | PHILIPS LTD | M2703A | 2012-06-14 | 8886.192 | 2023-09-27 | 2024-11-01
CARDIOTOCOGRAPH | AVALON FM20 MONITOR | PHILIPS LTD | M2702A | 2012-06-14 | 8886.18 | 2023-10-02 | 2024-11-01
CARDIOTOCOGRAPH | AVALON FM20 MONITOR | PHILIPS LTD | M2702A | 2012-06-14 | 8886.18 | 2024-10-03 | 2025-10-03
BATTERY PACK | BATTERY PACK | ARJO HUNTLEIGH | 24V BATTERY | 2012-06-20 | 204
BATTERY PACK | BATTERY PACK | ARJO HUNTLEIGH | KPA0100 | 2012-06-20 | 204
PMG TERMINALS | O2 SPLITTER - PLASTIC FITTINGS | THERAPY EQUIPMENT | 6111P | 2012-06-14 | 109.2
VACUUM SPLITTER | VACUUM SPLITTER | THERAPY EQUIPMENT | 6114P | 2012-06-13 | 96
OAE SCREENER | OAE SCREENER | GN OTOMETRIC | ACCUSCREEN | 2012-02-09 | 7200 | 2024-03-14 | 2025-03-14
OAE SCREENER | OAE SCREENER | GN OTOMETRIC | ACCUSCREEN | 2012-02-09 | 7200 | 2024-03-18 | 2025-03-18
OAE SCREENER | OAE SCREENER | GN OTOMETRIC | ACCUSCREEN | 2012-02-09 | 7200 | 2024-03-14 | 2025-03-14
OAE SCREENER | OAE SCREENER | GN OTOMETRIC | ACCUSCREEN | 2012-02-09 | 7200 | 2024-03-14 | 2025-03-14
OAE SCREENER | OAE SCREENER | GN OTOMETRIC | ACCUSCREEN | 2012-02-09 | 7200 | 2024-03-14 | 2025-03-14
OAE SCREENER | OAE SCREENER | GN OTOMETRIC | ACCUSCREEN | 2012-02-09 | 7200 | 2024-03-14 | 2025-03-14
SCALES | SCALES - INDUSTRIAL | MY WEIGH | HDCS-6020 | 2012-06-01 | 111.588 | 2021-03-23 | 2024-11-15
AUDIOMETER | AUDIOMETER BASE UNIT | GN OTOMETRIC | AURICAL FREEFIT - BASE UNIT | 2012-05-28 | 4359.804 | 2023-07-10 | 2024-07-10
AUDIOMETER | AUDIOMETER BASE UNIT | GN OTOMETRIC | AURICAL FREEFIT - BASE UNIT | 2012-05-28 | 4359.804 | 2023-10-06 | 2024-10-06
HEARING AID ANALYSER | REM HEADSET | GN OTOMETRIC | AURICAL FREEFIT - REM HEADSET | 2012-05-28 | 5096.868 | 2023-10-09 | 2024-10-09
HEARING AID ANALYSER | REM HEADSET | GN OTOMETRIC | AURICAL FREEFIT - REM HEADSET | 2012-05-28 | 5096.868 | 2023-08-24 | 2024-08-24
AUDIOMETER | AUDIOMETER BASE UNIT | GN OTOMETRIC | AURICAL FREEFIT - BASE UNIT | 2012-05-28 | 4359.804 | 2023-11-01
DIETARY FEED PUMP | ENTERAL FEEDING PUMP | NUTRICIA | FLOCARE INFINITY | 2012-05-21 | 960
ULTRASOUND SCANNER - BLADDER | ULTRASOUND SCANNER - BLADDER | BARD LTD | BARDSCAN IIS | 2012-12-04 | 10782 | 2024-07-22 | 2026-07-22
RADIOTHERAPY TREATMENT CHAIR | RADIOTHERAPY TREATMENT CHAIR - POWER ELEVATION | MANGAR AIDS | MANGAR PORTER | 2012-05-25 | 5114.88 | 2021-10-06 | 2023-10-06
CARDIAC STIMULATOR | CARDIAC STIMULATOR PC SYSTEM | MICROPACE | STIMCOR | 2012-07-27 | 24000
ELECTRO PHYSIOLOGICAL STIM | LABSYSTEM PRO EP RECORDING SYSTEM PC | BARD LTD | LS8900-00 | 2012-07-27 | 48000
CARDIAC STIMULATOR | CARDIAC STIMULATOR | MICROPACE | EPS320 | 2012-07-27 | 6000 | 2024-02-15 | 2025-02-15
ELECTRO PHYSIOLOGICAL STIM | ELECTROPHYSIOLOGY AMPLIFIER | BARD LTD | CLEARSIGN | 2012-07-27 | 24000 |  | 2025-07-15
DIATHERMY MACHINE | DIATHERMY MACHINE ESG-100 | OLYMPUS | ESG-100 | 2012-07-23 | 10894.128 | 2024-01-20 | 2025-01-20
POWERED TROLLEY | POWERED TROLLEY | NSPIRE HEALT | HDPFT 4000 N2 | 2012-07-12 | 6000
BODY CHAMBER | BODY CHAMBER - PLETHYSMOGRAPH | NSPIRE HEALT | HDPFT 4000 PLETH | 2012-07-12 | 19200
POWERED TROLLEY | POWERED TROLLEY | NSPIRE HEALT | HDPFT 4000 N2 | 2012-07-12 | 6000
BODY CHAMBER | BODY CHAMBER - PLETHYSMOGRAPH | NSPIRE HEALT | HDPFT 4000 PLETH | 2012-07-12 | 19200
POWERED TROLLEY | POWERED TROLLEY | NSPIRE HEALT | HDPFT 4000 N2 | 2012-07-12 | 6000
BODY CHAMBER | BODY CHAMBER - PLETHYSMOGRAPH | NSPIRE HEALT | HDPFT 4000 PLETH | 2012-07-12 | 19200
EXTENSION BLOCK | 4 WAY WATER-PROOF EXTENSION BLOCK | MEMO-INTERNAL | EXT BLOCK 4-WAY WP | 2012-07-10 | 259.2 | 2023-05-25 | 2024-05-25
SCALES | SCALES - STAND ON | MARSDEN | MS-4203 | 2012-06-28 | 240 | 2021-03-23 | 2024-11-15
TRANSPORT MONITOR | PATIENT MONITOR INTELLIVUE X2 | PHILIPS LTD | M3002A-X2 | 2015-06-02 | 6240
PATIENT MONITOR | PATIENT MONITOR INTELLIVUE MP30 | PHILIPS LTD | M8002A | 2015-06-02 | 6865.56
LAMP/MAGNIFYER | LAMP MAGNIFIER | PRO ELEC | HT-8093 | 2012-07-06 | 30
ULTRASOUND SYSTEM | SCOPE GUIDE | OLYMPUS | UPD-3 | 2012-06-28 | 48000 | 2023-04-11 13:56 | 2024-05-01
SUCTION UNIT | SUCTION - LAERDAL - BATTERY | LAERDAL | LSU-2 | 2013-01-10 | 816 | 2023-06-05 | 2024-06-05
SUCTION UNIT | SUCTION - LAERDAL - BATTERY | LAERDAL | LSU-2 | 2012-05-10 | 816 | 2022-10-07 | 2025-10-07
ELECTRIC BED | AFFINITY 4 | HILL-ROM | P3700D | 2012-06-20 | 7999.992 | 2023-12-21 | 2024-12-21
ELECTRIC BED | AFFINITY 4 | HILL-ROM | P3700D | 2012-06-20 | 7999.992 | 2023-08-29 | 2024-09-01
ELECTRIC BED | AFFINITY 4 | HILL-ROM | P3700D | 2012-06-20 | 7999.992 | 2023-08-16 | 2024-09-01
ELECTRIC BED | AFFINITY 4 | HILL-ROM | P3700D | 2012-06-20 | 7999.992 | 2022-09-13 | 2024-06-30
ELECTRIC BED | AFFINITY 4 | HILL-ROM | P3700D | 2012-06-20 | 7999.992 | 2024-06-10 | 2024-09-01
ELECTRIC BED | AFFINITY 4 | HILL-ROM | P3700D | 2012-06-20 | 7999.992 | 2023-10-19 | 2024-09-01
ELECTRIC BED | AFFINITY 4 | HILL-ROM | P3700D | 2012-06-20 | 7999.992 | 2023-08-03 | 2024-09-01
ELECTRIC BED | AFFINITY 4 | HILL-ROM | P3700D | 2012-06-20 | 7999.992 | 2023-11-02 | 2024-09-01
ELECTRIC BED | AFFINITY 4 | HILL-ROM | P3700D | 2012-06-20 | 7999.992 | 2023-09-22 | 2024-09-01
ELECTRIC BED | AFFINITY 4 | HILL-ROM | P3700D | 2012-06-20 | 7999.992 | 2023-12-20 | 2024-09-01
ELECTRIC BED | AFFINITY 4 | HILL-ROM | P3700D | 2012-06-20 | 7999.992 | 2023-11-24 | 2024-09-01
ELECTRIC BED | AFFINITY 4 | HILL-ROM | P3700D | 2012-06-20 | 7999.992 | 2023-08-29 | 2024-09-01
NEBULIZER HEATER | NEBULIZER HEATER | HUDSON RCI | AQUATHERM III | 2013-06-05 | 360 | 2023-09-13 | 2024-09-13
SPEECH AID | ELECTRONIC SPEECH AID | GRIFFIN PROD | TRUTONE ELECTROLARYN | 2012-07-27 | 360
SPEECH AID | ELECTRONIC SPEECH AID | GRIFFIN PROD | TRUTONE ELECTROLARYN | 2012-07-27 | 360
SPEECH AID | ELECTRONIC SPEECH AID | GRIFFIN PROD | TRUTONE ELECTROLARYN | 2012-07-18 | 510
SPHYGMOMANOMETER | DESK SPHYGMOMANOMETER | WELCH ALLYN | 7670-16 | 2012-06-22 | 96.624 | 2023-09-06 | 2024-09-06
SPEECH AID | ELECTRONIC SPEECH AID | GRIFFIN PROD | TRUTONE ELECTROLARYN | 2012-05-03 | 612
CENTRIFUGE | CENTRIFUGE - BENCHTOP | SORVALL | LEGEND MICRO 17 | 2012-10-10 | 1198.8 | 2023-12-01 | 2024-12-02
OXIMETER | PULSE OXIMETER | NELLCOR | PM100N-W | 2014-08-06 | 1200 | 2022-06-10 | 2025-06-10
SCANNER - DOCUMENT | SCANNER - COLOUR FLATBED | HP | SCANJET N6350 | 2013-04-10 | 720
SOFTWARE | MOSAIQ SOFTWARE | ELEKTA | MOSAIQ | 2011-03-31 | 1276392.636
STIMULATOR | STIMULATOR | GN RESOUND | AIRMATIC 2 | 2012-09-04 | 9360 | 2023-10-13 | 2024-10-13
DIAGNOSTIC SET | DIAGNOSTIC SET | HEINE | EN100 | 2012-05-03 | 788.4
SUCTION UNIT | SUCTION - LAERDAL - BATTERY | LAERDAL | LSU-2 | 2012-05-18 | 816 | 2022-06-07 | 2025-06-07
LASER PARTICLE COUNTER | LASER PARTICLE COUNTER | PARTICLE MEA | APC 9510 | 2012-05-22 | 7083.36 | 2023-04-13 11:54 | 2025-02-15
ENDOSCOPY VIDEO SYSTEM | ENDOSCOPY VIDEO CAMERA - TELEPACK X | KARL STORZ | 20045020 | 2012-05-25 | 18000
WARMING MATTRESS | WARMING MATTRESS - 3/4 LENGTH | INDITHERM | OTM2 | 2012-05-28 | 1020
HEADLIGHT SYSTEM | PORTABLE LED HEADLAMP | XENOSYS CO LTD | L2S09 | 2012-05-28 | 1200
ANTI-STATIC MAT | BURIED LAYER DISSIPATIVE MAT | RS | 233-468 | 2012-06-06 | 45.012 | 2023-01-26 08:37 | 2025-01-26
ANTI-STATIC MAT | BURIED LAYER DISSIPATIVE MAT | RS | 233-468 | 2012-06-01 | 56.268 | 2023-01-26 08:31 | 2025-01-26
SCALES | SCALES - FLUID | TERAOKA | DS-502 | 2012-05-28 | 226.8 | 2023-12-04 | 2024-11-15
SCALES | SCALES - STAND ON | SECA | 877 | 2012-05-30 | 300 | 2023-12-06 | 2024-11-15
SCALES | SCALES - FLUID | TERAOKA | DS-673SS-15KG | 2012-04-25 | 318 | 2023-11-28 | 2024-11-15
CONTAMINATION MONITOR | CONTAMINATION AND RADIATION METER | THERMO SCIENTIFIC | MINI 900 | 2012-04-23 | 540
VITAL SIGNS MONITOR | VITAL SIGNS MONITOR: NBP. | OMRON | 705IT | 2012-04-19 | 138
VITAL SIGNS MONITOR | VITAL SIGNS MONITOR: NBP. | OMRON | 705IT | 2012-04-19 | 138
VITAL SIGNS MONITOR | VITAL SIGNS MONITOR: NBP. | OMRON | 705IT | 2012-04-19 | 138
VITAL SIGNS MONITOR | VITAL SIGNS MONITOR: NBP. | OMRON | 705IT | 2012-04-19 | 138
VITAL SIGNS MONITOR | VITAL SIGNS MONITOR: NBP. | OMRON | 705IT | 2012-04-19 | 138
VITAL SIGNS MONITOR | VITAL SIGNS MONITOR: NBP. | OMRON | 705IT | 2012-04-19 | 138
VITAL SIGNS MONITOR | VITAL SIGNS MONITOR: NBP. | OMRON | 705IT | 2012-04-19 | 138
VITAL SIGNS MONITOR | VITAL SIGNS MONITOR: NBP. | OMRON | 705IT | 2012-04-19 | 138
VITAL SIGNS MONITOR | VITAL SIGNS MONITOR: NBP. | OMRON | 705IT | 2012-04-19 | 138
VITAL SIGNS MONITOR | VITAL SIGNS MONITOR: NBP. | OMRON | 705IT | 2012-04-19 | 138
VITAL SIGNS MONITOR | VITAL SIGNS MONITOR: NBP. | OMRON | 705IT | 2012-04-19 | 138
VITAL SIGNS MONITOR | VITAL SIGNS MONITOR: NBP. | OMRON | 705IT | 2012-04-19 | 138
VITAL SIGNS MONITOR | VITAL SIGNS MONITOR: NBP. | OMRON | 705IT | 2012-04-19 | 138
VITAL SIGNS MONITOR | VITAL SIGNS MONITOR: NBP. | OMRON | 705IT | 2012-04-19 | 138
VITAL SIGNS MONITOR | VITAL SIGNS MONITOR: NBP. | OMRON | 705IT | 2012-04-19 | 138
PATIENT HOIST | PATIENT HOIST - OVERHEAD | SWIFTAIR | SWIFTAIR ST2000 | 2012-08-22 | 900 | 2024-07-24 | 2025-01-24
PATIENT TRANSFER SYSTEM | PATIENT TRANSFER SYSTEM - PATIENT LIFT | HOVERTECH | HTAIR2300-A | 2012-08-10 | 2400 | 2023-06-21 | 2026-06-21
PATIENT TRANSFER SYSTEM | PATIENT TRANSFER SYSTEM - PATIENT LIFT | HOVERTECH | HTAIR2300-A | 2012-08-10 | 2400 | 2024-06-19 | 2025-06-19
TONOMETER | APPLANATION TONOMETER | REICHERT-J | TONO-PEN AVIA | 2012-08-03 | 2040
IMPLANT DRILL | IMPLANT DRILL | W&H UK LTD | SA-310 | 2012-07-30 | 3691.728 | 2024-05-02 | 2025-04-11
COLOUR MONITOR | FLAT SCREEN MONITOR | DELL COMPUTERS | E170SC | 2012-07-23 | 8400 | 2024-05-14 | 2025-01-01
AUTO REFRACT UNIT | PAEDIATRIC AUTOREFRACTOR | PLUSOPTIX | PLUSOPTIX 09 | 2012-07-23 | 9088.8 | 2024-02-16 | 2025-01-08
VITALITY SCANNER | VITALITY SCANNER | ANALYTIC TEC | 2006 | 2012-07-18 | 900
SCALES | SCALES - BODY COMPOSITION ANALYSER | SALTER | 9148 | 2012-07-13 | 240 | 2021-03-23 | 2024-11-15
LIGHT CURE UNIT | LED CURING LIGHT | SDI LIMITED | RADII | 2013-04-02 | 840 | 2024-05-17 | 2025-04-15
LIGHT CURE UNIT | LIGHT CURE UNIT | ORMCO | DEMI ORTHO | 2012-04-16 | 756 | 2023-07-27 | 2024-07-27
WAX BATH | WAX BATH | INTERLAB PRO | NO.6B | 2012-06-21 | 240 | 2021-12-20 | 2025-06-18
SUCTION UNIT | SUCTION - LAERDAL - BATTERY | LAERDAL | LSU-2 | 2012-06-27 | 816 | 2024-02-23 | 2027-02-23
EXAMINATION LAMP | LAMP/MAGNIFYER | LUXO | LFM101 | 2012-06-13 | 213.6 | 2024-01-30 | 2024-12-20
PACHYMETER | PACHYMETER | MICROMEDICAL | PALMSCAN AP2000 | 2012-05-21 | 5760 | 2024-01-30 | 2024-12-20
SCALES | SCALES - BABY | SECA | 385 | 2012-04-27 | 240 | 2023-12-06 | 2024-11-15
SPEECH AID | COMMUNICATION AID | ATTAINMENT | GO TALK 9+ | 2012-04-20 | 150
LIGHTWRITER | LIGHTWRITER | T.CHURCHILL | LW40 | 2012-04-20 | 3960
BOTTLE WARMER | BOTTLE AND BABY FOOD WARMER | BOOTS | 15-00010 | 2012-04-18 | 60 | 2022-07-21 | 2025-03-18
BOTTLE WARMER | BOTTLE AND BABY FOOD WARMER | BOOTS | 15-00010 | 2012-04-18 | 42 | 2021-08-19 | 2024-07-15
BOTTLE WARMER | BOTTLE AND BABY FOOD WARMER | BOOTS | 15-00010 | 2012-04-18 | 60 | 2024-06-24 | 2025-06-28
BOTTLE WARMER | BOTTLE AND BABY FOOD WARMER | BOOTS | 15-00010 | 2012-04-18 | 60 | 2022-06-22 | 2025-03-18
BOTTLE WARMER | BOTTLE AND BABY FOOD WARMER | BOOTS | 15-00010 | 2012-04-18 | 60 | 2019-10-15 | 2024-07-15
TONOMETER | TONOMETER | MAINLINE LTD | TA03 ICARE PRO | 2012-04-18 | 1200
TILT CHAIR | ELECTRICALLY RECLINING ARMCHAIR ON CASTORS | OCURA HEALTHCARE FURNITURE LIMITED | BE1264 | 2024-07-31 | 7140 |  | 2027-08-01
BAG SEALER | BAG SEALER | AUDION | 621-MG-4K | 2013-06-05 | 1800 | 2024-08-28 | 2025-08-28
WATER BATH | SPLINT PAN WATER BATH | NICKEL ELECTRO | PB56 | 2013-05-29 | 2400 | 2023-07-11 | 2025-07-15
WATER BATH | SPLINT PAN WATER BATH | NICKEL ELECTRO | BP28 | 2013-05-29 | 1800 | 2023-04-13 16:36 | 2024-04-13
BOTTLE WARMER | BOTTLE AND BABY FOOD WARMER | BOOTS | 15-00010 | 2012-04-16 | 60 | 2022-07-22 | 2025-03-18
BOTTLE WARMER | BOTTLE AND BABY FOOD WARMER | BOOTS | 15-00010 | 2012-04-16 | 60 | 2023-08-21 | 2024-08-21
BOTTLE WARMER | BOTTLE AND BABY FOOD WARMER | BOOTS | 15-00010 | 2012-04-16 | 60 | 2023-08-23 | 2024-08-23
BOTTLE WARMER | BOTTLE AND BABY FOOD WARMER | BOOTS | 15-00010 | 2012-04-16 | 60 | 2022-07-15 | 2025-03-18
LIGHT CURE UNIT | LED LIGHT CURE | SATELEC | MINI LED | 2012-04-17 | 744 | 2022-07-18 | 2025-03-18
LIGHT CURE UNIT | LIGHT CURE UNIT | ORMCO | DEMI ORTHO | 2012-04-16 | 756 | 2022-02-09 | 2025-03-18
LIGHT CURE UNIT | LIGHT CURE UNIT | ORMCO | DEMI ORTHO | 2012-04-16 | 756 | 2022-02-09 | 2025-03-18
POWERED TABLE | POWERED TABLE | ZEISS | GR860 | 2012-04-13 | 1200
OVEN INCUBATOR | OVEN INCUBATOR/FLUID WARMER | CARBOLITE | PN30 | 2012-04-13 | 1200 | 2024-02-16 | 2024-12-06
LIGHT SOURCE | LIGHT SOURCE - LED | OLYMPUS | WA91502A | 2012-04-10 | 1440
LIGHT SOURCE | LIGHT SOURCE - LED | OLYMPUS | WA91502A | 2012-04-10 | 1440
LASER - CLASS 4 | PHACO EMULSIFIER - VISION SYSTEM | ALCON | CONSTELLATION | 2012-04-02 | 60000 | 2024-04-26 | 2025-04-26
SCALES | SCALES - HOIST | MARSDEN | HOISTWEIGHER | 2012-03-27 | 600 | 2023-12-06 | 2024-11-15
SCALES | SCALES - HOIST | MARSDEN | HOISTWEIGHER | 2012-03-27 | 600 | 2021-03-23 | 2024-11-15
DIAGNOSTIC SYSTEM | DIAGNOSTIC SYSTEM | WELCH ALLYN | 767 DIAGNOSTIC SYSTEM | 2012-03-23 | 600
SPHYGMOMANOMETER | SPHYGMOMANOMETER | SPEIDEL & KE | MAXI STABIL 3 | 2010-01-01 | 90
COAGULATION TIMER | HANDHELD BASE UNIT FOR COAGULATION TIMER | ROCHE LTD | 4803710 | 2012-04-05 | 840
COAGULATION TIMER | HANDHELD BASE UNIT FOR COAGULATION TIMER | ROCHE LTD | 4803710 | 2012-04-05 | 840
OPERATING TABLE | OPERATING TABLE | ESCHMANN | T-20-M+OP-TABLE | 2012-03-27 | 57098.376 | 2024-06-14 | 2025-06-14
EXTENSION BLOCK | 4 WAY WATER-PROOF EXTENSION BLOCK | MEMO-INTERNAL | EXT BLOCK 4-WAY WP | 2012-03-26 | 180 | 2023-04-15 14:41 | 2025-07-15
EXTENSION BLOCK | 4 WAY WATER-PROOF EXTENSION BLOCK | MEMO-INTERNAL | EXT BLOCK 4-WAY WP | 2012-03-26 | 180 |  | 2025-07-15
MEDI GAS CHECK | MEDI GAS TESTER | BEDFONT SCIENTIFIC | G210 | 2012-03-15 | 9475.2
SUCTION UNIT | SUCTION - LAERDAL - BATTERY | LAERDAL | LSU-2 | 2016-01-25 | 816 | 2023-11-15 | 2026-11-15
APNEA SCREEN | POLYSOMNOGRAPHY UNIT | S-MED LTD | SOMNOSCREEN PSG | 2015-03-25 | 18000
DIATHERMY TESTER | DIATHERMY LEAD TESTER | NEWCO LTD | DTU6 | 2012-04-13 | 2280
DIATHERMY TESTER | DIATHERMY LEAD TESTER | NEWCO LTD | DTU6 | 2012-04-13 | 2280
SAFETY TESTERS | ELECTRICAL SAFETY ANALYSER | FLUKE | ESA620 | 2012-03-13 | 5040 | 2024-04-09 | 2025-04-09
SCALES | SCALES - CHAIR BARIATRIC | MARSDEN | M-200 | 2012-02-23 | 600 | 2023-11-28 | 2024-11-15
SCALES | SCALES - BABY | SECA | 336 | 2012-03-15 | 320.652 | 2023-12-07 | 2024-11-15
SCALES | SCALES - BABY | SECA | 336 | 2012-03-15 | 320.652 | 2023-12-07 | 2024-11-15
MICROBLENDER | AIR/OXYGEN BLENDER | BIOMED DEVICES | 2003I | 2012-03-07 | 960 | 2023-11-24 | 2024-07-19
MICROBLENDER | AIR/OXYGEN BLENDER | BIOMED DEVICES | 2003I | 2012-03-07 | 960 | 2022-06-09 | 2024-06-09
HUMIDIFIER | HUMIDIFIER | F & P | MR850 | 2012-03-06 | 1440 | 2024-08-05 | 2025-08-05
HUMIDIFIER | HUMIDIFIER | F & P | MR850 | 2012-03-06 | 1440 | 2021-11-10 | 2024-12-01
SCALES | SCALES - BABY | SECA | 384 | 2012-02-23 | 210 | 2022-11-25 14:10 | 2024-11-15
PATIENT TEMPERATURE MANAGEMENT SYSTEM | CUDDLECOT COOLING SYSTEM | FLEXMORT | CUDDLECOT | 2012-02-15 | 2016 | 2023-09-27 | 2024-09-27
PATIENT TEMPERATURE MANAGEMENT SYSTEM | CUDDLECOT COOLING SYSTEM | FLEXMORT | CUDDLECOT | 2012-02-15 | 2016 | 2023-09-29 | 2024-09-29
DYNAMOMETER | PINCH GAUGE | BASELINE | Pinch Dynamometer | 2012-02-16 | 144
ULTRASOUND PROBE | ULTRASOUND PROBE | FUJIFILM SONOSITE | SLAX | 2012-03-05 | 2400
VENTILATOR | VENTILATOR - EVITA INFINITY | DRAEGER | EVITA V500 | 2012-03-19 | 35548.98 | 2024-10-09 | 2025-08-15
VITAL SIGNS MONITOR | VITAL SIGNS MONITOR : NIBP, SPO2 | WELCH ALLYN | 53N00 (VSM 300) | 2012-03-06 | 2700 |  | 2024-02-14
ELECTRIC BED | ELECTRIC BED | LINET UK | ELEGANZA SMART PAED | 2012-03-05 | 1593.12 | 2023-04-19 | 2024-04-19
ELECTRIC BED | ELECTRIC BED | LINET UK | ELEGANZA SMART PAED | 2012-03-05 | 1593.12 | 2024-01-05 | 2025-01-05
ELECTRIC BED | ELECTRIC BED | LINET UK | ELEGANZA SMART PAED | 2012-03-05 | 1593.12 | 2022-09-13 11:10 | 2024-11-01
ELECTRIC BED | ELECTRIC BED | LINET UK | ELEGANZA SMART PAED | 2012-03-05 | 1593.12 | 2024-07-28 | 2025-07-28
SUCTION UNIT | SUCTION - LAERDAL - BATTERY | LAERDAL | LSU-2 | 2012-03-14 | 816 | 2022-11-04 11:49 | 2025-11-04
MULTI-MEASUREMENT SERVER | MULTI-MEASUREMENT SERVER | PHILIPS LTD | M3001A | 2012-02-27 | 3372
CENTRIFUGE REFRIGERATED | BENCH TOP CENTRIFUGE | HETTICH | UNIVERSAL 320 | 2012-02-16 | 5400 | 2019-06-06
ULTRASOUND SCALPEL GENERATOR | ULTRASONIC HARMONIC SCALPEL | J&J | GEN 11 | 2012-02-14 | 10200 | 2024-09-19 | 2025-09-19
ULTRASOUND SCALPEL GENERATOR | ULTRASONIC HARMONIC SCALPEL | J&J | GEN 11 | 2012-02-14 | 10200 | 2024-09-19 | 2025-09-19
SCALES | SCALES - STAND ON | MARSDEN | MS-4202L | 2012-03-15 | 267.432 | 2021-04-14 | 2024-11-15
TONOMETER | TONOMETER | KEELER | 2401-P-2698 | 2012-02-28 | 720
APEX LOCATOR | APEX LOCATOR | DENTSPLY LTD | RAY-PEX 5 | 2012-02-22 | 600 | 2022-11-08 14:51 | 2024-10-16
HANDPIECE | DENTAL HANDPIECE | KAVO | 640B | 2012-03-28 | 927.6
POWER SUPPLY | POWER SUPPLY | DRAEGER | IDS PSU | 2011-06-17 | 960
CHIROPODY CHAIR | ONCOLOGY TREATMENT CHAIR | COSMODERM | DS3 | 2012-02-03 | 3780 | 2019-09-05 | 2024-09-15
CHIROPODY CHAIR | ONCOLOGY TREATMENT CHAIR | COSMODERM | DS3 | 2012-02-03 | 3780 |  | 2024-08-15
CHIROPODY CHAIR | ONCOLOGY TREATMENT CHAIR | COSMODERM | CA1706 HANOVER ONCOLOGY CHAIR | 2012-02-03 | 3780 | 2024-04-10 | 2026-03-14
CHIROPODY CHAIR | ONCOLOGY TREATMENT CHAIR | COSMODERM | DS3 | 2012-02-03 | 3780 |  | 2024-08-15
SUCTION UNIT | SUCTION - LAERDAL - BATTERY | LAERDAL | LSU-2 | 2012-01-26 | 816 | 2022-12-29 11:57 | 2025-12-29
RESPIRATOR | RESPIRATOR | BIRD | MK7 | 2012-02-07 | 600 | 2024-10-22 | 2025-10-22
PATIENT MONITOR | PATIENT MONITOR INTELLIVUE MP5 | PHILIPS LTD | M8105A | 2011-11-09 | 7436.016 | 2023-06-08 | 2026-06-08
SUCTION UNIT | SUCTION - LAERDAL - BATTERY | LAERDAL | LSU-2 | 2012-01-19 | 816 | 2022-10-14 | 2025-10-14
ULTRASONIC UNIT | POWER INSTRUMENTAL DRIVER (CORE) | STRYKER | 5400-050-000 | 2012-01-18 | 13800 | 2024-03-22 | 2025-05-27
CORDLESS DRILL | CORDLESS DRILL | SKIL MASTER | 2712 | 2012-06-19 | 201.6
VITAL SIGNS MONITOR | VITAL SIGNS MONITOR: NBP/SPO2/TEMP. | WELCH ALLYN | SPOT 420(NBP/SPO2) | 2012-02-07 | 2400 | 2024-07-26 | 2027-07-26
CO2 MODULE | MODULE CO2 MICROSTREAM | PHILIPS LTD | M3015A | 2011-12-16 | 3360 | 2024-10-15 | 2025-10-15
CO2 MODULE | MODULE CO2 MICROSTREAM | PHILIPS LTD | M3015A | 2011-12-16 | 3360 | 2023-10-09 | 2025-09-01
MODULE HOLDER | MODULE HOLDER | PHILIPS LTD | M8048A | 2011-12-16 | 4800 | 2022-04-21 | 2027-04-21
MODULE HOLDER | MODULE HOLDER | PHILIPS LTD | M8048A | 2011-12-16 | 4800 | 2022-04-21 | 2027-04-21
MODULE HOLDER | MODULE HOLDER | PHILIPS LTD | M8048A | 2011-12-16 | 4800 | 2022-04-21 | 2027-04-21
MODULE HOLDER | MODULE HOLDER | PHILIPS LTD | M8048A | 2011-12-16 | 4800 | 2022-06-20 | 2027-06-20
MODULE HOLDER | MODULE HOLDER | PHILIPS LTD | M8048A | 2011-12-16 | 4800 | 2022-06-20 | 2027-06-20
MODULE HOLDER | MODULE HOLDER | PHILIPS LTD | M8048A | 2011-12-16 | 4800 | 2022-06-20 | 2027-06-20
MODULE HOLDER | MODULE HOLDER | PHILIPS LTD | M8048A | 2011-12-16 | 4800 | 2022-04-21 | 2027-04-21
MODULE HOLDER | MODULE HOLDER | PHILIPS LTD | M8048A | 2011-12-16 | 4800 | 2022-06-20 | 2027-06-20
PATIENT MONITOR | PATIENT MONITOR INTELLIVUE | PHILIPS LTD | MX800 | 2012-01-23 | 20444.616 | 2022-04-21 | 2027-04-21
PATIENT MONITOR | PATIENT MONITOR INTELLIVUE | PHILIPS LTD | MX800 | 2012-01-23 | 20444.616 | 2022-05-16 | 2027-05-16
PATIENT MONITOR | PATIENT MONITOR INTELLIVUE | PHILIPS LTD | MX800 | 2012-01-23 | 20444.616 | 2022-04-21 | 2027-04-21
PATIENT MONITOR | PATIENT MONITOR INTELLIVUE | PHILIPS LTD | MX800 | 2012-01-23 | 20444.616 | 2022-05-31 | 2027-05-31
PATIENT MONITOR | PATIENT MONITOR INTELLIVUE | PHILIPS LTD | MX800 | 2012-01-23 | 20444.616 | 2022-05-31 | 2027-05-31
PATIENT MONITOR | PATIENT MONITOR INTELLIVUE | PHILIPS LTD | MX800 | 2012-01-23 | 20444.616 | 2022-04-21 | 2027-04-21
PATIENT MONITOR | PATIENT MONITOR INTELLIVUE | PHILIPS LTD | MX800 | 2012-01-23 | 20444.616 | 2022-05-16 | 2027-05-16
PATIENT MONITOR | PATIENT MONITOR INTELLIVUE | PHILIPS LTD | MX800 | 2012-01-23 | 20444.592 | 2022-04-21 | 2027-04-21
TRANSPORT MONITOR | PATIENT MONITOR INTELLIVUE X2 | PHILIPS LTD | M3002A-X2 | 2011-12-15 | 1680 | 2022-09-08 | 2025-09-08
TRANSPORT MONITOR | PATIENT MONITOR INTELLIVUE X2 | PHILIPS LTD | M3002A-X2 | 2011-12-15 | 1680 | 2022-07-21 | 2025-07-21
TRANSPORT MONITOR | PATIENT MONITOR INTELLIVUE X2 | PHILIPS LTD | M3002A-X2 | 2011-12-15 | 1680 | 2022-08-31 | 2025-08-31
TRANSPORT MONITOR | PATIENT MONITOR INTELLIVUE X2 | PHILIPS LTD | M3002A-X2 | 2011-12-15 | 1680 | 2022-08-17 | 2025-08-17
TRANSPORT MONITOR | PATIENT MONITOR INTELLIVUE X2 | PHILIPS LTD | M3002A-X2 | 2011-12-15 | 1680 | 2022-09-02 | 2025-09-02
TRANSPORT MONITOR | PATIENT MONITOR INTELLIVUE X2 | PHILIPS LTD | M3002A-X2 | 2011-12-15 | 1680 | 2022-07-21 | 2025-07-21
TRANSPORT MONITOR | PATIENT MONITOR INTELLIVUE X2 | PHILIPS LTD | M3002A-X2 | 2011-12-15 | 1680 | 2022-08-18 | 2025-08-18
TRANSPORT MONITOR | PATIENT MONITOR INTELLIVUE X2 | PHILIPS LTD | M3002A-X2 | 2011-12-15 | 1680 | 2022-07-20 | 2025-07-20
TRANSPORT MONITOR | PATIENT MONITOR INTELLIVUE X2 | PHILIPS LTD | M3002A-X2 | 2011-12-15 | 1680 | 2022-08-02 | 2025-08-02
TRANSPORT MONITOR | PATIENT MONITOR INTELLIVUE X2 | PHILIPS LTD | M3002A-X2 | 2011-12-15 | 1680 | 2022-08-03 | 2025-08-03
TRANSPORT MONITOR | PATIENT MONITOR INTELLIVUE X2 | PHILIPS LTD | M3002A-X2 | 2011-12-15 | 1680 | 2022-07-21 | 2025-07-21
TRANSPORT MONITOR | PATIENT MONITOR INTELLIVUE X2 | PHILIPS LTD | M3002A-X2 | 2011-12-15 | 1680 | 2022-08-31 | 2025-08-31
NETWORK HUB/SWITCH | 24 PORT SWITCHING UNIT | CISCO SYSTEMS | MS4671 | 2011-12-15 | 240
WHEELCHAIR | MANUAL WHEELCHAIR - PAEDIATRIC | JENX | GAMMA | 2010-03-01 | 360
SUCTION CONTROLLER | SUCTION CONTROLLER | EAST HEALTH | HIGH-SUCTION | 2012-01-12 | 240
BP MODULE | IBP MODULE | DRAEGER | HEMOMED POD | 2012-01-12 | 2400
NERVE STIMULATOR | NERVE STIMULATOR | MEDIVAL | PLEXIVAL | 2012-01-05 | 564
ULTRASOUND SCALPEL GENERATOR | ULTRASONIC HARMONIC SCALPEL | J&J | GEN 11 | 2012-02-13 | 10200 | 2024-09-20 | 2025-09-20
ULTRASOUND SCALPEL GENERATOR | ULTRASONIC HARMONIC SCALPEL | J&J | GEN 11 | 2012-02-13 | 10200 | 2024-09-20 | 2025-09-20
SCALES | SCALES - FLUID | TERAOKA | DS-502 | 2012-02-06 | 226.8 | 2023-12-07 | 2024-11-15
ENDOSCOPY VIDEO SYSTEM | VIDEO LARYNGASCOPE | VERATHON MEDICAL INC | GLIDESCOPE COBALT AVL | 2012-02-06 | 7453.728 | 2021-03-29 | 2024-03-29
ULTRASOUND PROBE | 3D/4D TV PROBE | TOSHIBA MED | PVT-681MV | 2022-11-21 | 8400
SCALES | SCALES - FLUID | TERAOKA | DS-502 | 2012-01-23 | 226.8 | 2022-11-25 11:14 | 2024-11-15
VENTILATOR | BABYLOG VN500 | DRAEGER | 8415000 | 2012-01-06 | 29527.752 | 2024-04-09 | 2024-11-01
VENTILATOR | BABYLOG VN500 | DRAEGER | 8415000 | 2012-01-06 | 29527.752 | 2024-01-31 | 2024-01-01
VENTILATOR | BABYLOG VN500 | DRAEGER | 8415000 | 2012-01-06 | 29527.752 | 2024-01-25 | 2024-12-01
LABEL PRINTER | BARCODE LABEL PRINTER | SEIKO INSTRU | SLP-440 | 2012-01-03 | 96
RESPIRATOR | RESPIRATOR | BIRD | MK7 | 2011-12-29 | 600 | 2024-10-22 | 2025-10-22
VITAL SIGNS MONITOR | VITAL SIGNS MONITOR: NBP. | OMRON | 705IT | 2012-04-19 | 138
VITAL SIGNS MONITOR | VITAL SIGNS MONITOR: NBP. | OMRON | 705IT | 2012-04-19 | 138
VITAL SIGNS MONITOR | VITAL SIGNS MONITOR: NBP. | OMRON | 705IT | 2012-04-19 | 138
RIPPLE BED MOTOR | PRESSURE RELIEF SYSTEM | INVACARE LTD | ACTIVE | 2011-10-01 | 720
RIPPLE BED MOTOR | PRESSURE RELIEF SYSTEM | INVACARE LTD | ACTIVE | 2011-10-01 | 720
AUDIO DOPPLER | AUDIO DOPPLER | HUNTLEIGH | D900 | 2011-10-18 | 336
RIPPLE BED MOTOR | PRESSURE RELIEF SYSTEM | INVACARE LTD | ACTIVE | 2011-10-01 | 720
RIPPLE BED MOTOR | PRESSURE RELIEF SYSTEM | INVACARE LTD | ACTIVE | 2011-12-23 | 840
SUCTION UNIT | SUCTION - LAERDAL - BATTERY | LAERDAL | LSU-2 | 2011-12-02 | 816 | 2023-05-24 | 2026-05-24
SLIT LAMP | SLIT LAMP | HAAG STREIT | BM900 | 2012-01-19 | 9030 | 2024-01-12 | 2025-01-15
FOUR-SIDED TEST TYPE | FOUR-SIDED TEST TYPE | CLEM CLARKE | DRUM | 2012-01-09 | 540 | 2024-09-24 | 2025-05-06
HUMAN PATIENT SIMULATOR | PATIENT SIMULATOR BABY | LAERDAL | SIMBABY | 2011-12-08 | 9600
SAO2/PLETH | MODULE SAO2/PLETH | PHILIPS LTD | M1020A | 2011-12-19 | 3000 | 2022-07-05 | 2025-08-01
SAO2/PLETH | MODULE SAO2/PLETH | PHILIPS LTD | M1020A | 2011-12-19 | 3000 | 2024-07-15 | 2026-07-15
SAO2/PLETH | MODULE SAO2/PLETH | PHILIPS LTD | M1020A | 2011-12-19 | 3000 | 2023-09-04 | 2025-09-04
SAO2/PLETH | MODULE SAO2/PLETH | PHILIPS LTD | M1020A | 2011-12-19 | 3000 | 2024-07-15 | 2026-07-15
SAO2/PLETH | MODULE SAO2/PLETH | PHILIPS LTD | M1020A | 2011-12-19 | 3000 | 2024-09-17 | 2026-09-17
SAO2/PLETH | MODULE SAO2/PLETH | PHILIPS LTD | M1020A | 2011-12-19 | 3000 | 2024-08-13 | 2026-08-13
ULTRASOUND PROBE | ULTRASOUND PROBE | GE LIMITED | C1-5-D | 2020-12-31 | 6000
ULTRASOUND PROBE | CURVILINEAR ULTRASOUND PROBE | GE LIMITED | C4-8-D | 2021-01-08 | 6000
NEBULIZER | NEBULIZER | MEDIC AID | PORTANEB | 2011-11-28 | 126
VITAL SIGNS MONITOR | VITAL SIGNS MONITOR: NBP. | OMRON | 705IT | 2011-11-24 | 138
VITAL SIGNS MONITOR | VITAL SIGNS MONITOR: NBP. | OMRON | 705IT | 2011-11-24 | 138
VITAL SIGNS MONITOR | VITAL SIGNS MONITOR: NBP. | OMRON | 705IT | 2011-11-24 | 138
VITAL SIGNS MONITOR | VITAL SIGNS MONITOR: NBP. | OMRON | 705IT | 2011-11-24 | 138
VITAL SIGNS MONITOR | VITAL SIGNS MONITOR: NBP. | OMRON | 705IT | 2011-11-24 | 138
VITAL SIGNS MONITOR | VITAL SIGNS MONITOR: NBP. | OMRON | 705IT | 2011-11-24 | 138
VITAL SIGNS MONITOR | VITAL SIGNS MONITOR: NBP. | OMRON | 705IT | 2011-11-24 | 138
VITAL SIGNS MONITOR | VITAL SIGNS MONITOR: NBP. | OMRON | 705IT | 2011-11-24 | 138
VITAL SIGNS MONITOR | VITAL SIGNS MONITOR: NBP. | OMRON | 705IT | 2011-11-24 | 138
VITAL SIGNS MONITOR | VITAL SIGNS MONITOR: NBP. | OMRON | 705IT | 2011-11-24 | 138
COAGULATION TIMER | COAGULATION TIMER - HAND HELD UNIT | ROCHE LTD | COAGUCHEK XS PLUS | 2011-12-05 | 974.316
VITAL SIGNS MONITOR | VITAL SIGNS MONITOR : NIBP, SPO2 | WELCH ALLYN | 53N00 (VSM 300) | 2011-11-24 | 949.2 | 2024-05-15 | 2027-05-15
VITAL SIGNS MONITOR | VITAL SIGNS MONITOR : NIBP, SPO2 | WELCH ALLYN | 53N00 (VSM 300) | 2011-11-24 | 949.2 | 2024-05-15 | 2027-05-15
CONTROL-WARMING MATT | HEATED MATTRESS CONTROLLER | INDITHERM | MECU1 | 2011-11-18 | 3000 | 2024-01-02 | 2025-01-18
PRESSURE TEST EQUIP | FORCE GAUGE | MECMESIN | FORCE GAUGE 100N | 2011-11-22 | 950.4 | 2023-08-14 | 2024-08-14
PRESSURE TEST EQUIP | FORCE GAUGE | MECMESIN | FORCE GAUGE 100N | 2011-11-22 | 950.4 | 2024-04-15 | 2025-04-15
PMG TERMINALS | MA4 AIR SPLITTER | THERAPY EQUIPMENT | 6112 | 2011-11-14 | 102
PATIENT MONITOR | PATIENT MONITOR INTELLIVUE MP5 | PHILIPS LTD | M8105A | 2011-11-09 | 7436.016 | 2023-04-27 | 2026-04-27
PATIENT MONITOR | PATIENT MONITOR INTELLIVUE MP5 | PHILIPS LTD | M8105A | 2011-11-09 | 7436.016 | 2023-07-07 | 2026-07-07
PATIENT MONITOR | PATIENT MONITOR INTELLIVUE MP5 | PHILIPS LTD | M8105A | 2011-11-09 | 7436.016 | 2023-10-13 | 2026-10-13
PATIENT MONITOR | PATIENT MONITOR INTELLIVUE MP5 | PHILIPS LTD | M8105A | 2011-11-09 | 7436.016 | 2023-06-13 | 2026-06-13
PATIENT MONITOR | PATIENT MONITOR INTELLIVUE MP5 | PHILIPS LTD | M8105A | 2011-11-09 | 7436.016 |  | 2025-06-15
PATIENT MONITOR | PATIENT MONITOR INTELLIVUE MP5 | PHILIPS LTD | M8105A | 2011-11-09 | 7436.016 | 2024-03-19 | 2027-03-19
OAE SCREENER | OAE SCREENER | GN OTOMETRIC | ACCUSCREEN | 2012-02-09 | 7200 | 2024-03-14 | 2025-03-14
OAE SCREENER | OAE SCREENER | GN OTOMETRIC | ACCUSCREEN | 2012-02-09 | 7200 | 2024-03-14 | 2025-03-14
OAE SCREENER | OAE SCREENER | GN OTOMETRIC | ACCUSCREEN | 2012-02-09 | 7200 | 2024-03-14 | 2025-03-14
OAE SCREENER | OAE SCREENER | GN OTOMETRIC | ACCUSCREEN | 2012-02-09 | 7200 | 2024-03-14 | 2025-03-14
OAE SCREENER | OAE SCREENER | GN OTOMETRIC | ACCUSCREEN | 2012-02-09 | 7200 | 2024-03-18 | 2025-03-18
OAE SCREENER | OAE SCREENER | GN OTOMETRIC | ACCUSCREEN | 2012-06-13 | 7200 | 2024-03-14 | 2025-03-14
SCALES | SCALES - FLUID | TERAOKA | DS-673SS-3KG | 2011-11-28 | 360 | 2021-04-14 | 2024-11-15
CARDIOTOCOGRAPH | AVALON FM30 MONITOR | PHILIPS LTD | M2703A | 2011-10-28 | 6245.052 | 2023-10-10 | 2024-11-01
CARDIOTOCOGRAPH | AVALON FM30 MONITOR | PHILIPS LTD | M2703A | 2011-10-28 | 6245.052 | 2023-09-28 | 2024-11-01
CARDIOTOCOGRAPH | AVALON FM30 MONITOR | PHILIPS LTD | M2703A | 2011-10-28 | 6245.052 | 2023-09-28 | 2024-11-01
CARDIOTOCOGRAPH | AVALON FM30 MONITOR | PHILIPS LTD | M2703A | 2011-10-28 | 6245.052 | 2024-10-25 | 2025-10-25
CARDIOTOCOGRAPH | AVALON FM30 MONITOR | PHILIPS LTD | M2703A | 2011-10-28 | 6245.052 | 2024-10-07 | 2025-10-07
CARDIOTOCOGRAPH | AVALON FM30 MONITOR | PHILIPS LTD | M2703A | 2011-10-28 | 6245.052 | 2024-10-14 | 2025-10-14
CARDIOTOCOGRAPH | AVALON FM30 MONITOR | PHILIPS LTD | M2703A | 2011-10-28 | 6245.052 | 2024-07-02 | 2025-07-02
CARDIOTOCOGRAPH | AVALON FM30 MONITOR | PHILIPS LTD | M2703A | 2011-10-28 | 6245.052 | 2023-10-10 | 2024-11-01
CARDIOTOCOGRAPH | AVALON FM20 MONITOR | PHILIPS LTD | M2702A | 2011-10-28 | 6245.064 | 2023-09-27 | 2024-11-01
CARDIOTOCOGRAPH | AVALON FM20 MONITOR | PHILIPS LTD | M2702A | 2011-10-28 | 6245.052 | 2023-10-23 | 2024-11-01
CARDIOTOCOGRAPH | AVALON FM20 MONITOR | PHILIPS LTD | M2702A | 2011-10-28 | 6245.052 | 2023-10-23 | 2024-11-01
CARDIOTOCOGRAPH | AVALON FM20 MONITOR | PHILIPS LTD | M2702A | 2011-10-28 | 6245.052 | 2024-07-11 | 2025-07-11
CARDIOTOCOGRAPH | AVALON FM20 MONITOR | PHILIPS LTD | M2702A | 2011-10-28 | 6245.052 | 2023-10-03 | 2024-11-01
CARDIOTOCOGRAPH | AVALON FM20 MONITOR | PHILIPS LTD | M2702A | 2011-10-28 | 6245.052 | 2024-10-03 | 2025-10-03
CARDIOTOCOGRAPH | AVALON FM20 MONITOR | PHILIPS LTD | M2702A | 2011-10-28 | 6245.052 | 2023-10-02 | 2024-11-01
CARDIOTOCOGRAPH | AVALON FM20 MONITOR | PHILIPS LTD | M2702A | 2011-10-28 | 6245.052 | 2024-06-25 | 2025-06-25
CARDIOTOCOGRAPH | AVALON FM20 MONITOR | PHILIPS LTD | M2702A | 2011-10-28 | 6245.052 | 2023-11-24 | 2024-11-24
DEVICE ANALYSER-SYR | SYRINGE DEVICE ANALYSER | SYLVAC | S225 | 2012-05-15 | 186
SUCTION UNIT | SUCTION - LAERDAL - BATTERY | LAERDAL | LSU-2 | 2011-11-17 | 816 | 2024-01-15 | 2027-01-15
HUMIDIFIER | HUMIDIFIER | F & P | MR850 | 2011-12-13 | 1440 | 2024-02-29 | 2025-02-28
HUMIDIFIER | HUMIDIFIER | F & P | MR850 | 2011-12-13 | 1440 | 2024-03-07 | 2025-03-07
SYRINGE DRIVER | SYRINGE DRIVER - NEONATE | CAREFUSION | ALARIS CC PLUS | 2011-11-28 | 2364 | 2023-04-27 | 2026-04-27
SAO2/PLETH | MODULE SAO2/PLETH | PHILIPS LTD | M1020A | 2010-11-01 | 900 | 2024-07-15 | 2026-07-15
SAO2/PLETH | MODULE SAO2/PLETH | PHILIPS LTD | M1020A | 2010-11-01 | 900 | 2024-07-15 | 2026-07-15
SAO2/PLETH | MODULE SAO2/PLETH | PHILIPS LTD | M1020A | 2010-11-01 | 900 | 2024-07-15 | 2026-07-15
SAO2/PLETH | MODULE SAO2/PLETH | PHILIPS LTD | M1020A | 2011-11-16 | 900 | 2024-07-15 | 2026-07-15
TRANSPORT MONITOR | PATIENT MONITOR INTELLIVUE X2 | PHILIPS LTD | M3002A-X2 | 2011-11-16 | 1680 | 2022-07-20 | 2025-07-20
TRANSPORT MONITOR | PATIENT MONITOR INTELLIVUE X2 | PHILIPS LTD | M3002A-X2 | 2011-11-16 | 1680 | 2022-09-12 | 2025-09-12
TRANSPORT MONITOR | PATIENT MONITOR INTELLIVUE X2 | PHILIPS LTD | M3002A-X2 | 2011-11-16 | 1680 | 2022-08-11 | 2025-08-11
TRANSPORT MONITOR | PATIENT MONITOR INTELLIVUE X2 | PHILIPS LTD | M3002A-X2 | 2011-11-16 | 1680 | 2022-07-15 | 2025-07-15
PATIENT MONITOR | PATIENT MONITOR INTELLIVUE | PHILIPS LTD | MX800 | 2011-11-16 | 14450.796 | 2022-05-31 | 2027-05-31
PATIENT MONITOR | PATIENT MONITOR INTELLIVUE | PHILIPS LTD | MX800 | 2011-11-16 | 14450.796 | 2023-12-01 | 2028-12-01
PATIENT MONITOR | PATIENT MONITOR INTELLIVUE | PHILIPS LTD | MX800 | 2011-11-16 | 14450.796 | 2022-06-15 | 2027-06-15
PATIENT MONITOR | PATIENT MONITOR INTELLIVUE | PHILIPS LTD | MX800 | 2011-11-16 | 14450.796 | 2023-12-01 | 2028-12-01
MODULE HOLDER | MODULE HOLDER | PHILIPS LTD | M8048A | 2011-11-16 | 2400 | 2023-10-10 | 2028-10-10
MODULE HOLDER | MODULE HOLDER | PHILIPS LTD | M8048A | 2011-11-16 | 2400 | 2022-06-20 | 2027-06-20
MODULE HOLDER | MODULE HOLDER | PHILIPS LTD | M8048A | 2011-11-16 | 2400 | 2022-06-20 | 2027-06-20
MODULE HOLDER | MODULE HOLDER | PHILIPS LTD | M8048A | 2011-11-16 | 2400 | 2023-12-05 | 2024-12-01
SUCTION CONTROLLER | SUCTION CONTROLLER | EAST HEALTH | HIGH-SUCTION | 2011-10-18 | 240
SUCTION CONTROLLER | SUCTION CONTROLLER | EAST HEALTH | HIGH-SUCTION | 2011-10-18 | 240
SPHYGMOMANOMETER | SPHYGMOMANOMETER | SPEIDEL & KE | MAXI STABIL 3 | 2011-11-23 | 90
SLIT LAMP HAND HELD | HAND HELD SLIT LAMP | KEELER | PSL CLASSIC | 2011-11-15 | 4554 | 2023-03-14 14:23 | 2025-03-14
BATTERY PACK | BATTERY PACK | ARJO HUNTLEIGH | KPA0100 | 2011-10-10 | 252
HEATED COT/RESUS.UNIT | HEATED COT/RESUS.UNIT | DRAEGER | BABYTHERM 8004/8010 | 2011-12-13 | 10800 | 2023-10-16 | 2024-10-16
FREEFIELD AUDIOMETER | FREE FIELD AUDIOMETER | MEG | SS3 | 2011-10-06 | 954 | 2024-05-09 | 2025-05-09
AUTO TOY TESTER & WARBLE GEN | AUTOMATED TOY TEST & WARBLE GENERATOR | SOUNDBYTE SOLUTIONS | PHOENIX | 2011-10-06 | 1200 | 2024-03-06 | 2025-03-06
VISUAL REINFORCEMENT AUDIOMETRY | VISUAL REINFORCEMENT AUDIOMETRY | BIME | VRA | 2011-10-06 | 2160 | 2024-07-02 | 2025-06-17
BATTERY PACK | BATTERY PACK | ARJO HUNTLEIGH | KPA0100 | 2011-11-15 | 252
SUCTION UNIT | SUCTION - LAERDAL - BATTERY | LAERDAL | LSU-2 | 2011-11-03 | 816 | 2022-12-02 12:23 | 2025-12-02
AMPLIFIER | HEARING AID AMPLIFIER | RNID | R800 | 2011-11-04 | 480
SPHYGMOMANOMETER | SPHYGMOMANOMETER | SPEIDEL & KE | MAXI STABIL 3 | 2011-10-14 | 90
SCALES | SCALES - CHAIR | MARSDEN | MPDC-200 | 2011-09-26 | 678 | 2021-01-24 | 2024-11-15
WARMING MATTRESS | WARMING MATTRESS | INDITHERM | OTM1 | 2011-10-11 | 1020
CONTROL-WARMING MATT | HEATED MATTRESS CONTROLLER | INDITHERM | MECU1 | 2011-10-11 | 3000 | 2023-08-04 | 2025-09-16
CONTROL-WARMING MATT | HEATED MATTRESS CONTROLLER | INDITHERM | MECU1 | 2011-10-11 | 3000 | 2024-01-02 | 2025-01-12
CONTROL-WARMING MATT | HEATED MATTRESS CONTROLLER | INDITHERM | MECU1 | 2011-10-11 | 3000 | 2024-09-27 | 2025-09-11
SUCTION UNIT | SUCTION - LAERDAL - BATTERY | LAERDAL | LSU-2 | 2011-10-05 | 816 | 2020-01-15 | 2025-01-01
IRRIGATION SYSTEM | IRRIGATION SYSTEM (ENDOSCOPY) | BYRNE MEDICAL | EGP-100 | 2011-09-30 | 1174.8 | 2023-01-17 12:34 | 2024-12-15
IRRIGATION SYSTEM | IRRIGATION SYSTEM (ENDOSCOPY) | BYRNE MEDICAL | EGP-100 | 2011-09-30 | 1174.8 | 2023-10-12 | 2024-10-12
IRRIGATION SYSTEM | IRRIGATION SYSTEM (ENDOSCOPY) | BYRNE MEDICAL | EGP-100 | 2011-09-30 | 1174.8 | 2024-09-12 | 2025-12-15
IRRIGATION SYSTEM | IRRIGATION SYSTEM (ENDOSCOPY) | BYRNE MEDICAL | EGP-100 | 2011-09-30 | 1174.8 | 2023-09-12 | 2024-09-12
TYMPANIC THERMOMETER | TYMPANIC THERMOMETER | BRAUN | PRO 4000 | 2012-04-25 | 36
SPHYGMOMANOMETER | SPHYGMOMANOMETER - HANDHELD | WELCH ALLYN | DURASHOCK | 2008-01-01 | 36 |  | 2024-07-15
DYNAMIC PRESSURE MATTRESS | DYNAMIC PRESSURE MATTRESS | SIDHIL LTD | PLUS | 2011-06-15 | 420
DYNAMIC PRESSURE MATTRESS | DYNAMIC PRESSURE MATTRESS | SIDHIL LTD | PLUS | 2011-06-15 | 420
DYNAMIC PRESSURE MATTRESS | DYNAMIC PRESSURE MATTRESS | SIDHIL LTD | PLUS | 2011-06-15 | 420
DYNAMIC PRESSURE MATTRESS | DYNAMIC PRESSURE MATTRESS | SIDHIL LTD | PLUS | 2011-06-15 | 420
DYNAMIC PRESSURE MATTRESS | DYNAMIC PRESSURE MATTRESS | SIDHIL LTD | PLUS | 2011-06-15 | 420
COUCH | COUCH - VARIABLE H/L | MEDIPLINTH | MEDIPLINTH | 2011-11-14 | 900 | 2022-02-28 | 2025-03-14
HEMODYNAMIC MONITOR | FINAPRES HEMODYNAMIC MONITOR | EMS | FINOMETER MIDI | 2012-03-05 | 4200 |  | 2024-08-15
NEBULIZER | NEBULIZER | MEDIC AID | PORTANEB-INTER-QV7B | 2012-03-08 | 138
OAE SCREENER | OAE SCREENER | GN OTOMETRIC | ACCUSCREEN | 2011-11-01 | 6600
OTO ACOUSTIC EMISSIONS | OTO ACOUSTIC EMISSIONS | OTODYNAMICS | 1L0 288 | 2011-11-01 | 11230.56
SCALES | SCALES - COLUMN | MARSDEN | MPPS-250 | 2011-10-13 | 238.8 | 2021-03-23 | 2024-11-15
FREEFIELD AUDIOMETER | FREEFIELD AUDIOMETER | KAMPLEX | PA5 | 2011-10-13 | 600 | 2023-12-29 | 2024-12-29
AUDIO DIAGNOSTIC FITTING SYSTEM | AUDIO DIAGNOSTIC FITTING SYSTEM | MADSEN | AURICAL | 2011-10-13 | 7329.6
AUDIOMETRY | SOUND CALIBRATOR | B & K | 4230 | 2011-10-11 | 600 | 2024-09-25 | 2024-11-28
CORDLESS DRILL | BATTERY HAMMER DRILL | BOSCH | GBH 24 VER | 2011-12-23 | 360 | 2022-01-07
COUCH | COUCH - 3 SECTION | BRISTOL MAID (HOSP.M.CRAFT) | ECO35 | 2011-11-14 | 0 | 2022-06-10 | 2025-06-10
SUCTION UNIT | SUCTION - LAERDAL - BATTERY | LAERDAL | LSU-2 | 2011-11-16 | 816 |  | 2024-12-18
HEADLIGHT SYSTEM | PORTABLE BINOCULAR MICROSCOPE | WELCH ALLYN | 20504S LUMIVIEW | 2011-11-14 | 840
HEADLIGHT SYSTEM | PORTABLE BINOCULAR MICROSCOPE | WELCH ALLYN | 20504S LUMIVIEW | 2011-11-14 | 840
SCALES | SCALES - BABY | SECA | 336 | 2011-11-14 | 360 | 2023-12-07 | 2024-11-15
SCALES | SCALES - STAND ON | SECA | 877 | 2011-11-14 | 360 | 2023-12-07 | 2024-11-15
SUCTION UNIT | SUCTION - LAERDAL - BATTERY | LAERDAL | LSU-2 | 2011-11-14 | 816 | 2024-08-22 | 2027-08-22
SUCTION UNIT | SUCTION - LAERDAL - BATTERY | LAERDAL | LSU-2 | 2011-11-14 | 816 | 2023-08-03 | 2026-08-03
COUCH | COUCH - 3 SECTION | BRISTOL MAID (HOSP.M.CRAFT) | ECO35 | 2011-11-14 | 600 | 2022-06-10 | 2025-06-10
CARDIOGRAPH | CARDIOGRAPH | GE LIMITED | MAC1600 | 2011-11-07 | 4800 | 2023-09-22 | 2024-09-22
MICROSCOPE OPERATING | MICROSCOPE OPERATING | ZEISS | OPMI PICO(OPERATING) | 2011-10-26 | 10405.416 | 2023-09-06 | 2024-09-06
PHOTOTHERAPY UNIT | PHOTOTHERAPY UNIT | DRAEGER | Photo-Therapy 4000 | 2011-10-14 | 3000 | 2024-07-30 | 2025-07-30
PHOTOTHERAPY UNIT | PHOTOTHERAPY UNIT | DRAEGER | Photo-Therapy 4000 | 2011-10-14 | 3000 | 2023-06-22 | 2024-06-22
SCALES | SCALES - FLUID | TERAOKA | DS-673SS-3KG | 2011-10-11 | 360 | 2021-02-06 | 2024-11-15
DIATHERMY MACHINE | ELECTRO SURGICAL GENERATOR | CONMED | SYSTEM 2450 | 2011-10-06 | 7200 | 2024-04-08 | 2025-04-08
DIATHERMY MACHINE | ELECTRO SURGICAL GENERATOR | CONMED | SYSTEM 2450 | 2011-10-06 | 7200 | 2024-06-03 | 2025-06-03
DIATHERMY MACHINE | ELECTRO SURGICAL GENERATOR | CONMED | SYSTEM 2450 | 2011-10-06 | 7200 | 2024-04-10 | 2025-04-10
CONTROL-WARMING MATT | HEATED MATTRESS CONTROLLER | INDITHERM | COSYTHERM CCU1 | 2011-09-23 | 600 | 2023-11-02 | 2024-11-02
PATIENT MONITOR | PATIENT MONITOR INTELLIVUE MP30 | PHILIPS LTD | M8002A | 2011-09-14 | 8179.56 | 2022-06-09 | 2024-06-01
CONTAMINATION MONITOR | CONTAMINATION AND RADIATION METER | THERMO SCIENTIFIC | MINI 900 | 2011-09-06 | 540
SCALES | SCALES - STAND ON | MARSDEN | MPMS-300 | 2011-10-17 | 534 | 2023-11-30 | 2024-11-15
SCALES | SCALES - CHAIR | SECA | 959 | 2011-09-02 | 790.8 | 2021-03-23 | 2024-11-15
SCALES | SCALES - FLUID | KERN | EMB 2200-0 | 2011-08-25 | 51.6 | 2023-11-29 | 2024-11-15
SUCTION CONTROLLER | SUCTION CONTROLLER | EAST HEALTH | HIGH-SUCTION | 2011-08-15 | 240
SUCTION CONTROLLER | SUCTION CONTROLLER | EAST HEALTH | HIGH-SUCTION | 2011-08-15 | 240
PRESSURE GAUGE | PRESSURE METER LP | COMARK | C9555 | 2011-08-11 | 425.4 | 2024-01-03 | 2025-01-03
CARDIOGRAPH | CARDIOGRAPH | GE LIMITED | MAC1600 | 2011-08-11 | 4800 | 2024-06-18 | 2025-06-18
OPHTHALMOSCOPE | OPHTHALMOSCOPE | KEELER | STANDARD(OPTHALMO) | 2011-07-04 | 134.268
OPHTHALMOSCOPE | OPHTHALMOSCOPE | KEELER | STANDARD(OPTHALMO) | 2011-07-04 | 134.268
OPHTHALMOSCOPE | OPHTHALMOSCOPE | KEELER | STANDARD(OPTHALMO) | 2011-07-04 | 134.268
SUCTION UNIT | SUCTION - ESCHMANN | ESCHMANN | VP25 | 2011-07-06 | 794.4
SCALES | SCALES - CHAIR | SECA | 956 | 2011-10-03 | 948.96 | 2023-11-28 | 2024-11-15
SUCTION UNIT | SUCTION - LAERDAL - BATTERY | LAERDAL | LSU-2 | 2011-09-30 | 816 | 2024-05-14 | 2027-05-14
SCALES | SCALES - STAND ON | SECA | 877 | 2011-09-27 | 240 | 2021-03-23 | 2024-11-15
SCALES | SCALES - STAND ON | SECA | 877 | 2011-09-27 | 240 | 2023-11-28 | 2024-11-15
SCALES | SCALES - STAND ON | SECA | 877 | 2011-09-27 | 240 | 2023-11-28 | 2024-11-15
SCALES | SCALES - STAND ON | MARSDEN | MS-4202L | 2011-11-24 | 360 | 2021-03-23 | 2024-11-15
SCALES | SCALES - CHAIR | SECA | 959 | 2011-09-09 | 790.8 | 2023-12-04 | 2024-11-15
SCALES | SCALES - CHAIR | SECA | 959 | 2011-09-09 | 790.8 | 2023-11-28 | 2024-11-15
SCALES | SCALES - CHAIR | SECA | 959 | 2011-09-05 | 834 | 2023-12-04 | 2024-11-15
ULTRASOUND-CARDIO | ULTRASOUND-CARDIO | GE LIMITED | GM000100/H45561BP | 2012-12-07 | 7185.6 | 2022-11-10 08:18 | 2024-11-23
REMOTE CONTROL UNIT | INFUSION PUMP REMOTE DISPLAY/CHARGER | IRADIMED CORP | MRIDIUM 3865 | 2012-09-04 | 6000
ULTRASOUND SCANNER | ULTRASOUND SCANNER | GE LIMITED | LOGIQ E | 2012-08-21 | 78000
ULTRASOUND PROBE | ULTRASOUND PROBE | GE LIMITED | L8-18I | 2021-05-18 | 7200
ULTRASOUND PROBE | ULTRASOUND PROBE | GE LIMITED | C1-5-D | 2013-03-12 | 6000 | 2021-06-07
ULTRASOUND PROBE | ULTRASOUND PROBE | GE LIMITED | 9L-D | 2013-03-12 | 6000 | 2021-06-07
MOBILE X-RAY UNIT | MOBILE ART EVOLUTION X-RAY MOBILE | SHIMADZU | MUX-200-12-XC | 2011-10-28 | 34560 | 2024-10-23 | 2025-04-23
CONTRAST INJECTOR | ANGIOMAT ILLUMINA CONTRAST INJECTOR | MALLINCKRODT | 900002 | 2011-11-29 | 15600
CONTRAST INJECTOR | ANGIOMAT ILLUMINA CONTRAST INJECTOR | MALLINCKRODT | 900002 | 2011-11-29 | 15600
TYMPANIC THERMOMETER | TYMPANIC THERMOMETER | BRAUN | PRO 4000 | 2011-08-08 | 60 | 2022-04-08 | 2023-07-01
PATIENT HOIST | PATIENT HOIST - STANDING AID | ARJO HUNTLEIGH | SARA PLUS | 2011-08-05 | 3600 | 2024-08-06 | 2025-08-06
SUCTION CONTROLLER | SUCTION CONTROLLER | EAST HEALTH | HIGH-SUCTION | 2011-08-02 | 75.6
SUCTION CONTROLLER | SUCTION CONTROLLER | EAST HEALTH | HIGH-SUCTION | 2011-08-02 | 75.6
SUCTION CONTROLLER | SUCTION CONTROLLER | EAST HEALTH | HIGH-SUCTION | 2011-08-02 | 75.6
SUCTION CONTROLLER | SUCTION CONTROLLER | EAST HEALTH | HIGH-SUCTION | 2011-08-02 | 75.6
SUCTION UNIT | SUCTION - LAERDAL - BATTERY | LAERDAL | LSU-2 | 2011-10-14 | 690 | 2022-07-19 | 2025-04-12
AUDIO DOPPLER | AUDIO DOPPLER | HUNTLEIGH | D900 | 2011-10-10 | 336
SPHYGMOMANOMETER | SPHYGMOMANOMETER | SPEIDEL & KE | MAXI STABIL 3 | 2001-01-01 | 90
SPHYGMOMANOMETER | SPHYGMOMANOMETER | SPEIDEL & KE | MAXI STABIL 3 | 2001-01-01 | 90
SCALES | SCALES - CHAIR | SECA | 959 | 2011-09-15 | 900 | 2023-11-30 | 2024-11-15
OPHTHALMIC CHAIR | PATIENT CHAIR | TAKAGI | UN-21 | 2011-08-15 | 1200 | 2024-01-09 | 2025-01-15
OPHTHALMIC CHAIR | PATIENT CHAIR | TAKAGI | UN-21 | 2011-08-15 | 1200 | 2024-01-09 | 2025-01-15
FURNACE | FURNACE | VITATRON | ATMOMAT | 2011-08-02 | 2400
SUCTION CONTROLLER | SUCTION CONTROLLER | EAST HEALTH | HIGH-SUCTION | 2011-07-11 | 240
BALANCE |  | OHAUS SCALE | PIONEER | 2016-01-06 | 0 |  | 2024-11-15
NEBULIZER | NEBULIZER | MEDIC AID | PORTANEB-INTER-QV7B | 2011-08-16 | 138
NEBULIZER | NEBULIZER | MEDIC AID | PORTANEB-INTER-QV7B | 2011-08-16 | 138
NEBULIZER | NEBULIZER | MEDIC AID | PORTANEB-INTER-QV7B | 2011-08-16 | 138
SOUND LEVEL METER | SOUND LEVEL METER | KAMPLEX | KM-6 | 2011-09-14 | 960 | 2024-05-07 | 2025-05-07
CARDIOGRAPH | CARDIOGRAPH | MORTARA INST | ELI 250 | 2011-07-11 | 3600
VITAL SIGNS MONITOR | VITAL SIGNS MONITOR: NBP/SPO2/TEMP. | WELCH ALLYN | SPOT 420(NBP/SPO2) | 2014-02-05 | 2400 | 2022-07-27 | 2025-07-27
AMBULATORY ARRHYTHMIA MONITOR | AMBULATORY ECG RECORDER | SPACELABS | LIFECARD CF | 2002-05-14 | 2152.8
AMBULATORY ARRHYTHMIA MONITOR | AMBULATORY ECG RECORDER | SPACELABS | LIFECARD CF | 2002-05-14 | 2152.8
STEP LADDER | STEP LADDER | NA | PLEASE ENTER MODEL! (99) | 2011-07-01 | 120 | 2023-08-04 | 2024-07-15
DRIP STAND | 4 HOOK DRIP STAND | BRISTOL MAID (HOSP.M.CRAFT) | DPWS/1/4H | 2011-07-12 | 195.6
LEAD SCREEN | PORTABLE LEAD SCREEN - FLOOR MOUNTED | KENEX (ELECTRO MEDICAL) LIMITED | PLEASE ENTER MODEL! (1301) | 2011-07-11 | 3000 | 2024-04-17 | 2025-04-17
SUCTION CONTROLLER | SUCTION CONTROLLER | EAST HEALTH | HIGH-SUCTION | 2011-07-07 | 78
VAPORIZERS | VAPORIZER - ISOFLURANE | DATEX-OHMEDA | TEC7 ISO | 2011-07-07 | 2323.2 | 2024-02-05 | 2025-02-14
PHOTOTHERAPY UNIT | PHOTOTHERAPY CUBICLE | WALDMANN | UV7002 | 2011-08-01 | 35814.24 | 2024-05-16 | 2025-05-16
DIAGNOSTIC SYSTEM | DIAGNOSTIC SYSTEM | WELCH ALLYN | 767 DIAGNOSTIC SYSTEM | 2011-08-02 | 600
SPHYGMOMANOMETER | SPHYGMOMANOMETER | WELCH ALLYN | TYCOS | 2011-08-02 | 90
CARDIAC OUTPUT COMPU | CARDIAC OUTPUT MONITOR | CHEETAH MEDI | NICOM RELIANT | 2011-08-08 | 18000
ENDOSCOPY VIDEO SYSTEM | ENDO CAMERA MONITOR AND LIGHT | KARL STORZ | 20043020 | 2011-07-20 | 14400 | 2023-10-05 | 2024-10-05
SUCTION UNIT | SUCTION - LAERDAL - BATTERY | LAERDAL | LSU-2 | 2011-07-13 | 816 | 2022-10-06 | 2025-10-06
POWER SUPPLY | POWER SUPPLY | DRAEGER | IDS PSU | 2011-07-14 | 960
ANAESTHETIC MACHINE | ANAESTHETIC MACHINE - AESTIVA INDUCTION COMPACT | DATEX-OHMEDA | AESTIVA INDUCTION | 2011-07-05 | 11352.432 | 2024-01-09 | 2025-01-10
ANAESTHETIC MACHINE | ANAESTHETIC MACHINE | DATEX-OHMEDA | AESTIVA 7900 | 2011-07-05 | 32669.088 | 2023-07-21 | 2024-07-10
BATTERY THERMOMETER | BATTERY THERMOMETER | WELCH ALLYN | SURETEMP PLUS 692 | 2011-06-27 | 283.2
BATTERY THERMOMETER | BATTERY THERMOMETER | WELCH ALLYN | SURETEMP PLUS 692 | 2011-06-27 | 283.2
BATTERY THERMOMETER | BATTERY THERMOMETER | WELCH ALLYN | SURETEMP PLUS 692 | 2011-06-27 | 283.2
BATTERY THERMOMETER | BATTERY THERMOMETER | WELCH ALLYN | SURETEMP PLUS 692 | 2011-06-27 | 283.2
BATTERY THERMOMETER | BATTERY THERMOMETER | WELCH ALLYN | SURETEMP PLUS 692 | 2011-06-27 | 283.2
BATTERY THERMOMETER | BATTERY THERMOMETER | WELCH ALLYN | SURETEMP PLUS 692 | 2011-06-27 | 283.2
BATTERY THERMOMETER | BATTERY THERMOMETER | WELCH ALLYN | SURETEMP PLUS 692 | 2011-06-27 | 283.2
BATTERY THERMOMETER | BATTERY THERMOMETER | WELCH ALLYN | SURETEMP PLUS 692 | 2011-06-27 | 283.2
BATTERY THERMOMETER | BATTERY THERMOMETER | WELCH ALLYN | SURETEMP PLUS 692 | 2011-06-27 | 283.2
BATTERY THERMOMETER | BATTERY THERMOMETER | WELCH ALLYN | SURETEMP PLUS 692 | 2011-06-27 | 283.2
BATTERY THERMOMETER | BATTERY THERMOMETER | WELCH ALLYN | SURETEMP PLUS 692 | 2011-06-27 | 283.2
BATTERY THERMOMETER | BATTERY THERMOMETER | WELCH ALLYN | SURETEMP PLUS 692 | 2011-06-27 | 283.2
BATTERY THERMOMETER | BATTERY THERMOMETER | WELCH ALLYN | SURETEMP PLUS 692 | 2011-06-27 | 283.2
BATTERY THERMOMETER | BATTERY THERMOMETER | WELCH ALLYN | SURETEMP PLUS 692 | 2011-06-27 | 283.2
BATTERY THERMOMETER | BATTERY THERMOMETER | WELCH ALLYN | SURETEMP PLUS 692 | 2011-06-27 | 283.2
BATTERY THERMOMETER | BATTERY THERMOMETER | WELCH ALLYN | SURETEMP PLUS 692 | 2011-06-27 | 283.2
BATTERY THERMOMETER | BATTERY THERMOMETER | WELCH ALLYN | SURETEMP PLUS 692 | 2011-06-27 | 283.2
BATTERY THERMOMETER | BATTERY THERMOMETER | WELCH ALLYN | SURETEMP PLUS 692 | 2011-06-27 | 283.2
BATTERY THERMOMETER | BATTERY THERMOMETER | WELCH ALLYN | SURETEMP PLUS 692 | 2011-06-27 | 283.2
BATTERY THERMOMETER | BATTERY THERMOMETER | WELCH ALLYN | SURETEMP PLUS 692 | 2011-06-27 | 283.2
BATTERY THERMOMETER | BATTERY THERMOMETER | WELCH ALLYN | SURETEMP PLUS 692 | 2011-06-27 | 283.2
BATTERY THERMOMETER | BATTERY THERMOMETER | WELCH ALLYN | SURETEMP PLUS 692 | 2011-06-27 | 283.2
BATTERY THERMOMETER | BATTERY THERMOMETER | WELCH ALLYN | SURETEMP PLUS 692 | 2011-06-27 | 283.2
BATTERY THERMOMETER | BATTERY THERMOMETER | WELCH ALLYN | SURETEMP PLUS 692 | 2011-06-27 | 283.2
BATTERY THERMOMETER | BATTERY THERMOMETER | WELCH ALLYN | SURETEMP PLUS 692 | 2011-06-27 | 283.2
BATTERY THERMOMETER | BATTERY THERMOMETER | WELCH ALLYN | SURETEMP PLUS 692 | 2011-06-27 | 283.2
BATTERY THERMOMETER | BATTERY THERMOMETER | WELCH ALLYN | SURETEMP PLUS 692 | 2011-06-27 | 283.2
BATTERY THERMOMETER | BATTERY THERMOMETER | WELCH ALLYN | SURETEMP PLUS 692 | 2011-06-27 | 283.2
BATTERY THERMOMETER | BATTERY THERMOMETER | WELCH ALLYN | SURETEMP PLUS 692 | 2011-06-27 | 283.2
BATTERY THERMOMETER | BATTERY THERMOMETER | WELCH ALLYN | SURETEMP PLUS 692 | 2011-06-27 | 283.2
BREAST/CHEST BOARD | BREAST/CHEST BOARD | MEMO-INTERNAL | MEMO-BREAST BOARD | 2011-06-20 | 7090.032
BREAST/CHEST BOARD | BREAST/CHEST BOARD | MEMO-INTERNAL | MEMO-BREAST BOARD | 2011-06-20 | 7090.032
BREAST/CHEST BOARD | BREAST/CHEST BOARD | MEMO-INTERNAL | MEMO-BREAST BOARD | 2011-06-20 | 7090.032
BREAST/CHEST BOARD | BREAST/CHEST BOARD | MEMO-INTERNAL | MEMO-BREAST BOARD | 2011-06-20 | 7090.02
BREAST/CHEST BOARD | BREAST/CHEST BOARD | MEMO-INTERNAL | MEMO-BREAST BOARD | 2011-06-20 | 7090.02
WHEELCHAIR | WHEELCHAIR | NA | PLEASE ENTER MODEL! (276) | 2011-06-20 | 360
WHEELCHAIR | WHEELCHAIR | KARMA MEDICAL | MVP 502 | 2011-06-20 | 360
SUCTION CONTROLLER | SUCTION CONTROLLER | EAST HEALTH | HIGH-SUCTION | 2011-06-10 | 240
SUCTION CONTROLLER | SUCTION CONTROLLER | EAST HEALTH | HIGH-SUCTION | 2011-06-10 | 240
UNINTERRUPTIBLE POWER SUPPLY | UNINTERRUPTIBLE POWER SUPPLY 1000VA | AMERICAN POWER CONVERSION (APC) | SMART-UPS 1000 | 2011-06-16 | 466.8
SUCTION CONTROLLER | LOW SUCTION CONTROLLER | EAST HEALTH | LOW | 2011-06-10 | 96
SUCTION CONTROLLER | LOW SUCTION CONTROLLER | EAST HEALTH | LOW | 2011-06-10 | 96
VENTILATOR | VENTILATOR | PENLON | NUFFIELD 200 | 2011-06-28 | 3000 | 2024-08-23 | 2025-08-14
POWER SUPPLY | POWER SUPPLY | DRAEGER | IDS PSU | 2011-06-17 | 960
POWER SUPPLY | POWER SUPPLY | DRAEGER | IDS PSU | 2011-06-17 | 960
POWER SUPPLY | POWER SUPPLY | DRAEGER | IDS PSU | 2011-06-17 | 960
BP MODULE | IBP MODULE | DRAEGER | HEMOMED POD | 2011-06-10 | 2400
BP MODULE | IBP MODULE | DRAEGER | HEMOMED POD | 2011-06-10 | 2400
BP MODULE | IBP MODULE | DRAEGER | HEMOMED POD | 2011-06-10 | 2400
PATIENT MONITOR | PATIENT MONITOR | DRAEGER | INFINITY DELTA EN | 2011-06-20 | 9600 |  | 2025-04-15
PATIENT MONITOR | PATIENT MONITOR | DRAEGER | INFINITY DELTA EN | 2011-06-20 | 9600 | 2021-11-05 | 2025-04-15
PATIENT MONITOR | PATIENT MONITOR | DRAEGER | INFINITY DELTA EN | 2011-06-10 | 9600 |  | 2024-12-15
PATIENT MONITOR | PATIENT MONITOR | DRAEGER | INFINITY DELTA EN | 2011-06-10 | 9600 | 2022-06-07 | 2024-12-15
PATIENT MONITOR | PATIENT MONITOR | DRAEGER | INFINITY DELTA EN | 2011-06-10 | 9600 |  | 2024-12-15
PATIENT MONITOR | PATIENT MONITOR | DRAEGER | INFINITY DELTA EN | 2011-06-10 | 9600 | 2021-02-01 | 2024-12-15
PATIENT MONITOR | PATIENT MONITOR | DRAEGER | INFINITY DELTA EN | 2011-06-10 | 9600 | 2022-07-22 | 2024-12-15
PATIENT MONITOR | PATIENT MONITOR | DRAEGER | INFINITY DELTA EN | 2011-06-10 | 9600 |  | 2024-12-15
SUCTION CONTROLLER | LOW SUCTION CONTROLLER | EAST HEALTH | LOW | 2011-06-06 | 240
SUCTION CONTROLLER | LOW SUCTION CONTROLLER | EAST HEALTH | LOW | 2011-06-06 | 240
SUCTION CONTROLLER | SUCTION CONTROLLER | EAST HEALTH | HIGH-SUCTION | 2011-06-06 | 240
SUCTION CONTROLLER | SUCTION CONTROLLER | EAST HEALTH | HIGH-SUCTION | 2011-06-06 | 240
RESPIRATOR | RESPIRATOR | BIRD | MK7 | 2011-06-02 | 600 | 2023-07-19 | 2024-07-19
CARDIAC OUTPUT COMP | CARDIAC OUTPUT MONITOR & SVO2 | EDWARDS LTD | VIGILEO | 2011-06-27 | 4800
FIBRILLATOR | FIBRILLATOR | G.U. | FIBRILLATOR | 2008-01-01 | 600
UNINTERRUPTIBLE POWER SUPPLY | UNINTERRUPTIBLE POWER SUPPLY | AMERICAN POWER CONVERSION (APC) | BK650MI | 2011-06-13 | 180
DOCKING STATION | DOCKING STATION - POWER,INTERFACE,NETWORK | DRAEGER | 1P5206110 | 2011-05-27 | 3600
DOCKING STATION | DOCKING STATION - POWER,INTERFACE,NETWORK | DRAEGER | 1P5206110 | 2011-05-27 | 3600
DOCKING STATION | DOCKING STATION - POWER,INTERFACE,NETWORK | DRAEGER | 1P5206110 | 2011-05-27 | 3600
DOCKING STATION | DOCKING STATION - POWER,INTERFACE,NETWORK | DRAEGER | 1P5206110 | 2011-05-27 | 3600 | 2019-09-02
DOCKING STATION | DOCKING STATION - POWER,INTERFACE,NETWORK | DRAEGER | 1P5206110 | 2011-05-27 | 3600
DOCKING STATION | DOCKING STATION - POWER,INTERFACE,NETWORK | DRAEGER | 1P5206110 | 2011-05-27 | 3600
DOCKING STATION | DOCKING STATION - POWER,INTERFACE,NETWORK | DRAEGER | 1P5206110 | 2011-05-27 | 3600 | 2019-09-02
LASER PARTICLE COUNTER | PARTICLE COUNTER | PARTICLE MEA | 550L-D | 2011-06-21 | 10396.8 | 2023-04-26 | 2024-04-26
SPHYGMOMANOMETER | SPHYGMOMANOMETER | ACCOSON LTD | DESK | 2011-06-24 | 42
POWER SUPPLY | POWER SUPPLY | DRAEGER | IDS PSU | 2011-06-17 | 960
POWER SUPPLY | POWER SUPPLY | DRAEGER | IDS PSU | 2011-06-17 | 960
POWER SUPPLY | POWER SUPPLY | DRAEGER | IDS PSU | 2011-06-17 | 960
POWER SUPPLY | POWER SUPPLY | DRAEGER | IDS PSU | 2011-06-17 | 960
POWER SUPPLY | POWER SUPPLY | DRAEGER | IDS PSU | 2011-06-17 | 960
DUPLEX ACTIVE SCAVENGING SYS | DUPLEX ANAESTHETIC GAS SCAVENGING UNIT | EAST HEALTH | DUPLEX | 2009-01-01 | 1507.2 | 2024-10-09 | 2025-01-20
DUPLEX ACTIVE SCAVENGING SYS | DUPLEX ANAESTHETIC GAS SCAVENGING UNIT | EAST HEALTH | DUPLEX | 2009-01-01 | 1507.2 | 2024-10-09 | 2025-01-20
SIMPLEX ACTIVE SCAVENGING SYS | AGSS POWER UNIT | EAST HEALTH | PLEASE ENTER MODEL! (1272) | 2011-05-10 | 1507.2 | 2024-10-09 | 2025-01-20
SIMPLEX ACTIVE SCAVENGING SYS | AGSS POWER UNIT | EAST HEALTH | PLEASE ENTER MODEL! (1272) | 2011-05-10 | 1507.2 | 2024-09-03 | 2024-12-15
POWER SUPPLY | POWER SUPPLY | DRAEGER | IDS PSU | 2011-05-31 | 960
VITAL SIGNS MONITOR | VITAL SIGNS MONITOR : NIBP, SPO2 | WELCH ALLYN | 53N00 (VSM 300) | 2014-02-03 | 3000 | 2023-10-18 | 2026-09-08
BALANCE | BALANCE | SARTORIUS | MSE20215-OCE-DO | 2013-11-28 | 4200 |  | 2024-03-31
SCALES | SCALES - CHAIR | SECA | 958 | 2011-10-13 | 790.8 | 2021-03-23 | 2024-11-15
SUCTION UNIT | SUCTION - LAERDAL - BATTERY | LAERDAL | LSU-2 | 2016-05-06 | 816 | 2024-09-27 | 2027-09-27
CHARGER | EPIDURAL PUMP CHARGER | CME MEDICAL | BODYGUARD 545 CHARGER | 2011-05-01 | 695.4 | 2024-06-21 | 2025-06-15
INFUSION PUMP | EPIDURAL PUMP | CME MEDICAL | BODYGUARD 545 | 2011-05-01 | 1200 | 2024-08-15 | 2025-07-24
INFUSION PUMP | EPIDURAL PUMP | CME MEDICAL | BODYGUARD 545 | 2011-05-01 | 1200 | 2024-08-15 | 2025-07-26
INFUSION PUMP | EPIDURAL PUMP | CME MEDICAL | BODYGUARD 545 | 2011-05-01 | 1200 | 2024-08-15 | 2025-07-26
COUCH | COUCH - HIGH/LOW | AKRON | A2255 | 2011-05-06 | 1020 | 2021-02-10 | 2023-07-01
CHARGER | EPIDURAL PUMP CHARGER | CME MEDICAL | BODYGUARD 545 CHARGER | 2011-05-01 | 695.4 | 2024-06-21 | 2025-06-15
CHARGER | EPIDURAL PUMP CHARGER | CME MEDICAL | BODYGUARD 545 CHARGER | 2011-05-01 | 695.4 | 2024-06-21 | 2025-06-15
SCALES | SCALES - STAND ON | SECA | 877 | 2011-05-05 | 240 | 2023-12-05 | 2024-11-15
SCALES | SCALES - STAND ON | SECA | 877 | 2011-05-05 | 240 | 2023-12-05 | 2024-11-15
SCALES | SCALES - STAND ON | SECA | 877 | 2011-05-05 | 240 | 2023-12-05 | 2024-11-15
INCUBATOR | LAB INCUBATOR | LMS LTD | 280 | 2011-04-26 | 1200 | 2024-04-02 | 2025-04-02
DOCKING STATION | DOCKING STATION - POWER,INTERFACE,NETWORK | DRAEGER | 1P5206110 | 2011-04-21 | 3600 | 2019-09-02
SCALES | SCALES - STAND ON | SECA | 877 | 2011-05-05 | 240 | 2023-12-05 | 2024-11-15
SCALES | SCALES - STAND ON | SECA | 877 | 2011-05-05 | 240 | 2021-03-23 | 2024-11-15
LENS ANALYZER | LENSMETER TOPCON LM-8 | TOPCON | LM-8 | 2011-07-06 | 240
HEADLIGHT SYSTEM | HEADLIGHT SET - INCLUDING ULTRAVIEW CHARGER | TOFFELN | SHL310 | 2011-07-01 | 1194 | 2024-01-26 | 2024-12-12
INCUBATOR | INCUBATOR | ALMEDICA | CULTURA M | 2011-06-28 | 240 | 2024-03-12 | 2025-03-12
TRANSCUT NERVE STIMULATOR | TRANSCUT NERVE STIMULATION | PHYSIO MED | TPN-EX TENS | 2011-06-27 | 60
TRANSCUT NERVE STIMULATOR | TRANSCUT NERVE STIMULATION | PHYSIO MED | TPN-EX TENS | 2011-06-27 | 60
TRANSCUT NERVE STIMULATOR | TRANSCUT NERVE STIMULATION | PHYSIO MED | TPN-EX TENS | 2011-06-27 | 60
TRANSCUT NERVE STIMULATOR | TRANSCUT NERVE STIMULATION | PHYSIO MED | TPN-EX TENS | 2011-06-27 | 60
TRANSCUT NERVE STIMULATOR | TRANSCUT NERVE STIMULATION | PHYSIO MED | TPN-EX TENS | 2011-06-27 | 60
PATIENT HOIST | PATIENT HOIST - STANDING AID | ARJO HUNTLEIGH | SARA PLUS | 2011-06-17 | 3600 | 2024-07-15 | 2025-07-15
PATIENT HOIST | PATIENT HOIST - STANDING AID | ARJO HUNTLEIGH | SARA PLUS | 2011-06-16 | 7174.26 | 2024-07-24 | 2025-01-24
REFRACTOMETER PAED | AUTO KERATO REFACTOMETER | TOPCON | KR-8900 | 2011-06-16 | 11209.5 | 2023-11-09 | 2024-11-09
LENS ANALYZER | COMPUTERISED LENSMETER | TOPCON | CL-200 | 2011-06-16 | 5400 | 2022-05-27 | 2023-05-27
OPHTHALMOSCOPE | OPHTHALMOSCOPE-DIRECT | KEELER | 1919 P.5063 | 2011-06-02 | 769.2
DIAGNOSTIC SET | DIAGNOSTIC SET | KEELER | VISTA | 2011-06-02 | 176.64 | 2024-04-17 | 2025-01-05
STEP LADDER | STEP LADDER | ABRU LIMITED | PROMASTER 60424 | 2011-05-25 | 136.8 | 2023-08-02 | 2024-09-15
SCALES | SCALES - HOIST | LIKO | 2835 | 2011-05-23 | 594 | 2022-11-23 13:25 | 2024-11-15
OPHTHALMIC CHAIR | PATIENT CHAIR | TAKAGI | UN-21 | 2011-05-16 | 4560 | 2023-07-05 | 2024-07-05
OPHTHALMIC CHAIR | PATIENT CHAIR | TAKAGI | UN-21 | 2011-05-16 | 4560 | 2024-05-13 | 2025-01-01
TONOMETER | APPLANATION TONOMETER | REICHERT-J | TONO-PEN AVIA | 2011-05-05 | 2040
SCALES | SCALES - BABY | SECA | 385 | 2011-04-28 | 240 | 2023-12-06 | 2024-11-15
PACHYMETER | PAHYMETER | DGH TECH | PACH MATE DGH55 | 2011-03-23 | 1200
PATIENT MONITOR | PATIENT MONITOR INTELLIVUE | PHILIPS LTD | MX800 | 2011-08-15 | 8457.156 | 2023-09-14 | 2028-09-14
PATIENT MONITOR | PATIENT MONITOR INTELLIVUE | PHILIPS LTD | MX800 | 2011-08-15 | 8457.168 | 2022-06-14 | 2027-06-14
TRANSPORT MONITOR | PATIENT MONITOR INTELLIVUE X2 | PHILIPS LTD | M3002A-X2 | 2011-08-15 | 1680 | 2022-08-11 | 2025-08-11
TRANSPORT MONITOR | PATIENT MONITOR INTELLIVUE X2 | PHILIPS LTD | M3002A-X2 | 2011-08-15 | 1680 | 2022-07-21 | 2025-07-21
MODULE HOLDER | MODULE HOLDER | PHILIPS LTD | M8048A | 2011-08-15 | 1680 | 2023-12-06 | 2024-12-01
MODULE HOLDER | MODULE HOLDER | PHILIPS LTD | M8048A | 2011-08-15 | 1680 | 2022-06-20 | 2027-06-20
ULTRASOUND PLINTH | ULTRASOUND PLINTH | MEDI-PLINTH | US03TE | 2011-07-22 | 2130.6 | 2021-11-18 | 2024-11-18
EXAMINATION CHAIR | GYNAE CHAIR | AR-EL TIBBI | 2087-4 | 2011-07-06 | 8460 | 2023-09-22 | 2024-06-01
TRANSCUT NERVE STIMULATOR | DUAL CHANNEL STIMULATOR | EVERYWAY MED | TPN-EX | 2011-03-31 | 35.4
TRANSCUT NERVE STIMULATOR | DUAL CHANNEL STIMULATOR | EVERYWAY MED | TPN-EX | 2011-03-31 | 35.4
TRANSCUT NERVE STIMULATOR | DUAL CHANNEL STIMULATOR | EVERYWAY MED | TPN-EX | 2011-03-31 | 35.4
TRANSCUT NERVE STIMULATOR | DUAL CHANNEL STIMULATOR | EVERYWAY MED | TPN-EX | 2011-03-31 | 35.4
TRANSCUT NERVE STIMULATOR | DUAL CHANNEL STIMULATOR | EVERYWAY MED | TPN-EX | 2011-03-31 | 35.4
TRANSCUT NERVE STIMULATOR | DUAL CHANNEL STIMULATOR | EVERYWAY MED | TPN-EX | 2011-03-31 | 35.4
TRANSCUT NERVE STIMULATOR | DUAL CHANNEL STIMULATOR | EVERYWAY MED | TPN-EX | 2011-03-31 | 35.4
TRANSCUT NERVE STIMULATOR | DUAL CHANNEL STIMULATOR | EVERYWAY MED | TPN-EX | 2011-03-31 | 35.4
TRANSCUT NERVE STIMULATOR | DUAL CHANNEL STIMULATOR | EVERYWAY MED | TPN-EX | 2011-03-31 | 35.4
TRANSCUT NERVE STIMULATOR | DUAL CHANNEL STIMULATOR | EVERYWAY MED | TPN-EX | 2011-03-31 | 35.4
PAIN STIMULATOR | TENS MACHINE | CEFAR | PRIMO | 2011-03-31 | 132
PAIN STIMULATOR | TENS MACHINE | CEFAR | PRIMO | 2011-03-31 | 132
PAIN STIMULATOR | TENS MACHINE | CEFAR | PRIMO | 2011-03-31 | 132
PAIN STIMULATOR | TENS MACHINE | CEFAR | PRIMO | 2011-03-31 | 132
PAIN STIMULATOR | TENS MACHINE | CEFAR | PRIMO | 2011-03-31 | 132
PAIN STIMULATOR | TENS MACHINE | CEFAR | PRIMO | 2011-03-31 | 132
PAIN STIMULATOR | TENS MACHINE | CEFAR | PRIMO | 2011-03-31 | 132
PAIN STIMULATOR | TENS MACHINE | CEFAR | PRIMO | 2011-03-31 | 132
PAIN STIMULATOR | TENS MACHINE | CEFAR | PRIMO | 2011-03-31 | 132
PAIN STIMULATOR | TENS MACHINE | CEFAR | PRIMO | 2011-03-31 | 132
INSUFFLATOR CO2 | ENDOFLATOR | KARL STORZ | 26430520 | 2011-04-07 | 5700 | 2024-09-12 | 2025-09-01
CHARGER | BATTERY CHARGER | DRAEGER | DR36 | 2011-04-06 | 240
SUCTION UNIT | SUCTION - LAERDAL - BATTERY | LAERDAL | LSU-2 | 2011-03-28 | 816 | 2022-06-08 | 2025-06-08
MULTI-MEASUREMENT SERVER | MULTI-MEASUREMENT SERVER | PHILIPS LTD | M3001A | 2011-04-01 | 3372
VIDEO PRINTER | VIDEO PRINTER | SONY | UP-DR80MD | 2011-03-31 | 1200 | 2023-10-19 | 2024-10-19
CAMERA CONTROL UNIT | CAMERA CONTROL UNIT | KARL STORZ | 22201020 | 2011-03-31 | 25891.536 | 2024-09-12 | 2025-09-12
LIGHT SOURCE | LIGHT SOURCE - XENON 300 | KARL STORZ | 20133120 | 2011-03-31 | 8100 | 2024-09-12 | 2025-09-12
CAMERA CONTROL UNIT | AIDA CONTROL NEO | KARL STORZ | 20046120 | 2011-03-31 | 21068.988 | 2024-09-12 | 2025-09-12
INSUFFLATOR CO2 | ENDOFLATOR | KARL STORZ | 26430520 | 2011-03-31 | 7787.52 | 2023-03-23 13:00 | 2024-10-15
FLAT SCREEN MONITOR - TOUCH | DISPLAY LCD FLAT SCREEN 15 INCH TOUCH SCREEN | KARL STORZ | 200903-31 | 2011-03-31 | 11592 | 2024-09-12 | 2025-09-12
FLAT SCREEN DISPLAY | DISPLAY LCD FLAT SCREEN 24 INCH HIGH DEFINITION WIDEVIEW | KARL STORZ | SC-WU24-A1511 | 2011-03-31 | 4794 | 2024-09-12 | 2025-09-12
ENDOSCOPY STACKING TROLLEY | ENDOSCOPY STACKING TROLLEY | KARL STORZ | VC-2010 | 2011-03-31 | 3600 | 2024-09-12 | 2025-09-12
FLAT SCREEN DISPLAY | DISPLAY LCD FLAT SCREEN 20 INCH | NEC DISPLAY | LCD2090UXI | 2011-04-27 | 600 | 2024-01-11 | 2025-01-11
MINI DRILL SET | MINI DRILL SET | COMO DRILLS | 400DHD | 2011-04-07 | 144
OPERATING TABLE | OPERATING TABLE | ESCHMANN | T-20-M+OP-TABLE | 2011-03-17 | 37395.792 | 2023-11-11 | 2024-11-14
COUCH | COUCH 2-SECTION ELECTRIC | BRISTOL MAID (HOSP.M.CRAFT) | EC015 | 2011-05-12 | 840 | 2022-05-31 | 2025-08-15
COUCH | COUCH 2-SECTION ELECTRIC | BRISTOL MAID (HOSP.M.CRAFT) | EC015 | 2011-05-12 | 840 | 2022-05-31 | 2025-08-15
ANTI-STATIC MAT | ANTI-STATIC MAT | FARNELL LTD | VER-28209 | 2011-03-17 | 66 | 2023-01-26 08:36
COUCH | ECHO PRO TABLE | BIO-DEX | 058-705 | 2011-03-14 | 8568 | 2024-04-04 | 2026-04-04
COUCH | ECHO PRO TABLE | BIO-DEX | 058-705 | 2011-03-14 | 8568 | 2024-02-16 | 2026-02-16
SPHYGMOMANOMETER | ANEROID SPHYGMOMANOMETER | BOSO (BOSCH & SOHN) | A/W 0124 | 2011-06-23 | 48
AMBULATORY ARRHYTHMIA MONITOR | AMBULATORY ECG RECORDER | SPACELABS | LIFECARD CF | 2011-06-06 | 2152.8
AMBULATORY ARRHYTHMIA MONITOR | AMBULATORY ECG RECORDER | SPACELABS | LIFECARD CF | 2011-06-06 | 2152.8
COUCH | COUCH - HIGH/LOW | AKRON | 9822 | 2013-03-28 | 960 | 2023-10-20 | 2024-10-20
REGULATOR | REGULATOR - AIR - BULLNOSE | MEC CO. LTD | GASS4 - AIR BULLNOSE | 2011-04-07 | 48.72
AUTO TOY TESTER & WARBLE GEN | AUTOMATED TOY TEST & WARBLE GENERATOR | CHAC/IHR | P | 2011-03-17 | 1200 | 2024-03-05 | 2025-03-05
GAS & VACUUM FLOW/PRESSURE | 3 GUN PRESSURE AND FLOW MEDICAL GAS TEST SET | MEC CO. LTD | 2005NP | 2011-03-02 | 600 | 2024-08-01 | 2025-08-01
NERVE STIMULATOR | NERVE STIMULATOR | POLYMEDIC | POLYSTIM | 2011-03-01 | 240
NERVE STIMULATOR | NERVE STIMULATOR | POLYMEDIC | POLYSTIM | 2011-03-01 | 240
HUMAN PATIENT SIMULATOR | PATIENT SIMULATOR ADULT | LAERDAL | SIMMAN | 2011-03-15 | 32400 | 2022-05-05 | 2023-05-05
SUCTION UNIT | SUCTION - LAERDAL - BATTERY | LAERDAL | LSU-2 | 2011-03-11 | 816 | 2024-09-06 | 2027-09-06
SCALES | SCALES - BABY | SECA | 384 | 2011-03-07 | 240 | 2022-11-30 15:25 | 2024-11-15
HANDPIECE KNEE CONTROL | HANDPIECE | KAVO | K5 MODEL 4911 | 2011-03-07 | 960 | 2022-07-15 | 2025-01-15
MICROSCOPE | MICROSCOPE | LEICA | DM2500 | 2011-02-14 | 13485.324 | 2024-08-27 | 2025-08-27
MICROSCOPE | MICROSCOPE | LEICA | DM2500 | 2011-02-14 | 13485.312 | 2024-08-27 | 2025-08-27
MICROSCOPE | MICROSCOPE | LEICA | DM2500 | 2011-02-14 | 13485.312
MICROSCOPE | MICROSCOPE | LEICA | DM2500 | 2011-02-14 | 13485.312 | 2024-08-29 | 2025-08-29
SUCTION UNIT | MOBILE THEATRE SUCTION | THERAPY EQUIPMENT | 4760 | 2021-08-18 | 654
WARMING MATTRESS | WARMING MATTRESS | INDITHERM | OTM1 | 2011-03-04 | 1020
WARMING MATTRESS | WARMING MATTRESS | INDITHERM | OTM1 | 2011-03-04 | 1020
SCALES | SCALES - STAND ON | SECA | 877 | 2011-03-04 | 78 | 2023-11-29 | 2024-11-15
SCALES | SCALES - STAND ON | SECA | 877 | 2011-03-04 | 78 | 2023-11-29 | 2024-11-15
SUCTION UNIT | MOBILE THEATRE SUCTION | THERAPY EQUIPMENT | 4760 | 2017-01-01 | 654
PATIENT HOIST | PATIENT HOIST - MOBILE | LIKO | VIKING XL | 2011-02-16 | 7714.08 | 2024-07-08 | 2025-01-08
VISION TESTER | LOGMAR-TEST TYPE VISION CHART | SUSSEX VISIO | SDT.392LSV | 2010-02-10 | 240 | 2024-01-17 | 2025-01-05
VISION TESTER | LOGMAR-TEST TYPE VISION CHART | SUSSEX VISIO | SDT.392LSV | 2010-02-10 | 240 | 2024-01-22 | 2025-01-15
VISION TESTER | LOGMAR-TEST TYPE VISION CHART | SUSSEX VISIO | SDT.392LSV | 2010-02-10 | 240 | 2022-01-20 | 2024-07-15
VISION TESTER | LOGMAR-TEST TYPE VISION CHART | SUSSEX VISIO | SDT.392LSV | 2010-02-10 | 240 | 2023-01-19 12:28 | 2024-01-19
VISION TESTER | LOGMAR-TEST TYPE VISION CHART | SUSSEX VISIO | SDT.392LSV | 2010-02-10 | 240 | 2023-01-18 10:45 | 2024-01-18
SLIT LAMP | SLIT LAMP | HAAG STREIT | BM900 | 2011-02-09 | 15204.492 | 2024-04-08 | 2025-01-05
SLIT LAMP | SLIT LAMP | HAAG STREIT | BM900 | 2011-02-09 | 15204.492 | 2022-02-21 | 2025-03-15
SLIT LAMP | SLIT LAMP | HAAG STREIT | BM900 | 2011-02-09 | 15204.492 | 2024-02-16 | 2025-01-08
APPLANATION TONOM | TONOMETER | HAAG STREIT | AT900 | 2011-02-04 | 1440
APPLANATION TONOM | TONOMETER | HAAG STREIT | AT900 | 2011-02-04 | 1440
APPLANATION TONOM | TONOMETER | HAAG STREIT | AT900 | 2011-02-04 | 1440
APPLANATION TONOM | TONOMETER | HAAG STREIT | AT900 | 2011-02-04 | 1440
APPLANATION TONOM | TONOMETER | HAAG STREIT | AT900 | 2011-02-04 | 1440
OPHTHALMIC CHAIR | SWIVVY CHAIR | MELCO | SWIVVY | 2011-02-02 | 2400 | 2024-01-23 | 2025-01-15
SLIT LAMP TABLE | TAKAGI SLIT LAMP TABLE | TAKAGI | ST40 | 2011-02-02 | 4800 | 2024-01-23 | 2025-01-15
OPHTHALMIC CHAIR | SWIVVY CHAIR | MELCO | SWIVVY | 2011-02-02 | 2400 | 2024-01-17 | 2025-01-15
SLIT LAMP TABLE | TAKAGI SLIT LAMP TABLE | TAKAGI | ST40 | 2011-02-02 | 4800 | 2024-01-16 | 2025-01-15
OPHTHALMIC CHAIR | SWIVVY CHAIR | MELCO | SWIVVY | 2011-02-02 | 2400 | 2024-01-18 | 2025-01-15
SLIT LAMP TABLE | TAKAGI SLIT LAMP TABLE | TAKAGI | ST40 | 2011-02-02 | 4800 | 2024-01-18 | 2025-01-15
SCALES | SCALES - STAND ON | MARSDEN | MPMS-250 | 2011-01-24 | 360 | 2023-12-06 | 2024-11-15
SCALES | SCALES - STAND ON | MARSDEN | MPMS-250 | 2011-01-24 | 360 | 2022-11-30 15:06 | 2024-11-15
SCALES | SCALES - STAND ON | MARSDEN | MPMS-250 | 2011-01-24 | 360 | 2021-03-23 | 2024-11-15
SCALES | SCALES - STAND ON | MARSDEN | MPMS-250 | 2011-01-24 | 360 | 2021-03-23 | 2024-11-15
SUCTION UNIT | SUCTION - LAERDAL - BATTERY | LAERDAL | LSU-2 | 2017-05-26 | 816 | 2023-07-17 | 2026-07-17
COLPOSCOPE | COLPOSCOPE | ZEISS | 150-FC | 2011-03-17 | 11254.8 | 2024-08-15 | 2025-08-15
PATIENT MONITOR | PATIENT MONITOR INTELLIVUE MP5 | PHILIPS LTD | M8105A | 2011-03-17 | 8178.612 | 2022-04-19 | 2025-04-19
PATIENT MONITOR | PATIENT MONITOR INTELLIVUE MP5 | PHILIPS LTD | M8105A | 2011-03-17 | 8179.2 | 2022-04-12 | 2025-04-01
PATIENT MONITOR | PATIENT MONITOR INTELLIVUE MP5 | PHILIPS LTD | M8105A | 2011-03-17 | 8179.2 | 2022-04-12 | 2025-04-01
PATIENT MONITOR | PATIENT MONITOR INTELLIVUE MP5 | PHILIPS LTD | M8105A | 2011-03-17 | 8179.2 | 2022-04-12 | 2025-04-01
ANTI-STATIC MAT | BURIED LAYER DISSIPATIVE MAT | RS | 233-468 | 2011-03-01 | 45.012 | 2023-11-29 | 2024-11-29
ANTI-STATIC MAT | BURIED LAYER DISSIPATIVE MAT | RS | 233-468 | 2011-03-01 | 45.012 | 2023-11-29 | 2024-11-29
ANTI-STATIC MAT | BURIED LAYER DISSIPATIVE MAT | RS | 233-468 | 2011-03-01 | 45.012 | 2023-11-29 | 2024-11-29
PHOTOTHERAPY UNIT | PHOTOTHERAPY UNIT | DRAEGER | Photo-Therapy 4000 | 2011-02-23 | 2040 | 2024-07-17 | 2025-07-17
HUMALACTOR | HUMALACTOR | MEDELA | SYMPHONY | 2011-02-17 | 2280 | 2023-03-06 14:51 | 2025-02-23
HUMALACTOR | HUMALACTOR | MEDELA | SYMPHONY | 2011-02-17 | 2280 | 2021-07-08 | 2025-08-01
HUMALACTOR | HUMALACTOR | MEDELA | SYMPHONY | 2011-02-17 | 2280 | 2022-05-10 | 2025-08-01
HUMALACTOR | HUMALACTOR | MEDELA | SYMPHONY | 2011-02-17 | 2280 | 2024-04-05 | 2026-04-05
HUMALACTOR | HUMALACTOR | MEDELA | SYMPHONY | 2011-02-17 | 2280 | 2023-10-03 | 2025-10-03
HUMALACTOR | HUMALACTOR | MEDELA | SYMPHONY | 2011-02-17 | 2280 | 2023-05-26 | 2025-02-16
HUMALACTOR | HUMALACTOR | MEDELA | SYMPHONY | 2011-02-17 | 2280 | 2023-02-02 11:56 | 2025-02-11
AMBULATORY ARRHYTHMIA MONITOR | AMBULATORY ECG RECORDER | NOVACOR UK | R.TEST 3 EVOLUTION | 2011-02-08 | 1200
AMBULATORY ARRHYTHMIA MONITOR | AMBULATORY ECG RECORDER | NOVACOR UK | R.TEST 3 EVOLUTION | 2011-02-08 | 1200
AMBULATORY ARRHYTHMIA MONITOR | AMBULATORY ECG RECORDER | NOVACOR UK | R.TEST 3 EVOLUTION | 2011-02-08 | 1200
AMBULATORY ARRHYTHMIA MONITOR | AMBULATORY ECG RECORDER | NOVACOR UK | R.TEST 3 EVOLUTION | 2011-02-08 | 1200
AMBULATORY ARRHYTHMIA MONITOR | AMBULATORY ECG RECORDER | NOVACOR UK | R.TEST 3 EVOLUTION | 2011-02-08 | 1200
SPHYGMOMANOMETER | SPHYGMOMANOMETER | SPEIDEL & KE | MAXI STABIL 3 | 2011-01-28 | 84
SPHYGMOMANOMETER | SPHYGMOMANOMETER | SPEIDEL & KE | MAXI STABIL 3 | 2011-01-28 | 84
SPHYGMOMANOMETER | SPHYGMOMANOMETER | SPEIDEL & KE | MAXI STABIL 3 | 2011-01-28 | 84 | 2022-06-22 | 2025-08-01
SPHYGMOMANOMETER | SPHYGMOMANOMETER | SPEIDEL & KE | MAXI STABIL 3 | 2011-01-28 | 84
SPHYGMOMANOMETER | SPHYGMOMANOMETER | SPEIDEL & KE | MAXI STABIL 3 | 2011-02-17 | 90
SPHYGMOMANOMETER | SPHYGMOMANOMETER | SPEIDEL & KE | MAXI STABIL 3 | 2011-02-17 | 90
HIGH SPEED COMPOUNDER | HIGH SPEED COMPOUNDER | SECURE NUTRI | AUTOCOMP | 2011-01-07 | 420
PATIENT MONITOR | PATIENT MONITOR INTELLIVUE MP5 | PHILIPS LTD | M8105A | 2011-01-13 | 6792.744 | 2023-07-25 | 2026-07-25
MULTI-MEASUREMENT SERVER | MULTI-MEASUREMENT SERVER | PHILIPS LTD | M3001A | 2011-01-17 | 3372
ULTRASOUND SCANNER | ULTRASOUND SCANNER | FUJIFILM SONOSITE | NANOMAXX P11111-30 | 2011-01-19 | 19200 | 2024-01-12 | 2025-01-12
HEART LUNG PUMP | ROLLER PUMP | STOCKERT | S5 10-85-00 | 2011-01-26 | 6000
HEART LUNG PUMP | ROLLER PUMP | STOCKERT | S5 10-85-00 | 2011-01-26 | 6000
HEART LUNG PUMP | ROLLER PUMP | STOCKERT | S5-10-80-00 | 2011-01-26 | 6000
HEART LUNG PUMP | ROLLER PUMP | STOCKERT | S5-10-80-00 | 2011-01-26 | 6000
BLENDER | AIR, O2, CO2 MIXER | SECHRIST | 3500/3500HL | 2011-01-26 | 3600 | 2024-01-04 | 2024-09-14
HEART LUNG PUMP | BASE UNIT | STOCKERT | 28-98-00 | 2011-01-26 | 60000 | 2019-08-23 | 2024-09-15
HEART LUNG PUMP | ROLLER PUMP | STOCKERT | S5 10-85-00 | 2011-01-26 | 6000
HEART LUNG PUMP | ROLLER PUMP | STOCKERT | S5 10-85-00 | 2011-01-26 | 6000
HEART LUNG PUMP | ROLLER PUMP | STOCKERT | S5-10-80-00 | 2011-01-26 | 6000
HEART LUNG PUMP | ROLLER PUMP | STOCKERT | S5-10-80-00 | 2011-01-26 | 6000
HEART LUNG PUMP | BASE UNIT | STOCKERT | 28-98-00 | 2011-01-26 | 60000 | 2019-08-16 | 2024-09-15
BLENDER | AIR, O2, CO2 MIXER | SECHRIST | 3500/3500HL | 2011-01-26 | 3600 | 2023-11-25 | 2024-09-14
HEART LUNG PUMP | ROLLER PUMP | STOCKERT | S5-10-80-00 | 2011-01-26 | 6000
HEART LUNG PUMP | ROLLER PUMP | STOCKERT | S5 10-85-00 | 2011-01-26 | 6000
HEART LUNG PUMP | ROLLER PUMP | STOCKERT | S5 10-85-00 | 2011-01-26 | 6000
HEART LUNG PUMP | ROLLER PUMP | STOCKERT | S5-10-80-00 | 2011-01-26 | 6000
HEART LUNG PUMP | BASE UNIT | STOCKERT | 28-98-00 | 2011-01-26 | 60000 | 2021-11-05
COUCH | COUCH 2-SECTION ELECTRIC | BRISTOL MAID (HOSP.M.CRAFT) | EC015 | 2011-01-26 | 840 | 2024-08-15 | 2027-08-15
PATIENT MONITOR | PATIENT MONITOR INTELLIVUE MP5 | PHILIPS LTD | M8105A | 2011-02-10 | 6594 | 2023-06-29 | 2026-06-29
PLATELET READER | PLATELET MULTIFUNCTION ANALYSER | WERFEN | MULTIPLATE | 2011-01-25 | 9000
PACEMAKER | PACEMAKER | APC CARDIOVASCULAR | EV4543 | 2009-10-08 | 1080
PACEMAKER | PACEMAKER | APC CARDIOVASCULAR | EV4543 | 2011-01-14 | 1080
PMG TERMINALS | VACUUM SPLITTER | MEC CO. LTD | W40206 | 2011-01-12 | 237
SPHYGMOMANOMETER | SPHYGMOMANOMETER | SPEIDEL & KE | MAXI STABIL 3 | 2011-01-06 | 90
SPHYGMOMANOMETER | SPHYGMOMANOMETER | SPEIDEL & KE | MAXI STABIL 3 | 2011-01-06 | 90
SPHYGMOMANOMETER | SPHYGMOMANOMETER | SPEIDEL & KE | MAXI STABIL 3 | 2011-01-06 | 90
SPHYGMOMANOMETER | SPHYGMOMANOMETER | SPEIDEL & KE | MAXI STABIL 3 | 2011-01-06 | 90
SLIT LAMP | SLIT LAMP | HAAG STREIT | BM900 | 2011-02-09 | 16264.8 | 2024-01-25 | 2025-01-15
SLIT LAMP | SLIT LAMP | HAAG STREIT | BM900 | 2011-02-09 | 15204.492 | 2024-03-05 | 2025-03-04
STEAM CLEANER | STEAM CLEANER - WASI-STEAM CLASSIC | WASSERMANN | STEAM JET | 2011-01-20 | 1200 | 2024-03-28 | 2026-06-17
SPHYGMOMANOMETER | SPHYGMOMANOMETER | SPEIDEL & KE | MAXI STABIL 3 | 2011-01-12 | 90
S5FM MONITOR | ASCOPE MONITOR | AMBU LTD | ASCOPE MONITOR | 2011-01-11 | 600 | 2022-05-05 | 2023-05-05
VACUUM PUMP | VACUUM PUMP | IVOCLAR-VIVA | VP4 | 2011-01-07 | 1200 | 2024-03-11 | 2026-06-17
FURNACE | FURNACE | IVOCLAR-VIVA | PROGRAMAT 3000 | 2011-01-07 | 6600 | 2024-03-11 | 2026-06-17
SLIT LAMP TABLE | HGM POWERED SLIT LAMP TABLE | HGM | HGM | 2011-01-07 | 6000 | 2022-01-25 | 2023-01-25
ULTRASONIC SCALER | ULTRASONIC SCALER | DENTSPLY LTD | CAVITRON SELECT SPS | 2011-01-04 | 1959.9 | 2022-08-05 | 2024-08-15
OPHTHALMOSCOPE-INDIRECT | INDIRECT WITH CHARGER | KEELER | ALL PUPIL II WIRELES | 2010-12-30 | 2640 | 2024-04-08 | 2026-04-20
FIXED FUME CABINET | CYTOTOXIC FUME CABINET | ESCO GB LTD | CYT-4A1 | 2010-12-29 | 9327.324 | 2023-04-26 | 2024-04-26
SUCTION CONTROLLER | SUCTION CONTROLLER | EAST HEALTH | HIGH-SUCTION | 2010-12-22 | 240
SUCTION CONTROLLER | SUCTION CONTROLLER | EAST HEALTH | HIGH-SUCTION | 2010-12-22 | 240
SUCTION CONTROLLER | SUCTION CONTROLLER | EAST HEALTH | HIGH-SUCTION | 2010-12-22 | 240
SUCTION CONTROLLER | SUCTION CONTROLLER | EAST HEALTH | HIGH-SUCTION | 2010-12-22 | 240
SPHYGMOMANOMETER | SPHYGMOMANOMETER | SPEIDEL & KE | MAXI STABIL 3 | 2010-12-20 | 90
SPHYGMOMANOMETER | SPHYGMOMANOMETER | SPEIDEL & KE | MAXI STABIL 3 | 2010-12-16 | 90
SPHYGMOMANOMETER | SPHYGMOMANOMETER | SPEIDEL & KE | MAXI STABIL 3 | 2010-12-16 | 90
SPHYGMOMANOMETER | SPHYGMOMANOMETER | SPEIDEL & KE | MAXI STABIL 3 | 2010-12-16 | 90
SPHYGMOMANOMETER | SPHYGMOMANOMETER | SPEIDEL & KE | MAXI STABIL 3 | 2010-12-15 | 90
SPHYGMOMANOMETER | SPHYGMOMANOMETER | SPEIDEL & KE | MAXI STABIL 3 | 2010-12-15 | 90
SPHYGMOMANOMETER | SPHYGMOMANOMETER | SPEIDEL & KE | MAXI STABIL 3 | 2010-12-15 | 90
SPHYGMOMANOMETER | SPHYGMOMANOMETER | SPEIDEL & KE | MAXI STABIL 3 | 2010-12-15 | 90
SPHYGMOMANOMETER | SPHYGMOMANOMETER | SPEIDEL & KE | MAXI STABIL 3 | 2010-12-15 | 90
VITAL SIGNS MONITOR | VITAL SIGNS MONITOR NBP | MICROLIFE | BP3 BTO-A | 2010-11-16 | 84 | 2024-08-14 | 2025-08-14
SCALES | SCALES - STAND ON | MARSDEN | MS-4202L | 2010-12-17 | 267.432 | 2021-03-23 | 2024-11-15
SPHYGMOMANOMETER | SPHYGMOMANOMETER | SPEIDEL & KE | MAXI STABIL 3 | 2010-12-17 | 180
SPHYGMOMANOMETER | SPHYGMOMANOMETER | SPEIDEL & KE | MAXI STABIL 3 | 2010-12-17 | 180
SPHYGMOMANOMETER | SPHYGMOMANOMETER | SPEIDEL & KE | MAXI STABIL 3 | 2010-12-17 | 180
SPHYGMOMANOMETER | SPHYGMOMANOMETER | SPEIDEL & KE | MAXI STABIL 3 | 2010-12-17 | 180
OPHTHALMOSCOPE-INDIRECT | INDIRECT WITH CHARGER | KEELER | ALL PUPIL II WIRELES | 2010-12-30 | 2640 | 2024-03-19 | 2026-03-02
OPHTHALMOSCOPE-INDIRECT | INDIRECT WITH CHARGER | KEELER | ALL PUPIL II WIRELES | 2010-12-30 | 2640 | 2024-04-10 | 2026-03-21
OPHTHALMOSCOPE-INDIRECT | INDIRECT WITH CHARGER | KEELER | ALL PUPIL II WIRELES | 2010-12-30 | 2640 | 2024-02-16 | 2026-01-08
OPHTHALMOSCOPE-INDIRECT | INDIRECT WITH CHARGER | KEELER | ALL PUPIL II WIRELES | 2010-12-30 | 2640 | 2023-03-15 15:27 | 2025-03-15
SPHYGMOMANOMETER | SPHYGMOMANOMETER | SPEIDEL & KE | MAXI STABIL 3 | 2010-12-15 | 90
SPHYGMOMANOMETER | SPHYGMOMANOMETER | SPEIDEL & KE | MAXI STABIL 3 | 2010-12-14 | 90
SPHYGMOMANOMETER | SPHYGMOMANOMETER | SPEIDEL & KE | MAXI STABIL 3 | 2010-12-14 | 90
SPHYGMOMANOMETER | SPHYGMOMANOMETER | SPEIDEL & KE | MAXI STABIL 3 | 2010-12-14 | 90
SPHYGMOMANOMETER | SPHYGMOMANOMETER | SPEIDEL & KE | MAXI STABIL 3 | 2010-12-14 | 90
FLAT SCREEN DISPLAY | LED MONITOR TFT 19 INCH | HANNS G | HL196D | 2010-11-29 | 360
FLAT SCREEN DISPLAY | LED MONITOR TFT 19 INCH | HANNS G | HL196D | 2010-11-29 | 360
FLAT SCREEN DISPLAY | LED MONITOR TFT 19 INCH | HANNS G | HL196D | 2010-11-29 | 360
FLAT SCREEN DISPLAY | LED MONITOR TFT 19 INCH | HANNS G | HL196D | 2010-11-29 | 360
FLAT SCREEN DISPLAY | LED MONITOR TFT 19 INCH | HANNS G | HL196D | 2010-11-29 | 360
FLAT SCREEN DISPLAY | LED MONITOR TFT 19 INCH | HANNS G | HL196D | 2010-11-29 | 360
FLAT SCREEN DISPLAY | LED MONITOR TFT 19 INCH | HANNS G | HL196D | 2010-11-29 | 360
FLAT SCREEN DISPLAY | LED MONITOR TFT 19 INCH | HANNS G | HL196D | 2010-11-29 | 360
FLAT SCREEN DISPLAY | LED MONITOR TFT 19 INCH | HANNS G | HL196D | 2010-11-29 | 360
FLAT SCREEN DISPLAY | LED MONITOR TFT 19 INCH | HANNS G | HL196D | 2010-11-29 | 360
FLAT SCREEN DISPLAY | LED MONITOR TFT 19 INCH | HANNS G | HL196D | 2010-11-29 | 360
FLAT SCREEN DISPLAY | LED MONITOR TFT 19 INCH | HANNS G | HL196D | 2010-11-29 | 360
HUMIDIFIER | HEATED RESPIRATORY HUMIDIFIER | F & P | HC150 | 2015-10-06 | 1200
HUMIDIFIER | HEATED RESPIRATORY HUMIDIFIER | F & P | HC150 | 2010-12-31 | 150
DIATHERMY MACHINE | DIATHERMY MACHINE | VALLEYLAB | FORCE TRIAD | 2010-12-13 | 36000 | 2023-06-09 | 2025-05-15
PACEMAKER PROGRAMMER | PACEMAKER PROGRAMMER | ST JUDE MEDICAL | 3650 | 2010-12-07 | 12000 |  | 2024-07-15
VAPORIZERS | VAPORIZER | DATEX-OHMEDA | FLUOTEC-5 | 2010-11-29 | 720
FLAT SCREEN DISPLAY | DISPLAY LCD FLAT SCREEN 17 INCH | VIDEO SEVER | L17PS | 2010-11-29 | 240
FLAT SCREEN DISPLAY | DISPLAY LCD FLAT SCREEN 17 INCH | VIDEO SEVER | L17PS | 2010-11-29 | 240
MULTI-MEASUREMENT SERVER | MULTI-MEASUREMENT SERVER | PHILIPS LTD | M3001A | 2010-11-19 | 1598.952
SPHYGMOMANOMETER | SPHYGMOMANOMETER | SPEIDEL & KE | MAXI STABIL 3 | 2010-12-20 | 90
TRANSFORMER | TRANSFORMER | WELCH ALLYN | 71156 | 2010-11-22 | 240
BATTERY CHARGER | BATTERY CHARGER | STRYKER | SYSTEM 6 | 2010-11-19 | 2820 |  | 2024-10-15
AUDIO DOPPLER | ULTRASOUND DOPPLER | SUMMIT MEDIC | LIFEDOP | 2010-11-15 | 960
HEATED GUTTA-PERCHA UNIT | OBTURATION DEVICE | DENTSPLY LTD | AEU-55M | 2010-12-02 | 1800 | 2023-07-24 | 2024-07-24
SUCTION - DENTAL | CENTRAL SUCTION PLANT | DURR DENTAL | V9000 | 2019-04-16 | 36000
SUCTION - DENTAL | CENTRAL SUCTION PLANT | DURR DENTAL | V9000 | 2010-12-01 | 36000 | 2024-08-14 | 2024-11-20
ULTRASONIC SCALER | ULTRASONIC SCALER | DENTSPLY LTD | CAVITRON SELECT | 2010-11-18 | 780 | 2023-05-09 | 2024-04-20
SUCTION UNIT | SUCTION - LAERDAL - BATTERY | LAERDAL | LSU-2 | 2010-11-18 | 816 | 2024-04-24 | 2027-04-15
ULTRASOUND SCANNER | ULTRASOUND SCANNER - PORTABLE | FUJIFILM SONOSITE | MICROMAXX | 2010-11-17 | 13200
CRYO PROBE | CRYO PROBE | WALLAC | 900603 | 2010-11-10 | 1572
CRYO PROBE | CRYO PROBE | WALLAC | 900603 | 2010-11-10 | 1572
HANDPIECE | DENTAL HANDPIECE | W&H UK LTD | SYNEA TA-98 | 2010-11-08 | 480
SUCTION UNIT | SUCTION - LAERDAL - BATTERY | LAERDAL | LSU-2 | 2010-11-05 | 816 | 2022-02-28 | 2025-04-15
OPHTHALMIC CHAIR | SWIVVY CHAIR | MELCO | SWIVVY | 2010-11-03 | 2400 | 2024-01-18 | 2025-01-10
SLIT LAMP TABLE | TAKAGI SLIT LAMP TABLE | TAKAGI | ST40 | 2010-11-03 | 4800 | 2024-01-18 | 2025-01-10
SLIT LAMP TABLE | TELESMART SLIT LAMP TABLE | TELESMART | PLEASE ENTER MODEL! (984) | 2010-11-03 | 1200 | 2024-10-11 | 2025-11-15
EXAMINATION CHAIR | GYNAE CHAIR | AR-EL TIBBI | 2087-4 | 2011-01-21 | 8460 | 2021-03-17 | 2024-09-01
POWER SUPPLY | 7.5V DC 1.7A POWER ADAPTOR | PTW-FREIBURG | 7.5 DC POWER ADAPTOR | 2010-10-26 | 120
PHOTOTHERAPY UNIT | PHOTOTHERAPY UNIT | DRAEGER | Photo-Therapy 4000 | 2011-03-11 | 2040 | 2024-08-12 | 2025-08-12
UNINTERRUPTIBLE POWER SUPPLY | UNINTERRUPTIBLE POWER SUPPLY | AMERICAN POWER CONVERSION (APC) | BACK-UPS RS 800 | 2010-12-14 | 127.2
DRILL | DRILL AND IRRIGATION CONSOLE | MEDTRONIC | EC300 | 2010-12-07 | 10569.708 | 2023-11-15 | 2024-11-01
PATIENT HOIST | PATIENT HOIST - MOBILE | LIKO | VIKING XL | 2010-12-06 | 6614.316 | 2024-07-11 | 2025-01-11
DOCKING STATION | DOCKING STATION - RADICAL | MASIMO UK | DOCKING - RADICAL | 2010-11-30 | 240 | 2022-07-28 | 2025-07-28
OXIMETER | PULSE OXIMETER | MASIMO UK | RADICAL | 2010-11-30 | 600 | 2022-07-28 | 2025-07-01
OXIMETER | PULSE OXIMETER | MASIMO UK | RADICAL-7 | 2010-11-30 | 600 | 2022-10-25 | 2025-10-25
DOCKING STATION | DOCKING STATION - RADICAL | MASIMO UK | DOCKING - RADICAL | 2010-11-30 | 240 | 2022-10-25 | 2025-10-25
SMOKE EXTRACTOR | ELECTROSURGERY SMOKE EXTRACTION UNIT | CONMED | AER DEFENSE | 2010-11-29 | 2160 | 2024-06-03 | 2025-06-03
VITAL SIGNS MONITOR | VITAL SIGNS MONITOR: NBP. | GE LIMITED | CARESCAPE V100 | 2010-11-17 | 1860 | 2022-06-13 | 2025-06-13
VITAL SIGNS MONITOR | VITAL SIGNS MONITOR: NBP. | GE LIMITED | CARESCAPE V100 | 2010-11-17 | 1860 | 2022-04-19 | 2025-04-19
SCALES | SCALES - BABY | WEYLUX | WEYLUX BMI | 2010-10-19 | 180 | 2021-03-23 | 2024-11-15
AMALGAM DISPENSER | AMALGAM DISPENSER | DE GOTZEN | SOFTLY 8 | 2010-10-11 | 420 | 2024-04-30 | 2025-04-05
SCALES | SCALES - INDUSTRIAL | MY WEIGH | HD-150 | 2010-10-27 | 84
ANTERIOR SEGMENT IMAGING UNIT | OCULUS PENTACAM ANTERIOR SEGMENT TOMOGRAPHY | OCULUS | PLEASE ENTER MODEL! (436) | 2010-10-22 | 34560 | 2023-01-23 15:35 | 2024-01-23
LIGHT CURE UNIT | PEN STYLE CURING LIGHT | DENTSPLY LTD | SMARTLITE PS | 2010-10-21 | 240 | 2023-01-17 16:17 | 2024-08-15
TACHOMETER | PHOTO/CONTACT TACHOMETER | RS | 163-5348 | 2010-10-19 | 213 | 2024-03-15 | 2026-03-15
SCALES | SCALES - BODY COMPOSITION ANALYSER | TANITA | BC-418MA(BCA) | 2010-10-14 | 9720 | 2023-11-30 | 2024-11-15
APPLANATION TONOM | TONOMETER | HAAG STREIT | AT900 | 2010-10-12 | 1440
SCALES | SCALES - STAND ON | SECA | 877 | 2010-10-07 | 240 | 2023-12-04 | 2024-11-15
MOBILE X-RAY C-ARM | MOBILE IMAGE INTENSIFIER | SIEMENS LTD | ARCADIS VARIC | 2011-01-13 | 101815.2 | 2024-10-10 | 2025-08-09
MOBILE X-RAY C-ARM | MOBILE X-RAY C-ARM | SIEMENS LTD | SIREMOBIL COMPACT L | 2011-01-13 | 76312.8 | 2024-04-25 | 2025-03-30
COUCH | COUCH - ULTRASOUND COUCH | PLINTH 2000 | PLINTH 2000 | 2010-11-17 | 600 | 2024-04-04 | 2025-04-04
FILE SERVER | SYNGO VIA SERVER | SIEMENS LTD | SYNGO VIA | 2010-12-17 | 60000
DIGITAL X-RAY ROOM | DIGITAL DIAGNOST UM | PHILIPS LTD | DIGITAL DIAGNOST UM | 2011-01-20 | 272526.984 | 2023-12-16 | 2024-12-16
ULTRASOUND PROBE | ULTRASOUND PROBE | GE LIMITED | L8-18I | 2010-12-02 | 6000
ULTRASOUND PROBE | ULTRASOUND PROBE | GE LIMITED | C1-5-D | 2010-12-02 | 6000
ULTRASOUND PROBE | ULTRASOUND PROBE | GE LIMITED | 9L-D | 2010-12-02 | 6000
ULTRASOUND SCANNER | ULTRASOUND SCANNER | GE LIMITED | 5205000-4/LOGIQE9 | 2010-12-02 | 143914.2 | 2024-03-27 | 2025-03-27
SUCTION CONTROLLER | SUCTION CONTROLLER | EAST HEALTH | HIGH-SUCTION | 2010-11-08 | 240
SUCTION CONTROLLER | SUCTION CONTROLLER | EAST HEALTH | HIGH-SUCTION | 2010-10-28 | 240
CARDIOGRAPH | CARDIOGRAPH | GE LIMITED | MAC1600 | 2010-10-26 | 4800 | 2024-08-20 | 2025-08-20
COUCH | COUCH 2-SECTION ELECTRIC | BRISTOL MAID (HOSP.M.CRAFT) | EC015 | 2010-10-15 | 840 | 2022-05-31 | 2025-08-15
COUCH | COUCH 2-SECTION ELECTRIC | BRISTOL MAID (HOSP.M.CRAFT) | EC015 | 2010-10-15 | 840 | 2024-08-15 | 2027-08-15
COUCH | COUCH 2-SECTION ELECTRIC | BRISTOL MAID (HOSP.M.CRAFT) | EC015 | 2010-10-15 | 840 | 2022-05-31 | 2025-08-15
COUCH | COUCH 2-SECTION ELECTRIC | BRISTOL MAID (HOSP.M.CRAFT) | EC015 | 2010-10-15 | 840 | 2022-05-31 | 2025-08-15
COUCH | COUCH 2-SECTION ELECTRIC | BRISTOL MAID (HOSP.M.CRAFT) | EC015 | 2010-10-15 | 840 | 2022-05-31 | 2025-08-15
COUCH | COUCH 2-SECTION ELECTRIC | BRISTOL MAID (HOSP.M.CRAFT) | EC015 | 2010-10-15 | 840 | 2022-05-31 | 2025-08-15
SUCTION CONTROLLER | HIGH SUCTION CONTROLLER | THERAPY EQUIPMENT | DIAMOND RANGE HIGH | 2010-10-12 | 166.8
THERMAL PRINTER | PRINTER - BLUETOOTH | EPSON LTD | TM-U220 | 2010-10-06 | 600
BLOOD GAS ANALYSER | BLOOD GAS ANALYSER | ALERE LTD | EPOC READER | 2010-09-17 | 2400
BATTERY CHECKER | BATTERY CHECKER | ASTRATEC | CHECKMATE III | 2010-09-27 | 1002 | 2020-01-15
POWER SUPPLY | POWER SUPPLY | ASTRATEC | CHECKMATE II-CPP | 2010-09-27 | 415.956 | 2021-10-11 | 2024-10-11
BATTERY CHECKER | BATTERY CHECKER | ASTRATEC | CHECKMATE III | 2010-09-27 | 1002 | 2022-11-22 15:48 | 2025-11-22
PATIENT MONITOR | PATIENT MONITOR INTELLIVUE MP5 | PHILIPS LTD | M8105A | 2010-09-27 | 6174.276 | 2022-06-30 | 2025-04-15
PATIENT MONITOR | PATIENT MONITOR INTELLIVUE MP5 | PHILIPS LTD | M8105A | 2010-09-27 | 6174.276 | 2021-04-08 | 2025-04-15
COUCH | COUCH - HIGH/LOW | AKRON | A2255 | 2010-12-06 | 2220 | 2024-06-28 | 2025-06-28
CALIBRATION ANALYSER | VENTILATOR TESTER | TSI | CERTIFIER FA PLUS | 2010-10-28 | 3648 | 2021-09-22
SUCTION UNIT | SUCTION - ESCHMANN | ESCHMANN | VP25 | 2011-03-14 | 794.4
NEBULIZER | NEBULIZER | MEDIC AID | PORTANEB | 2012-01-24 | 120 | 2022-08-17
NEBULIZER | NEBULIZER | MEDIC AID | PORTANEB | 2012-01-24 | 126
SURGICAL DRILL | CORDLESS SURGICAL DRILL DRIVER | DESOUTTER MEDICAL | MDX-610 | 2011-12-22 | 5583.6 | 2019-07-30
SURGICAL DRILL | CORDLESS SURGICAL DRILL DRIVER | DESOUTTER MEDICAL | MDX-610 | 2011-12-22 | 5583.6 | 2019-07-30
SURGICAL DRILL | CORDLESS SURGICAL DRILL DRIVER | DESOUTTER MEDICAL | MDX-610 | 2011-12-22 | 5583.6
NEBULIZER | NEBULIZER | MEDIC AID | PORTANEB | 2012-01-13 | 120
NEBULIZER | NEBULIZER | MEDIC AID | PORTANEB- INTER-ASF | 2011-12-08 | 130.8
SPO2 FINGER PROBE | SPO2 FINGER PROBE | ANANDIC | MINOLTA SR-5C | 2011-11-18 | 192
CAST VACUUM | CAST VACUUM | DESOUTTER MEDICAL | CCS(CAST VACUUM) | 2011-11-18 | 1317.6 | 2024-02-23 | 2026-03-11
SPHYGMOMANOMETER | SPHYGMOMANOMETER | SPEIDEL & KE | MAXI STABIL 3 | 2010-01-01 | 72
SPHYGMOMANOMETER | SPHYGMOMANOMETER | SPEIDEL & KE | MAXI STABIL 3 | 2014-07-23 | 60
VITAL SIGNS MONITOR | VITAL SIGNS MONITOR: NBP. | OMRON | HEM-711A-E | 2013-09-19 | 108
PRINTER | PRINTER - INKJET | CANON | PIXMA MG5150 | 2011-08-26 | 84
CAMERA | CAMERA - CANON | CANON | POWERSHOT A3200 | 2011-08-26 | 134.4
VITAL SIGNS MONITOR | VITAL SIGNS MONITOR : NIBP, SPO2 | WELCH ALLYN | 53N00 (VSM 300) | 2011-11-25 | 1200 | 2019-08-27
SPHYGMOMANOMETER | SPHYGMOMANOMETER | SPEIDEL & KE | MAXI STABIL 3 | 2015-04-13 | 60
SLIT LAMP | SLIT LAMP | KEELER | SL33ZOOM | 2011-09-06 | 7200 | 2023-05-16 | 2025-06-15
SLIT LAMP TABLE | SLIT LAMP TABLE | SKF SERVICES | SKF 3000 | 2011-09-06 | 2400 | 2024-01-12 | 2026-02-11
NEBULIZER | NEBULIZER COMPRESSOR | SALTER | 8353 | 2011-08-22 | 120
NEBULIZER | NEBULIZER | MEDIC AID | PORTANEB | 2012-05-14 | 120
PATIENT TROLLEY | BARIATRIC CRITICAL CARE TROLLEY | FERNO | CCT SIX-M | 2012-05-28 | 6000 | 2022-01-06
HEADLIGHT SYSTEM | PORTABLE BINOCULAR MICROSCOPE | WELCH ALLYN | 20504S LUMIVIEW | 2012-01-03 | 654.888 | 2024-08-23 | 2026-08-23
SCALES | SCALES - STAND ON | MARSDEN | MS-4203 | 2011-11-18 | 216 | 2023-11-17 | 2024-11-15
SCALES | SCALES - STAND ON | MARSDEN | MS-4203 | 2010-03-15 | 216 | 2023-01-09 12:37 | 2024-11-15
NEBULIZER | NEBULIZER | MEDIX LTD | AC2000 | 2011-10-26 | 126
NEBULIZER | NEBULIZER | MEDIX LTD | AC2000 | 2011-10-28 | 126
NEBULIZER | NEBULIZER | MEDIC AID | PORTANEB | 2011-08-18 | 81.6
NEBULIZER | NEBULIZER | MEDIC AID | PORTANEB | 2011-08-18 | 81.6
NEBULIZER | NEBULIZER | MEDIC AID | PORTANEB | 2011-08-18 | 81.6
NEBULIZER | NEBULIZER | MEDIC AID | PORTANEB | 2011-08-18 | 81.6
NEBULIZER | NEBULIZER | MEDIC AID | PORTANEB | 2011-08-18 | 81.6
DYNAMIC PRESSURE MATTRESS | DYNAMIC PRESSURE MATTRESS | SIDHIL LTD | PLUS | 2011-06-15 | 420
DYNAMIC PRESSURE MATTRESS | DYNAMIC PRESSURE MATTRESS | SIDHIL LTD | PLUS | 2011-06-15 | 420
SCALES | SCALES - COLUMN | SECA | 704 | 2011-07-29 | 478.8 | 2022-11-29 12:29 | 2024-11-15
DYNAMIC PRESSURE MATTRESS | DYNAMIC PRESSURE MATTRESS | SIDHIL LTD | PLUS | 2011-06-15 | 420
DYNAMIC PRESSURE MATTRESS | DYNAMIC PRESSURE MATTRESS | SIDHIL LTD | PLUS | 2011-06-15 | 420
DYNAMIC PRESSURE MATTRESS | DYNAMIC PRESSURE MATTRESS | SIDHIL LTD | PLUS | 2011-06-15 | 420
DYNAMIC PRESSURE MATTRESS | DYNAMIC PRESSURE MATTRESS | SIDHIL LTD | PLUS | 2011-06-15 | 420
NEBULIZER | NEBULIZER | MEDIX LTD | AC2000 | 2011-07-21 | 84 | 2022-01-13 | 2025-01-13
SPHYGMOMANOMETER | SPHYGMOMANOMETER - HANDHELD | WELCH ALLYN | DURASHOCK | 2011-07-07 | 36
TRANSFORMER | TRANSFORMER | WELCH ALLYN | 71064 | 2011-06-22 | 240
MULTI FLUID WARMER | BLOOD WARMER | BARKEY GMBH | AUTOCONTROL 3XPT | 2010-04-01 | 1200
DYNAMIC PRESSURE MATTRESS | DYNAMIC PRESSURE MATTRESS | SIDHIL LTD | PLUS | 2011-06-15 | 420
DYNAMIC PRESSURE MATTRESS | DYNAMIC PRESSURE MATTRESS | SIDHIL LTD | PLUS | 2011-06-15 | 420
DYNAMIC PRESSURE MATTRESS | DYNAMIC PRESSURE MATTRESS | SIDHIL LTD | PLUS | 2011-06-15 | 420
DYNAMIC PRESSURE MATTRESS | DYNAMIC PRESSURE MATTRESS | SIDHIL LTD | PLUS | 2011-06-13 | 834
TRANSCUT NERVE STIMULATOR | DUAL CHANNEL STIMULATOR | EVERYWAY MED | TPN200 PLUS MOD N601 | 2011-04-11 | 60
TRANSCUT NERVE STIMULATOR | DUAL CHANNEL STIMULATOR | EVERYWAY MED | TPN200 PLUS MOD N601 | 2011-04-11 | 60
TRANSCUT NERVE STIMULATOR | DUAL CHANNEL STIMULATOR | EVERYWAY MED | TPN200 PLUS MOD N601 | 2011-04-11 | 60
TRANSCUT NERVE STIMULATOR | DUAL CHANNEL STIMULATOR | EVERYWAY MED | TPN200 PLUS MOD N601 | 2011-04-11 | 60
TRANSCUT NERVE STIMULATOR | DUAL CHANNEL STIMULATOR | EVERYWAY MED | TPN200 PLUS MOD N601 | 2011-04-11 | 60
TRANSCUT NERVE STIMULATOR | DUAL CHANNEL STIMULATOR | EVERYWAY MED | TPN200 PLUS MOD N601 | 2011-04-11 | 60
TRANSCUT NERVE STIMULATOR | DUAL CHANNEL STIMULATOR | EVERYWAY MED | TPN200 PLUS MOD N601 | 2011-04-11 | 60
TRANSCUT NERVE STIMULATOR | DUAL CHANNEL STIMULATOR | EVERYWAY MED | TPN200 PLUS MOD N601 | 2011-04-11 | 60
TRANSCUT NERVE STIMULATOR | DUAL CHANNEL STIMULATOR | EVERYWAY MED | TPN200 PLUS MOD N601 | 2011-04-11 | 60
TRANSCUT NERVE STIMULATOR | DUAL CHANNEL STIMULATOR | EVERYWAY MED | TPN200 PLUS MOD N601 | 2011-04-11 | 60
CARDIOGRAPH | CARDIOGRAPH | ERESEARCH | MORTARA ELI 250 | 2011-05-06 | 3600 | 2024-01-16 | 2026-02-11
CARDIOGRAPH | CARDIOGRAPH | ERESEARCH | MORTARA ELI 250 | 2011-05-06 | 3600 | 2024-01-22 | 2026-01-22
CARDIOGRAPH | CARDIOGRAPH | ERESEARCH | MORTARA ELI 250 | 2011-05-06 | 3600 | 2024-03-22 | 2026-03-22
CARDIOGRAPH | CARDIOGRAPH | ERESEARCH | MORTARA ELI 250 | 2011-05-06 | 3600 | 2022-09-12 | 2024-08-12
CARDIOGRAPH | CARDIOGRAPH | ERESEARCH | MORTARA ELI 250 | 2011-05-06 | 3600 | 2023-10-18 | 2025-11-15
CARDIOGRAPH | CARDIOGRAPH | ERESEARCH | MORTARA ELI 250 | 2011-05-06 | 3600 | 2023-07-18 | 2025-08-15
SCALES | SCALES - STAND ON | SECA | 877 | 2011-04-19 | 240 | 2023-11-17 | 2024-11-15
CARDIOGRAPH | CARDIOGRAPH | ERESEARCH | MORTARA ELI 250 | 2011-04-13 | 3600 | 2023-01-16 15:21 | 2025-02-10
TEMP PROBE - FOOD | TEMP PROBE - FOOD | KANE MAY | KM250 | 2011-04-12 | 127.2
VENTILATOR | TRANSPORT VENTILATOR | DRAEGER | OXYLOG 3000 PLUS | 2011-04-20 | 14286 | 2024-07-17 | 2025-05-15
RESUSCITATION CART | RESUS TRANSFER TROLLEY | STARKSTROM | ST0411 | 2011-04-29 | 1140 | 2023-09-05 | 2025-09-05
OPHTHALMIC CHAIR | PATIENT CHAIR | TAKAGI | UN-21 | 2011-04-21 | 1200 | 2023-02-27 15:40 | 2025-03-13
SLIT LAMP TABLE | SLIT TABLE | TAKAGI | ST-80 | 2011-04-21 | 1800 | 2021-12-07 | 2026-11-11
AREA ALARM SYSTEM | MEDICAL GAS ALARM | SHIRE | AREA ALARM | 2011-04-08 | 420 | 2024-09-17 | 2024-12-20
AREA ALARM SYSTEM | MEDICAL GAS ALARM | SHIRE | AREA ALARM | 2011-04-08 | 420 | 2024-09-17 | 2024-12-20
AREA ALARM SYSTEM | MEDICAL GAS ALARM | SHIRE | AREA ALARM | 2011-04-08 | 420 | 2024-09-17 | 2024-12-20
AREA ALARM SYSTEM | MEDICAL GAS ALARM | SHIRE | AREA ALARM | 2011-04-08 | 420 | 2024-09-17 | 2024-12-20
AREA ALARM SYSTEM | MEDICAL GAS ALARM | SHIRE | AREA ALARM | 2011-04-08 | 420 | 2024-09-17 | 2024-12-20
AREA ALARM SYSTEM | MEDICAL GAS ALARM | SHIRE | AREA ALARM | 2011-04-08 | 420 | 2024-09-17 | 2024-12-20
AREA ALARM SYSTEM | MEDICAL GAS ALARM | SHIRE | AREA ALARM | 2011-04-08 | 420 | 2024-09-17 | 2024-12-20
AREA ALARM SYSTEM | MEDICAL GAS ALARM | SHIRE | AREA ALARM | 2011-04-08 | 420 | 2024-09-17 | 2024-12-20
AREA ALARM SYSTEM | MEDICAL GAS ALARM | SHIRE | AREA ALARM | 2011-04-08 | 420 | 2024-09-17 | 2024-12-20
AREA ALARM SYSTEM | MEDICAL GAS ALARM | SHIRE | AREA ALARM | 2011-04-08 | 420 | 2024-09-17 | 2024-12-20
NEBULIZER | NEBULIZER | MEDIX LTD | WORLD-TRAVEL | 2011-07-14 | 219.588
ULTRASOUND SCANNER | ULTRASOUND SCANNER - PORTABLE | GE LIMITED | VSCAN | 2011-04-06 | 6000 | 2024-07-01 | 2025-07-28
AUDIO DOPPLER | AUDIO DOPPLER | HUNTLEIGH | FD1 | 2011-04-01 | 283.2
AUDIO DOPPLER | AUDIO DOPPLER | HUNTLEIGH | FD1 | 2011-04-01 | 283.2
AUDIO DOPPLER | AUDIO DOPPLER | HUNTLEIGH | FD1 | 2011-04-01 | 283.2
AUDIO DOPPLER | AUDIO DOPPLER | HUNTLEIGH | FD1 | 2011-04-01 | 283.2
AUDIO DOPPLER | AUDIO DOPPLER | HUNTLEIGH | FD1 | 2011-04-01 | 283.2 | 2022-03-22
AUDIO DOPPLER | AUDIO DOPPLER | HUNTLEIGH | FD1 | 2011-04-01 | 283.2 | 2020-09-14
SUCTION CONTROLLER | HIGH SUCTION CONTROLLER | THERAPY EQUIPMENT | DIAMOND RANGE HIGH | 2011-03-24 | 96
SUCTION CONTROLLER | HIGH SUCTION CONTROLLER | THERAPY EQUIPMENT | DIAMOND RANGE HIGH | 2011-03-24 | 96
SUCTION CONTROLLER | HIGH SUCTION CONTROLLER | THERAPY EQUIPMENT | DIAMOND RANGE HIGH | 2011-03-24 | 96
SUCTION CONTROLLER | HIGH SUCTION CONTROLLER | THERAPY EQUIPMENT | DIAMOND RANGE HIGH | 2011-03-24 | 96
SUCTION CONTROLLER | HIGH SUCTION CONTROLLER | THERAPY EQUIPMENT | DIAMOND RANGE HIGH | 2011-03-24 | 96
SUCTION CONTROLLER | HIGH SUCTION CONTROLLER | THERAPY EQUIPMENT | DIAMOND RANGE HIGH | 2011-03-24 | 96
SUCTION CONTROLLER | HIGH SUCTION CONTROLLER | THERAPY EQUIPMENT | DIAMOND RANGE HIGH | 2011-03-24 | 96
NEBULIZER | NEBULIZER | MEDIX LTD | AC2000HF | 2011-03-21 | 126
SUCTION CONTROLLER | HIGH SUCTION CONTROLLER | THERAPY EQUIPMENT | DIAMOND RANGE HIGH | 2011-03-17 | 96
SUCTION CONTROLLER | HIGH SUCTION CONTROLLER | THERAPY EQUIPMENT | DIAMOND RANGE HIGH | 2011-03-17 | 96
SUCTION CONTROLLER | HIGH SUCTION CONTROLLER | THERAPY EQUIPMENT | DIAMOND RANGE HIGH | 2011-03-17 | 96
SUCTION CONTROLLER | HIGH SUCTION CONTROLLER | THERAPY EQUIPMENT | DIAMOND RANGE HIGH | 2011-03-17 | 96
SUCTION CONTROLLER | HIGH SUCTION CONTROLLER | THERAPY EQUIPMENT | DIAMOND RANGE HIGH | 2011-03-17 | 96
SUCTION CONTROLLER | HIGH SUCTION CONTROLLER | THERAPY EQUIPMENT | DIAMOND RANGE HIGH | 2011-03-17 | 96
SUCTION CONTROLLER | HIGH SUCTION CONTROLLER | THERAPY EQUIPMENT | DIAMOND RANGE HIGH | 2011-03-17 | 96
SUCTION CONTROLLER | HIGH SUCTION CONTROLLER | THERAPY EQUIPMENT | DIAMOND RANGE HIGH | 2011-03-17 | 96
SUCTION CONTROLLER | HIGH SUCTION CONTROLLER | THERAPY EQUIPMENT | DIAMOND RANGE HIGH | 2011-03-17 | 96
SUCTION CONTROLLER | HIGH SUCTION CONTROLLER | THERAPY EQUIPMENT | DIAMOND RANGE HIGH | 2011-03-17 | 96
SUCTION CONTROLLER | HIGH SUCTION CONTROLLER | THERAPY EQUIPMENT | DIAMOND RANGE HIGH | 2011-03-17 | 96
SUCTION CONTROLLER | HIGH SUCTION CONTROLLER | THERAPY EQUIPMENT | DIAMOND RANGE HIGH | 2011-03-17 | 96
SUCTION CONTROLLER | HIGH SUCTION CONTROLLER | THERAPY EQUIPMENT | DIAMOND RANGE HIGH | 2011-03-17 | 96
SUCTION CONTROLLER | HIGH SUCTION CONTROLLER | THERAPY EQUIPMENT | DIAMOND RANGE HIGH | 2011-03-17 | 96 | 2021-04-09
TRANSPORT MONITOR | PATIENT MONITOR INTELLIVUE X2 | PHILIPS LTD | M3002A-X2 | 2011-03-16 | 3000
SUCTION UNIT | SUCTION - LAERDAL - BATTERY | LAERDAL | LSU-2 | 2011-03-10 | 816 | 2022-09-09 | 2025-10-15
TRANSFORMER | TRANSFORMER | WELCH ALLYN | 73324 | 2011-03-10 | 66
TEMPERATURE DATA LOGGER | TEMPERATURE DATA LOGGER | LASCAR | EL-USB-1 (466-6115) | 2016-03-08 | 44.916 | 2021-03-01
TEMPERATURE DATA LOGGER | TEMPERATURE DATA LOGGER | LASCAR | EL-USB-1 (466-6115) | 2016-03-08 | 44.916 | 2021-03-01
TEMPERATURE DATA LOGGER | TEMPERATURE DATA LOGGER | LASCAR | EL-USB-1 (466-6115) | 2016-03-08 | 44.916
VIS/FIELD ANALYSER | HUMPHREY FIELD ANALYSER | ZEISS | 720I | 2011-04-12 | 2160 | 2022-01-26 | 2025-02-15
SPEAKER/AMPLIFIER | VOICE AMPLIFIER AND MICROPHONE | FALCK | 1003 | 2011-02-24 | 360
MULTI FLUID WARMER | BLOOD WARMER | BARKEY GMBH | AUTOCONTROL 3XPT | 2010-04-01 | 1200
AREA ALARM SYSTEM | MEDICAL GAS ALARM | SHIRE | AREA ALARM | 2006-01-01 | 0 | 2024-09-17 | 2024-12-20
SPO2 SENSOR TESTER | SPO2 SIMULATOR | FLUKE | INDEX2 | 2009-12-29 | 3000 | 2023-10-11
OXIMETER | OXIMETER | NELLCOR | OXIMAX N-560 | 2010-11-30 | 1200 | 2023-09-05 | 2025-09-23
COUCH | COUCH 2-SECTION HYDRAULIC | PLINTH 2000 | 502H | 2010-11-30 | 1200 | 2022-01-07 | 2025-01-15
COUCH | COUCH 2-SECTION HYDRAULIC | PLINTH 2000 | 502H | 2010-11-15 | 1200 | 2021-12-31 | 2024-12-15
COUCH | COUCH 2-SECTION HYDRAULIC | PLINTH 2000 | 502H | 2010-11-30 | 1200 | 2024-02-28 | 2027-01-14
SPHYGMOMANOMETER | SPHYGMOMANOMETER | ACCOSON LTD | ANEROID | 2002-01-01 | 118.8
SPHYGMOMANOMETER | ANEROID SPHYGMOMANOMETER DESK MODEL 6 INCH | YAMASU | ANEROID | 2005-01-01 | 60
GAS REGULATOR & FLOWMETER | O2 REGULATOR | THERAPY EQUIPMENT | MEDI REG | 2010-10-04 | 72 | 2022-10-14 | 2025-11-15
URINE FLOWRATE/VOL. | URINE FLOWRATE/VOL. | DANTEC | URODYNE1000 | 2010-09-24 | 1200
URINE FLOWRATE/VOL. | URINE FLOWRATE/VOL. | DANTEC | URODYNE1000 | 2010-09-24 | 1200
URINE FLOWRATE/VOL. | URINE FLOWRATE/VOL. | DANTEC | URODYNE1000 | 2010-09-24 | 1200
FLAT SCREEN DISPLAY | FLAT SCREEN DISPLAY - MEDICAL GRADE 26" HD 1080P | CONMED | VP4726 | 2011-02-10 | 4800
VITAL SIGNS MONITOR | VITAL SIGNS MONITOR: NBP. | OMRON | 705IT | 2011-02-04 | 72 | 2022-07-22
VITAL SIGNS MONITOR | VITAL SIGNS MONITOR: NBP. | OMRON | 705IT | 2011-02-04 | 72
VITAL SIGNS MONITOR | VITAL SIGNS MONITOR: NBP. | OMRON | 705IT | 2011-02-04 | 72
EXAMINATION CHAIR | PHLEBOTOMY EXAMINATION CHAIR | PROMOTAL | BEAUMOND | 2011-01-24 | 2286
ANAESTHETIC MACHINE | WAND PLUS COMPUTER CONTROLLED ANESTHETIC DELIVERY SYSTEM | MILESTONE | WANDPLUS | 2011-01-19 | 3000 | 2022-04-26 | 2024-04-16
DYNAMOMETER | ANALOGUE HAND DYNAMOMETER | JAMAR | ANALOGUE HAND | 2011-01-17 | 240 | 2022-11-16 16:23 | 2024-12-11
TRANSCUT NERVE STIMULATOR | TRANSCUTANEOUS ELECTRICAL NERVE STIMULATION (TENS) DEVICE | BODY CLOCK | ELLE TENS | 2011-01-17 | 120
ENDOSCOPE | RIGID ENDOSCOPE - STRYKER | STRYKER | RIGID ENDOSCOPE - STRYKER | 2010-12-31 | 3000
ENDOSCOPE | RIGID ENDOSCOPE - STRYKER | STRYKER | RIGID ENDOSCOPE - STRYKER | 2010-12-31 | 3000
URINE FLOWRATE/VOL. | URINE FLOWRATE/VOL. | DANTEC | URODYNE1000 | 2010-09-16 | 1200
ANALYSER-URINE CHEM | URINE ANALYSER | ROCHE LTD | URISYS 1100 | 2010-09-16 | 1200
MULTI-MEASUREMENT SERVER | MULTI-MEASUREMENT SERVER | PHILIPS LTD | M3001A | 2010-09-10 | 3372
NEBULIZER | NEBULISER | NEBUFLAEM | PLEASE ENTER MODEL! (332) | 2010-09-08 | 96
SMOKE EXTRACTOR | ELECTROSURGERY SMOKE EXTRACTION UNIT | CONMED | AER DEFENSE | 2010-08-18 | 2160 | 2024-06-11 | 2026-04-10
FLAT SCREEN MONITOR - TOUCH | DISPLAY LCD FLAT SCREEN TOUCH SCREEN | CONMED | DR502 | 2010-08-13 | 1800 | 2024-04-03 | 2026-04-03
COUCH | COUCH - PLINTH | AKRON | 2221A | 2008-05-20 | 540 | 2022-03-08 | 2025-03-14
MULTI-MEASUREMENT SERVER | MULTI-MEASUREMENT SERVER | PHILIPS LTD | M3000A | 2010-07-30 | 3372
VITAL SIGNS MONITOR | VITAL SIGNS MONITOR : NIBP, SPO2 | WELCH ALLYN | 53N00 (VSM 300) | 2010-07-30 | 2700 | 2020-03-10 | 2025-03-15
SYRINGE DRIVER | SYRINGE DRIVER | GRASEBY | OMNIFUSE | 2010-07-09 | 2400 | 2019-08-01
NERVE STIMULATOR | NERVE STIMULATOR | TENSCARE | XL-Y1 | 2010-09-03 | 180
OXIMETER | PULSE OXIMETER FINGERTIP | B.C.I.INTERN | 3520 | 2009-10-29 | 138
OXIMETER | PULSE OXIMETER FINGERTIP | B.C.I.INTERN | 3520 | 2009-10-29 | 138
OXIMETER | PULSE OXIMETER FINGERTIP | B.C.I.INTERN | 3520 | 2009-10-29 | 138
OXIMETER | PULSE OXIMETER FINGERTIP | B.C.I.INTERN | 3520 | 2009-10-29 | 138
OXIMETER | PULSE OXIMETER FINGERTIP | B.C.I.INTERN | 3520 | 2009-10-29 | 138
OXIMETER | PULSE OXIMETER FINGERTIP | B.C.I.INTERN | 3520 | 2009-10-29 | 138
OXIMETER | PULSE OXIMETER FINGERTIP | B.C.I.INTERN | 3520 | 2009-10-29 | 138
OXIMETER | PULSE OXIMETER FINGERTIP | B.C.I.INTERN | 3520 | 2009-10-29 | 138
OXIMETER | PULSE OXIMETER FINGERTIP | B.C.I.INTERN | 3520 | 2009-10-29 | 138
OXIMETER | PULSE OXIMETER FINGERTIP | B.C.I.INTERN | 3520 | 2009-10-29 | 138
OXIMETER | PULSE OXIMETER FINGERTIP | B.C.I.INTERN | 3520 | 2009-10-29 | 138
OXIMETER | PULSE OXIMETER FINGERTIP | B.C.I.INTERN | 3520 | 2009-10-29 | 138
OXIMETER | PULSE OXIMETER FINGERTIP | B.C.I.INTERN | 3520 | 2009-10-29 | 138
OXIMETER | PULSE OXIMETER FINGERTIP | B.C.I.INTERN | 3520 | 2009-10-29 | 138
VIDEO PRINTER | VIDEO PRINTER | SONY | UP-21MD | 2009-07-23 | 2100
SCALES | SCALES - STAND ON | SECA | 877 | 2009-08-14 | 379.5 | 2021-03-23 | 2024-11-15
COUCH | COUCH - 2 SECTION ELECTRIC | MEDI-PLINTH | BA02E | 2009-08-14 | 870 | 2023-04-13 13:19 | 2026-04-13
COUCH | COUCH - 2 SECTION ELECTRIC | MEDI-PLINTH | BA02E | 2009-08-14 | 870 | 2021-11-16 | 2024-08-15
COUCH | COUCH - 2 SECTION ELECTRIC | MEDI-PLINTH | BA02E | 2009-08-14 | 870 |  | 2025-02-15
COUCH | COUCH 3-SECTION ELECTRIC | MEDI-PLINTH | BA03E | 2009-08-14 | 870 | 2021-11-16 | 2024-08-15
VITAL SIGNS MONITOR | VITAL SIGNS MONITOR: NBP/SPO2/TEMP. | WELCH ALLYN | SPOT 420(NBP/SPO2) | 2009-08-11 | 2400 | 2023-04-26 | 2026-04-26
VITAL SIGNS MONITOR | VITAL SIGNS MONITOR: NBP/SPO2/TEMP. | WELCH ALLYN | SPOT 420(NBP/SPO2) | 2009-08-11 | 2400 |  | 2024-01-15
VITAL SIGNS MONITOR | VITAL SIGNS MONITOR: NBP/SPO2/TEMP. | WELCH ALLYN | SPOT 420(NBP/SPO2) | 2009-08-11 | 2400 | 2024-09-17 | 2027-09-17
DVD RECORDER | DVD RECORDER | SONY | DVO1000MD | 2009-08-10 | 960 | 2023-11-15 | 2024-05-06
MICROSCOPE | SPECULAR MICROSCOPE | TOMEY | EM-3000 | 2009-08-13 | 24000 | 2023-11-23 | 2024-10-11
AIR COMPRESSOR | SIMMANT AIRMAN COMPRESSOR UNIT | LAERDAL | D55230 | 2009-11-18 | 600 | 2022-05-05 | 2023-05-05
SUCTION CONTROLLER | SUCTION CONTROLLER | EAST HEALTH | HIGH-SUCTION | 2009-09-23 | 240
VITAL SIGNS MONITOR | VITAL SIGNS MONITOR: NBP | OMRON | M6 (HEM-7001-E) | 2009-11-17 | 216 | 2021-07-13 | 2024-12-12
SCALES | SCALES - COLUMN | SECA | 704 | 2009-10-27 | 526.8 | 2023-11-30 | 2024-11-15
SUCTION CONTROLLER | SUCTION CONTROLLER | EAST HEALTH | HIGH-SUCTION | 2009-09-23 | 240
SUCTION CONTROLLER | SUCTION CONTROLLER | EAST HEALTH | HIGH-SUCTION | 2009-09-23 | 240
APEX LOCATOR | APEX LOCATOR | DENTSPLY LTD | RAY-PEX 5 | 2009-09-22 | 600 | 2019-12-24 | 2024-08-15
DIGITAL HAND HELD | DIGITAL MULTIMETER | ISO TECH | IDM93N | 2009-08-17 | 120 | 2024-05-23 | 2026-05-23
FIBRESCOPE | RHINO-LARYNGO FIBRESCOPE | OLYMPUS | ENF-GP | 2009-08-14 | 9630 | 2020-01-09 | 2023-11-15
ENDOSCOPE | LARYNGO ENDOSCOPE OPERATING UNIT | OLYMPUS | OTV-S1 | 2009-08-14 | 42000 | 2024-07-08 | 2025-07-30
CENTRIFUGE | CENTRIFUGE - REFRIGERATED | EPPENDORF | 5804R | 2009-08-03 | 2400
CENTRIFUGE | CENTRIFUGE | THERMO | LABOFUGE-300 | 2009-09-03 | 2400 |  | 2023-11-15
EXAMINATION CHAIR | PHLEBOTOMY EXAMINATION CHAIR | PROMOTAL | BEAUMOND | 2009-07-24 | 1800 | 2022-12-20 12:50 | 2025-08-15
EXAMINATION CHAIR | PHLEBOTOMY EXAMINATION CHAIR | PROMOTAL | BEAUMOND | 2009-07-24 | 1800 | 2022-12-20 12:50 | 2026-08-15
SUCTION CONTROLLER | SUCTION CONTROLLER | EAST HEALTH | HIGH-SUCTION | 2009-08-05 | 84
OXYGEN CONCENTRATOR | OXYGEN CONCENTRATOR | AIRSEP CORP | NEW LIFE | 2009-07-24 | 1440
NERVE STIMULATOR | NERVE STIMULATOR | ORGANON LTD | TOF WATCH | 2009-07-24 | 720
NERVE STIMULATOR | NERVE STIMULATOR | ORGANON LTD | TOF WATCH | 2009-07-24 | 720
NERVE STIMULATOR | NERVE STIMULATOR | ORGANON LTD | TOF WATCH | 2009-07-24 | 720
NERVE STIMULATOR | NERVE STIMULATOR | ORGANON LTD | TOF WATCH | 2009-07-24 | 720
NASENDOSCOPE VIDEO SYSTEM | NASENDOSCOPE VIDEO SYSTEM | DP MEDICAL | XE50-ECOX-TFT-USB | 2009-12-22 | 8275.488 | 2023-09-08 | 2024-09-08
NASENDOSCOPE VIDEO SYSTEM | NASENDOSCOPE VIDEO SYSTEM | DP MEDICAL | XE50-ECOX-TFT-USB | 2009-12-22 | 8275.488 | 2023-08-11 | 2024-08-11
ELECTRIC COT | ELECTRIC COT COSY CRIB SYSTEM | INDITHERM | CC5001 | 2009-09-07 | 5160 | 2024-10-24 | 2025-10-24
SCALES | SCALES - STAND ON | SECA | 877 | 2009-07-22 | 240 | 2022-11-28 15:55 | 2024-11-15
SCALES | SCALES - STAND ON | SECA | 877 | 2009-07-22 | 240 | 2021-02-10 | 2024-11-15
LIGHT-O-METER | DIGITAL LIGHT METER | ISO TECH | LUX-1335 | 2009-07-14 | 97.2
SCALES | SCALES - STAND ON | SECA | 877 | 2009-08-21 | 240 | 2023-12-07 | 2024-11-15
PRINTER | PRINTER - INKJET | EPSON LTD | STYLUS 521 | 2010-04-22 | 35.724
VITAL SIGNS MONITOR | VITAL SIGNS MONITOR: NBP/SPO2/TEMP. | WELCH ALLYN | SPOT 420(NBP/SPO2) | 2010-03-03 | 2400 |  | 2024-09-15
FILE SERVER | RACK MOUNT SERVER | DELL COMPUTERS | POWEREDGE R610 | 2010-02-15 | 3368.4
TYMPANOGRAPH | TYMPANOMETER | GRASON STADLER | GSI 38 | 2010-02-12 | 3360 | 2024-10-21 | 2025-10-21
FILE SERVER | RACK MOUNT SERVER | DELL COMPUTERS | POWEREDGE R610 | 2009-10-23 | 3368.4
AREA ALARM SYSTEM | MEDICAL GAS ALARM | SHIRE | AREA ALARM | 2011-02-01 | 420 | 2024-09-17 | 2024-12-20
AREA ALARM SYSTEM | MEDICAL GAS ALARM | SHIRE | AREA ALARM | 2011-02-01 | 420 | 2024-09-17 | 2024-12-20
AREA ALARM SYSTEM | MEDICAL GAS ALARM | SHIRE | AREA ALARM | 2011-02-01 | 420 | 2024-09-17 | 2024-12-20
AREA ALARM SYSTEM | MEDICAL GAS ALARM | SHIRE | AREA ALARM | 2011-02-01 | 420 | 2024-09-17 | 2024-12-20
AREA ALARM SYSTEM | MEDICAL GAS ALARM | SHIRE | AREA ALARM | 2011-02-01 | 420 | 2024-09-17 | 2024-12-20
AREA ALARM SYSTEM | MEDICAL GAS ALARM | SHIRE | AREA ALARM | 2011-02-01 | 420 | 2024-09-17 | 2024-12-20
AREA ALARM SYSTEM | MEDICAL GAS ALARM | SHIRE | AREA ALARM | 1997-09-04 | 420 | 2024-09-23 | 2024-11-20
AREA ALARM SYSTEM | MEDICAL GAS ALARM | SHIRE | AREA ALARM | 1997-09-04 | 420 | 2024-09-23 | 2024-11-20
GAS REGULATOR & FLOWMETER | MEDICAL AIR REDUCING SETS | NA | PLEASE ENTER MODEL! (230) | 2010-12-17 | 660 | 2024-08-06 | 2024-11-20
MEDICAL VACUUM PLANT | MEDICAL VACUUM PLANT | MILLENIUM | VACUUM PLANT | 2010-12-06 | 48000
MEDICAL VACUUM PLANT | MEDICAL VACUUM PLANT | MILLENIUM | VACUUM PLANT | 2010-12-06 | 48000 | 2024-08-06 | 2024-11-20
MEDICAL AIR PLANT | AIR PLANT | MILLENIUM | AIRI PLANT | 2022-04-26 | 48000
MEDICAL AIR PLANT | AIR PLANT | MILLENIUM | AIRI PLANT | 2010-12-06 | 48000 | 2024-10-10 | 2024-11-20
AREA ALARM SYSTEM | MEDICAL GAS ALARM | SHIRE | AREA ALARM | 2010-02-26 | 637.2 | 2024-09-17 | 2024-12-20
GAS REGULATOR & FLOWMETER | MEDICAL AIR REDUCING SETS | NORGREN MART | 20AG/4G | 2009-05-01 | 528 | 2024-10-09 | 2025-01-20
GAS REGULATOR & FLOWMETER | MEDICAL AIR REDUCING SETS | NORGREN MART | 20AG/4G | 2009-05-01 | 528 | 2024-10-09 | 2025-01-20
MEDICAL AIR MANIFOLD | ELECTRONIC - MEDICAL GAS MANIFOLD 7 BAR SA7 | PENLON | 340204 | 2009-05-01 | 5400 | 2024-10-09 | 2025-01-20
OXYGEN MANIFOLD | MEDICAL GAS MANIFOLD - OXYGEN | PENLON | 340201 | 2009-05-01 | 5400 | 2024-10-09 | 2025-01-20
AREA ALARM SYSTEM | MEDICAL GAS ALARM | SHIRE | AREA ALARM | 2009-05-01 | 420 | 2024-10-09 | 2025-01-20
AREA ALARM SYSTEM | MEDICAL GAS ALARM | SHIRE | AREA ALARM | 2009-05-01 | 420 | 2024-10-09 | 2025-01-20
AREA ALARM SYSTEM | MEDICAL GAS ALARM | SHIRE | AREA ALARM | 2009-05-01 | 420 | 2024-10-09 | 2025-01-20
AREA ALARM SYSTEM | MEDICAL GAS ALARM | SHIRE | AREA ALARM | 2009-05-01 | 420 | 2024-07-17 | 2024-10-20
AREA ALARM SYSTEM | MEDICAL GAS ALARM | SHIRE | AREA ALARM | 2009-05-01 | 420 | 2024-07-17 | 2024-10-20
AREA ALARM SYSTEM | MEDICAL GAS ALARM | SHIRE | AREA ALARM | 2009-05-01 | 420 | 2024-07-17 | 2024-10-20
AREA ALARM SYSTEM | MEDICAL GAS ALARM | SHIRE | AREA ALARM | 2009-05-01 | 420 | 2024-07-17 | 2024-10-20
AREA ALARM SYSTEM |  | SHIRE | MISSING | 2009-05-01 | 420 | 2024-09-23 | 2024-11-20
AREA ALARM SYSTEM | MEDICAL GAS ALARM | SHIRE | AREA ALARM | 2009-05-01 | 420 | 2024-09-23 | 2024-11-20
AREA ALARM SYSTEM | MEDICAL GAS ALARM | SHIRE | AREA ALARM | 2009-05-01 | 420 | 2024-10-09 | 2025-01-20
LIGHT CURE UNIT | LIGHT CURE UNIT | DEMETRON | OPTILUX 500 | 2009-08-06 | 240 | 2022-05-17 | 2025-06-18
LIGHT CURE UNIT | LIGHT CURE UNIT | DEMETRON | OPTILUX 500 | 2009-08-06 | 240 | 2022-05-17 | 2025-06-18
LIGHT CURE UNIT | LIGHT CURE UNIT | DEMETRON | OPTILUX 500 | 2009-08-06 | 240 | 2022-05-17 | 2025-06-18
LIGHT CURE UNIT | LIGHT CURE UNIT | DEMETRON | OPTILUX 500 | 2009-08-06 | 240 | 2022-05-17 | 2025-06-18
APPLANATION TONOM | APPLANATION TONOMETER | HAAG STREIT | T900 | 2009-07-31 | 660
VAPORIZERS | VAPORIZER - DESFLURANE | BAXTER HEALTHCARE | TECH6 | 2009-07-20 | 6480 | 2022-05-06 | 2023-05-06
AMALGAM DISPENSER | AMALGAM DISPENSER | DE GOTZEN | SOFTLY 8 | 2009-07-13 | 420 | 2024-04-24 | 2026-04-24
HANDPIECE MICROMOTOR | HANDPIECE MICROMOTOR | NSK | NE213-G ULTIMATE XL | 2009-06-15 | 1200 | 2024-03-28 | 2026-06-17
OXIMETER | PULSE OXIMETER WRIST | MINOLTA | PULSOX-3I | 2009-07-15 | 720
VACUUM SPLITTER | VACUUM SPLITTER | THERAPY EQUIPMENT | 6114P | 2009-06-11 | 96
SUCTION UNIT | MOBILE THEATRE SUCTION | THERAPY EQUIPMENT | 4760 | 2009-06-10 | 654
SUCTION CONTROLLER | SUCTION CONTROLLER | EAST HEALTH | HIGH-SUCTION | 2009-06-05 | 240
SUCTION CONTROLLER | SUCTION CONTROLLER | EAST HEALTH | HIGH-SUCTION | 2009-06-05 | 240
NERVE STIMULATOR | NERVE STIMULATOR | ORGANON LTD | TOF WATCH | 2009-06-15 | 720
PMG TERMINALS | VACUUM SPLITTER | OXYLITRE | VAC SPLITTER | 2009-07-17 | 96
ELECTRIC BED | ELECTRIC BED | LINET UK | ELEGANZA 3000 | 2009-06-11 | 1848 | 2023-02-20 | 2024-11-01
SUCTION CONTROLLER | HIGH SUCTION CONTROLLER | THERAPY EQUIPMENT | DIAMOND RANGE HIGH | 2009-06-08 | 96
SUCTION CONTROLLER | HIGH SUCTION CONTROLLER | THERAPY EQUIPMENT | DIAMOND RANGE HIGH | 2009-06-09 | 96
SUCTION CONTROLLER | HIGH SUCTION CONTROLLER | THERAPY EQUIPMENT | DIAMOND RANGE HIGH | 2009-06-09 | 96
SPHYGMOMANOMETER | ANEROID SPHYGMOMANOMETER | MDF | MEDIFRIEND | 2009-11-03 | 132 | 2024-05-02 | 2025-05-02
INFANT TRANSPORT CAPSULE | INFANT TRANSPORT CAPSULE | ADVANCED HEALTHCARE TECHNOLOGY | BABYPOD2 | 2009-09-07 | 4302 | 2023-06-14 | 2024-03-01
LASER - CLASS 4 | LASER - SURGICAL DIODE | ANGIODYNAMIC | 60 | 2009-07-20 | 48000 | 2024-07-12 | 2025-07-12
ULTRASOUND PLINTH | ULTRASOUND PLINTH | MEDI-PLINTH | US03TE | 2009-06-04 | 2130.6 | 2022-04-26 | 2025-04-26
ULTRASOUND PLINTH | ULTRASOUND PLINTH | MEDI-PLINTH | US03TE | 2009-06-04 | 2130.6 |  | 2024-07-01
ULTRASOUND PLINTH | ULTRASOUND PLINTH | MEDI-PLINTH | US03TE | 2009-06-04 | 2130.6 | 2021-02-19 | 2024-02-19
SCALES | SCALES - STAND ON | SECA | 877 | 2011-07-15 | 240 | 2021-03-23 | 2024-11-15
COUCH | COUCH 2-SECTION ELECTRIC | BRISTOL MAID (HOSP.M.CRAFT) | EC015 | 2010-04-01 | 840 | 2022-06-24 | 2025-06-24
COUCH | COUCH - OPERATING | ANETIC AID | QA4M | 2009-06-02 | 4800 | 2020-01-10 | 2025-03-18
DOCKING STATION | BED MOUNTED DOCKING STATION INFINITY | DRAEGER | BED MOUNTED DOCKING | 2009-07-09 | 1800
DOCKING STATION | BED MOUNTED DOCKING STATION INFINITY | DRAEGER | BED MOUNTED DOCKING | 2009-07-09 | 1800
DOCKING STATION | BED MOUNTED DOCKING STATION INFINITY | DRAEGER | BED MOUNTED DOCKING | 2009-07-09 | 1800
SCALES | SCALES - BODY COMPOSITION ANALYSER | TANITA | TBF-401A | 2009-01-01 | 1200 | 2021-01-08 | 2024-11-15
VITAL SIGNS MONITOR | VITAL SIGNS MONITOR: NBP/SPO2/TEMP. | WELCH ALLYN | SPOT 420(NBP/SPO2) | 2009-06-10 | 2400 | 2024-07-17 | 2027-07-17
VITAL SIGNS MONITOR | VITAL SIGNS MONITOR: NBP/SPO2/TEMP. | WELCH ALLYN | SPOT 420(NBP/SPO2) | 2009-06-10 | 2400 |  | 2025-07-15
CURING BATH | CURING BATH | HERAEUS EQUI | PALAMAT ELITE | 2009-06-03 | 1514.4 | 2024-03-28 | 2026-06-17
HANDPIECE MICROMOTOR | HANDPIECE MICROMOTOR | W&H UK LTD | EA-51LT | 2009-04-20 | 660
HANDPIECE MICROMOTOR | HANDPIECE MICROMOTOR | W&H UK LTD | EA-51LT | 2009-04-20 | 660
HANDPIECE KNEE CONTROL | HANDPIECE | KAVO | K5 MODEL 4911 | 2009-04-08 | 960
HANDPIECE MICROMOTOR | K-POWER GRIP HANDPIECE | KAVO | 4941 | 2009-04-08 | 960
HANDPIECE MICROMOTOR | K-POWER GRIP HANDPIECE | KAVO | 4941 | 2009-04-08 | 960
HANDPIECE KNEE CONTROL | HANDPIECE | KAVO | K5 MODEL 4911 | 2009-04-07 | 960
HANDPIECE KNEE CONTROL | HANDPIECE | KAVO | K5 MODEL 4911 | 2009-04-07 | 960
AUDIO DOPPLER | FETAL DOPPLER | HUNTLEIGH | SONICAIDONE | 2010-06-14 | 364.8
AUDIO DOPPLER | FETAL DOPPLER | HUNTLEIGH | SONICAIDONE | 2010-06-14 | 364.8
COUCH | COUCH - VARIBLE HIGH/LOW PLINTH | AKRON | A4412/2/SHS | 2010-06-03 | 1440 | 2024-02-28 | 2027-01-15
SAGITTAL SAW | SAGITTAL SAW | DESOUTTER MEDICAL | KDX-600 | 2011-12-22 | 5450.4 | 2019-07-30
SAGITTAL SAW | SAGITTAL SAW | DESOUTTER MEDICAL | KDX-600 | 2011-12-22 | 5450.4 | 2019-09-04
SAGITTAL SAW | SAGITTAL SAW | DESOUTTER MEDICAL | KDX-600 | 2011-12-22 | 5450.4 | 2019-07-30
DIATHERMY MACHINE | ARTHROSCOPIC RADIO FREQUENCY SHAVER | ARTHROCARE C | QUANTUM 2 | 2010-05-07 | 7200 | 2024-01-12 | 2026-01-12
AUDIO DOPPLER | FETAL DOPPLER | HUNTLEIGH | SONICAIDONE | 2010-06-03 | 364.8
NEBULIZER | NEBULIZER | MEDIC AID | PORTANEB | 2009-10-02 | 126
AUDIO DOPPLER | AUDIO DOPPLER | HUNTLEIGH | D900 | 2010-05-05 | 336
SCALES | SCALES - BABY | SECA | 384 | 2010-05-05 | 210 | 2023-11-17 | 2024-11-15
SCALES | SCALES - BABY | SECA | 384 | 2010-05-05 | 210 | 2022-12-01 12:24 | 2024-11-15
SCALES | SCALES - BABY | SECA | 384 | 2010-05-05 | 210 | 2022-12-01 12:22 | 2024-11-15
NEBULIZER | NEBULIZER | MEDIX LTD | AC4000 | 2010-06-09 | 106.8
SCALES | SCALES - STAND ON | SECA | 877 | 2010-01-01 | 240 | 2022-01-12 | 2024-11-15
LIGHT SOURCE | LIGHT SOURCE - XENON 300 | CONMED | LS7700 | 2010-04-26 | 12000 | 2023-01-27 14:33 | 2025-01-27
ENDOSCOPY STACKING TROLLEY | VIDEO TROLLEY | CONMED | VP8501 | 2010-04-26 | 7200
CAMERA CONTROL UNIT | IM4000 HD 10802 CAMERA CONTROL UNIT | CONMED | IM4000 | 2010-04-26 | 26400 | 2024-01-05 | 2026-02-15
SAGITTAL SAW | SAGITTAL SAW | DESOUTTER MEDICAL | KDX-600 | 2010-04-19 | 5450.4 | 2019-07-30
SURGICAL DRILL | CORDLESS SURGICAL DRILL DRIVER | DESOUTTER MEDICAL | MDX-610 | 2010-04-19 | 5583.6
SURGICAL DRILL | SMALL CORDLESS DRILL/DRIVER | DESOUTTER MEDICAL | TDZ-450 | 2010-04-19 | 5216.4
SURGICAL DRILL | SMALL CORDLESS DRILL/DRIVER | DESOUTTER MEDICAL | TDZ-450 | 2010-04-19 | 5216.4
SAGITTAL SAW | SAGITTAL SAW | DESOUTTER MEDICAL | KDX-600 | 2010-04-19 | 5450.4 | 2019-07-30
SURGICAL DRILL | CORDLESS SURGICAL DRILL DRIVER | DESOUTTER MEDICAL | MDX-610 | 2010-04-19 | 5583.6
SAGITTAL SAW | SAGITTAL SAW | DESOUTTER MEDICAL | KDX-600 | 2010-04-19 | 5450.4 | 2019-07-30
LIGHT SOURCE | LIGHT SOURCE - XENON 300 | CONMED | LS7700 | 2010-04-26 | 12000 | 2022-02-21 | 2025-02-15
CAMERA CONTROL UNIT | IM4000 HD 10802 CAMERA CONTROL UNIT | CONMED | IM4000 | 2010-04-26 | 26400
ENDOSCOPY STACKING TROLLEY | VIDEO TROLLEY | CONMED | VP8501 | 2010-04-16 | 7200 | 2023-01-27 14:45 | 2025-01-27
LIGHT SOURCE | LIGHT SOURCE - XENON 300 | CONMED | LS7700 | 2010-04-16 | 12000
SPHYGMOMANOMETER | SPHYGMOMANOMETER | ACCOSON LTD | ANEROID | 2011-03-09 | 36
SUCTION CONTROLLER | HIGH SUCTION CONTROLLER | THERAPY EQUIPMENT | DIAMOND RANGE HIGH | 2010-04-14 | 96
SUCTION CONTROLLER | HIGH SUCTION CONTROLLER | THERAPY EQUIPMENT | DIAMOND RANGE HIGH | 2010-04-14 | 96
SUCTION CONTROLLER | HIGH SUCTION CONTROLLER | THERAPY EQUIPMENT | DIAMOND RANGE HIGH | 2010-04-14 | 96
SUCTION CONTROLLER | HIGH SUCTION CONTROLLER | THERAPY EQUIPMENT | DIAMOND RANGE HIGH | 2010-04-14 | 96
SUCTION CONTROLLER | HIGH SUCTION CONTROLLER | THERAPY EQUIPMENT | DIAMOND RANGE HIGH | 2010-04-14 | 96
NERVE STIMULATOR | TRANSCUTANEOUS NERVE STIMULATOR | NIDD VALLEY | 100910 | 2010-04-13 | 48
SPHYGMOMANOMETER | SPHYGMOMANOMETER | SPEIDEL & KE | MAXI STABIL 3 | 2010-04-12 | 144
SPHYGMOMANOMETER | SPHYGMOMANOMETER | SPEIDEL & KE | MAXI STABIL 3 | 2010-04-12 | 144
SUCTION CONTROLLER | HIGH SUCTION CONTROLLER | THERAPY EQUIPMENT | DIAMOND RANGE HIGH | 2010-04-13 | 166.8
SUCTION CONTROLLER | HIGH SUCTION CONTROLLER | THERAPY EQUIPMENT | DIAMOND RANGE HIGH | 2010-04-13 | 166.8
SUCTION CONTROLLER | HIGH SUCTION CONTROLLER | THERAPY EQUIPMENT | DIAMOND RANGE HIGH | 2010-04-13 | 166.8
SUCTION CONTROLLER | HIGH SUCTION CONTROLLER | THERAPY EQUIPMENT | DIAMOND RANGE HIGH | 2010-04-13 | 166.8
SUCTION CONTROLLER | HIGH SUCTION CONTROLLER | THERAPY EQUIPMENT | DIAMOND RANGE HIGH | 2010-04-08 | 166.8
SUCTION CONTROLLER | HIGH SUCTION CONTROLLER | THERAPY EQUIPMENT | DIAMOND RANGE HIGH | 2010-04-08 | 166.8
SUCTION CONTROLLER | HIGH SUCTION CONTROLLER | THERAPY EQUIPMENT | DIAMOND RANGE HIGH | 2010-04-08 | 166.8
SUCTION CONTROLLER | HIGH SUCTION CONTROLLER | THERAPY EQUIPMENT | DIAMOND RANGE HIGH | 2010-04-08 | 166.8
SUCTION CONTROLLER | HIGH SUCTION CONTROLLER | THERAPY EQUIPMENT | DIAMOND RANGE HIGH | 2010-04-08 | 166.8
SUCTION CONTROLLER | HIGH SUCTION CONTROLLER | THERAPY EQUIPMENT | DIAMOND RANGE HIGH | 2010-04-08 | 166.8
SUCTION CONTROLLER | HIGH SUCTION CONTROLLER | THERAPY EQUIPMENT | DIAMOND RANGE HIGH | 2010-04-08 | 166.8
SUCTION CONTROLLER | HIGH SUCTION CONTROLLER | THERAPY EQUIPMENT | DIAMOND RANGE HIGH | 2010-04-08 | 166.8
SUCTION CONTROLLER | HIGH SUCTION CONTROLLER | THERAPY EQUIPMENT | DIAMOND RANGE HIGH | 2010-04-08 | 166.8
SUCTION CONTROLLER | HIGH SUCTION CONTROLLER | THERAPY EQUIPMENT | DIAMOND RANGE HIGH | 2010-04-08 | 166.8
INSUFFLATOR CO2 | COLON INSUFFLATOR | PROTOCOL | EZEM | 2010-03-31 | 5998.8 | 2023-12-13 | 2025-11-15
TRANSPORT MONITOR | PATIENT MONITOR INTELLIVUE X2 | PHILIPS LTD | M3002A-X2 | 2010-03-30 | 3000
CO2 MODULE | MODULE CO2 MICROSTREAM | PHILIPS LTD | M3015A | 2010-03-30 | 3360 | 2024-02-19 | 2025-02-15
CO2 MODULE | MODULE CO2 MICROSTREAM | PHILIPS LTD | M3015A | 2010-03-30 | 3360 | 2022-08-03 | 2025-08-15
SCALES | SCALES - BABY | SECA | 384 | 2010-03-15 | 240 | 2023-11-17 | 2024-11-15
SCALES | SCALES - STAND ON | MARSDEN | MS-4203 | 2010-03-15 | 216 | 2021-01-23 | 2024-11-15
SPEECH AID | ELECTRONIC SPEECH AID | GRIFFIN PROD | TRUTONE ELECTROLARYN | 2010-03-18 | 360
SCALES | SCALES - BABY | SECA | 717A | 2010-03-15 | 600 | 2023-11-14 | 2024-11-15
SCALES | SCALES - STAND ON | MARSDEN | MS-4203 | 2010-03-15 | 216 | 2023-11-17 | 2024-11-15
SCALES | SCALES - COLUMN | SECA | 704 | 2010-03-15 | 420 | 2023-11-17 | 2024-11-15
SCALES | SCALES - STAND ON | MARSDEN | MS-4203 | 2010-03-15 | 216 | 2022-01-12 | 2024-11-15
SCALES | SCALES - FLUID | TERAOKA | DS-500 | 2010-03-15 | 216 | 2023-11-14 | 2024-11-15
SCALES | SCALES - FLUID | TERAOKA | DS-500 | 2010-03-15 | 216 | 2022-01-12 | 2024-11-15
SCALES | SCALES - FLUID | TERAOKA | DS-500 | 2010-03-15 | 216 | 2023-11-14 | 2024-11-15
SCALES | SCALES - FLUID | TERAOKA | DS-500 | 2010-03-15 | 216 | 2023-11-14 | 2024-11-15
SCALES | SCALES - FLUID | TERAOKA | DS-500 | 2010-03-15 | 216 | 2023-11-14 | 2024-11-15
SCALES | SCALES - CHAIR | SECA | 959 | 2010-03-15 | 790.8 | 2022-01-12 | 2024-11-15
SCALES | SCALES - CHAIR | SECA | 959 | 2010-03-15 | 790.8 | 2023-11-14 | 2024-11-15
SUCTION CONTROLLER | HIGH SUCTION CONTROLLER | THERAPY EQUIPMENT | DIAMOND RANGE HIGH | 2010-03-11 | 166.8
SUCTION CONTROLLER | HIGH SUCTION CONTROLLER | THERAPY EQUIPMENT | DIAMOND RANGE HIGH | 2010-03-11 | 166.8
SUCTION CONTROLLER | HIGH SUCTION CONTROLLER | THERAPY EQUIPMENT | DIAMOND RANGE HIGH | 2010-03-11 | 166.8
SUCTION UNIT | SUCTION - LAERDAL - BATTERY | LAERDAL | LSU-2 | 2010-03-09 | 816 | 2022-10-28 09:24 | 2025-11-15
TEMP PROBE - FOOD | TEMP PROBE - FOOD | COMARK | CF21 | 2010-02-26 | 90
SUCTION CONTROLLER | HIGH SUCTION CONTROLLER | THERAPY EQUIPMENT | DIAMOND RANGE HIGH | 2010-02-24 | 166.8
SUCTION UNIT | SUCTION - LAERDAL - BATTERY | LAERDAL | LSU-2 | 2010-03-09 | 816 | 2022-10-28 14:59 | 2025-11-15
TYMPANOGRAPH | AUTO TYMPANOMETER | GRASON STADLER | GSI 39 | 2009-12-23 | 4200 | 2024-09-13 | 2025-09-13
MULTI-MEASUREMENT SERVER | MULTI-MEASUREMENT SERVER | PHILIPS LTD | M3000A | 2010-01-08 | 3372
ENTONOX DEMAND SYSTEM | ENTONOX DEMAND VALVE | THERAPY EQUIPMENT | ENTONOX | 2010-02-10 | 219 | 2023-12-08 | 2024-12-15
ENTONOX DEMAND SYSTEM | ENTONOX DEMAND VALVE | THERAPY EQUIPMENT | ENTONOX | 2010-02-10 | 219 | 2023-05-23 | 2025-02-15
SUCTION CONTROLLER | HIGH SUCTION CONTROLLER | THERAPY EQUIPMENT | DIAMOND RANGE HIGH | 2010-04-08 | 166.8
NEBULIZER | NEBULIZER | MEDIC AID | PORTANEB | 2010-02-03 | 120
NERVE STIMULATOR | NERVE STIMULATOR | TENSCARE | XL-Y1 | 2010-01-19 | 180
NERVE STIMULATOR | NERVE STIMULATOR | TENSCARE | XL-Y1 | 2010-01-19 | 180
NERVE STIMULATOR | NERVE STIMULATOR | TENSCARE | XL-Y1 | 2010-01-19 | 180
NERVE STIMULATOR | NERVE STIMULATOR | TENSCARE | XL-Y1 | 2010-01-19 | 180
NERVE STIMULATOR | NERVE STIMULATOR | TENSCARE | XL-Y1 | 2010-01-19 | 180
NEBULIZER | NEBULIZER - PORTABLE COMPRESSOR SYSTEM | RESPIRONICS | MICRO ELITE | 2010-03-18 | 141.6
NEBULIZER | NEBULIZER - PORTABLE COMPRESSOR SYSTEM | RESPIRONICS | MICRO ELITE | 2010-03-18 | 141.6
SCALES | SCALES - STAND ON | SECA | 877 | 2010-01-01 | 264 | 2023-11-14 | 2024-11-15
SCALES | SCALES - STAND ON | SECA | 877 | 2010-01-01 | 240 | 2023-11-14 | 2024-11-15
SCALES | SCALES - HOIST | LIKO | 2835 | 2012-02-23 | 594 | 2022-01-12 | 2024-11-15
SCALES | SCALES - STAND ON | SECA | 877 | 2009-01-01 | 264 | 2022-01-12 | 2024-11-15
ULTRASOUND SCANNER | ULTRASOUND SYSTEM | TOSHIBA MED | SSA-790A | 2009-12-24 | 109200
DIAGNOSTIC AUDIOMETER | DIAGNOSIC AUDIOMETER SA203 | GUYMARK UK | SA203 | 2009-12-18 | 2400 | 2024-09-25 | 2024-12-17
VITAL SIGNS MONITOR | VITAL SIGNS MONITOR : NIBP, SPO2 | WELCH ALLYN | 53N00 (VSM 300) | 2009-12-17 | 1194 | 2022-08-17 | 2025-08-15
NI/BP MODULE | MODULE NIBP | PHILIPS LTD | M1008B | 2009-12-15 | 2264.4
SPHYGMOMANOMETER | SPHYGMOMANOMETER - HANDHELD | WELCH ALLYN | DURASHOCK | 2010-01-06 | 36 | 2021-01-28
SPHYGMOMANOMETER | SPHYGMOMANOMETER - HANDHELD | WELCH ALLYN | DURASHOCK | 2010-01-06 | 36
SPHYGMOMANOMETER | SPHYGMOMANOMETER - HANDHELD | WELCH ALLYN | DURASHOCK | 2010-01-06 | 36
SPHYGMOMANOMETER | SPHYGMOMANOMETER - HANDHELD | WELCH ALLYN | DURASHOCK | 2010-01-06 | 36
SUCTION CONTROLLER | HIGH SUCTION CONTROLLER | THERAPY EQUIPMENT | DIAMOND RANGE HIGH | 2009-10-16 | 166.8
SUCTION CONTROLLER | HIGH SUCTION CONTROLLER | THERAPY EQUIPMENT | DIAMOND RANGE HIGH | 2009-10-16 | 166.8
SUCTION CONTROLLER | HIGH SUCTION CONTROLLER | THERAPY EQUIPMENT | DIAMOND RANGE HIGH | 2009-10-16 | 166.8
SUCTION CONTROLLER | HIGH SUCTION CONTROLLER | THERAPY EQUIPMENT | DIAMOND RANGE HIGH | 2009-10-16 | 166.8
COUCH | COUCH - VARIABLE H/L | AKRON | A3221 | 2009-11-20 | 960 | 2023-03-22 21:03 | 2026-03-14
VENTILATOR | BOUSSIGNAC CPAP SYSTEM | VYGON UK LTD | BOUSSIGNAC | 2009-10-30 | 480 | 2021-11-11 | 2025-12-15
ARTHROSCOPY SURGICAL SHAVER | FLUID MANAGEMENT SYSTEM | DEPUY SYNTHES LTD | PLEASE ENTER MODEL! (870) | 2009-10-22 | 3600 | 2024-04-22 | 2026-04-12
COUCH | COUCH - VARIBLE HIGH/LOW PLINTH | AKRON | A4412/2/SHS | 2009-10-21 | 1440 | 2022-12-21 16:27 | 2026-01-16
HUMIDIFIER | HEATED HUMIDIFIER | F & P | MR810 | 2009-10-21 | 836.4 | 2024-01-08 | 2024-12-15
HUMIDIFIER | HEATED HUMIDIFIER | F & P | MR810 | 2009-10-21 | 836.4 | 2024-09-10 | 2025-10-15
HUMIDIFIER | HEATED HUMIDIFIER | F & P | MR810 | 2009-10-21 | 836.4 | 2024-10-09 | 2025-10-09
HUMIDIFIER | HEATED HUMIDIFIER | F & P | MR810 | 2009-10-21 | 836.4 | 2024-01-30 | 2025-02-15
PATIENT HOIST | PATIENT HOIST - OVERHEAD | LIKO | LIKORALL 242 S | 2009-09-25 | 2400 | 2024-03-28 | 2024-09-28
HUMIDIFIER | HEATED HUMIDIFIER | F & P | MR810 | 2009-10-21 | 836.4 | 2024-06-21 | 2025-07-15
HUMIDIFIER | HEATED HUMIDIFIER | F & P | MR810 | 2009-10-21 | 836.4 | 2024-10-16 | 2025-11-15
HUMIDIFIER | HEATED HUMIDIFIER | F & P | MR810 | 2009-10-21 | 836.4 | 2024-02-28 | 2024-12-15
HUMIDIFIER | HEATED HUMIDIFIER | F & P | MR810 | 2009-10-21 | 836.4 | 2024-10-08 | 2025-12-15
SPHYGMOMANOMETER | SPHYGMOMANOMETER | ACCOSON LTD | WALL | 2009-09-25 | 42
COUCH | COUCH - VARIBLE HIGH/LOW PLINTH | AKRON | A4412/2/SHS | 2010-08-17 | 1440 | 2024-08-16 | 2027-09-15
NEBULIZER | NEBULIZER | MEDIX LTD | AC4000 | 2009-09-10 | 106.8
NEBULIZER | NEBULIZER | MEDIC AID | PORTANEB | 2009-09-10 | 96
PODIATRY CHAIR | PODIATRY CHAIR | PLINTH 2000 | 503CDT | 2009-08-25 | 838.8 | 2020-05-19 | 2025-05-15
ENTONOX DEMAND SYSTEM | ENTONOX DEMAND VALVE | THERAPY EQUIPMENT | ENTONOX | 2009-08-26 | 195.6 |  | 2024-10-01
ENTONOX DEMAND SYSTEM | ENTONOX DEMAND VALVE | THERAPY EQUIPMENT | ENTONOX | 2009-08-26 | 195.6 | 2024-03-01 | 2025-09-15
ENTONOX DEMAND SYSTEM | ENTONOX DEMAND VALVE | THERAPY EQUIPMENT | ENTONOX | 2009-08-26 | 195.6 | 2021-12-06 | 2025-03-15
NEBULIZER | NEBULIZER | MEDIX LTD | TRAVELLER | 2009-08-25 | 162
HUMALACTOR | LACTINA ELECTRICAL PLUS HUMALACTOR | MEDELA | 0162018 | 2009-08-12 | 456 | 2023-05-19 | 2025-05-15
TEMP PROBE - FOOD | TEMP PROBE - FOOD | KANE MAY | KM250 | 2009-08-04 | 127.2
NEBULIZER | NEBULIZER | MEDIX LTD | AC4000 | 2009-08-03 | 106.8
DYNAMIC PRESSURE MATTRESS | DYNAMIC PRESSURE MATTRESS | SIDHIL LTD | PLUS | 2009-05-27 | 838.8 | 2021-09-15 | 2025-08-15
DYNAMIC PRESSURE MATTRESS | DYNAMIC PRESSURE MATTRESS | SIDHIL LTD | PLUS | 2009-05-27 | 838.8 | 2019-11-29
NERVE STIMULATOR | NERVE STIMULATOR | TENSCARE | XL-Y1 | 2009-06-04 | 48
NERVE STIMULATOR | NERVE STIMULATOR | TENSCARE | XL-Y1 | 2009-06-04 | 48
SPEECH AID | SPEECH AID | SERVOX | LAC-SA0001 | 2009-01-16 | 630
SCALES | SCALES - BABY | SECA | 336 | 2009-06-23 | 438 | 2022-11-25 10:55 | 2024-11-15
SCALES | SCALES - BABY | SECA | 336 | 2009-06-23 | 438 | 2022-01-12 | 2024-11-15
SCALES | SCALES - BABY | SECA | 336 | 2009-06-23 | 438 | 2022-01-12 | 2024-11-15
SCALES | SCALES - BABY | SECA | 336 | 2009-06-23 | 438 | 2022-01-12 | 2024-11-15
NEBULIZER | NEBULIZER | MEDIC AID | PORTANEB | 2009-08-03 | 126
SCALES | SCALES - BODY COMPOSITION ANALYSER | TANITA | TBF-401A | 2010-01-06 | 1200 | 2021-01-08 | 2024-11-15
DYNAMIC PRESSURE MATTRESS | DYNAMIC PRESSURE MATTRESS | SIDHIL LTD | PLUS | 2009-05-27 | 838.8 | 2021-11-15 | 2025-12-15
NEBULIZER | NEBULIZER | MEDIC AID | PORTANEB | 2009-05-21 | 126
TEMP PROBE - FOOD | TEMP PROBE - FOOD | KANE MAY | KM21 | 2009-05-18 | 55.38
VITAL SIGNS MONITOR | VITAL SIGNS MONITOR: NBP | OMRON | M6 (HEM-7001-E) | 2009-05-15 | 216
VITAL SIGNS MONITOR | VITAL SIGNS MONITOR : NIBP, SPO2 | WELCH ALLYN | 53N00 (VSM 300) | 2009-05-06 | 1194 | 2022-01-13 | 2025-01-15
VITAL SIGNS MONITOR | VITAL SIGNS MONITOR : NIBP, SPO2 | WELCH ALLYN | 53N00 (VSM 300) | 2009-05-05 | 1194 | 2022-01-13 | 2024-12-15
NEBULIZER | NEBULIZER | MEDIC AID | PORTANEB | 2009-04-20 | 126
NEBULIZER | NEBULIZER | MEDIC AID | PORTANEB | 2009-04-20 | 126
NEBULIZER | NEBULIZER | MEDIC AID | PORTANEB | 2009-04-20 | 126
NEBULIZER | NEBULIZER | MEDIC AID | PORTANEB | 2009-04-20 | 96
NEBULIZER | NEBULIZER | MEDIC AID | PORTANEB | 2009-04-20 | 96
NEBULIZER | NEBULIZER | MEDIC AID | PORTANEB | 2009-04-20 | 96
NEBULIZER | NEBULIZER | MEDIC AID | PORTANEB | 2009-04-20 | 96
NEBULIZER | NEBULIZER | MEDIC AID | PORTANEB | 2009-04-20 | 96
NEBULIZER | NEBULIZER | MEDIC AID | PORTANEB | 2009-04-20 | 96
NEBULIZER | NEBULIZER | MEDIC AID | PORTANEB | 2009-04-20 | 96
NEBULIZER | NEBULIZER | MEDIC AID | PORTANEB | 2009-04-20 | 96
NEBULIZER | NEBULIZER | MEDIC AID | PORTANEB | 2009-04-20 | 96
NEBULIZER | NEBULIZER | MEDIC AID | PORTANEB | 2009-04-20 | 96
NEBULIZER | NEBULIZER | MEDIC AID | PORTANEB | 2009-04-20 | 96
NEBULIZER | NEBULIZER | MEDIC AID | PORTANEB | 2009-04-20 | 126
NEBULIZER | NEBULIZER | MEDIC AID | PORTANEB | 2009-04-20 | 96
NEBULIZER | NEBULIZER | MEDIC AID | PORTANEB | 2009-04-20 | 96
NEBULIZER | NEBULIZER | MEDIC AID | PORTANEB | 2009-04-20 | 96
OXIMETER | OXIMETER | NELLCOR | OXIMAX N-560 | 2009-04-20 | 1200 | 2022-01-05 | 2025-07-15
NEBULIZER | NEBULIZER | MEDIC AID | PORTANEB | 2009-04-20 | 96
NEBULIZER | NEBULIZER | MEDIC AID | PORTANEB | 2009-04-20 | 96
SPEECH AID | SPEECH AID - DIGITAL | SERVOX | LA-2.40 | 2009-04-24 | 624
AUDIO DOPPLER | AUDIO DOPPLER | HUNTLEIGH | D900 | 2009-04-23 | 336
AUDIO DOPPLER | AUDIO DOPPLER | HUNTLEIGH | D900 | 2009-04-23 | 336 | 2020-08-24
NEBULIZER | NEBULIZER | MEDIX LTD | AC4000 | 2009-04-21 | 72
VITAL SIGNS MONITOR | VITAL SIGNS MONITOR: NBP/SPO2/TEMP. | WELCH ALLYN | SPOT 420(NBP/SPO2) | 2010-10-18 | 2400 | 2023-01-31 16:26 | 2025-09-15
BLOOD PRESSURE MONITOR | BLOOD PRESSURE MONITOR | MICROLIFE | BP3AG1 | 2010-11-02 | 30
BLOOD PRESSURE MONITOR | BLOOD PRESSURE MONITOR | MICROLIFE | BP3AG1 | 2010-11-02 | 30
BLOOD PRESSURE MONITOR | BLOOD PRESSURE MONITOR | MICROLIFE | BP3AG1 | 2010-11-02 | 30
CONTRAST INJECTOR | CONTRAST INJECTOR | MEDRAD | STELLANT D | 2010-11-17 | 21600 | 2024-02-09 | 2025-02-09
FLAT SCREEN DISPLAY | DISPLAY LCD FLAT SCREEN 20 INCH | NEC DISPLAY | LCD2090UXI | 2009-05-12 | 600
FLAT SCREEN DISPLAY | DISPLAY LCD FLAT SCREEN 20 INCH | NEC DISPLAY | LCD2090UXI | 2009-05-12 | 600
FLAT SCREEN DISPLAY | DISPLAY LCD FLAT SCREEN 20 INCH | NEC DISPLAY | LCD2090UXI | 2009-05-12 | 600
FLAT SCREEN DISPLAY | DISPLAY LCD FLAT SCREEN 20 INCH | NEC DISPLAY | LCD2090UXI | 2009-05-12 | 600
FLAT SCREEN DISPLAY | DISPLAY LCD FLAT SCREEN 20 INCH | NEC DISPLAY | LCD2090UXI | 2009-05-12 | 600
FLAT SCREEN DISPLAY | DISPLAY LCD FLAT SCREEN 20 INCH | NEC DISPLAY | LCD2090UXI | 2009-05-12 | 600
FLAT SCREEN DISPLAY | LCD MONITOR | HANNS G | HH191DPB | 2010-10-21 | 132
UNINTERRUPTIBLE POWER SUPPLY | UNINTERRUPTIBLE POWER SUPPLY 2200VA | AMERICAN POWER CONVERSION (APC) | SMART-UPS 2200 | 2010-10-14 | 602.544
HEADLIGHT SYSTEM | PORTABLE LED HEADLAMP | XENOSYS CO LTD | L2S09 | 2012-05-28 | 1200
HEADLIGHT SYSTEM | PORTABLE LED HEADLAMP | XENOSYS CO LTD | L2S09 | 2018-05-21 | 1200
HEIGHT GAUGE | DIGITAL HEIGHT MEASURE | MARSDEN | HM-210D | 2011-02-14 | 174
HEIGHT GAUGE | DIGITAL HEIGHT MEASURE | MARSDEN | HM-210D | 2011-02-14 | 174
HEIGHT GAUGE | DIGITAL HEIGHT MEASURE | MARSDEN | HM-210D | 2010-09-15 | 174
SCALES | SCALES - BABY | SECA | 385 | 2010-10-14 | 240 | 2023-12-06 | 2024-11-15
SCALES | SCALES - COLUMN | SECA | 704 | 2010-10-14 | 526.8 | 2023-11-30 | 2024-11-15
SCALES | SCALES - BABY | SECA | 834-2 | 2010-10-15 | 2574 | 2021-03-22 | 2024-11-15
SCALES | SCALES - STAND ON | SECA | 761 | 2010-10-14 | 78 | 2021-03-22 | 2024-11-15
TISSUE PROCESSORS | RAPID TISSUE PROCESSOR | LEICA | PELORIS | 2010-09-10 | 12000
STAINING MACHINE | AUTOMATED GLASS COVERSLIPPER | LEICA | CV5030 | 2010-09-10 | 9600
SUCTION UNIT | SUCTION - LAERDAL - BATTERY | LAERDAL | LSU-2 | 2010-09-08 | 816 | 2024-08-09 | 2027-08-09
SUCTION UNIT | SUCTION - LAERDAL - BATTERY | LAERDAL | LSU-2 | 2010-09-08 | 816 | 2024-01-15 | 2027-01-15
ULTRASONIC DISINTEGRATOR | SONICATOR | SONICS & MAT | VCX 130 VIBRACELL | 2010-09-08 | 3000
PORTABLE FUME CUPBOARD | FUME CUPBOARD (IMOBILE) | MACHIDA | BESPOKE | 2010-09-17 | 1200 | 2024-04-29 | 2025-04-29
SUCTION CONTROLLER | SUCTION CONTROLLER | EAST HEALTH | HIGH-SUCTION | 2010-09-21 | 240
SCALES | SCALES - HOIST | LIKO | 2835 | 2010-10-14 | 594 | 2022-04-07 11:24 | 2024-11-15
SCALES | SCALES - COLUMN | SECA | 798 | 2010-10-14 | 480 | 2022-11-17 20:04 | 2024-11-15
X-RAY VIEWER | X-RAY VIEWER | DENTSPLY LTD | 67-0445 | 2010-10-11 | 120 | 2023-04-20 11:19 | 2024-04-11
X-RAY VIEWER | X-RAY VIEWER | DENTSPLY LTD | 67-0445 | 2010-10-11 | 120 | 2024-04-30 | 2025-04-11
HANDPIECE | DENTAL HANDPIECE | KAVO | 655C | 2010-10-05 | 576
SURVEYOR | SURVEYOR | NESSOR | F | 2010-09-28 | 427.2
SLIT LAMP | SLIT LAMP | HAAG STREIT | BQ900 | 2010-09-28 | 15056.4 | 2023-03-23 15:22 | 2024-03-23
SLIT LAMP TABLE | SLIT LAMP TABLE | HAAG STREIT | PLEASE ENTER MODEL! (269) | 2010-09-28 | 6600 | 2023-01-20 13:32 | 2024-01-20
CRYO PROBE | CRYO PROBE | WALLAC | 900603 | 2010-09-14 | 1200
CRYO PROBE | CRYO PROBE | WALLAC | 900603 | 2010-09-14 | 1200
SLIT LAMP TABLE | TAKAGI SLIT LAMP TABLE | TAKAGI | ST40 | 2010-09-09 | 4800 | 2024-02-22 | 2025-01-08
OPHTHALMIC CHAIR | SWIVVY CHAIR | MELCO | SWIVVY | 2010-09-09 | 2400 | 2024-02-22 | 2025-01-08
LENS ANALYZER | LENS GRADER | ESSILOR LTD | CLE60 | 2010-09-06 | 2340 | 2024-03-01 | 2025-03-04
LENS ANALYZER | LENS GRADER | ESSILOR LTD | CLE60 | 2010-09-06 | 2340 | 2024-02-26 | 2025-01-08
WAX BATH | WAX POT | DENSTAR | 420 | 2010-09-03 | 132 | 2021-12-20 | 2025-06-18
SCALES | SCALES | SALTER | PLEASE ENTER MODEL! (818) | 2010-10-13 | 210 | 2021-03-22 | 2024-11-15
COMMUNICATOR |  | ATTAINMENT | GOTALK 9+ | 2010-09-16 | 144
SUCTION UNIT | SUCTION - LAERDAL - BATTERY | LAERDAL | LSU-2 | 2010-08-12 | 816 | 2021-04-19 | 2025-04-19
HUMIDIFIER | HUMIDIFIER | F & P | MR850 | 2012-06-08 | 1200 | 2022-06-16 | 2025-07-01
SUCTION UNIT | SUCTION - ESCHMANN | ESCHMANN | VP25 | 2011-03-14 | 794.4
SUCTION UNIT | SUCTION - LAERDAL - BATTERY | LAERDAL | LSU-2 | 2017-04-27 | 816 | 2024-02-08 | 2027-02-08
GAS REGULATOR & FLOWMETER | DIRECT DIAL FLOWMETER 0 - 1 L/MIN | THERAPY EQUIPMENT | 6561 | 2010-08-06 | 48 |  | 2025-04-01
GAS REGULATOR & FLOWMETER | DIRECT DIAL FLOWMETER 0.01 - 0.1 L/MIN | THERAPY EQUIPMENT | 6562 | 2010-08-06 | 48 | 2024-07-03 | 2025-07-03
GAS REGULATOR & FLOWMETER | DIRECT DIAL FLOWMETER 0.01 - 0.1 L/MIN | THERAPY EQUIPMENT | 6562 | 2010-08-06 | 48 | 2023-06-15 | 2025-08-01
WHEELCHAIR | MANUAL WHEELCHAIR | EADIECARE | 9L | 2010-08-08 | 180
WHEELCHAIR | MANUAL WHEELCHAIR | Z-TEC | ZT-600-604 | 2010-08-08 | 180
WHEELCHAIR | WHEELCHAIR | NA | PLEASE ENTER MODEL! (276) | 2010-08-08 | 360
WHEELCHAIR | PATIENT ASSIST WHEELCHAIR | INVACARE LTD | 8L | 2010-08-08 | 300
BP MODULE | IBP MODULE | DRAEGER | HEMOMED POD | 2010-09-06 | 2400
BP MODULE | IBP MODULE | DRAEGER | HEMOMED POD | 2010-09-06 | 2400
CONTROL-WARMING MATT | HEATED MATTRESS CONTROLLER | INDITHERM | MECU1 | 2010-08-26 | 3000 | 2023-12-29 | 2025-01-15
COUCH | COUCH - 3 SECTION | BRISTOL MAID (HOSP.M.CRAFT) | VH3 | 2010-08-25 | 1454.4
ELECTROTHERAPY UNIT | ODSTOCK DROPPED FOOT STIMULATOR | SALISBURY DI | ODFS3 | 2010-08-11 | 240
DIAGNOSTIC SYSTEM | DIAGNOSTIC SYSTEM | WELCH ALLYN | 767 DIAGNOSTIC SYSTEM | 2010-08-13 | 600
DIAGNOSTIC SYSTEM | DIAGNOSTIC SYSTEM | WELCH ALLYN | 767 DIAGNOSTIC SYSTEM | 2010-08-13 | 600
DIAGNOSTIC SYSTEM | DIAGNOSTIC SYSTEM | WELCH ALLYN | 767 DIAGNOSTIC SYSTEM | 2010-08-13 | 600
DIAGNOSTIC SYSTEM | DIAGNOSTIC SYSTEM | WELCH ALLYN | 767 DIAGNOSTIC SYSTEM | 2010-08-13 | 600
DIAGNOSTIC SYSTEM | DIAGNOSTIC SYSTEM | WELCH ALLYN | 767 DIAGNOSTIC SYSTEM | 2010-08-13 | 600
DIAGNOSTIC SYSTEM | DIAGNOSTIC SYSTEM | WELCH ALLYN | 767 DIAGNOSTIC SYSTEM | 2010-08-13 | 600
DIAGNOSTIC SYSTEM | DIAGNOSTIC SYSTEM | WELCH ALLYN | 767 DIAGNOSTIC SYSTEM | 2010-08-13 | 600
DIAGNOSTIC SYSTEM | DIAGNOSTIC SYSTEM | WELCH ALLYN | 767 DIAGNOSTIC SYSTEM | 2010-08-13 | 600
DIAGNOSTIC SYSTEM | DIAGNOSTIC SYSTEM | WELCH ALLYN | 767 DIAGNOSTIC SYSTEM | 2010-08-13 | 600
DIAGNOSTIC SYSTEM | DIAGNOSTIC SYSTEM | WELCH ALLYN | 767 DIAGNOSTIC SYSTEM | 2010-08-13 | 600
PATIENT MONITOR | PATIENT MONITOR INTELLIVUE MP30 | PHILIPS LTD | M8002A | 2010-10-04 | 8076.9 | 2023-06-19 | 2026-06-19
SPEECH AID | ELECTRONIC SPEECH AID | GRIFFIN PROD | TRUTONE ELECTROLARYN | 2010-09-03 | 360
SPEECH AID | ELECTRONIC SPEECH AID | GRIFFIN PROD | TRUTONE ELECTROLARYN | 2010-08-26 | 510
WHEELCHAIR | WHEELCHAIR | NA | PLEASE ENTER MODEL! (276) | 2010-07-14 | 360
NERVE STIMULATOR | NERVE STIMULATOR | ORGANON LTD | TOF WATCH | 2010-08-28 | 720
AUDIO DOPPLER | AUDIO DOPPLER | HUNTLEIGH | D900 | 2010-07-29 | 336
SUCTION UNIT | SUCTION - LAERDAL - BATTERY | LAERDAL | LSU-2 | 2010-07-23 | 816 |  | 2025-01-13
CONTROL-WARMING MATT | HEATED MATTRESS CONTROLLER | INDITHERM | MECU1 | 2010-07-19 | 3000 | 2024-02-27 | 2025-03-12
CONTROL-WARMING MATT | HEATED MATTRESS CONTROLLER | INDITHERM | MECU1 | 2010-07-19 | 3000 | 2024-02-28 | 2025-03-12
CAMERA HEAD | P3 CAMERA HEAD | KARL STORZ | P3 HEAD/22220031 | 2010-07-19 | 10800
CAMERA HEAD | CAMERA HEAD | KARL STORZ | S3 HEAD/22220030 | 2010-07-15 | 2400
VIDEO PRINTER | VIDEO PRINTER | SONY | UP-DR80MD | 2010-07-15 | 2400 | 2024-09-12 | 2025-09-12
CAMERA CONTROL UNIT | CAMERA CONTROL UNIT | KARL STORZ | 22201020 | 2010-07-15 | 29994 | 2023-10-17 | 2024-10-17
LIGHT SOURCE | LIGHT SOURCE - XENON 300 | KARL STORZ | 20133120 | 2010-07-15 | 5400 | 2023-10-17 | 2024-10-17
CAMERA CONTROL UNIT | AIDA CONTROL NEO | KARL STORZ | 20046120 | 2010-07-15 | 12000 | 2023-10-19 | 2024-10-19
FLAT SCREEN MONITOR - TOUCH | DISPLAY LCD FLAT SCREEN 15 INCH TOUCH SCREEN | KARL STORZ | 200903-31 | 2010-07-15 | 2400 | 2023-10-19 | 2024-10-19
FLAT SCREEN DISPLAY | DISPLAY LCD FLAT SCREEN 24 INCH HIGH DEFINITION WIDEVIEW | KARL STORZ | SC-WU24-A1511 | 2010-07-15 | 4800 | 2023-10-17 | 2024-10-17
ENDOSCOPY STACKING TROLLEY | THEATRE STACK SYSTEM TROLLEY | KARL STORZ | STACK SYSTEM TROLLEY | 2010-07-15 | 2400 | 2023-10-19 | 2024-10-19
CAMERA HEAD | CAMERA HEAD H3-Z | KARL STORZ | H3-Z 22220055 | 2010-07-15 | 16800
FLAT SCREEN DISPLAY | DISPLAY LCD FLAT SCREEN 24 INCH HIGH DEFINITION WIDEVIEW | KARL STORZ | SC-WU24-A1511 | 2010-07-15 | 4800 | 2022-02-04 | 2024-10-15
SUCTION CONTROLLER | LOW SUCTION CONTROLLER | EAST HEALTH | LOW | 2010-07-14 | 240
COAGULATION TIMER | COAGULATION TIMER | HELENA LABORATORIES | ACTALYKE MINI II | 2010-07-09 | 1862.4 | 2023-04-15 14:40 | 2024-04-15
GAS REGULATOR & FLOWMETER | DIRECT DIAL FLOWMETER 0-5L/MIN | THERAPY EQUIPMENT | 6564 | 2010-07-19 | 97.8 | 2022-10-13 | 2024-10-01
GAS REGULATOR & FLOWMETER | DIRECT DIAL FLOWMETER 0 - 1 L/MIN | THERAPY EQUIPMENT | 6561 | 2010-07-19 | 97.8 | 2024-10-17 | 2025-10-17
GAS REGULATOR & FLOWMETER | DIRECT DIAL FLOWMETER 0 - 1 L/MIN | THERAPY EQUIPMENT | 6561 | 2010-07-19 | 97.8 | 2022-04-04 | 2025-04-01
HUMALACTOR | HUMALACTOR | MEDELA | SYMPHONY | 2010-07-22 | 2280 | 2023-03-07 17:31 | 2025-02-28
HUMALACTOR | HUMALACTOR | MEDELA | SYMPHONY | 2010-07-22 | 2280 | 2023-05-26 | 2025-06-17
HUMALACTOR | HUMALACTOR | MEDELA | SYMPHONY | 2010-07-22 | 2280 | 2023-05-23 | 2025-06-17
HUMALACTOR | HUMALACTOR | MEDELA | SYMPHONY | 2010-07-22 | 2280 | 2022-11-18 09:11 | 2024-11-13
BATTERY THERMOMETER | BATTERY THERMOMETER | WELCH ALLYN | SURETEMP PLUS 692 | 2010-06-21 | 283.2
BATTERY THERMOMETER | BATTERY THERMOMETER | WELCH ALLYN | SURETEMP PLUS 692 | 2010-06-21 | 283.2
BATTERY THERMOMETER | BATTERY THERMOMETER | WELCH ALLYN | SURETEMP PLUS 692 | 2010-06-21 | 283.2
BATTERY THERMOMETER | BATTERY THERMOMETER | WELCH ALLYN | SURETEMP PLUS 692 | 2010-06-21 | 283.2
BATTERY THERMOMETER | BATTERY THERMOMETER | WELCH ALLYN | SURETEMP PLUS 692 | 2010-06-21 | 283.2
BATTERY THERMOMETER | BATTERY THERMOMETER | WELCH ALLYN | SURETEMP PLUS 692 | 2010-06-21 | 283.2
BATTERY THERMOMETER | BATTERY THERMOMETER | WELCH ALLYN | SURETEMP PLUS 692 | 2010-06-21 | 283.2
BATTERY THERMOMETER | BATTERY THERMOMETER | WELCH ALLYN | SURETEMP PLUS 692 | 2010-06-21 | 283.2
BATTERY THERMOMETER | BATTERY THERMOMETER | WELCH ALLYN | SURETEMP PLUS 692 | 2010-06-21 | 283.2
BATTERY THERMOMETER | BATTERY THERMOMETER | WELCH ALLYN | SURETEMP PLUS 692 | 2010-06-21 | 283.2
BATTERY THERMOMETER | BATTERY THERMOMETER | WELCH ALLYN | SURETEMP PLUS 692 | 2010-06-21 | 283.2
BATTERY THERMOMETER | BATTERY THERMOMETER | WELCH ALLYN | SURETEMP PLUS 692 | 2010-06-21 | 283.2
BATTERY THERMOMETER | BATTERY THERMOMETER | WELCH ALLYN | SURETEMP PLUS 692 | 2010-06-21 | 283.2
BATTERY THERMOMETER | BATTERY THERMOMETER | WELCH ALLYN | SURETEMP PLUS 692 | 2010-06-21 | 283.2
BATTERY THERMOMETER | BATTERY THERMOMETER | WELCH ALLYN | SURETEMP PLUS 692 | 2010-06-21 | 283.2
BATTERY THERMOMETER | BATTERY THERMOMETER | WELCH ALLYN | SURETEMP PLUS 692 | 2010-06-21 | 283.2
BATTERY THERMOMETER | BATTERY THERMOMETER | WELCH ALLYN | SURETEMP PLUS 692 | 2010-06-21 | 283.2
BATTERY THERMOMETER | BATTERY THERMOMETER | WELCH ALLYN | SURETEMP PLUS 692 | 2010-06-21 | 283.2
BATTERY THERMOMETER | BATTERY THERMOMETER | WELCH ALLYN | SURETEMP PLUS 692 | 2010-06-21 | 283.2
BATTERY THERMOMETER | BATTERY THERMOMETER | WELCH ALLYN | SURETEMP PLUS 692 | 2010-06-21 | 283.2 | 2022-06-14
BATTERY THERMOMETER | BATTERY THERMOMETER | WELCH ALLYN | SURETEMP PLUS 692 | 2010-06-21 | 283.2
SCALES | SCALES - CHAIR | SECA | 959 | 2010-08-03 | 790.8 | 2023-11-30 | 2024-11-15
ELECTRO PHYSIOLOGICAL STIM | ELECTRO ANATOMICAL NAVIGATION | BIOSENSE WEBSTER | CARTO 3 SYSTEM | 2010-08-16 | 96000
ELECTRO PHYSIOLOGICAL STIM | ELECTROPHYSIOLOGY RECORDING SYSTEM | BARD LTD | LABSYSTEM PRO | 2010-07-08 | 120000
NERVE STIMULATOR | NERVE STIMULATOR | ORGANON LTD | TOF WATCH | 2010-06-29 | 720
CARDIAC OUTPUT COMP | NON-INVASIVE CARDIAC OUTPUT | DELTEX | CARDIO Q | 2010-06-02 | 7050 | 2023-10-19 | 2024-10-19
SUCTION UNIT | SUCTION - LAERDAL - BATTERY | LAERDAL | LSU-2 | 2010-05-28 | 816 | 2022-06-07 | 2025-06-07
SUCTION CONTROLLER | SUCTION CONTROLLER | EAST HEALTH | HIGH-SUCTION | 2010-05-27 | 240
SUCTION UNIT | SUCTION - ESCHMANN | ESCHMANN | VP25 | 2011-04-14 | 794.4
VITAL SIGNS MONITOR | VITAL SIGNS MONITOR: NBP/SPO2/TEMP. | WELCH ALLYN | SPOT 420(NBP/SPO2) | 2010-05-20 | 2400 | 2023-11-28 | 2026-11-28
WAX HEATER | WAX HEATER | BENSTAR | DENTSTAR-160N | 2010-08-26 | 84 | 2024-03-28 | 2026-06-17
LIGHT SOURCE | LIGHT SOURCE | HEINE | HK6000 | 2010-07-21 | 840 | 2024-01-30 | 2024-12-06
OPHTHALMIC CHAIR | SWIVVY CHAIR | MELCO | SWIVVY | 2010-07-15 | 2400 | 2024-02-14 | 2025-01-20
SLIT LAMP TABLE | TAKAGI SLIT LAMP TABLE | TAKAGI | ST40 | 2010-07-15 | 4800 | 2024-02-14 | 2025-01-20
OPHTHALMIC CHAIR | SWIVVY CHAIR | MELCO | SWIVVY | 2010-07-15 | 2400 | 2024-01-25 | 2025-01-10
SLIT LAMP TABLE | TAKAGI SLIT LAMP TABLE | TAKAGI | ST40 | 2010-07-15 | 4800 | 2024-01-25 | 2025-01-10
OPHTHALMIC CHAIR | SWIVVY CHAIR | MELCO | SWIVVY | 2010-07-15 | 2400 | 2024-01-17 | 2025-01-10
SLIT LAMP TABLE | TAKAGI SLIT LAMP TABLE | TAKAGI | ST40 | 2010-07-15 | 4800 | 2024-01-17 | 2025-01-10
ENDOSCOPY VIDEO CAPTURE UNIT | ENDOSCOPY VIDEO CAPTURE UNIT | MEDICAPTURE | MEDICAP USB200 | 2010-06-16 | 4200
POWER SUPPLY | SLIT LAMP POWER SUPPLY | HAAG STREIT | TYPE PS-A | 2010-05-26 | 4334.004 | 2024-01-12 | 2025-01-05
CRYO PROBE | CRYO PROBE | WALLAC | 900603 | 2010-05-21 | 1572
OXIMETER | PULSE OXIMETER FINGERTIP | B.C.I.INTERN | 3520 | 2009-10-29 | 138
SPHYGMOMANOMETER | SPHYGMOMANOMETER | SPEIDEL & KE | MAXI STABIL 3 | 2004-01-01 | 108
HEATED GLOVES | HEATED GLOVES | VASCUTHERM | PLEASE ENTER MODEL! (1055) | 2010-05-13 | 210
SUCTION CONTROLLER | HIGH SUCTION CONTROLLER | THERAPY EQUIPMENT | DIAMOND RANGE HIGH | 2010-05-11 | 96
LITHOCLAST | LITHOCLAST | EMS | CH1260 | 2010-06-23 | 6000
SUCTION CONTROLLER | HIGH SUCTION CONTROLLER | THERAPY EQUIPMENT | DIAMOND RANGE HIGH | 2010-06-08 | 96
WHEELCHAIR | WHEELCHAIR | NA | PLEASE ENTER MODEL! (276) | 2010-04-22 | 360
IRRIGATION SYSTEM | IRRIGATION PUMP | BIOSENSE WEBSTER | COOL FLOW | 2010-04-30 | 6000 |  | 2025-07-15
AUDIO DOPPLER | HAND HELD DOPPLER | SUMMIT MEDIC | L150 | 2010-04-28 | 427.5
AUDIO DOPPLER | HAND HELD DOPPLER | SUMMIT MEDIC | L150 | 2010-04-28 | 427.5
AUDIO DOPPLER | HAND HELD DOPPLER | SUMMIT MEDIC | L150 | 2010-04-28 | 427.5
PATIENT MONITOR | PATIENT MONITOR INTELLIVUE MP50 | PHILIPS LTD | M8004A | 2010-04-14 | 13075.632 | 2023-03-30 12:52 | 2026-04-15
TRANSPORT MONITOR | PATIENT MONITOR INTELLIVUE X2 | PHILIPS LTD | M3002A-X2 | 2010-04-29 | 3000
BATTERY THERMOMETER | BATTERY THERMOMETER | WELCH ALLYN | SURETEMP PLUS 692 | 2010-06-21 | 283.2
UNINTERRUPTIBLE POWER SUPPLY | UNINTERRUPTIBLE POWER SUPPLY | POWERVAR | ABCE420-22IEC | 2010-06-01 | 436.8
LIGHTWRITER | LIGHTWRITER | T.CHURCHILL | SL40 | 2010-06-11 | 300
EXAMINATION CHAIR | TREATMENT CHAIR | MEDITOP BP | SONNE | 2010-04-13 | 5760 | 2022-05-18 | 2024-08-01
EXAMINATION CHAIR | EXAMINATION CHAIR | JORG & SOHN | 5104/3 | 2010-04-13 | 4696.8 | 2023-08-11 | 2024-08-11
EXAMINATION CHAIR | EXAMINATION CHAIR | JORG & SOHN | 5104/3 | 2010-04-13 | 4696.8 | 2023-08-11 | 2024-08-11
EXAMINATION CHAIR | EXAMINATION CHAIR | JORG & SOHN | 5104/3 | 2010-04-13 | 4696.8 | 2023-08-11 | 2024-08-11
VITAL SIGNS MONITOR | VITAL SIGNS MONITOR: NBP/SPO2/TEMP. | WELCH ALLYN | SPOT 420(NBP/SPO2) | 2010-04-13 | 2400 | 2021-09-08 | 2024-08-14
VITAL SIGNS MONITOR | VITAL SIGNS MONITOR: NBP/SPO2/TEMP. | WELCH ALLYN | SPOT 420(NBP/SPO2) | 2010-04-13 | 2400 | 2024-08-15 | 2027-08-15
VITAL SIGNS MONITOR | VITAL SIGNS MONITOR: NBP/SPO2/TEMP. | WELCH ALLYN | SPOT 420(NBP/SPO2) | 2010-04-13 | 2400 | 2022-03-17 | 2025-08-15
ELECTRIC BED | ELECTRIC BED - BARIATRIC | HNE | CONTOURA 1080 | 2010-04-26 | 9594
HEATED GLOVES | HEATED GLOVES | VASCUTHERM | PLEASE ENTER MODEL! (1055) | 2010-04-29 | 210
MODULE | MULTIPARAMETER MODULE - ECG,SPO2,NIBP,IBP,TEMP MODULE | GE LIMITED | E-PSMP-00 | 2010-04-13 | 2400
OXIMETER | PULSE OXIMETER WRIST | MINOLTA | PULSOX-3I | 2010-04-09 | 660
OPHTHALMIC CHAIR | OPHTHALMIC CHAIR | RELI | 7000 | 2010-05-07 | 6697.5 | 2024-04-17 | 2025-01-05
SUCTION CONTROLLER | SUCTION CONTROLLER | EAST HEALTH | HIGH-SUCTION | 2010-04-21 | 240
SLIT LAMP TABLE | SLIT LAMP TABLE | HAAG STREIT | PLEASE ENTER MODEL! (269) | 2010-04-15 | 2400 | 2022-03-14 | 2024-12-18
BOILING OUT MC | BOILING OUT MC | DREVE | LABORMAT | 2010-04-15 | 2760 | 2021-09-10 | 2025-01-15
VIBRATOR PLASTER | DENTAL VIBRATION TABLE | CARLO DE GIO | SHAKER 6 | 2010-04-15 | 300 | 2022-06-17 | 2025-01-15
VIBRATOR PLASTER | DENTAL VIBRATION TABLE | CARLO DE GIO | SHAKER 6 | 2010-04-15 | 300 | 2022-06-17 | 2025-01-15
VIBRATOR PLASTER | DENTAL VIBRATION TABLE | CARLO DE GIO | SHAKER 6 | 2010-04-13 | 300 | 2022-06-17 | 2025-01-15
DRILL | CORE POWERED INSTRUMENT DRIVER | STRYKER | CORE POWERED DRIVER | 2010-04-12 | 12925.2 | 2024-02-02 | 2024-12-20
FILE SERVER | SERVER BHOCANALYTIQ | DELL COMPUTERS | POWEREDGE T610 | 2010-06-30 | 4920
ELECTROTHERAPY UNIT | ODSTOCK DROPPED FOOT STIMULATOR | SALISBURY DI | ODFS3 | 2010-03-25 | 240
ELECTROTHERAPY UNIT | ODSTOCK DROPPED FOOT STIMULATOR | SALISBURY DI | ODFS3 | 2010-03-25 | 240
ELECTROTHERAPY UNIT | ODSTOCK DROPPED FOOT STIMULATOR | SALISBURY DI | ODFS3 | 2010-03-25 | 240
WHEELCHAIR | MANUAL WHEELCHAIR | ALVEMA | BUGGIE | 2010-03-01 | 360
TRIMMERS | MODEL GRINDER | RENFERT | MT PLUS | 2010-03-23 | 1320 | 2020-02-10 | 2024-12-18
PRESSURE SAUCEPAN | PRESSURE SAUCEPAN | DENTAURUM | POLYCLAV | 2010-03-22 | 300 |  | 2024-12-18
PRESSURE SAUCEPAN | PRESSURE SAUCEPAN | DENTAURUM | POLYCLAV | 2010-03-22 | 300 |  | 2024-12-18
PRESSURE SAUCEPAN | PRESSURE SAUCEPAN | DENTAURUM | POLYCLAV | 2010-03-22 | 300 |  | 2024-12-18
APPLANATION TONOM | TONOMETER | HAAG STREIT | AT900 | 2010-03-10 | 1440 | 2023-02-06 16:06
APPLANATION TONOM | TONOMETER | HAAG STREIT | AT900 | 2010-03-10 | 1440
TRANSFORMER | OPHTHALMOSCOPE/OTOSCOPE UNIVERSAL CHARGER | WELCH ALLYN | 7114 | 2010-03-10 | 360 | 2022-06-01 | 2024-06-01
ELECTRIC BED | ELECTRIC BED | LINET UK | ELEGANZA SMART | 2010-02-16 | 1080 | 2023-06-21 | 2024-06-21
ELECTRIC BED | ELECTRIC BED | LINET UK | ELEGANZA SMART | 2010-02-16 | 1080 | 2023-10-12 | 2024-10-12
ELECTRIC BED | ELECTRIC BED | LINET UK | ELEGANZA SMART | 2010-02-16 | 1080 | 2023-01-09 18:49 | 2024-11-01
ELECTRIC BED | ELECTRIC BED | LINET UK | ELEGANZA SMART | 2010-02-16 | 1080 |  | 2024-11-01
ELECTRIC BED | ELECTRIC BED | LINET UK | ELEGANZA SMART | 2010-02-16 | 1080 | 2023-09-22 | 2024-09-22
ELECTRIC BED | ELECTRIC BED | LINET UK | ELEGANZA SMART | 2010-02-16 | 1080 | 2024-04-17 | 2025-04-17
ELECTRIC BED | ELECTRIC BED | LINET UK | ELEGANZA SMART | 2010-02-16 | 1080 | 2023-12-06 | 2024-12-06
ELECTRIC BED | ELECTRIC BED | LINET UK | ELEGANZA SMART | 2010-02-16 | 1080 | 2023-03-21 11:03 | 2024-03-21
ELECTRIC BED | ELECTRIC BED | LINET UK | ELEGANZA SMART | 2010-02-16 | 1080 | 2023-11-23 | 2024-11-23
ELECTRIC BED | ELECTRIC BED | LINET UK | ELEGANZA SMART | 2010-02-16 | 1080 | 2024-01-04 | 2025-01-04
ELECTRIC BED | ELECTRIC BED | LINET UK | ELEGANZA SMART | 2010-02-16 | 1080 | 2023-05-18 | 2024-05-18
PHOTOGRAPHIC EQUIP | SPEEDLIGHT FLASH | NIKON | SB-900 | 2010-02-05 | 394.8
PHOTOGRAPHIC EQUIP | MULTI POWER BATTERY PACK & CAMERA GRIP | NIKON | MB-D10 | 2010-02-05 | 331.512
PHOTOGRAPHIC EQUIP | DIGITAL SLR PHOTOGRAPHIC CAMERA | NIKON | NIKON D700 | 2010-02-05 | 2541.6
ELECTRIC BED | ELECTRIC BED | NEXUS DMS LTD | PRO-COMM-IOW | 2010-02-05 | 2400
EXAMINATION LAMP | EXAMINATION LAMP - HALOGEN | LUXO UK LTD | LHH | 2010-01-29 | 360 | 2022-04-01 | 2023-07-01
COUCH | COUCH - HIGH/LOW | AKRON | 9822/3/3HS | 2010-01-29 | 2220 | 2022-03-18 | 2023-07-01
WAX HEATER | WAX POT | DENSTAR | DS-400 | 2015-01-30 | 180 | 2021-12-20 | 2025-06-18
LASER - CLASS 4 | LASER - YAG | ZEISS | VISULAS YAG3 PLUS | 2010-03-09 | 30704.16 | 2024-05-13 | 2025-01-01
DIAGNOSTIC SYSTEM | DIAGNOSTIC SYSTEM | WELCH ALLYN | 767 DIAGNOSTIC SYSTEM | 2010-02-16 | 600
DIAGNOSTIC SYSTEM | DIAGNOSTIC SYSTEM | WELCH ALLYN | 767 DIAGNOSTIC SYSTEM | 2010-02-16 | 600
SAND-BLAST-MACHINE | SAND BLASTER | KAVO | RONDOFLEX PLUS 360 | 2010-02-02 | 1542
DIAGNOSTIC SYSTEM | DIAGNOSTIC SYSTEM | WELCH ALLYN | 767 DIAGNOSTIC SYSTEM | 2010-02-09 | 960
SCALES | SCALES - BABY | SECA | 835 | 2010-02-09 | 295.2 | 2024-03-05 | 2024-11-15
SUCTION CONTROLLER | HIGH SUCTION CONTROLLER | THERAPY EQUIPMENT | DIAMOND RANGE HIGH | 2010-01-22 | 96
VACUUM SPLITTER | VACUUM SPLITTER | THERAPY EQUIPMENT | 6114P | 2010-01-14 | 96
VACUUM SPLITTER | VACUUM SPLITTER | THERAPY EQUIPMENT | 6114P | 2010-01-14 | 96
ELECTRIC BED | ELECTRIC BED | LINET UK | ELEGANZA SMART | 2010-02-17 | 1080 | 2023-09-29 | 2024-09-29
ELECTRIC BED | ELECTRIC BED | LINET UK | ELEGANZA SMART | 2010-02-17 | 1080 | 2024-02-13 | 2025-02-13
ELECTRIC BED | ELECTRIC BED | LINET UK | ELEGANZA SMART | 2010-02-17 | 1080 | 2022-01-08 | 2024-11-01
ELECTRIC BED | ELECTRIC BED | LINET UK | ELEGANZA SMART | 2010-02-17 | 1080 |  | 2024-11-01
ELECTRIC BED | ELECTRIC BED | LINET UK | ELEGANZA SMART | 2010-02-17 | 1080 | 2023-04-20 | 2024-04-20
ELECTRIC BED | ELECTRIC BED | LINET UK | ELEGANZA SMART | 2010-02-17 | 1080 | 2023-08-21 | 2024-08-21
ELECTRIC BED | ELECTRIC BED | LINET UK | ELEGANZA SMART | 2010-02-17 | 1080 | 2023-09-29 | 2024-09-29
ELECTRIC BED | ELECTRIC BED | LINET UK | ELEGANZA SMART | 2010-02-17 | 1080 | 2023-01-09 18:37 | 2024-11-01
ELECTRIC BED | ELECTRIC BED | LINET UK | ELEGANZA SMART | 2010-02-17 | 1080 | 2023-04-24 | 2024-04-24
ELECTRIC BED | ELECTRIC BED | LINET UK | ELEGANZA SMART | 2010-02-17 | 1080 | 2023-06-29 | 2024-06-29
ELECTRIC BED | ELECTRIC BED | LINET UK | ELEGANZA SMART | 2010-02-17 | 1080 | 2022-05-17 | 2024-11-01
DIAGNOSTIC SYSTEM | DIAGNOSTIC SYSTEM | WELCH ALLYN | 767 DIAGNOSTIC SYSTEM | 2010-02-05 | 600 | 2023-04-26
DIAGNOSTIC SYSTEM | DIAGNOSTIC SYSTEM | WELCH ALLYN | 767 DIAGNOSTIC SYSTEM | 2010-02-04 | 600
SPHYGMOMANOMETER | SPHYGMOMANOMETER | ACCOSON LTD | HOSPITAL | 2010-01-15 | 42 |  | 2023-07-01
EXAMINATION LAMP | EXAMINATION LAMP - HALOGEN | LUXO UK LTD | LHH | 2015-01-14 | 120 | 2022-09-09 | 2023-09-09
HUMIDIFIER | HEATED RESPIRATORY HUMIDIFIER | F & P | HC150 | 2010-01-11 | 150
HUMIDIFIER | HEATED RESPIRATORY HUMIDIFIER | F & P | HC150 | 2010-01-11 | 150
VASCULAR FLOW DETECT | VASCULAR BP/FLOW MONITOR | VOLCANO CORP | 6800 COMBO MAP | 2010-01-22 | 24000
SERIAL INTERFACE | SURGEON DISPLAY CONTROLLER INTERFACE | DRAEGER | SURGEON DISPLAY CONT | 2010-01-01 | 600
VITAL SIGNS MONITOR | VITAL SIGNS MONITOR: NBP. | OMRON | HEM-907 | 2010-01-29 | 120
MODULE | MULTIPARAMETER MODULE - ECG,SPO2,NIBP,IBP,TEMP MODULE | GE LIMITED | E-PSMP-00 | 2010-01-18 | 2400
SCALES | SCALES - STAND ON | SECA | 877 | 2010-04-07 | 240 | 2023-11-28 | 2024-11-15
SCALES | SCALES - STAND ON | SECA | 877 | 2010-04-07 | 240 | 2021-01-09 | 2024-11-15
SCALES | SCALES - STAND ON | SECA | 877 | 2010-04-07 | 240 | 2023-11-29 | 2024-11-15
SCALES | SCALES - STAND ON | SECA | 877 | 2010-04-07 | 240 | 2023-11-28 | 2024-11-15
SCALES | SCALES - STAND ON | SECA | 877 | 2010-04-07 | 240 | 2023-11-28 | 2024-11-15
ABLATION MACHINE | ABLATION MACHINE (HEART MUSCLE) | STOCKERT | EP SHUTTLE | 2010-03-31 | 4200
VENTILATOR | VENTILATOR - EVITA INFINITY | DRAEGER | EVITA V500 | 2010-03-30 | 30808.5 | 2024-10-03 | 2025-10-16
SUCTION CONTROLLER | SUCTION CONTROLLER | EAST HEALTH | HIGH-SUCTION | 2010-03-25 | 240
DIATHERMY MACHINE | ARTHOSCOPY RADIO FREQUENCY SHAVER | ARTHROCARE C | QUANTUM/19062 | 2010-03-24 | 7200 | 2023-05-27 | 2024-05-27
SCALES | SCALES - COLUMN | MARSDEN | MPPS-250 | 2010-03-24 | 330 | 2021-03-22 | 2024-11-15
BP MODULE | IBP MODULE | DRAEGER | HEMOMED POD | 2009-05-12 | 2400
HEATED GLOVES | HEATED GLOVES | VASCUTHERM | PLEASE ENTER MODEL! (1055) | 2010-03-17 | 210
OXIMETER | PULSE OXIMETER FINGERTIP | NONIN | 9500 ONYX | 2010-03-17 | 420
SCALES | SCALES - HOIST | LIKO | 2835 | 2010-03-10 | 594 | 2024-03-05 | 2024-11-15
PATIENT HOIST | PATIENT HOIST - MOBILE | LIKO | GOLVO7007ES | 2010-03-09 | 6388.74 | 2024-07-24 | 2025-01-24
POWER SUPPLY | POWER SUPPLY | DRAEGER | IDS PSU | 2010-03-01 | 960
PATIENT HOIST | PATIENT HOIST - MOBILE | LIKO | VIKING XL | 2010-02-26 | 7157.16 | 2024-07-24 | 2025-01-24
CENTRIFUGE | CENTRIFUGE | BIOMET | 755 VES | 2010-02-24 | 2400 | 2024-10-25 | 2025-10-25
OXIMETER | PULSE OXIMETER FINGERTIP | B.C.I.INTERN | 3520 | 2009-10-29 | 138
SUCTION CONTROLLER | SUCTION CONTROLLER | PENLON | SC760 | 2009-12-24 | 56.4
AURISCOPE/OTOSCOPE | AURISCOPE | WELCH ALLYN | 20000 | 2010-03-29 | 180
FLOW CPAP DRIVER | INFANT FLOW SIPAP | VIASYS HEALT | 675 | 2010-02-04 | 15948.6 | 2023-09-21 | 2024-09-01
FLOW CPAP DRIVER | INFANT FLOW SIPAP | VIASYS HEALT | 675 | 2010-02-04 | 9603.516 | 2024-06-04 | 2025-06-01
HUMIDIFIER | HUMIDIFIER | F & P | MR850 | 2010-02-04 | 1500 | 2024-07-12 | 2025-07-12
WHEELCHAIR | WHEELCHAIR | NA | PLEASE ENTER MODEL! (276) | 2009-12-27 | 360
WHEELCHAIR | WHEELCHAIR | NA | PLEASE ENTER MODEL! (276) | 2009-12-27 | 360
WHEELCHAIR | MANUAL WHEELCHAIR | INVACARE LTD | REA | 2009-12-27 | 360
WHEELCHAIR | WHEELCHAIR | DMA LTD | MISSING | 2009-12-27 | 360
WHEELCHAIR | WHEELCHAIR | KARMA | MISSING | 2009-12-27 | 360
ABLATION MACHINE | RF ABLATION GENERATOR | ABLATION FRO | GENIUS | 2010-01-12 | 72000 |  | 2025-07-15
SUCTION CONTROLLER | SUCTION CONTROLLER | EAST HEALTH | HIGH-SUCTION | 2010-01-07 | 240
SUCTION CONTROLLER | SUCTION CONTROLLER | EAST HEALTH | HIGH-SUCTION | 2010-01-07 | 240
SUCTION CONTROLLER | SUCTION CONTROLLER | EAST HEALTH | HIGH-SUCTION | 2010-01-07 | 240
ANAESTHETIC MACHINE | ANAESTHETIC MACHINE - AESTIVA INDUCTION COMPACT | DATEX-OHMEDA | AESTIVA INDUCTION | 2010-01-04 | 13611.036 | 2024-01-23 | 2025-02-12
ANAESTHETIC MACHINE | ANAESTHETIC MACHINE - AESTIVA INDUCTION COMPACT | DATEX-OHMEDA | AESTIVA INDUCTION | 2010-01-04 | 13611.036 | 2024-04-05 | 2025-04-15
ANAESTHETIC MACHINE | ANAESTHETIC MACHINE - AESTIVA INDUCTION COMPACT | DATEX-OHMEDA | AESTIVA INDUCTION | 2010-01-04 | 13611.036 | 2024-01-12 | 2025-01-13
ANAESTHETIC MACHINE | ANAESTHETIC MACHINE - AESTIVA INDUCTION COMPACT | DATEX-OHMEDA | AESTIVA INDUCTION | 2010-01-04 | 11352.432 | 2024-04-19 | 2025-03-15
ANAESTHETIC MACHINE | ANAESTHETIC MACHINE - AESTIVA INDUCTION COMPACT | DATEX-OHMEDA | AESTIVA INDUCTION | 2010-01-04 | 13611.036 | 2024-03-12 | 2025-03-16
ANAESTHETIC MACHINE | ANAESTHETIC MACHINE - AESTIVA INDUCTION COMPACT | DATEX-OHMEDA | AESTIVA INDUCTION | 2010-01-04 | 11352.432 | 2023-11-04 | 2024-11-15
ANAESTHETIC MACHINE | ANAESTHETIC MACHINE - AESTIVA INDUCTION COMPACT | DATEX-OHMEDA | AESTIVA INDUCTION | 2009-12-23 | 13611.036 | 2024-03-15 | 2025-03-06
MULTI-MEASUREMENT SERVER | MULTI-MEASUREMENT SERVER | PHILIPS LTD | M3001A | 2009-12-29 | 1480.512
ULTRASOUND-CARDIO | ULTRASOUND POWER SUPPLY | BOSTON SCIENTIFIC | ILAB240INS | 2009-12-22 | 1200 | 2021-12-24
VIDEO PRINTER | DIGITAL B/W PRINTER | SONY | UP-D897 | 2009-12-22 | 1200
ULTRASOUND-CARDIO | ULTRASOUND CONTROL PANEL | BOSTON SCIENTIFIC | CONTROL PANEL | 2009-12-22 | 6000
ULTRASOUND-CARDIO | IMAGING SYSTEM PROCESSOR | BOSTON SCIENTIFIC | ILAB IMAGING PROCESS | 2009-12-22 | 24000
ULTRASOUND-CARDIO | INTRAVASCULAR ULTRASOUND ACQUISITION PROCESSOR | BOSTON SCIENTIFIC | ILAB ACQUISITION PRO | 2009-12-22 | 24000
AUDIO DOPPLER | HAND HELD DOPPLER | SUMMIT MEDIC | L150 | 2009-12-17 | 427.5 | 2023-02-15 09:15 | 2024-11-15
AUDIO DOPPLER | HAND HELD DOPPLER | SUMMIT MEDIC | L150 | 2009-12-17 | 427.5 | 2023-11-24 | 2024-11-24
AUDIO DOPPLER | HAND HELD DOPPLER | SUMMIT MEDIC | L150 | 2009-12-17 | 427.5 | 2024-04-23 | 2025-04-23
AUDIO DOPPLER | HAND HELD DOPPLER | SUMMIT MEDIC | L150 | 2009-12-17 | 427.5 | 2024-04-23 | 2025-04-23
AUDIO DOPPLER | HAND HELD DOPPLER | SUMMIT MEDIC | L150 | 2009-12-17 | 427.5 | 2023-12-28 | 2024-12-28
COUCH | COUCH - VARIABLE H/L | HNE | 152000 | 2009-12-07 | 900
ENTONOX DEMAND SYSTEM | ENTONOX DEMAND VALVE | THERAPY EQUIPMENT | ENTONOX | 2010-03-18 | 219 | 2019-10-15 | 2025-08-01
ENTONOX DEMAND SYSTEM | ENTONOX DEMAND VALVE | THERAPY EQUIPMENT | ENTONOX | 2010-03-18 | 219 | 2021-09-07 | 2025-09-01
DIAGNOSTIC SYSTEM | DIAGNOSTIC SYSTEM | WELCH ALLYN | 767 DIAGNOSTIC SYSTEM | 2010-03-04 | 600 | 2024-04-11 | 2026-04-11
SUCTION PUMP | SUCTION PUMP | ARDO | SENATOR 30 | 2010-03-05 | 1848 | 2024-09-16 | 2025-09-16
SPO2 SENSOR TESTER | SPO2 SIMULATOR | FLUKE | INDEX2 | 2009-12-24 | 3600 | 2023-11-02 | 2024-11-02
SAND-BLAST-MACHINE | SAND BLASTER | KAVO | RONDOFLEX PLUS 360 | 2010-02-02 | 1542
SAND-BLAST-MACHINE | SAND BLASTER | KAVO | RONDOFLEX PLUS 360 | 2010-02-02 | 1542
SUCTION UNIT | SUCTION - ESCHMANN | ESCHMANN | VP25 | 2008-06-13 | 794.4
FUME/WORKSTATION | SPECIAL DOWNFLOW BENCH | LABCAIRE SYSTEMS LTD | SPECIAL DOWNFLOW BEN | 2010-01-20 | 7200 | 2020-02-10 | 2024-12-18
TILT CHAIR | ELECTRIC TILTING PATIENT CHAIR | DIGITERM LTD | COMFORT 4 | 2011-10-19 | 2400 | 2022-07-21 | 2025-10-15
TILT CHAIR | ELECTRIC TILTING PATIENT CHAIR | DIGITERM LTD | COMFORT 4 | 2011-10-19 | 2400 | 2022-02-02 | 2025-02-15
TILT CHAIR | ELECTRIC TILTING PATIENT CHAIR | DIGITERM LTD | COMFORT 4 | 2011-10-19 | 2400 | 2022-07-21 | 2025-10-15
CENTRIFUGE | CENTRIFUGE | DRUCKER CO. | HORIZON 642E | 2010-01-18 | 686.832 | 2024-01-15 | 2025-01-15
MICROMOTOR CONTROLLER | MICROMOTOR AND HANDPIECE | MARATHON | ECO | 2010-01-11 | 300 | 2022-09-26
MICROMOTOR CONTROLLER | MICROMOTOR AND HANDPIECE | MARATHON | ECO | 2010-01-11 | 300 | 2022-09-26
MICROMOTOR CONTROLLER | MICROMOTOR AND HANDPIECE | MARATHON | ECO | 2010-01-11 | 300 | 2022-09-26
MICROMOTOR CONTROLLER | MICROMOTOR AND HANDPIECE | MARATHON | ECO | 2010-01-11 | 300 | 2022-09-26
MICROMOTOR CONTROLLER | MICROMOTOR AND HANDPIECE | MARATHON | ECO | 2010-01-11 | 300 | 2022-09-26
MICROMOTOR CONTROLLER | MICROMOTOR AND HANDPIECE | MARATHON | ECO | 2010-01-11 | 300 | 2022-09-26
ANAESTHETIC MACHINE | ANAESTHETIC MACHINE - AESTIVA INDUCTION COMPACT | DATEX-OHMEDA | AESTIVA INDUCTION | 2010-01-08 | 11652.072 | 2024-05-17 | 2025-05-15
GAS REGULATOR & FLOWMETER | FLOWMETER | MPB | 1200 | 2009-12-03 | 111.48
KERATOME | MICROKERATOME FOR CORNEAL SURGERY | J.MORITA MFG | MORIA EVOLUTION 3E CONSOLE | 2009-11-27 | 6000 | 2020-02-07 | 2020-10-15
STANDING AID | STANDING AID | ARJO HUNTLEIGH | STEDY | 2009-11-20 | 738 | 2024-01-22 | 2025-01-22
SURGICAL DRILL |  | BIEN-AIR UK | ORL-E-92 | 2010-03-03 | 540
SUCTION CONTROLLER | SUCTION CONTROLLER | EAST HEALTH | HIGH-SUCTION | 2009-11-06 | 78
VITAL SIGNS MONITOR | BLOOD PRESSURE MONITOR | NELLCOR | N-3100 | 2009-10-30 | 36
VITAL SIGNS MONITOR | BLOOD PRESSURE MONITOR | NELLCOR | N-3100 | 2009-10-30 | 36
CENTRIFUGE | CENTRIFUGE | EPPENDORF | 5702R | 2009-10-26 | 1440 | 2023-12-01 | 2024-12-02
VENTILATOR | VENTILATOR - H.F.O | VIASYS HEALT | 3100B | 2009-10-29 | 27600 | 2024-06-19 | 2025-03-12
VENTILATOR | VENTILATOR - H.F.O | VIASYS HEALT | 3100B | 2009-10-29 | 27600 | 2024-06-19 | 2025-03-12
HUMIDIFIER | HEATED RESPIRATORY HUMIDIFIER | F & P | HC150 | 2009-10-14 | 150
DIGITAL PRESS GAUGE | DIGITAL PRESSURE GAUGE | DRUCK LTD | DPI 104 | 2010-02-01 | 216 | 2020-08-17
SUCTION CONTROLLER | SUCTION CONTROLLER | EAST HEALTH | HIGH-SUCTION | 2010-02-18 | 240
SUCTION CONTROLLER | SUCTION CONTROLLER | EAST HEALTH | HIGH-SUCTION | 2010-02-04 | 240
SUCTION CONTROLLER | SUCTION CONTROLLER | EAST HEALTH | HIGH-SUCTION | 2009-09-23 | 240
SUCTION CONTROLLER | SUCTION CONTROLLER | EAST HEALTH | HIGH-SUCTION | 2009-09-23 | 240
SUCTION CONTROLLER | SUCTION CONTROLLER | EAST HEALTH | HIGH-SUCTION | 2009-09-23 | 240
SUCTION CONTROLLER | SUCTION CONTROLLER | EAST HEALTH | HIGH-SUCTION | 2009-09-23 | 240
SUCTION CONTROLLER | SUCTION CONTROLLER | EAST HEALTH | HIGH-SUCTION | 2009-09-23 | 240
ERG MACHINE | MULTIFOCAL ERG MACHINE | DIAGNOSYS UK | ESPION E2 D175 | 2009-11-11 | 26976
VITAL SIGNS MONITOR | VITAL SIGNS MONITOR: NBP. | WELCH ALLYN | SPOT 420(NBP) | 2009-10-30 | 1339.5 | 2023-04-04 09:00 | 2026-04-04
VITAL SIGNS MONITOR | VITAL SIGNS MONITOR: NBP. | WELCH ALLYN | SPOT 420(NBP) | 2009-10-30 | 1339.5 | 2019-07-22 | 2024-04-15
VITAL SIGNS MONITOR | VITAL SIGNS MONITOR: NBP. | WELCH ALLYN | SPOT 420(NBP) | 2009-10-30 | 954 | 2023-03-07 12:18 | 2026-02-15
VITAL SIGNS MONITOR | VITAL SIGNS MONITOR: NBP. | WELCH ALLYN | SPOT 420(NBP) | 2009-10-30 | 954 | 2021-12-02 | 2025-01-15
ENT CONSOLE | ENT CONSOLE | ATMOS LTD | C21 | 2009-12-11 | 2400
DIGITAL X-RAY ROOM | YSIO X-RAY ROOM | SIEMENS LTD | YSIO | 2010-07-26 | 224190 | 2024-07-13 | 2025-07-13
ULTRASOUND PROBE | ULTRASOUND PROBE | TOSHIBA MED | PVT-375ST | 2022-10-19 | 6000
ULTRASOUND PROBE | ULTRASOUND PROBE | TOSHIBA MED | PVT-375ST | 2017-02-23 | 6000
ULTRASOUND SCANNER | ULTRASOUND SCANNER | TOSHIBA MED | VIAMO | 2010-01-19 | 48179.712 | 2023-12-06 | 2024-12-06
ECG MODULE | ECG MODULE | MEDRAD | 8600 MODULE | 2009-09-30 | 3600
PATIENT TROLLEY | MR PATIENT TROLLEY | WARDRAY | MR 5501 | 2009-09-30 | 7200 | 2023-06-30 | 2024-06-30
WHEELCHAIR | WHEELCHAIR | MEYRA | 1.85D | 2009-09-30 | 2400
SUCTION UNIT | SUCTION - LAERDAL - BATTERY | LAERDAL | LSU-2 | 2009-09-30 | 816 |  | 2024-12-16
OXIMETER | PULSE OXIMETER FINGERTIP | B.C.I.INTERN | 3520 | 2009-10-29 | 138
OXIMETER | PULSE OXIMETER FINGERTIP | B.C.I.INTERN | 3520 | 2010-01-18 | 138
OXIMETER | PULSE OXIMETER FINGERTIP | B.C.I.INTERN | 3520 | 2009-10-29 | 138
OXIMETER | PULSE OXIMETER FINGERTIP | B.C.I.INTERN | 3520 | 2009-10-29 | 138
OXIMETER | PULSE OXIMETER FINGERTIP | B.C.I.INTERN | 3520 | 2009-10-29 | 138
SCALES | SCALES - HOIST | LIKO | 2835 | 2009-11-25 | 594 | 2022-11-17 20:05 | 2024-11-15
PATIENT HOIST | PATIENT HOIST - OVERHEAD | LIKO | LIKORALL 242 ES | 2009-12-01 | 1800 | 2023-07-19 | 2024-01-19
DOCKING STATION | DOCKING STATION - INTERFACE AND POWER | DRAEGER | 5732388 | 2009-11-17 | 1200
NERVE STIMULATOR | NERVE STIMULATOR | ORGANON LTD | TOF WATCH | 2009-11-16 | 720
SCALES | SCALES - CHAIR | SECA | 959 | 2009-11-12 | 790.8 | 2023-11-29 | 2024-11-15
SUCTION UNIT | SUCTION - LAERDAL - BATTERY | LAERDAL | LSU-2 | 2009-11-09 | 816 | 2024-02-01 | 2027-02-01
VITAL SIGNS MONITOR | VITAL SIGNS MONITOR: NBP/SPO2/TEMP. | WELCH ALLYN | SPOT 420(NBP/SPO2) | 2009-11-06 | 2400 | 2023-04-26 | 2026-04-26
VITAL SIGNS MONITOR | VITAL SIGNS MONITOR: NBP. | OMRON | HEM-907 | 2009-11-06 | 240
FLAT SCREEN DISPLAY | DISPLAY LCD MONITOR | VIEWSONIC | VA903B-3 | 2009-10-29 | 150
OXIMETER | PULSE OXIMETER HAND HELD | M.I.R. | MIROX1 | 2009-10-29 | 822
SUCTION UNIT | MOBILE THEATRE SUCTION | THERAPY EQUIPMENT | 4760 | 2009-10-20 | 2100
PATIENT MONITOR | PATIENT MONITOR INTELLIVUE MP5 | PHILIPS LTD | M8105A | 2009-10-19 | 8370.24 | 2023-08-07 | 2026-08-07
PATIENT MONITOR | PATIENT MONITOR INTELLIVUE MP5 | PHILIPS LTD | M8105A | 2009-10-19 | 8370.216 | 2024-02-13 | 2027-02-13
MULTI-MEASUREMENT SERVER | MULTI-MEASUREMENT SERVER | PHILIPS LTD | M3001A | 2009-10-19 | 3372
PATIENT MONITOR | PATIENT MONITOR INTELLIVUE MP30 | PHILIPS LTD | M8002A | 2009-10-19 | 8370.24 | 2024-02-23 | 2027-02-23
MULTI-MEASUREMENT SERVER | MULTI-MEASUREMENT SERVER | PHILIPS LTD | M3001A | 2009-10-19 | 3372
MULTI-MEASUREMENT SERVER | MULTI-MEASUREMENT SERVER | PHILIPS LTD | M3001A | 2009-10-19 | 3372
PATIENT MONITOR | PATIENT MONITOR INTELLIVUE MP30 | PHILIPS LTD | M8002A | 2009-10-19 | 8370.24 |  | 2025-04-15
SCALES | SCALES - HOIST | LIKO | 2835 | 2009-10-12 | 594 | 2023-11-28 | 2024-11-15
SUCTION CONTROLLER | SUCTION CONTROLLER | EAST HEALTH | HIGH-SUCTION | 2009-10-12 | 240
SUCTION CONTROLLER | SUCTION CONTROLLER | EAST HEALTH | HIGH-SUCTION | 2009-10-12 | 240
PACEMAKER | PACEMAKER | APC CARDIOVASCULAR | EV4543 | 2009-10-08 | 1080
PACEMAKER | PACEMAKER | APC CARDIOVASCULAR | EV4543 | 2009-10-08 | 1080
PACEMAKER | PACEMAKER | APC CARDIOVASCULAR | EV4543 | 2009-10-08 | 1080
THERMAL PRINTER | I-STAT PRINTER | MARTEL | MCP9819-065 | 2009-10-07 | 439.2
THERMAL PRINTER | I-STAT PRINTER | MARTEL | MCP9819-065 | 2009-10-07 | 439.2
SUCTION CONTROLLER | HIGH SUCTION CONTROLLER | THERAPY EQUIPMENT | DIAMOND RANGE HIGH | 2009-10-07 | 96
SUCTION CONTROLLER | HIGH SUCTION CONTROLLER | THERAPY EQUIPMENT | DIAMOND RANGE HIGH | 2009-10-07 | 96
SUCTION CONTROLLER | HIGH SUCTION CONTROLLER | THERAPY EQUIPMENT | DIAMOND RANGE HIGH | 2009-10-07 | 96
SCALES | SCALES - HOIST | LIKO | 2835 | 2009-10-05 | 594 | 2023-11-28 | 2024-11-15
SCALES | SCALES - HOIST | LIKO | 2835 | 2009-10-05 | 594 | 2023-12-04 | 2024-11-15
SCALES | SCALES - HOIST | LIKO | 2835 | 2009-10-05 | 594 | 2022-11-15 20:27 | 2024-11-15
NERVE STIMULATOR | NERVE STIMULATOR | ORGANON LTD | TOF WATCH | 2009-10-02 | 720
NERVE STIMULATOR | NERVE STIMULATOR | ORGANON LTD | TOF WATCH | 2009-10-02 | 720
SCALES | SCALES - HOIST | LIKO | 2835 | 2009-10-05 | 594 | 2023-12-04 | 2024-11-15
SCALES | SCALES - HOIST | LIKO | 2835 | 2009-10-05 | 594 | 2021-01-24 | 2024-11-15
BP MODULE | IBP MODULE | DRAEGER | HEMOMED POD | 2009-10-05 | 2400
BP MODULE | IBP MODULE | DRAEGER | HEMOMED POD | 2009-10-05 | 2400
BP MODULE | IBP MODULE | DRAEGER | HEMOMED POD | 2009-10-05 | 2400
BP MODULE | IBP MODULE | DRAEGER | HEMOMED POD | 2009-10-05 | 2400
BP MODULE | IBP MODULE | DRAEGER | HEMOMED POD | 2009-10-05 | 2400
STRESS TEST SYSTEM | STRESS TEST SYSTEM - ECG | GE LIMITED | CASE P2 | 2009-09-23 | 26204.196 | 2024-07-18 | 2025-07-18
TREADMILL | TREADMILL - STRESS TEST | GE LIMITED | T2100 | 2009-09-23 | 7800 | 2024-07-18 | 2025-07-18
SUCTION CONTROLLER | SUCTION CONTROLLER | EAST HEALTH | HIGH-SUCTION | 2009-09-23 | 240
SUCTION CONTROLLER | SUCTION CONTROLLER | EAST HEALTH | HIGH-SUCTION | 2009-09-23 | 240
SUCTION CONTROLLER | SUCTION CONTROLLER | EAST HEALTH | HIGH-SUCTION | 2009-09-23 | 240
SUCTION CONTROLLER | SUCTION CONTROLLER | EAST HEALTH | HIGH-SUCTION | 2009-09-23 | 240
ELECTRIC BED | ELECTRIC BED - BARIATRIC | HNE | CONTOURA 1080 | 2009-09-21 | 9594
VIDEO TRANSMITTER/RECEIVER | VIDEO VGA RECEIVER - CAT 5 | S.Y. LIMITED | VIDEO RX | 2009-08-13 | 102
SUCTION UNIT | MOBILE THEATRE SUCTION | THERAPY EQUIPMENT | 4760 | 2009-09-18 | 654
ENDOSCOPY VIDEO SYSTEM | ENDO CAMERA MONITOR AND LIGHT | KARL STORZ | 20043020 | 2009-09-01 | 13944.612 | 2024-02-01 | 2025-02-01
MULTI FLUID WARMER | BLOOD WARMER | BARKEY GMBH | AUTOCONTROL 3XPT | 2009-09-15 | 1200 | 2023-07-19 | 2024-07-18
CONTINUOUS FLUID MANAGEMENT SY | HAEMOFILTRATION UNIT | GAMBRO LTD | PRISMAFLEX | 2009-09-15 | 21600 | 2024-08-22 | 2025-08-22
DIGITAL HAND HELD | DIGITAL MULTIMETER | ISO TECH | IDM63N | 2009-09-08 | 91.2
FLAT SCREEN DISPLAY | DISPLAY LCD FLAT SCREEN 19 INCH | RICHARDSON ELECTRONICS | DFM19 | 2009-09-01 | 1575
VIDEO TRANSMITTER/RECEIVER | VIDEO VGA RECEIVER - CAT 5 | S.Y. LIMITED | VIDEO RX | 2009-08-13 | 102
VIDEO TRANSMITTER/RECEIVER | VIDEO VGA RECEIVER - CAT 5 | S.Y. LIMITED | VIDEO RX | 2009-08-13 | 102
POWER SUPPLY | POWER SUPPLY | DRAEGER | IDS PSU | 2009-08-27 | 960
POWER SUPPLY | POWER SUPPLY | DRAEGER | IDS PSU | 2009-08-27 | 960
BP MODULE | IBP MODULE | DRAEGER | HEMOMED POD | 2009-08-19 | 2400
BALLOON PUMP | INTRA AORTIC BALLOON PUMP | DATASCOPE | CS300 | 2009-07-07 | 46530 | 2024-01-18 | 2024-10-25
VITAL SIGNS MONITOR | VITAL SIGNS MONITOR : NIBP, SPO2 | WELCH ALLYN | 53N00 (VSM 300) | 2009-07-09 | 2700 | 2022-04-25 | 2025-07-15
NEBULIZER HEATER | NEBULIZER HEATER | HUDSON RCI | AQUATHERM III | 2009-07-28 | 352.8 | 2023-11-28 | 2024-12-12
AUDIO DOPPLER | AUDIO DOPPLER | HUNTLEIGH | D900 | 2009-07-01 | 336
SCALES | SCALES - STAND ON | SECA | 877 | 2009-06-29 | 240 | 2021-03-22 | 2024-11-15
STEP LADDER | STEP LADDER/TOWER | SLINGSBY | PLEASE ENTER MODEL! (895) | 2009-06-24 | 840
PATIENT MONITOR | PATIENT MONITOR INTELLIVUE MP5 | PHILIPS LTD | M8105A | 2009-06-19 | 8254.86 | 2024-02-29 | 2027-02-28
BP MODULE | IBP MODULE | DRAEGER | HEMOMED POD | 2009-06-24 | 2400
BP MODULE | IBP MODULE | DRAEGER | HEMOMED POD | 2009-06-24 | 2400
BP MODULE | IBP MODULE | DRAEGER | HEMOMED POD | 2009-06-24 | 2400
CARDIAC OUTPUT COMPU | CARDIAC OUTPUT MONITOR | DRAEGER | PICCO POD | 2011-08-30 | 2400 | 2021-12-20
CARDIAC OUTPUT COMPU | CARDIAC OUTPUT MONITOR | DRAEGER | PICCO POD | 2011-08-30 | 2400
BP MODULE | IBP MODULE | DRAEGER | HEMOMED POD | 2009-06-24 | 2400
BP MODULE | IBP MODULE | DRAEGER | HEMOMED POD | 2009-06-24 | 2400
AMB. NIBP MONITOR | AMBULATORY/ECG BP RECORDER | SPACELABS | TRACKER NIBP 2 | 2009-06-05 | 1800
AMB. NIBP MONITOR | AMBULATORY/ECG BP RECORDER | SPACELABS | TRACKER NIBP 2 | 2009-06-05 | 1800
AMBULATORY ARRHYTHMIA MONITOR | AMBULATORY ECG RECORDER | NOVACOR UK | R.TEST 3 EVOLUTION | 2009-05-28 | 900
AMBULATORY ARRHYTHMIA MONITOR | AMBULATORY ECG RECORDER | NOVACOR UK | R.TEST 3 EVOLUTION | 2009-05-28 | 900
AMBULATORY ARRHYTHMIA MONITOR | AMBULATORY ECG RECORDER | NOVACOR UK | R.TEST 3 EVOLUTION | 2009-05-28 | 900
AMBULATORY ARRHYTHMIA MONITOR | AMBULATORY ECG RECORDER | NOVACOR UK | R.TEST 3 EVOLUTION | 2009-05-28 | 900
AMBULATORY ARRHYTHMIA MONITOR | AMBULATORY ECG RECORDER | NOVACOR UK | R.TEST 3 EVOLUTION | 2009-05-28 | 900
BP MODULE | IBP MODULE | DRAEGER | HEMOMED POD | 2009-05-12 | 3000
BP MODULE | IBP MODULE | DRAEGER | HEMOMED POD | 2009-05-12 | 3000
BP MODULE | IBP MODULE | DRAEGER | HEMOMED POD | 2009-05-01 | 2400
COUCH | COUCH - VARIABLE H/L | MEDIPLINTH | MEDIPLINTH | 2009-06-01 | 900 | 2022-08-30 | 2025-09-15
COUCH | COUCH - VARIABLE H/L | MEDIPLINTH | MEDIPLINTH | 2009-06-01 | 900 | 2022-09-12 | 2025-07-15
COUCH | COUCH - VARIABLE H/L | MEDIPLINTH | MEDIPLINTH | 2009-06-01 | 900 | 2022-09-08 | 2025-07-15
COUCH | COUCH - VARIABLE H/L | MEDIPLINTH | MEDIPLINTH | 2009-06-01 | 900 | 2022-09-08 | 2025-07-15
COUCH | COUCH - VARIABLE H/L | MEDIPLINTH | MEDIPLINTH | 2009-06-01 | 900 | 2022-09-08 | 2025-07-15
COUCH | COUCH - VARIABLE H/L | MEDIPLINTH | MEDIPLINTH | 2009-06-01 | 900 | 2022-09-08 | 2025-07-15
COUCH | COUCH - VARIABLE H/L | MEDIPLINTH | MEDIPLINTH | 2009-06-01 | 900 | 2022-09-08 | 2025-07-15
FLAT SCREEN DISPLAY | DISPLAY LCD FLAT SCREEN 19 INCH | RICHARDSON ELECTRONICS | DFM19 | 2009-05-13 | 1440
BP MODULE | IBP MODULE | DRAEGER | HEMOMED POD | 2009-05-12 | 3000
BP MODULE | IBP MODULE | DRAEGER | HEMOMED POD | 2009-05-12 | 3000
INCUBATOR | INCUBATOR | GENLAB LTD | MINI/18/SS/VIS/A | 2009-05-15 | 1200
ANALYSER | PRESSURE WIRE ANALYSER | ST JUDE MEDICAL | RADI ANALYSER | 2006-01-01 | 8400 |  | 2025-07-15
INCUBATOR | INCUBATOR | GENLAB LTD | MINI/18/SS/VIS/A | 2009-05-15 | 1200
ELECTRIC BED | ELECTRIC BED | LINET UK | ELEGANZA SMART | 2008-11-17 | 1200 | 2023-04-19 | 2024-04-19
ANAESTHETIC MACHINE | ANAESTHETIC MACHINE - AESTIVA INDUCTION COMPACT | DATEX-OHMEDA | AESTIVA INDUCTION | 2009-05-12 | 13633.164 | 2024-03-21 | 2025-03-15
FAILURE ALARM | FAILURE ALARM | PENLON | IDP | 2009-05-12 | 1560 | 2024-01-26 | 2025-02-10
VENTILATOR | VENTILATOR | PENLON | NUFFIELD 200 | 2009-05-01 | 3000 | 2024-03-08 | 2025-03-15
VAPORIZERS | VAPORIZER - ISOFLURANE | DATEX-OHMEDA | TEC7 ISO | 2009-05-12 | 2323.2 | 2022-04-08 | 2025-06-11
PATIENT HOIST | PATIENT HOIST - OVERHEAD | LIKO | LIKORALL 250 ES | 2009-04-23 | 7800 | 2023-07-18 | 2024-07-18
PATIENT HOIST | PATIENT HOIST - OVERHEAD | LIKO | LIKORALL 242 ES | 2009-04-24 | 7800 | 2023-07-19 | 2024-01-19
PATIENT HOIST | PATIENT HOIST - OVERHEAD | LIKO | LIKORALL 242 S | 2009-04-24 | 7800 | 2023-07-19 | 2024-01-19
PATIENT HOIST | PATIENT HOIST - OVERHEAD - HEAVY 400KG | LIKO | LIKORALL 242 ES TWIN | 2009-04-24 | 12000 | 2023-07-19 | 2024-07-19
PATIENT HOIST | PATIENT HOIST - OVERHEAD | LIKO | LIKORALL 242 S | 2009-04-24 | 7800 | 2023-09-04 | 2024-03-04
PATIENT HOIST | PATIENT HOIST - OVERHEAD | LIKO | LIKORALL 242 S | 2009-04-24 | 7800 | 2023-07-19 | 2024-01-19
PATIENT HOIST | PATIENT HOIST - OVERHEAD | LIKO | LIKORALL 242 ES | 2009-04-24 | 7800 | 2023-07-19 | 2024-01-19
PATIENT HOIST | PATIENT HOIST - OVERHEAD | LIKO | LIKORALL 242 ES | 2009-04-23 | 7800 | 2023-07-19 | 2024-01-19
PATIENT HOIST | PATIENT HOIST - OVERHEAD | LIKO | LIKORALL 242 ES | 2009-04-24 | 7800 | 2023-07-19 | 2024-07-19
PATIENT HOIST | PATIENT HOIST - OVERHEAD | LIKO | LIKORALL 242 ES | 2009-04-24 | 7800 | 2023-07-21 | 2024-01-21
PATIENT HOIST | PATIENT HOIST - OVERHEAD | LIKO | LIKORALL 242 S | 2009-04-24 | 7800 | 2023-07-19 | 2024-01-19
PATIENT HOIST | PATIENT HOIST - OVERHEAD | LIKO | LIKORALL 242 ES | 2009-04-24 | 7800 | 2023-07-21 | 2024-01-21
PATIENT HOIST | PATIENT HOIST - OVERHEAD | LIKO | LIKORALL 242 ES | 2009-04-24 | 7800 | 2023-07-19 | 2024-01-19
PATIENT HOIST | PATIENT HOIST - OVERHEAD - HEAVY 400KG | LIKO | LIKORALL 242 ES TWIN | 2009-04-24 | 12000 | 2023-12-21 | 2024-06-21
PATIENT HOIST | PATIENT HOIST - OVERHEAD | LIKO | LIKORALL 242 ES | 2009-04-24 | 7800 | 2023-08-21 | 2024-08-21
PATIENT HOIST | PATIENT HOIST - OVERHEAD | LIKO | LIKORALL 242 ES | 2009-04-24 | 7800 | 2023-10-31 | 2024-04-30
PATIENT HOIST | PATIENT HOIST - OVERHEAD | LIKO | LIKORALL 250 ES | 2009-04-23 | 7800 | 2023-07-19 | 2024-07-19
PATIENT HOIST | PATIENT HOIST - OVERHEAD | LIKO | LIKORALL 242 ES | 2009-04-23 | 7800 | 2023-07-20 | 2024-07-20
PATIENT HOIST | PATIENT HOIST - OVERHEAD | LIKO | LIKORALL 242 S | 2009-04-23 | 7800 | 2023-07-19 | 2024-01-19
PATIENT HOIST | PATIENT HOIST - OVERHEAD | LIKO | LIKORALL 250 ES | 2009-04-23 | 7800 | 2023-07-20 | 2024-01-20
PATIENT HOIST | PATIENT HOIST - OVERHEAD | LIKO | LIKORALL 242 ES | 2009-04-23 | 7800 | 2023-07-20 | 2024-01-20
PATIENT HOIST | PATIENT HOIST - OVERHEAD | LIKO | LIKORALL 242 S | 2009-04-23 | 7800 | 2023-07-19 | 2024-01-19
PATIENT HOIST | PATIENT HOIST - OVERHEAD | LIKO | LIKORALL 242 S | 2009-04-23 | 7800 | 2023-07-19 | 2024-01-19
PATIENT HOIST | PATIENT HOIST - OVERHEAD | LIKO | LIKORALL 242 ES | 2009-04-23 | 7800 | 2023-07-21 | 2024-07-21
PATIENT HOIST | PATIENT HOIST - OVERHEAD | LIKO | LIKORALL 242 ES | 2009-04-23 | 7800 | 2023-12-14 | 2024-06-14
PATIENT HOIST | PATIENT HOIST - OVERHEAD | LIKO | LIKORALL 242 S | 2009-04-23 | 7800 | 2023-10-31 | 2024-04-30
PATIENT HOIST | PATIENT HOIST - OVERHEAD | LIKO | LIKORALL 242 ES | 2009-04-23 | 7800 | 2023-09-04 | 2024-01-21
PATIENT HOIST | PATIENT HOIST - OVERHEAD | LIKO | LIKORALL 242 ES | 2009-04-23 | 7800 | 2023-07-19 | 2024-07-19
PATIENT HOIST | PATIENT HOIST - OVERHEAD | LIKO | LIKORALL 250 ES | 2009-04-23 | 7800 | 2023-12-21 | 2024-06-21
PATIENT HOIST | PATIENT HOIST - OVERHEAD | LIKO | LIKORALL 242 S | 2009-04-23 | 7800 | 2023-07-20 | 2024-01-20
PATIENT HOIST | PATIENT HOIST - OVERHEAD | LIKO | LIKORALL 242 ES | 2009-04-23 | 7800 | 2023-07-19 | 2024-01-19
PATIENT HOIST | PATIENT HOIST - OVERHEAD | LIKO | LIKORALL 242 S | 2009-04-23 | 7800 | 2023-08-21 | 2024-02-21
PATIENT HOIST | PATIENT HOIST - OVERHEAD | LIKO | LIKORALL 242 S | 2009-04-23 | 7800 | 2024-07-26 | 2025-01-26
PATIENT HOIST | PATIENT HOIST - OVERHEAD | LIKO | LIKORALL 242 S | 2009-04-23 | 7800 | 2024-07-26 | 2025-01-26
PATIENT HOIST | PATIENT HOIST - OVERHEAD | LIKO | LIKORALL 250 ES | 2009-04-23 | 7800 | 2024-07-26 | 2025-01-26
PATIENT HOIST | PATIENT HOIST - OVERHEAD | LIKO | LIKORALL 242 S | 2009-04-23 | 7800 | 2024-10-09 | 2025-04-09
PATIENT HOIST | PATIENT HOIST - OVERHEAD | LIKO | LIKORALL 242 S | 2009-04-23 | 7800 | 2024-07-26 | 2025-01-26
PATIENT HOIST | PATIENT HOIST - OVERHEAD | LIKO | LIKORALL 242 S | 2009-04-23 | 7800 | 2024-07-26 | 2025-01-26
PATIENT HOIST | PATIENT HOIST - OVERHEAD | LIKO | LIKORALL 242 S | 2009-04-23 | 7800 | 2024-07-26 | 2025-01-26
PATIENT HOIST | PATIENT HOIST - OVERHEAD | LIKO | LIKORALL 242 S | 2009-04-23 | 7800 | 2024-07-26 | 2025-01-26
PATIENT HOIST | PATIENT HOIST - OVERHEAD | LIKO | LIKORALL 242 S | 2009-04-23 | 7800 | 2024-07-26 | 2025-01-26
PATIENT HOIST | PATIENT HOIST - OVERHEAD | LIKO | LIKORALL 242 S | 2009-04-23 | 7800 | 2024-07-26 | 2025-01-26
PATIENT HOIST | PATIENT HOIST - OVERHEAD | LIKO | LIKORALL 242 S | 2009-04-23 | 7800 | 2024-07-26 | 2025-01-26
SUCTION UNIT | SUCTION - LAERDAL - BATTERY | LAERDAL | LSU-2 | 2009-06-24 | 816 | 2024-02-13 | 2027-02-13
CHARGER | BATTERY CHARGER | DRAEGER | DR36 | 2009-04-30 | 240
COUCH | TRAUMA TROLLEY - LIFEGUARD 55 | ARJO HUNTLEIGH | NLG55 | 2009-04-08 | 8400
COUCH | TRAUMA TROLLEY - LIFEGUARD 55 | ARJO HUNTLEIGH | NLG55 | 2009-04-08 | 8400
COUCH | TRAUMA TROLLEY - LIFEGUARD 55 | ARJO HUNTLEIGH | NLG55 | 2009-04-08 | 8400
COUCH | TRAUMA TROLLEY - LIFEGUARD 55 | ARJO HUNTLEIGH | NLG55 | 2009-04-08 | 8400
COUCH | TRAUMA TROLLEY - LIFEGUARD 55 | ARJO HUNTLEIGH | NLG55 | 2009-04-08 | 8400
COUCH | TRAUMA TROLLEY - LIFEGUARD 55 | ARJO HUNTLEIGH | NLG55 | 2009-04-08 | 8400
SUCTION CONTROLLER | LOW SUCTION | THERAPY EQUIPMENT | DIAMOND RANGE LOW | 2009-03-19 | 120
SUCTION CONTROLLER | LOW SUCTION | THERAPY EQUIPMENT | DIAMOND RANGE LOW | 2009-03-19 | 120
SUCTION CONTROLLER | LOW SUCTION | THERAPY EQUIPMENT | DIAMOND RANGE LOW | 2009-03-19 | 120
SUCTION CONTROLLER | LOW SUCTION | THERAPY EQUIPMENT | DIAMOND RANGE LOW | 2009-03-19 | 120
SUCTION CONTROLLER | LOW SUCTION | THERAPY EQUIPMENT | DIAMOND RANGE LOW | 2009-03-19 | 120
SUCTION CONTROLLER | LOW SUCTION | THERAPY EQUIPMENT | DIAMOND RANGE LOW | 2009-03-19 | 120
SUCTION CONTROLLER | LOW SUCTION | THERAPY EQUIPMENT | DIAMOND RANGE LOW | 2009-03-19 | 120
SUCTION CONTROLLER | LOW SUCTION | THERAPY EQUIPMENT | DIAMOND RANGE LOW | 2009-03-19 | 120
SUCTION CONTROLLER | LOW SUCTION | THERAPY EQUIPMENT | DIAMOND RANGE LOW | 2009-03-19 | 120
SUCTION CONTROLLER | LOW SUCTION | THERAPY EQUIPMENT | DIAMOND RANGE LOW | 2009-03-19 | 120
SUCTION CONTROLLER | LOW SUCTION | THERAPY EQUIPMENT | DIAMOND RANGE LOW | 2009-03-19 | 120
SUCTION CONTROLLER | LOW SUCTION | THERAPY EQUIPMENT | DIAMOND RANGE LOW | 2009-03-19 | 120
SUCTION CONTROLLER | LOW SUCTION | THERAPY EQUIPMENT | DIAMOND RANGE LOW | 2009-03-19 | 120
SUCTION CONTROLLER | LOW SUCTION | THERAPY EQUIPMENT | DIAMOND RANGE LOW | 2009-03-19 | 120
SUCTION CONTROLLER | LOW SUCTION | THERAPY EQUIPMENT | DIAMOND RANGE LOW | 2009-03-19 | 120
SUCTION CONTROLLER | LOW SUCTION | THERAPY EQUIPMENT | DIAMOND RANGE LOW | 2009-03-19 | 120
SUCTION CONTROLLER | LOW SUCTION | THERAPY EQUIPMENT | DIAMOND RANGE LOW | 2009-03-19 | 120
SUCTION CONTROLLER | LOW SUCTION | THERAPY EQUIPMENT | DIAMOND RANGE LOW | 2009-03-19 | 120
SUCTION CONTROLLER | HIGH SUCTION CONTROLLER | THERAPY EQUIPMENT | DIAMOND RANGE HIGH | 2009-03-19 | 96
SUCTION CONTROLLER | HIGH SUCTION CONTROLLER | THERAPY EQUIPMENT | DIAMOND RANGE HIGH | 2009-03-19 | 96
SUCTION CONTROLLER | HIGH SUCTION CONTROLLER | THERAPY EQUIPMENT | DIAMOND RANGE HIGH | 2009-03-19 | 96
SUCTION CONTROLLER | HIGH SUCTION CONTROLLER | THERAPY EQUIPMENT | DIAMOND RANGE HIGH | 2009-03-19 | 96
SUCTION CONTROLLER | HIGH SUCTION CONTROLLER | THERAPY EQUIPMENT | DIAMOND RANGE HIGH | 2009-03-19 | 96
SUCTION CONTROLLER | HIGH SUCTION CONTROLLER | THERAPY EQUIPMENT | DIAMOND RANGE HIGH | 2009-03-19 | 96
SUCTION CONTROLLER | HIGH SUCTION CONTROLLER | THERAPY EQUIPMENT | DIAMOND RANGE HIGH | 2009-03-19 | 96
SUCTION CONTROLLER | HIGH SUCTION CONTROLLER | THERAPY EQUIPMENT | DIAMOND RANGE HIGH | 2009-03-19 | 96
SUCTION CONTROLLER | HIGH SUCTION CONTROLLER | THERAPY EQUIPMENT | DIAMOND RANGE HIGH | 2009-03-19 | 96
SUCTION CONTROLLER | HIGH SUCTION CONTROLLER | THERAPY EQUIPMENT | DIAMOND RANGE HIGH | 2009-03-19 | 96
SUCTION CONTROLLER | HIGH SUCTION CONTROLLER | THERAPY EQUIPMENT | DIAMOND RANGE HIGH | 2009-03-19 | 96
SUCTION CONTROLLER | HIGH SUCTION CONTROLLER | THERAPY EQUIPMENT | DIAMOND RANGE HIGH | 2009-03-19 | 96
SUCTION CONTROLLER | HIGH SUCTION CONTROLLER | THERAPY EQUIPMENT | DIAMOND RANGE HIGH | 2009-03-19 | 96
SUCTION CONTROLLER | HIGH SUCTION CONTROLLER | THERAPY EQUIPMENT | DIAMOND RANGE HIGH | 2009-03-19 | 96
SUCTION CONTROLLER | HIGH SUCTION CONTROLLER | THERAPY EQUIPMENT | DIAMOND RANGE HIGH | 2009-03-19 | 96
SUCTION CONTROLLER | HIGH SUCTION CONTROLLER | THERAPY EQUIPMENT | DIAMOND RANGE HIGH | 2009-03-19 | 96
SUCTION CONTROLLER | HIGH SUCTION CONTROLLER | THERAPY EQUIPMENT | DIAMOND RANGE HIGH | 2009-03-19 | 96
SUCTION CONTROLLER | HIGH SUCTION CONTROLLER | THERAPY EQUIPMENT | DIAMOND RANGE HIGH | 2009-03-19 | 96
SUCTION CONTROLLER | HIGH SUCTION CONTROLLER | THERAPY EQUIPMENT | DIAMOND RANGE HIGH | 2009-03-19 | 96
SUCTION CONTROLLER | HIGH SUCTION CONTROLLER | THERAPY EQUIPMENT | DIAMOND RANGE HIGH | 2009-03-19 | 96
SUCTION CONTROLLER | HIGH SUCTION CONTROLLER | THERAPY EQUIPMENT | DIAMOND RANGE HIGH | 2009-03-19 | 96
SUCTION CONTROLLER | HIGH SUCTION CONTROLLER | THERAPY EQUIPMENT | DIAMOND RANGE HIGH | 2009-03-19 | 96
SUCTION CONTROLLER | HIGH SUCTION CONTROLLER | THERAPY EQUIPMENT | DIAMOND RANGE HIGH | 2009-03-19 | 96
SUCTION CONTROLLER | HIGH SUCTION CONTROLLER | THERAPY EQUIPMENT | DIAMOND RANGE HIGH | 2009-03-19 | 96
SUCTION CONTROLLER | HIGH SUCTION CONTROLLER | THERAPY EQUIPMENT | DIAMOND RANGE HIGH | 2009-03-19 | 96
SUCTION CONTROLLER | HIGH SUCTION CONTROLLER | THERAPY EQUIPMENT | DIAMOND RANGE HIGH | 2009-03-19 | 96
SUCTION CONTROLLER | HIGH SUCTION CONTROLLER | THERAPY EQUIPMENT | DIAMOND RANGE HIGH | 2009-03-19 | 96
SUCTION CONTROLLER | HIGH SUCTION CONTROLLER | THERAPY EQUIPMENT | DIAMOND RANGE HIGH | 2009-03-19 | 96
SUCTION CONTROLLER | HIGH SUCTION CONTROLLER | THERAPY EQUIPMENT | DIAMOND RANGE HIGH | 2009-03-19 | 96
SUCTION CONTROLLER | HIGH SUCTION CONTROLLER | THERAPY EQUIPMENT | DIAMOND RANGE HIGH | 2009-03-19 | 96
SUCTION CONTROLLER | HIGH SUCTION CONTROLLER | THERAPY EQUIPMENT | DIAMOND RANGE HIGH | 2009-03-19 | 96
SUCTION CONTROLLER | HIGH SUCTION CONTROLLER | THERAPY EQUIPMENT | DIAMOND RANGE HIGH | 2009-03-19 | 96
SUCTION CONTROLLER | HIGH SUCTION CONTROLLER | THERAPY EQUIPMENT | DIAMOND RANGE HIGH | 2009-03-19 | 96
SUCTION CONTROLLER | HIGH SUCTION CONTROLLER | THERAPY EQUIPMENT | DIAMOND RANGE HIGH | 2009-03-19 | 96
SUCTION CONTROLLER | HIGH SUCTION CONTROLLER | THERAPY EQUIPMENT | DIAMOND RANGE HIGH | 2009-03-19 | 96
SUCTION CONTROLLER | HIGH SUCTION CONTROLLER | THERAPY EQUIPMENT | DIAMOND RANGE HIGH | 2009-03-19 | 96
SUCTION CONTROLLER | HIGH SUCTION CONTROLLER | THERAPY EQUIPMENT | DIAMOND RANGE HIGH | 2009-03-19 | 96
SUCTION CONTROLLER | HIGH SUCTION CONTROLLER | THERAPY EQUIPMENT | DIAMOND RANGE HIGH | 2009-03-19 | 96
SUCTION CONTROLLER | HIGH SUCTION CONTROLLER | THERAPY EQUIPMENT | DIAMOND RANGE HIGH | 2009-03-19 | 96
SUCTION CONTROLLER | HIGH SUCTION CONTROLLER | THERAPY EQUIPMENT | DIAMOND RANGE HIGH | 2009-03-19 | 96
SUCTION CONTROLLER | HIGH SUCTION CONTROLLER | THERAPY EQUIPMENT | DIAMOND RANGE HIGH | 2009-03-19 | 96
SUCTION CONTROLLER | HIGH SUCTION CONTROLLER | THERAPY EQUIPMENT | DIAMOND RANGE HIGH | 2009-03-19 | 96
SUCTION CONTROLLER | HIGH SUCTION CONTROLLER | THERAPY EQUIPMENT | DIAMOND RANGE HIGH | 2009-03-19 | 96
SUCTION CONTROLLER | HIGH SUCTION CONTROLLER | THERAPY EQUIPMENT | DIAMOND RANGE HIGH | 2009-03-19 | 96
SUCTION CONTROLLER | HIGH SUCTION CONTROLLER | THERAPY EQUIPMENT | DIAMOND RANGE HIGH | 2009-03-19 | 96
SUCTION CONTROLLER | HIGH SUCTION CONTROLLER | THERAPY EQUIPMENT | DIAMOND RANGE HIGH | 2009-03-19 | 96
SUCTION CONTROLLER | HIGH SUCTION CONTROLLER | THERAPY EQUIPMENT | DIAMOND RANGE HIGH | 2009-03-19 | 96
SUCTION CONTROLLER | HIGH SUCTION CONTROLLER | THERAPY EQUIPMENT | DIAMOND RANGE HIGH | 2009-03-19 | 96
SUCTION CONTROLLER | HIGH SUCTION CONTROLLER | THERAPY EQUIPMENT | DIAMOND RANGE HIGH | 2009-03-19 | 96
SUCTION CONTROLLER | HIGH SUCTION CONTROLLER | THERAPY EQUIPMENT | DIAMOND RANGE HIGH | 2009-03-19 | 96
SUCTION CONTROLLER | HIGH SUCTION CONTROLLER | THERAPY EQUIPMENT | DIAMOND RANGE HIGH | 2009-03-19 | 96
SUCTION CONTROLLER | HIGH SUCTION CONTROLLER | THERAPY EQUIPMENT | DIAMOND RANGE HIGH | 2009-03-19 | 96
SUCTION CONTROLLER | HIGH SUCTION CONTROLLER | THERAPY EQUIPMENT | DIAMOND RANGE HIGH | 2009-03-19 | 96
SUCTION CONTROLLER | HIGH SUCTION CONTROLLER | THERAPY EQUIPMENT | DIAMOND RANGE HIGH | 2009-03-19 | 96
SUCTION CONTROLLER | HIGH SUCTION CONTROLLER | THERAPY EQUIPMENT | DIAMOND RANGE HIGH | 2009-03-19 | 96
SUCTION CONTROLLER | HIGH SUCTION CONTROLLER | THERAPY EQUIPMENT | DIAMOND RANGE HIGH | 2009-03-19 | 96
SUCTION CONTROLLER | HIGH SUCTION CONTROLLER | THERAPY EQUIPMENT | DIAMOND RANGE HIGH | 2009-03-19 | 96
SUCTION CONTROLLER | HIGH SUCTION CONTROLLER | THERAPY EQUIPMENT | DIAMOND RANGE HIGH | 2009-03-19 | 96
SUCTION CONTROLLER | HIGH SUCTION CONTROLLER | THERAPY EQUIPMENT | DIAMOND RANGE HIGH | 2009-03-19 | 96
SUCTION CONTROLLER | HIGH SUCTION CONTROLLER | THERAPY EQUIPMENT | DIAMOND RANGE HIGH | 2009-03-19 | 96
SUCTION CONTROLLER | HIGH SUCTION CONTROLLER | THERAPY EQUIPMENT | DIAMOND RANGE HIGH | 2009-03-19 | 96
SUCTION CONTROLLER | HIGH SUCTION CONTROLLER | THERAPY EQUIPMENT | DIAMOND RANGE HIGH | 2009-03-19 | 96
SUCTION CONTROLLER | HIGH SUCTION CONTROLLER | THERAPY EQUIPMENT | DIAMOND RANGE HIGH | 2009-03-19 | 96
SUCTION CONTROLLER | HIGH SUCTION CONTROLLER | THERAPY EQUIPMENT | DIAMOND RANGE HIGH | 2009-03-19 | 96
SUCTION CONTROLLER | HIGH SUCTION CONTROLLER | THERAPY EQUIPMENT | DIAMOND RANGE HIGH | 2009-03-19 | 96
SUCTION CONTROLLER | HIGH SUCTION CONTROLLER | THERAPY EQUIPMENT | DIAMOND RANGE HIGH | 2009-03-19 | 96
SUCTION CONTROLLER | HIGH SUCTION CONTROLLER | THERAPY EQUIPMENT | DIAMOND RANGE HIGH | 2009-03-19 | 96
SUCTION CONTROLLER | HIGH SUCTION CONTROLLER | THERAPY EQUIPMENT | DIAMOND RANGE HIGH | 2009-03-19 | 96
SUCTION CONTROLLER | HIGH SUCTION CONTROLLER | THERAPY EQUIPMENT | DIAMOND RANGE HIGH | 2009-03-19 | 96
SUCTION CONTROLLER | HIGH SUCTION CONTROLLER | THERAPY EQUIPMENT | DIAMOND RANGE HIGH | 2009-03-19 | 96
SUCTION CONTROLLER | HIGH SUCTION CONTROLLER | THERAPY EQUIPMENT | DIAMOND RANGE HIGH | 2009-03-19 | 96
SUCTION CONTROLLER | HIGH SUCTION CONTROLLER | THERAPY EQUIPMENT | DIAMOND RANGE HIGH | 2009-03-19 | 96
SUCTION CONTROLLER | HIGH SUCTION CONTROLLER | THERAPY EQUIPMENT | DIAMOND RANGE HIGH | 2009-03-19 | 96
SUCTION CONTROLLER | HIGH SUCTION CONTROLLER | THERAPY EQUIPMENT | DIAMOND RANGE HIGH | 2009-03-19 | 96
SUCTION CONTROLLER | HIGH SUCTION CONTROLLER | THERAPY EQUIPMENT | DIAMOND RANGE HIGH | 2009-03-19 | 96
SUCTION CONTROLLER | HIGH SUCTION CONTROLLER | THERAPY EQUIPMENT | DIAMOND RANGE HIGH | 2009-03-19 | 96
SUCTION CONTROLLER | HIGH SUCTION CONTROLLER | THERAPY EQUIPMENT | DIAMOND RANGE HIGH | 2009-03-19 | 96
SUCTION CONTROLLER | HIGH SUCTION CONTROLLER | THERAPY EQUIPMENT | DIAMOND RANGE HIGH | 2009-03-19 | 96
SUCTION CONTROLLER | HIGH SUCTION CONTROLLER | THERAPY EQUIPMENT | DIAMOND RANGE HIGH | 2009-03-19 | 96
SUCTION CONTROLLER | HIGH SUCTION CONTROLLER | THERAPY EQUIPMENT | DIAMOND RANGE HIGH | 2009-03-19 | 96
SUCTION CONTROLLER | HIGH SUCTION CONTROLLER | THERAPY EQUIPMENT | DIAMOND RANGE HIGH | 2009-03-19 | 96
SUCTION CONTROLLER | HIGH SUCTION CONTROLLER | THERAPY EQUIPMENT | DIAMOND RANGE HIGH | 2009-03-19 | 96
SUCTION CONTROLLER | HIGH SUCTION CONTROLLER | THERAPY EQUIPMENT | DIAMOND RANGE HIGH | 2009-03-19 | 96
SUCTION CONTROLLER | HIGH SUCTION CONTROLLER | THERAPY EQUIPMENT | DIAMOND RANGE HIGH | 2009-03-19 | 96
SUCTION CONTROLLER | HIGH SUCTION CONTROLLER | THERAPY EQUIPMENT | DIAMOND RANGE HIGH | 2009-03-19 | 96
SUCTION CONTROLLER | HIGH SUCTION CONTROLLER | THERAPY EQUIPMENT | DIAMOND RANGE HIGH | 2009-03-19 | 96
SUCTION CONTROLLER | HIGH SUCTION CONTROLLER | THERAPY EQUIPMENT | DIAMOND RANGE HIGH | 2009-03-19 | 96
SUCTION CONTROLLER | HIGH SUCTION CONTROLLER | THERAPY EQUIPMENT | DIAMOND RANGE HIGH | 2009-03-19 | 96
SUCTION CONTROLLER | HIGH SUCTION CONTROLLER | THERAPY EQUIPMENT | DIAMOND RANGE HIGH | 2009-03-19 | 96
SUCTION CONTROLLER | HIGH SUCTION CONTROLLER | THERAPY EQUIPMENT | DIAMOND RANGE HIGH | 2009-03-19 | 96
SUCTION CONTROLLER | HIGH SUCTION CONTROLLER | THERAPY EQUIPMENT | DIAMOND RANGE HIGH | 2009-03-19 | 96
SUCTION CONTROLLER | HIGH SUCTION CONTROLLER | THERAPY EQUIPMENT | DIAMOND RANGE HIGH | 2009-03-19 | 96
SUCTION CONTROLLER | HIGH SUCTION CONTROLLER | THERAPY EQUIPMENT | DIAMOND RANGE HIGH | 2009-03-19 | 96
SUCTION CONTROLLER | HIGH SUCTION CONTROLLER | THERAPY EQUIPMENT | DIAMOND RANGE HIGH | 2009-03-19 | 96
SUCTION CONTROLLER | HIGH SUCTION CONTROLLER | THERAPY EQUIPMENT | DIAMOND RANGE HIGH | 2009-03-19 | 96
SUCTION CONTROLLER | HIGH SUCTION CONTROLLER | THERAPY EQUIPMENT | DIAMOND RANGE HIGH | 2009-03-19 | 96
SUCTION CONTROLLER | HIGH SUCTION CONTROLLER | THERAPY EQUIPMENT | DIAMOND RANGE HIGH | 2009-03-19 | 96
CONTROL-WARMING MATT | HEATED MATTRESS CONTROLLER | INDITHERM | MECU1 | 2009-04-06 | 3000 | 2024-10-23 | 2025-11-12
ELECTRIC BED | ELECTRIC BED | LINET UK | ELEGANZA SMART | 2009-04-02 | 1080 | 2024-01-09 | 2025-01-09
ELECTRIC BED | ELECTRIC BED | LINET UK | ELEGANZA SMART | 2009-04-02 | 1080 | 2023-04-24 | 2024-04-24
ELECTRIC BED | ELECTRIC BED | LINET UK | ELEGANZA SMART | 2009-04-02 | 1080 | 2024-02-23 | 2025-02-23
ELECTRIC BED | ELECTRIC BED | LINET UK | ELEGANZA SMART | 2009-04-02 | 1080 | 2023-09-15 | 2024-09-15
ELECTRIC BED | ELECTRIC BED | LINET UK | ELEGANZA SMART | 2009-04-02 | 1080 | 2023-08-21 | 2024-08-21
ELECTRIC BED | ELECTRIC BED | LINET UK | ELEGANZA SMART | 2009-04-02 | 1080 | 2023-08-24 | 2024-08-24
ELECTRIC BED | ELECTRIC BED | LINET UK | ELEGANZA SMART | 2009-04-02 | 1080 | 2023-04-24 | 2024-04-24
ELECTRIC BED | ELECTRIC BED | LINET UK | ELEGANZA SMART | 2009-04-02 | 1080 | 2023-05-10 | 2024-05-10
ELECTRIC BED | ELECTRIC BED | LINET UK | ELEGANZA SMART | 2009-04-02 | 1080 | 2023-11-01 | 2024-11-01
ELECTRIC BED | ELECTRIC BED | LINET UK | ELEGANZA SMART | 2009-04-02 | 1080 | 2023-09-27 | 2024-09-27
ELECTRIC BED | ELECTRIC BED | LINET UK | ELEGANZA SMART | 2009-04-02 | 1080 | 2023-08-18 | 2024-08-18
ELECTRIC BED | ELECTRIC BED | LINET UK | ELEGANZA SMART | 2009-04-02 | 1080 | 2023-08-24 | 2024-08-24
ELECTRIC BED | ELECTRIC BED | LINET UK | ELEGANZA SMART | 2009-04-02 | 1080 | 2023-04-27 | 2024-04-27
ELECTRIC BED | ELECTRIC BED | LINET UK | ELEGANZA SMART | 2009-04-02 | 1080 | 2023-11-15 | 2024-11-15
ELECTRIC BED | ELECTRIC BED | LINET UK | ELEGANZA SMART | 2009-04-02 | 1080 | 2023-10-24 | 2024-10-24
ELECTRIC BED | ELECTRIC BED | LINET UK | ELEGANZA SMART | 2009-04-02 | 1080 | 2023-09-26 | 2024-09-26
ELECTRIC BED | ELECTRIC BED | LINET UK | ELEGANZA SMART | 2009-04-02 | 1080 | 2024-02-23 | 2025-02-23
ELECTRIC BED | ELECTRIC BED | LINET UK | ELEGANZA SMART | 2009-04-02 | 1080 | 2024-06-07 | 2025-06-07
ELECTRIC BED | ELECTRIC BED | LINET UK | ELEGANZA SMART | 2009-04-02 | 1080 | 2022-12-09 19:37 | 2024-11-01
ULTRASOUND PLINTH | ULTRASOUND PLINTH | MEDI-PLINTH | US03TE | 2010-05-17 | 2130.6
WORKSTATION | SYNGO WORKSTATION | SIEMENS LTD | LEONARDO - SYNGO | 2010-09-03 | 26711.868 | 2023-03-28 11:58 | 2024-10-25
CARDIAC CATHETERISATION ROOM | ARTIS ZEE DFC | SIEMENS LTD | ARTIS ZEE DFC | 2010-09-03 | 600000 | 2024-03-27 | 2024-09-10
WORKSTATION | SYNGO WORKSTATION | SIEMENS LTD | LEONARDO - SYNGO | 2010-09-01 | 26711.868 | 2024-05-13 | 2025-05-13
C.T. SCANNER | SOMATOM DEFINITION AS+ | SIEMENS LTD | SOMATOM DEFINITION | 2010-09-01 | 652454.82 | 2024-07-05 | 2025-01-05
BONE DENSITOMETER | BONE DENSITOMETER | HOLOGIC | DISCOVERY A | 2010-04-29 | 117735 | 2024-07-01 | 2025-01-01
FLAT SCREEN DISPLAY | ECHOPAC WORKSTATION MONITOR | GE LIMITED | OFTD1080 | 2009-05-11 | 0
FLAT SCREEN DISPLAY | ECHOPAC WORKSTATION MONITOR | GE LIMITED | OFTD1080 | 2009-05-11 | 0
ULTRASOUND PROBE | ULTRASOUND PROBE | GE LIMITED | P2D | 2009-05-08 | 2400
ULTRASOUND PROBE | ULTRASOUND PROBE | GE LIMITED | M4S | 2009-05-08 | 6000
ULTRASOUND PROBE | ULTRASOUND PROBE | GE LIMITED | 6TC | 2009-05-08 | 24616.8
ULTRASOUND PROBE | ULTRASOUND PROBE | GE LIMITED | P2D | 2009-05-08 | 2400
ULTRASOUND PROBE | ULTRASOUND PROBE | GE LIMITED | M4S | 2009-05-08 | 6000
ULTRASOUND PROBE | ULTRASOUND PROBE | GE LIMITED | 3S-RS | 2014-09-01 | 6000
ULTRASOUND PROBE | ULTRASOUND PROBE | GE LIMITED | P2D | 2009-04-28 | 2400
ULTRASOUND PROBE | ULTRASOUND PROBE | GE LIMITED | 6TC-RS | 2009-04-28 | 24616.8
ULTRASOUND PROBE | ULTRASOUND PROBE | GE LIMITED | 3S-RS | 2009-04-28 | 6000
ULTRASOUND PROBE | ULTRASOUND PROBE | GE LIMITED | 6TC | 2009-04-28 | 24616.8
ULTRASOUND PROBE | ULTRASOUND PROBE | GE LIMITED | P2D | 2009-04-28 | 2400
ULTRASOUND PROBE | ULTRASOUND PROBE | GE LIMITED | M4S | 2009-04-28 | 6000
CARDIAC CATHETERISATION ROOM | ARTIS ZEE DFC | SIEMENS LTD | ARTIS ZEE DFC | 2009-04-27 | 1032555.912 | 2024-10-24 | 2024-09-15
SUCTION CONTROLLER | LOW SUCTION | THERAPY EQUIPMENT | DIAMOND RANGE LOW | 2009-04-14 | 120
SUCTION CONTROLLER | LOW SUCTION | THERAPY EQUIPMENT | DIAMOND RANGE LOW | 2009-04-14 | 120
ELECTRIC BED | ELECTRIC BED | LINET UK | ELEGANZA SMART | 2009-03-26 | 1080 | 2023-11-30 | 2024-11-30
ELECTRIC BED | ELECTRIC BED | LINET UK | ELEGANZA SMART | 2009-03-26 | 1080 | 2023-06-06 | 2024-06-06
ELECTRIC BED | ELECTRIC BED | LINET UK | ELEGANZA SMART | 2009-03-26 | 1080 | 2023-10-03 | 2024-10-03
ELECTRIC BED | ELECTRIC BED | LINET UK | ELEGANZA SMART | 2009-03-26 | 1080 | 2022-07-29 | 2024-11-01
ELECTRIC BED | ELECTRIC BED | LINET UK | ELEGANZA SMART | 2009-03-26 | 1080 | 2022-08-16 12:00 | 2024-11-01
ELECTRIC BED | ELECTRIC BED | LINET UK | ELEGANZA SMART | 2009-03-26 | 1080 | 2022-12-28 20:09 | 2024-11-01
ELECTRIC BED | ELECTRIC BED | LINET UK | ELEGANZA SMART | 2009-03-26 | 1080 | 2023-10-19 | 2024-10-19
ELECTRIC BED | ELECTRIC BED | LINET UK | ELEGANZA SMART | 2009-03-26 | 1080 | 2023-10-17 | 2024-10-17
ELECTRIC BED | ELECTRIC BED | LINET UK | ELEGANZA SMART | 2009-03-26 | 1080 | 2023-08-24 | 2024-08-24
VITAL SIGNS MONITOR | VITAL SIGNS MONITOR: NBP/SPO2/TEMP. | WELCH ALLYN | SPOT 420(NBP/SPO2) | 2009-04-03 | 2400 | 2023-02-07 14:23 | 2025-07-15
VITAL SIGNS MONITOR | VITAL SIGNS MONITOR: NBP/SPO2/TEMP. | WELCH ALLYN | SPOT 420(NBP/SPO2) | 2009-04-03 | 2400 | 2024-08-20 | 2027-08-20
VITAL SIGNS MONITOR | VITAL SIGNS MONITOR: NBP/SPO2/TEMP. | WELCH ALLYN | SPOT 420(NBP/SPO2) | 2009-04-03 | 2400 | 2023-01-17 15:29 | 2025-01-15
VITAL SIGNS MONITOR | VITAL SIGNS MONITOR: NBP/SPO2/TEMP. | WELCH ALLYN | SPOT 420(NBP/SPO2) | 2009-04-03 | 2400 | 2021-08-12 | 2024-08-12
VITAL SIGNS MONITOR | VITAL SIGNS MONITOR: NBP/SPO2/TEMP. | WELCH ALLYN | SPOT 420(NBP/SPO2) | 2009-04-03 | 2400 | 2023-01-17 15:30 | 2026-02-15
VITAL SIGNS MONITOR | VITAL SIGNS MONITOR: NBP/SPO2/TEMP. | WELCH ALLYN | SPOT 420(NBP/SPO2) | 2009-03-19 | 2400 |  | 2025-07-15
VITAL SIGNS MONITOR | VITAL SIGNS MONITOR: NBP/SPO2/TEMP. | WELCH ALLYN | SPOT 420(NBP/SPO2) | 2009-03-19 | 2400 | 2023-05-26 | 2026-05-26
VITAL SIGNS MONITOR | VITAL SIGNS MONITOR: NBP/SPO2/TEMP. | WELCH ALLYN | SPOT 420(NBP/SPO2) | 2009-03-19 | 2400 |  | 2025-07-15
VITAL SIGNS MONITOR | VITAL SIGNS MONITOR: NBP/SPO2/TEMP. | WELCH ALLYN | SPOT 420(NBP/SPO2) | 2009-03-19 | 2400 | 2024-07-16 | 2027-04-01
VITAL SIGNS MONITOR | VITAL SIGNS MONITOR: NBP/SPO2/TEMP. | WELCH ALLYN | SPOT 420(NBP/SPO2) | 2009-03-19 | 2400 | 2021-11-11 | 2025-07-15
VITAL SIGNS MONITOR | VITAL SIGNS MONITOR: NBP/SPO2/TEMP. | WELCH ALLYN | SPOT 420(NBP/SPO2) | 2009-03-11 | 2400 | 2023-06-28 | 2026-06-01
PATIENT HOIST | PATIENT HOIST - MOBILE | LIKO | GOLVO7007ES | 2009-02-18 | 6388.74 | 2024-07-26 | 2025-01-26
TRANSCUT NERVE STIMULATOR | DUAL CHANNEL STIMULATOR | EVERYWAY MED | TPN-EX | 2009-05-27 | 35.4
TRANSCUT NERVE STIMULATOR | DUAL CHANNEL STIMULATOR | EVERYWAY MED | TPN-EX | 2009-05-27 | 35.4
TRANSCUT NERVE STIMULATOR | DUAL CHANNEL STIMULATOR | EVERYWAY MED | TPN-EX | 2009-05-27 | 35.4
TRANSCUT NERVE STIMULATOR | DUAL CHANNEL STIMULATOR | EVERYWAY MED | TPN-EX | 2009-05-27 | 35.4
TRANSCUT NERVE STIMULATOR | DUAL CHANNEL STIMULATOR | EVERYWAY MED | TPN-EX | 2009-05-27 | 35.4
TRANSCUT NERVE STIMULATOR | DUAL CHANNEL STIMULATOR | EVERYWAY MED | TPN-EX | 2009-05-27 | 35.4
TRANSCUT NERVE STIMULATOR | DUAL CHANNEL STIMULATOR | EVERYWAY MED | TPN-EX | 2009-05-27 | 35.4
TRANSCUT NERVE STIMULATOR | DUAL CHANNEL STIMULATOR | EVERYWAY MED | TPN-EX | 2009-05-27 | 35.4
TRANSCUT NERVE STIMULATOR | DUAL CHANNEL STIMULATOR | EVERYWAY MED | TPN-EX | 2009-05-27 | 35.4
TRANSCUT NERVE STIMULATOR | DUAL CHANNEL STIMULATOR | EVERYWAY MED | TPN-EX | 2009-05-27 | 35.4
PAIN STIMULATOR | PAIN STIMULATOR | CEFAR | DUM 2.4K | 2009-05-27 | 82.8
PAIN STIMULATOR | PAIN STIMULATOR | CEFAR | DUM 2.4K | 2009-05-27 | 82.8
PAIN STIMULATOR | PAIN STIMULATOR | CEFAR | DUM 2.4K | 2009-05-27 | 82.8
PAIN STIMULATOR | PAIN STIMULATOR | CEFAR | DUM 2.4K | 2009-05-27 | 82.8
PAIN STIMULATOR | PAIN STIMULATOR | CEFAR | DUM 2.4K | 2009-05-27 | 82.8
PAIN STIMULATOR | PAIN STIMULATOR | CEFAR | DUM 2.4K | 2009-05-27 | 82.8
PAIN STIMULATOR | PAIN STIMULATOR | CEFAR | DUM 2.4K | 2009-05-27 | 82.8
PAIN STIMULATOR | PAIN STIMULATOR | CEFAR | DUM 2.4K | 2009-05-27 | 82.8
PAIN STIMULATOR | PAIN STIMULATOR | CEFAR | DUM 2.4K | 2009-05-27 | 82.8
PAIN STIMULATOR | PAIN STIMULATOR | CEFAR | DUM 2.4K | 2009-05-27 | 82.8
WHEELCHAIR | MANUAL WHEELCHAIR | EADIECARE | 9L | 2009-05-15 | 180
WHEELCHAIR | MANUAL WHEELCHAIR | EADIECARE | 9L | 2009-05-15 | 180
WHEELCHAIR | MANUAL WHEELCHAIR | EADIECARE | 9L | 2009-05-15 | 180
WHEELCHAIR | WHEELCHAIR | NA | PLEASE ENTER MODEL! (276) | 2012-05-11 | 360
WHEELCHAIR | MANUAL WHEELCHAIR | EADIECARE | 9L | 2009-05-15 | 180
WHEELCHAIR | MANUAL WHEELCHAIR | ENIGMA | ENIGMA | 2009-05-15 | 300
WHEELCHAIR | MANUAL WHEELCHAIR | ENIGMA | ENIGMA | 2009-05-15 | 300
WHEELCHAIR | PATIENT ASSIST WHEELCHAIR | INVACARE LTD | 8L | 2009-05-15 | 300
WHEELCHAIR | MANUAL WHEELCHAIR | ENIGMA | ENIGMA | 2009-05-15 | 300
WHEELCHAIR | HEAVY DUTY WHEELCHAIR | JAMES SPENCE | JAMES SPENCER | 2009-05-15 | 600
OXIMETER | PULSE OXIMETER CEREBRAL | SOMANETICS | INVOS | 2009-05-13 | 12000 |  | 2024-10-15
SUCTION CONTROLLER | SUCTION CONTROLLER | EAST HEALTH | HIGH-SUCTION | 2009-05-14 | 240
GAS REGULATOR & FLOWMETER | CO2 REGULATOR | FIBRIJET | FIBRIJET | 2009-04-28 | 660
COAGULATION TIMER | COAGULATION TIMER | HELENA LABORATORIES | ACTALYKE A2P | 2009-05-05 | 1200 | 2022-08-22 | 2024-12-15
FLAT SCREEN DISPLAY | DISPLAY LCD MONITOR | VIEWSONIC | VA903B-3 | 2009-04-28 | 86.388
HUMIDIFIER | HUMIDIFIER | F & P | MR850 | 2009-04-28 | 1200 | 2024-04-12 | 2025-06-01
SUCTION CONTROLLER | SUCTION CONTROLLER | EAST HEALTH | HIGH-SUCTION | 2009-04-27 | 240
ELECTRO ACUPUNCTURE | ELECTRO ACUPUNCTURE | ITO CO. LTD | IC 1107 | 2009-04-29 | 120
SOLDERING IRON | SOLDERING IRON | METCAL | STSS-002E | 2009-04-29 | 426
SPEECH AID | ELECTRONIC SPEECH AID | GRIFFIN PROD | TRUTONE ELECTROLARYN | 2009-07-17 | 360
SPHYGMOMANOMETER | SPHYGMOMANOMETER | ACCOSON LTD | DESK | 2011-11-24 | 60 | 2020-09-21 | 2024-11-01
SUCTION UNIT | TWIN SUCTION MACHINE | MEDELA | DOMINANT 50 | 2009-05-27 | 2700 | 2023-11-22 | 2024-11-22
DIAGNOSTIC SYSTEM | DIAGNOSTIC SYSTEM | WELCH ALLYN | 767 DIAGNOSTIC SYSTEM | 2009-05-18 | 1080 | 2023-05-30 | 2025-05-30
HANDPIECE | HANDPIECE | W&H UK LTD | S11 | 2009-05-21 | 660
AMALGAM DISPENSER | AMALGAMATOR | HENRY SCHEIN | CAP II | 2009-05-06 | 360 | 2024-06-24 | 2025-06-28
LENS ANALYZER | AUTO LENS - MEASURING INSTRUMENT | WUHU-SHENYUA | AT-5 | 2009-04-29 | 1171.62 | 2024-01-12 | 2025-01-15
MICROSCOPE-WALL | SURGICAL MICROSCOPE | ZEISS | OPMI PICO(SURGICAL) | 2009-04-22 | 13747.488 | 2024-01-31 | 2025-01-31
FURNACE | BURNOUT FURNACE | MANFREDI | WARMLY7/F44A2 | 2009-04-09 | 1500 | 2024-03-06 | 2026-06-17
EXTRACTION UNIT | DUST EXTRACTION UNIT | REINFERT | VORTEX COMPACT 3L | 2009-04-09 | 600 | 2024-03-15 | 2026-06-17
AMALGAM DISPENSER | AMALGAMATOR | HENRY SCHEIN | CAP II | 2009-04-09 | 360 | 2024-04-18 | 2024-12-15
HANDPIECE KNEE CONTROL | HANDPIECE KNEE CONTROL | KAVO | K-CONTROL (EWL4960) | 2009-04-07 | 720 | 2021-12-08 | 2025-06-18
WATER BATH |  | LABNET INTER | D1100 | 2009-04-17 | 840 | 2024-04-29 | 2025-04-29
PMG TERMINALS | VACUUM SPLITTER | OXYLITRE | VAC SPLITTER | 2009-04-23 | 96.6
CENTRIFUGE | CENTRIFUGE - REFRIGERATED | EPPENDORF | 5804R | 2009-04-27 | 2400
COMPUTER - DESKTOP | PC TOWER UNIT | NA | PC TOWER UNIT | 2009-04-21 | 90
COMPUTER - DESKTOP | PC TOWER UNIT | NA | PC TOWER UNIT | 2009-04-21 | 90
SPHYGMOMANOMETER | SPHYGMOMANOMETER - HANDHELD | WELCH ALLYN | DURASHOCK | 2009-04-09 | 63.6
NERVE STIMULATOR | NERVE STIMULATOR | ORGANON LTD | TOF WATCH | 2009-04-07 | 720
PATIENT HOIST | PATIENT HOIST - STANDING AID | ARJO HUNTLEIGH | SARA PLUS | 2009-04-02 | 8037.396 | 2024-07-08 | 2025-07-12
SUCTION CONTROLLER | SUCTION CONTROLLER | EAST HEALTH | HIGH-SUCTION | 2009-03-30 | 240
SUCTION UNIT | SUCTION - LAERDAL - BATTERY | LAERDAL | LSU-2 | 2009-03-23 | 816 | 2022-10-07 | 2025-10-07
SUCTION UNIT | SUCTION - LAERDAL - BATTERY | LAERDAL | LSU-2 | 2009-03-23 | 816 | 2023-02-13 09:52 | 2026-02-13
COAGULATION TIMER | WHOLE BLOOD COAGULATION SYSTEM | ITC | SIGNATURE | 2009-03-18 | 17250
HANDPIECE KNEE CONTROL | HANDPIECE KNEE CONTROL | KAVO | K-CONTROL (EWL4960) | 2009-04-07 | 720 | 2024-03-15 | 2026-06-17
HANDPIECE KNEE CONTROL | HANDPIECE KNEE CONTROL | KAVO | K-CONTROL (EWL4960) | 2009-04-07 | 720 | 2024-03-15 | 2026-06-17
WAX HEATER | WAX HEATER | AMANN | NO FLAME PLUS | 2009-04-03 | 276 | 2024-03-15 | 2026-06-17
DRUFOMATS | DRUFOMAT SCAN | DREVE | DRUFOMAT SCAN | 2009-04-02 | 1800 | 2024-03-11 | 2027-06-17
HANDPIECE | DENTAL HANDPIECE | KAVO | 655C | 2009-04-01 | 576
WAX BATH | WAX POT | DENSTAR | 420 | 2009-04-01 | 132 | 2021-12-07 | 2025-06-18
WAX BATH | WAX POT | DENSTAR | 420 | 2009-04-01 | 132 | 2024-03-22 | 2026-06-17
WAX BATH | WAX POT | DENSTAR | 420 | 2009-04-01 | 132 | 2024-03-14 | 2026-06-17
WAX BATH | WAX POT | DENSTAR | 420 | 2009-04-01 | 132 | 2024-03-14 | 2026-06-17
CURING BATH | CURING BATH | HERAEUS EQUI | PALAMAT ELITE | 2009-03-26 | 1514.4 | 2024-03-11 | 2026-06-17
OPHTHALMOSCOPE-INDIRECT | OPHTHALMO-INDIRECT | KEELER | ALL-PUPIL | 2009-03-26 | 360 | 2023-02-07 11:43 | 2025-02-07
VITAL SIGNS MONITOR | VITAL SIGNS MONITOR: NBP/SPO2/TEMP. | WELCH ALLYN | SPOT 420(NBP/SPO2) | 2009-03-26 | 2400 | 2024-10-03 | 2027-10-01
OPHTHALMIC CHAIR | OPHTHALMIC CHAIR | RELI | 7000 | 2009-03-24 | 7341.6 | 2024-02-29 | 2025-02-01
HANDPIECE | DENTAL HANDPIECE | KAVO | 650C | 2009-03-23 | 660
IMPLANT DRILL | IMPLANT DRILL | W&H UK LTD | SI-923 | 2009-03-23 | 1799.28 | 2023-01-11 16:11 | 2024-08-15
HANDPIECE KNEE CONTROL | HANDPIECE KNEE CONTROL | KAVO | K-CONTROL (EWL4960) | 2009-03-01 | 1800 | 2024-03-15 | 2026-06-17
WATER BATH HEATER | WATER BATH HEATER | MEDTEC LTD | MT-RH-1500-EX | 2009-05-12 | 1200 | 2023-07-05 | 2024-07-05
COUCH | COUCH - Q-FIX TREATMENT | AKRON | A2212L/2/SHS | 2009-05-12 | 1800 | 2023-07-05 | 2024-07-05
CARDIOTOCOGRAPH | AVALON FM20 MONITOR | PHILIPS LTD | M2702A | 2009-03-19 | 6590.052 | 2023-09-27 | 2024-11-01
CARDIOTOCOGRAPH | AVALON FM20 MONITOR | PHILIPS LTD | M2702A | 2009-03-19 | 6590.052 | 2023-11-27 | 2024-11-27
CARDIOTOCOGRAPH | AVALON FM20 MONITOR | PHILIPS LTD | M2702A | 2009-03-19 | 6590.052 | 2023-09-27 | 2024-11-01
CARDIOTOCOGRAPH | AVALON FM20 MONITOR | PHILIPS LTD | M2702A | 2009-03-19 | 6590.052 | 2023-09-28 | 2024-11-01
SPHYGMOMANOMETER | SPHYGMOMANOMETER | SPEIDEL & KE | MAXI STABIL 3 | 2009-03-11 | 90
STEP LADDER | STEP LADDER | NA | PLEASE ENTER MODEL! (99) | 2009-09-22 | 120 | 2022-11-15 15:50
STEP LADDER | STEP LADDER | NA | PLEASE ENTER MODEL! (99) | 2009-09-22 | 120 | 2022-11-15 15:49
STEP LADDER | STEP LADDER | NA | PLEASE ENTER MODEL! (99) | 2009-09-22 | 120 | 2022-11-15 15:49
STEP LADDER | STEP LADDER | NA | PLEASE ENTER MODEL! (99) | 2009-03-01 | 120 | 2022-09-07
STEP LADDER | STEP LADDER | NA | PLEASE ENTER MODEL! (99) | 2009-03-01 | 120 | 2022-09-07
PATIENT MONITOR | PATIENT MONITOR INTELLIVUE MP30 | PHILIPS LTD | M8002A | 2009-04-02 | 10146.12 | 2023-01-25 12:27 | 2025-07-15
TRANSPORT MONITOR | PATIENT MONITOR INTELLIVUE X2 | PHILIPS LTD | M3002A-X2 | 2009-04-02 | 3000
DOPPLER FLOWMETER | ULTRASONIC PROCESSOR | KIELSCHER | UP2005 | 2009-07-28 | 3600 | 2023-12-27 | 2024-12-27
VISUAL REINFORCEMENT AUDIOMETRY | VISUAL REINFORCEMENT AUDIOMETRY | BIME | VRA | 2009-07-23 | 2160 | 2023-12-29 | 2024-12-29
VACUUM CLEANER | VACUUM CLEANER | NILFISK | GD2000(HDS) | 2009-06-25 | 360
TYMPANOGRAPH | TYMPANOMETER | GRASON STADLER | GSI 38 | 2009-03-04 | 3360 | 2024-01-25 | 2025-01-25
SPHYGMOMANOMETER | SPHYGMOMANOMETER - HANDHELD | WELCH ALLYN | DURASHOCK | 2009-02-20 | 63.6
BALANCE | BALANCE | SARTORIUS | CPA120015-0CE | 2009-02-19 | 3600 | 2023-01-31 15:42 | 2025-02-15
SUCTION UNIT | SUCTION - LAERDAL - BATTERY | LAERDAL | LSU-2 | 2009-02-20 | 816 | 2023-01-31 08:52 | 2026-01-31
NERVE STIMULATOR | NERVE STIMULATOR | SALISBURY DI | MICROSTIM | 2009-03-20 | 60
MICROSCOPE | MICROSCOPE | LEICA | DM2000 | 2013-03-27 | 3000 | 2022-04-08 | 2023-07-01
MICROSCOPE | MICROSCOPE | LEICA | DM2000 | 2011-06-14 | 3000 | 2022-04-08 | 2023-07-01
SCALES | SCALES - FLUID | SALTER | 305 | 2010-10-14 | 60 | 2023-11-30 | 2024-11-15
SCALES | SCALES - FLUID | SALTER | 305 | 2010-10-14 | 60 | 2023-11-30 | 2024-11-15
MULTI PARAM SIMULAT | MULTIPARAMETER PATIENT SIMULATOR | FLUKE | MPS450 | 2009-02-26 | 1956 | 2024-01-08 | 2025-01-08
SPO2 SENSOR TESTER | SPO2 SIMULATOR | FLUKE | INDEX2 | 2009-02-26 | 3600 | 2022-12-16 09:14
VITAL SIGNS MONITOR | VITAL SIGNS MONITOR: NBP/SPO2/TEMP. | WELCH ALLYN | SPOT 420(NBP/SPO2) | 2009-02-23 | 1339.5 | 2022-06-01 | 2025-08-15
VITAL SIGNS MONITOR | VITAL SIGNS MONITOR: NBP/SPO2/TEMP. | WELCH ALLYN | SPOT 420(NBP/SPO2) | 2009-02-23 | 1339.5 | 2022-10-21 | 2025-10-21
VITAL SIGNS MONITOR | VITAL SIGNS MONITOR: NBP/SPO2/TEMP. | WELCH ALLYN | SPOT 420(NBP/SPO2) | 2009-02-23 | 1339.5 | 2022-06-01 | 2025-08-15
FURNACE | FURNACE CERAMIC | INOCLARVIVAD | P300 | 2009-03-04 | 2544 | 2024-03-15 | 2026-06-17
HANDPIECE KNEE CONTROL | HANDPIECE KNEE CONTROL | KAVO | K-CONTROL (EWL4960) | 2009-03-20 | 1800 | 2024-03-14 | 2026-06-17
WAX HEATER | WAX HEATER | AMANN | NO FLAME PLUS | 2009-03-18 | 360 | 2024-03-15 | 2026-06-17
WAX HEATER | WAX HEATER | AMANN | NO FLAME PLUS | 2009-03-18 | 360 | 2024-03-18 | 2026-06-17
VITAL SIGNS MONITOR | VITAL SIGNS MONITOR: NBP/SPO2/TEMP. | WELCH ALLYN | SPOT 420(NBP/SPO2) | 2009-03-06 | 2400 | 2023-10-06 | 2026-10-06
PATIENT HOIST | PATIENT HOIST - STANDING AID | ARJO HUNTLEIGH | SARA PLUS | 2009-03-02 | 6476.136 | 2024-07-09 | 2025-07-09
ULTRASOUND SCANNER | ULTRASOUND SCANNER | ESAOTE BIOME | MYLAB60 | 2009-03-02 | 26315.196 | 2024-08-23 | 2025-08-23
LIGHT SOURCE | LIGHT SOURCE | MOLLER-WEDEL | HL150RC | 2009-03-09 | 4800 | 2021-07-06 | 2024-06-21
GRINDER TRIMMER | GRINDER/POLISHER | DEMCO | E96-230 | 2009-03-05 | 842.7 | 2024-03-14 | 2026-06-17
SUCTION UNIT | PORTABLE SUCTION UNIT | WEINMANN | ACCUVAC RESCUE | 2009-02-13 | 2400 | 2023-10-27 | 2024-10-01
VITAL SIGNS MONITOR | VITAL SIGNS MONITOR: NBP/SPO2/TEMP. | WELCH ALLYN | SPOT 420(NBP/SPO2/T) | 2009-03-11 | 954 | 2024-03-12 | 2027-03-12
MOBILE LAMP | MOBILE PHOTOGRAPHIC LAMP | KINO FLO | DIVA-LITE 400 | 2009-02-24 | 1078.8
SUCTION UNIT | SUCTION - LAERDAL - BATTERY | LAERDAL | LSU-2 | 2009-02-11 | 816 | 2022-12-01 10:15 | 2025-12-01
ELECTROTHERAPY UNIT | ODSTOCK DROPPED FOOT STIMULATOR | SALISBURY DI | ODFS3 | 2009-03-20 | 240
NERVE STIMULATOR | NERVE STIMULATOR | SALISBURY DI | MICROSTIM | 2009-03-20 | 60
ELECTROTHERAPY UNIT | ODSTOCK DROPPED FOOT STIMULATOR | SALISBURY DI | ODFS3 | 2009-03-20 | 240
ELECTROTHERAPY UNIT | ODSTOCK DROPPED FOOT STIMULATOR | SALISBURY DI | ODFS3 | 2009-03-20 | 240
ELECTROTHERAPY UNIT | ODSTOCK 4 CHANNEL EXERCISE STIMULATOR | SALISBURY DI | 04CH5 | 2009-04-28 | 60
COUCH | COUCH - VARIABLE H/L | AKRON | A3221 | 2017-03-31 | 840 | 2022-03-18 | 2023-07-01
COUCH | COUCH - 2 SECTION ELECTRIC | MEDI-PLINTH | BA02E | 2010-01-29 | 360 | 2023-10-20 | 2024-10-20
SPHYGMOMANOMETER | SPHYGMOMANOMETER | ACCOSON LTD | DESK | 2013-03-20 | 42 | 2019-08-21 | 2023-07-01
LAPAROFLATOR | LAPAROFLATOR | WOLF RICHARD | 2232 | 2009-02-10 | 8400 | 2023-11-11 | 2024-11-16
LAPAROFLATOR | LAPAROFLATOR | WOLF RICHARD | 2232 | 2009-02-10 | 8400 | 2023-11-11 | 2024-11-16
PATIENT MONITOR | PATIENT MONITOR INTELLIVUE MP5 | PHILIPS LTD | M8105A | 2009-02-12 | 8254.86 | 2024-01-23 | 2027-01-23
PATIENT MONITOR | PATIENT MONITOR INTELLIVUE MP5 | PHILIPS LTD | M8105A | 2009-02-12 | 8254.86 | 2019-10-07 | 2023-11-15
MAINS DIST. STAND | MAINS DISTRIBUTION SYSTEM | MEMO-INTERNAL | MEO SEP96 | 2009-02-11 | 144 | 2023-08-17 | 2024-08-17
PATIENT MONITOR | PATIENT MONITOR INTELLIVUE MP5 | PHILIPS LTD | M8105A | 2009-02-11 | 8254.86 | 2020-03-12 | 2023-11-15
MAINS DIST. STAND | MAINS DISTRIBUTION SYSTEM | MEMO-INTERNAL | MEO SEP96 | 2009-01-30 | 144 | 2023-06-16 | 2024-06-16
MAINS DIST. STAND | MAINS DISTRIBUTION SYSTEM | MEMO-INTERNAL | MEO SEP96 | 2009-01-30 | 144
MAINS DIST. STAND | MAINS DISTRIBUTION SYSTEM | MEMO-INTERNAL | MEO SEP96 | 2009-01-30 | 144 | 2023-06-16 | 2024-06-16
MAINS DIST. STAND | MAINS DISTRIBUTION SYSTEM | MEMO-INTERNAL | MEO SEP96 | 2009-01-30 | 144 | 2022-12-02 14:45 | 2024-12-02
NI/BP MODULE | NI/BP MODULE | PHILIPS LTD | M1008A | 2009-01-29 | 2400
TEMPERATURE DATA LOGGER | HUMIDITY & TEMPERATURE DATA LOGGER | LASCAR | EL-USB-2 490-1064 | 2009-01-21 | 58.8
TEMPERATURE DATA LOGGER | HUMIDITY & TEMPERATURE DATA LOGGER | LASCAR | EL-USB-2 490-1064 | 2009-01-21 | 58.8
NEBULIZER | NEBULIZER | MEDIC AID | PORTANEB | 2009-02-17 | 126
PAIN STIMULATOR | TENS MACHINE | CEFAR | PRIMO | 2009-02-16 | 83.4
VITAL SIGNS MONITOR | VITAL SIGNS MONITOR: NBP/SPO2/TEMP. | WELCH ALLYN | SPOT 420(NBP/SPO2/T) | 2009-02-09 | 954 | 2023-04-19 14:07 | 2026-04-19
TRIMMERS | MODEL GRINDER | RENFERT | MT PLUS | 2009-02-17 | 1320 | 2024-03-11 | 2026-06-17
SCALES | SCALES - STAND ON | SECA | 761 | 2009-02-23 | 78 | 2021-01-08 | 2024-11-15
BOWL ALGINATE MIXER | ALGINATE MIXER | ZHERMAC | ALGHAMIX II | 2009-01-09 | 240 | 2022-07-07 | 2025-03-18
BOWL ALGINATE MIXER | ALGINATE MIXER | ZHERMAC | ALGHAMIX II | 2009-01-09 | 240 | 2023-08-23 | 2024-08-23
BOWL ALGINATE MIXER | ALGINATE MIXER | ZHERMAC | ALGHAMIX II | 2009-01-09 | 240 | 2024-06-24 | 2025-06-28
BOWL ALGINATE MIXER | ALGINATE MIXER | ZHERMAC | ALGHAMIX II | 2009-01-09 | 240 | 2023-09-14 | 2024-09-14
BOWL ALGINATE MIXER | ALGINATE MIXER | ZHERMAC | ALGHAMIX II | 2009-01-09 | 240 | 2019-09-18 | 2025-03-18
BOWL ALGINATE MIXER | ALGINATE MIXER | ZHERMAC | ALGHAMIX II | 2009-01-09 | 240 | 2022-07-07 | 2025-03-18
BOWL ALGINATE MIXER | ALGINATE MIXER | ZHERMAC | ALGHAMIX II | 2009-01-09 | 240 | 2022-07-07 | 2025-03-18
BOWL ALGINATE MIXER | ALGINATE MIXER | ZHERMAC | ALGHAMIX II | 2009-01-09 | 240 | 2023-08-23 | 2024-08-23
BOWL ALGINATE MIXER | ALGINATE MIXER | ZHERMAC | ALGHAMIX II | 2009-01-09 | 240 | 2023-10-03 | 2024-10-03
HANDPIECE MICROMOTOR | HANDPIECE MICROMOTOR | W&H UK LTD | EA-51LT | 2008-12-31 | 660
HANDPIECE MICROMOTOR | HANDPIECE MICROMOTOR | W&H UK LTD | EA-51LT | 2008-12-31 | 660
HANDPIECE MICROMOTOR | HANDPIECE MICROMOTOR | W&H UK LTD | EA-51LT | 2008-12-31 | 660
HANDPIECE MICROMOTOR | HANDPIECE MICROMOTOR | W&H UK LTD | EA-51LT | 2008-12-31 | 660
HANDPIECE MICROMOTOR | HANDPIECE MICROMOTOR | W&H UK LTD | EA-51LT | 2008-12-31 | 660
HANDPIECE MICROMOTOR | HANDPIECE MICROMOTOR | W&H UK LTD | EA-51LT | 2008-12-31 | 660
HANDPIECE MICROMOTOR | HANDPIECE MICROMOTOR | W&H UK LTD | EA-51LT | 2008-12-31 | 660
HANDPIECE MICROMOTOR | HANDPIECE MICROMOTOR | W&H UK LTD | EA-51LT | 2008-12-31 | 660
HANDPIECE MICROMOTOR | HANDPIECE MICROMOTOR | W&H UK LTD | EA-51LT | 2008-12-31 | 660
HANDPIECE MICROMOTOR | HANDPIECE MICROMOTOR | W&H UK LTD | EA-51LT | 2008-12-31 | 660
HANDPIECE MICROMOTOR | HANDPIECE MICROMOTOR | W&H UK LTD | EA-51LT | 2008-12-31 | 660
HANDPIECE MICROMOTOR | HANDPIECE MICROMOTOR | W&H UK LTD | EA-51LT | 2008-12-31 | 660
HANDPIECE MICROMOTOR | HANDPIECE MICROMOTOR | W&H UK LTD | EA-51LT | 2008-12-31 | 660
HANDPIECE MICROMOTOR | HANDPIECE MICROMOTOR | W&H UK LTD | EA-51LT | 2008-12-31 | 660
HANDPIECE MICROMOTOR | HANDPIECE MICROMOTOR | W&H UK LTD | EA-51LT | 2008-12-31 | 660
HANDPIECE MICROMOTOR | HANDPIECE MICROMOTOR | W&H UK LTD | EA-51LT | 2008-12-31 | 660
HANDPIECE MICROMOTOR | HANDPIECE MICROMOTOR | W&H UK LTD | EA-51LT | 2008-12-31 | 660
HANDPIECE MICROMOTOR | HANDPIECE MICROMOTOR | W&H UK LTD | EA-51LT | 2008-12-31 | 660
COMMUNICATOR |  | ATTAINMENT | GOTALK 9+ | 2011-02-01 | 144
WARMING CABINET | WARMING CABINET | KANMED | 2-1380 | 2009-02-12 | 6962.1 | 2023-09-13 | 2024-09-13
SCALES | SCALES - BABY | SECA | 835 | 2009-01-02 | 180 | 2023-12-06 | 2024-11-15
SCALES | SCALES - INDUSTRIAL | MY WEIGH | HD-150 | 2010-10-15 | 840 | 2022-09-22 | 2024-11-15
SUCTION CONTROLLER | SUCTION CONTROLLER | EAST HEALTH | HIGH-SUCTION | 2008-12-12 | 240
EXERCISE BICYCLE | EXERCISE BICYCLE | CARDIO COMFO | RECUMBENT | 2009-07-20 | 1200 | 2023-08-23 | 2024-07-15
SPHYGMOMANOMETER | SPHYGMOMANOMETER | SPEIDEL & KE | MAXI STABIL 3 | 2008-12-12 | 90
TRANSCUT NERVE STIMULATOR | DUAL CHANNEL STIMULATOR | EVERYWAY MED | TPN-EX | 2008-12-11 | 46.8
TRANSCUT NERVE STIMULATOR | DUAL CHANNEL STIMULATOR | EVERYWAY MED | TPN-EX | 2008-12-11 | 46.8
TRANSCUT NERVE STIMULATOR | DUAL CHANNEL STIMULATOR | EVERYWAY MED | TPN-EX | 2008-12-11 | 46.8
TRANSCUT NERVE STIMULATOR | DUAL CHANNEL STIMULATOR | EVERYWAY MED | TPN-EX | 2008-12-11 | 46.8
TRANSCUT NERVE STIMULATOR | DUAL CHANNEL STIMULATOR | EVERYWAY MED | TPN-EX | 2008-12-11 | 46.8
TRANSCUT NERVE STIMULATOR | DUAL CHANNEL STIMULATOR | EVERYWAY MED | TPN-EX | 2008-12-11 | 46.8
TRANSCUT NERVE STIMULATOR | DUAL CHANNEL STIMULATOR | EVERYWAY MED | TPN-EX | 2008-12-11 | 46.8
TRANSCUT NERVE STIMULATOR | DUAL CHANNEL STIMULATOR | EVERYWAY MED | TPN-EX | 2008-12-11 | 46.8
TUBE SUPPORTS - OPG | PANORAMIC X-RAY UNIT | PLANMECA | PROLINE XC | 2009-09-23 | 51991.212 | 2024-10-14 | 2025-04-14
CR READER | INTRA-ORAL IMAGE PLATE READER | SOREDEX ORIO | DXR-50 | 2008-11-26 | 6865.2 | 2023-10-09 | 2024-10-09
AMBULATORY ARRHYTHMIA MONITOR | AMBULATORY ECG RECORDER | NOVACOR UK | R.TEST 3 EVOLUTION | 2008-12-05 | 900
AMBULATORY ARRHYTHMIA MONITOR | AMBULATORY ECG RECORDER | NOVACOR UK | R.TEST 3 EVOLUTION | 2008-12-05 | 900
AMBULATORY ARRHYTHMIA MONITOR | AMBULATORY ECG RECORDER | NOVACOR UK | R.TEST 3 EVOLUTION | 2008-12-05 | 900
NEBULIZER | NEBULIZER | MEDIC AID | PORTANEB | 2008-11-28 | 126
NEBULIZER | NEBULIZER | MEDIC AID | PORTANEB | 2008-11-28 | 126
NEBULIZER | NEBULIZER | MEDIC AID | PORTANEB | 2008-11-28 | 126
VIDEO CAMERA | VIDEO CAMERA | AXIS | 221 | 2008-11-27 | 840
ELECTRIC BED | ELECTRIC BED | LINET UK | ELEGANZA SMART | 2008-11-28 | 1080 | 2023-11-02 | 2024-11-02
ELECTRIC BED | ELECTRIC BED | LINET UK | ELEGANZA SMART | 2008-11-28 | 1080 | 2021-07-29 | 2024-11-01
ELECTRIC BED | ELECTRIC BED | LINET UK | ELEGANZA SMART | 2008-11-28 | 1080 | 2022-06-16 | 2024-11-01
ELECTRIC BED | ELECTRIC BED | LINET UK | ELEGANZA SMART | 2008-11-28 | 1080 | 2023-06-05 | 2024-06-05
ELECTRIC BED | ELECTRIC BED | LINET UK | ELEGANZA SMART | 2008-11-28 | 1080 | 2022-12-06 11:26 | 2024-11-01
ELECTRIC BED | ELECTRIC BED | LINET UK | ELEGANZA SMART | 2008-11-28 | 1080 | 2023-03-27 | 2024-03-27
ELECTRIC BED | ELECTRIC BED | LINET UK | ELEGANZA SMART | 2008-11-28 | 1080 | 2024-04-17 | 2025-04-17
ELECTRIC BED | ELECTRIC BED | LINET UK | ELEGANZA SMART | 2008-11-28 | 1080 | 2023-09-25 | 2024-09-25
ELECTRIC BED | ELECTRIC BED | LINET UK | ELEGANZA SMART | 2008-11-28 | 1080 | 2023-12-01 | 2024-12-01
ELECTRIC BED | ELECTRIC BED | LINET UK | ELEGANZA SMART | 2008-11-28 | 1080 | 2022-05-18 | 2024-11-01
ELECTRIC BED | ELECTRIC BED | LINET UK | ELEGANZA SMART | 2008-11-28 | 1080 | 2022-12-22 20:15 | 2024-11-01
ULTRASONIC SCALER | ULTRASONIC SCALER | DENTSPLY LTD | CAVITRON SELECT SPS | 2009-01-05 | 1959.9 | 2023-08-25 | 2024-08-25
ULTRASONIC SCALER | ULTRASONIC SCALER | DENTSPLY LTD | CAVITRON SELECT SPS | 2009-01-05 | 1959.9 | 2024-04-18 | 2024-12-11
ULTRASONIC SCALER | ULTRASONIC SCALER | DENTSPLY LTD | CAVITRON SELECT SPS | 2009-01-05 | 1959.9 | 2022-09-15 | 2024-08-15
ULTRASONIC SCALER | ULTRASONIC SCALER | DENTSPLY LTD | CAVITRON SELECT SPS | 2009-01-05 | 1959.9 | 2022-08-05 | 2024-08-15
ULTRASONIC SCALER | ULTRASONIC SCALER | DENTSPLY LTD | CAVITRON SELECT SPS | 2009-01-05 | 1959.9 | 2022-08-05 | 2024-08-15
ULTRASONIC SCALER | ULTRASONIC SCALER | DENTSPLY LTD | CAVITRON SELECT SPS | 2009-01-05 | 1959.9 | 2024-04-11 | 2024-12-11
ULTRASONIC SCALER | ULTRASONIC SCALER | DENTSPLY LTD | CAVITRON SELECT SPS | 2009-01-05 | 1959.9 | 2022-08-05 | 2025-07-16
ULTRASONIC SCALER | ULTRASONIC SCALER | DENTSPLY LTD | CAVITRON SELECT SPS | 2009-01-05 | 1959.9 | 2022-08-05 | 2024-08-15
ULTRASONIC SCALER | ULTRASONIC SCALER | DENTSPLY LTD | CAVITRON SELECT SPS | 2009-01-05 | 1959.9 | 2023-01-17 16:10 | 2024-08-15
ULTRASONIC SCALER | ULTRASONIC SCALER | DENTSPLY LTD | CAVITRON SELECT SPS | 2009-01-05 | 1959.9 | 2022-08-05 | 2024-08-15
ULTRASONIC SCALER | ULTRASONIC SCALER | DENTSPLY LTD | CAVITRON SELECT SPS | 2009-01-05 | 1959.9 | 2023-08-25 | 2024-08-25
AMALGAM DISPENSER | AMALGAMATOR | HENRY SCHEIN | CAP II | 2008-12-15 | 360 | 2023-08-14 | 2024-08-14
AMALGAM DISPENSER | AMALGAMATOR | HENRY SCHEIN | CAP II | 2008-12-15 | 360 | 2023-08-14 | 2024-08-14
AMALGAM DISPENSER | AMALGAMATOR | HENRY SCHEIN | CAP II | 2008-12-15 | 360 | 2024-04-10 | 2025-04-10
AMALGAM DISPENSER | AMALGAMATOR | HENRY SCHEIN | CAP II | 2008-12-15 | 360 | 2023-08-14 | 2024-08-14
AMALGAM DISPENSER | AMALGAMATOR | HENRY SCHEIN | CAP II | 2008-12-15 | 360 | 2023-08-14 | 2024-08-14
AMALGAM DISPENSER | AMALGAMATOR | HENRY SCHEIN | CAP II | 2008-12-15 | 360 | 2023-08-14 | 2024-08-14
AMALGAM DISPENSER | AMALGAMATOR | HENRY SCHEIN | CAP II | 2008-12-15 | 360 | 2023-08-14 | 2024-08-14
AMALGAM DISPENSER | AMALGAMATOR | HENRY SCHEIN | CAP II | 2008-12-15 | 360 | 2024-06-26 | 2025-07-29
AMALGAM DISPENSER | AMALGAMATOR | HENRY SCHEIN | CAP II | 2008-12-15 | 360 | 2023-08-14 | 2024-08-14
AMALGAM DISPENSER | AMALGAMATOR | HENRY SCHEIN | CAP II | 2008-12-15 | 360 | 2023-08-14 | 2024-08-14
AMALGAM DISPENSER | AMALGAMATOR | HENRY SCHEIN | CAP II | 2008-12-15 | 360 | 2023-09-06 | 2024-09-06
AMALGAM DISPENSER | AMALGAMATOR | HENRY SCHEIN | CAP II | 2008-12-15 | 360 | 2022-09-13 | 2024-08-15
AMALGAM DISPENSER | AMALGAMATOR | HENRY SCHEIN | CAP II | 2008-12-15 | 360 | 2023-09-06 | 2024-09-06
AMALGAM DISPENSER | AMALGAMATOR | HENRY SCHEIN | CAP II | 2008-12-15 | 360 | 2023-08-14 | 2024-08-14
DENTAL UNIT | DENTAL TREATMENT BAY - 511CHAIR + 532 UNIT | ADEC DENTAL | 500 SERIES | 2008-12-31 | 19200 | 2023-10-30 | 2024-10-30
DENTAL UNIT | DENTAL TREATMENT BAY - 511CHAIR + 532 UNIT | ADEC DENTAL | 500 SERIES | 2008-12-31 | 19200 | 2023-09-26 | 2024-09-26
DENTAL UNIT | DENTAL TREATMENT BAY - 511CHAIR + 532 UNIT | ADEC DENTAL | 500 SERIES | 2008-12-31 | 19200 | 2023-09-28 | 2024-09-28
DENTAL UNIT | DENTAL TREATMENT BAY - 511CHAIR + 532 UNIT | ADEC DENTAL | 500 SERIES | 2008-12-31 | 19200 | 2023-10-13 | 2024-10-13
DENTAL UNIT | DENTAL TREATMENT BAY - 511CHAIR + 532 UNIT | ADEC DENTAL | 500 SERIES | 2008-12-31 | 19200 | 2023-10-18 | 2024-10-18
DENTAL UNIT | DENTAL TREATMENT BAY - 511CHAIR + 532 UNIT | ADEC DENTAL | 500 SERIES | 2008-12-31 | 19200 | 2023-10-31 | 2024-10-31
DENTAL UNIT | DENTAL TREATMENT BAY - 511CHAIR + 532 UNIT | ADEC DENTAL | 500 SERIES | 2008-12-31 | 19200 | 2023-12-01 | 2024-12-01
DENTAL UNIT | DENTAL TREATMENT BAY - 511CHAIR + 532 UNIT | ADEC DENTAL | 500 SERIES | 2008-12-31 | 19200 | 2023-12-06 | 2024-12-06
DENTAL UNIT | DENTAL TREATMENT BAY - 511CHAIR + 532 UNIT | ADEC DENTAL | 500 SERIES | 2008-12-31 | 19200 | 2023-12-07 | 2024-12-07
DENTAL UNIT | DENTAL TREATMENT BAY - 511CHAIR + 532 UNIT | ADEC DENTAL | 500 SERIES | 2008-12-31 | 19200 | 2023-11-30 | 2024-11-30
DENTAL UNIT | DENTAL TREATMENT BAY - 511CHAIR + 532 UNIT | ADEC DENTAL | 500 SERIES | 2008-12-31 | 19200 | 2023-12-14 | 2024-12-14
DENTAL UNIT | DENTAL TREATMENT BAY - 511CHAIR + 532 UNIT | ADEC DENTAL | 500 SERIES | 2008-12-31 | 19200 | 2023-12-07 | 2024-12-07
DENTAL UNIT | DENTAL TREATMENT BAY - 511CHAIR + 532 UNIT | ADEC DENTAL | 500 SERIES | 2008-12-31 | 19200 | 2023-10-09 | 2024-10-09
DENTAL UNIT | DENTAL TREATMENT BAY - 511CHAIR + 532 UNIT | ADEC DENTAL | 500 SERIES | 2008-12-31 | 19200 | 2023-10-09 | 2024-10-09
DENTAL UNIT | DENTAL TREATMENT BAY - 511CHAIR + 532 UNIT | ADEC DENTAL | 500 SERIES | 2008-12-31 | 19200 | 2023-10-18 | 2024-10-18
DENTAL UNIT | DENTAL TREATMENT BAY - 511CHAIR + 532 UNIT | ADEC DENTAL | 500 SERIES | 2008-12-31 | 19200 | 2023-10-09 | 2024-10-09
DENTAL UNIT | DENTAL TREATMENT BAY - 511CHAIR + 532 UNIT | ADEC DENTAL | 500 SERIES | 2008-12-31 | 19200 | 2023-09-29 | 2024-09-29
DENTAL UNIT | DENTAL TREATMENT BAY - 511CHAIR + 532 UNIT | ADEC DENTAL | 500 SERIES | 2008-12-31 | 19200 | 2023-09-29 | 2024-10-12
DENTAL UNIT | DENTAL TREATMENT BAY - 511CHAIR + 532 UNIT | ADEC DENTAL | 500 SERIES | 2008-12-31 | 19200 | 2023-09-25 | 2024-09-25
DENTAL UNIT | DENTAL TREATMENT BAY - 511CHAIR + 532 UNIT | ADEC DENTAL | 500 SERIES | 2008-12-31 | 19200 | 2024-10-08 | 2025-10-08
DENTAL UNIT | DENTAL TREATMENT BAY - 511CHAIR + 532 UNIT | ADEC DENTAL | 500 SERIES | 2008-12-31 | 19200 | 2023-10-20 | 2024-10-20
DENTAL UNIT | DENTAL TREATMENT BAY - 511CHAIR + 532 UNIT | ADEC DENTAL | 500 SERIES | 2008-12-31 | 19200 | 2023-10-18 | 2024-10-18
SPEECH AID | SPEECH AID | SERVOX | INTON | 2009-01-16 | 720
SPEECH AID | SPEECH AID | SERVOX | INTON | 2009-01-16 | 720
HANDPIECE KNEE CONTROL | K-CONTROL FOOT CONTROL UNIT | KAVO | 4970 | 2009-01-27 | 660 | 2023-01-17 15:57 | 2024-08-15
HANDPIECE KNEE CONTROL | HANDPIECE | KAVO | K5 MODEL 4911 | 2009-01-27 | 960
HANDPIECE KNEE CONTROL | HANDPIECE | KAVO | K5 MODEL 4911 | 2009-01-27 | 960
PATIENT HOIST | PATIENT HOIST - OVERHEAD | LIKO | LIKORALL 250 ES | 2009-02-02 | 7800 | 2024-07-09 | 2025-01-09
NERVE STIMULATOR | NERVE STIMULATOR | ORGANON LTD | TOF WATCH | 2008-12-03 | 720
SUCTION CONTROLLER | SUCTION CONTROLLER | EAST HEALTH | HIGH-SUCTION | 2008-11-28 | 240
SPHYGMOMANOMETER | SPHYGMOMANOMETER | SPEIDEL & KE | MAXI STABIL 3 | 2008-11-25 | 90
SPHYGMOMANOMETER | SPHYGMOMANOMETER | SPEIDEL & KE | MAXI STABIL 3 | 2008-11-25 | 90
SPHYGMOMANOMETER | SPHYGMOMANOMETER | SPEIDEL & KE | MAXI STABIL 3 | 2008-11-25 | 90
SPHYGMOMANOMETER | SPHYGMOMANOMETER | SPEIDEL & KE | MAXI STABIL 3 | 2008-11-25 | 90
NERVE STIMULATOR | NERVE STIMULATOR | ORGANON LTD | TOF WATCH | 2008-11-19 | 720
NERVE STIMULATOR | NERVE STIMULATOR | ORGANON LTD | TOF WATCH | 2008-11-19 | 720
LIFTING EQUIP | AXLE STAND | MELCO | AS/40 | 2008-11-17 | 60
LIFTING EQUIP | AXLE STAND | MELCO | AS/40 | 2008-11-17 | 60
LIFTING EQUIP | AXLE STAND | MELCO | AS/40 | 2008-11-17 | 60
LIFTING EQUIP | AXLE STAND | MELCO | AS/40 | 2008-11-17 | 60
SUCTION CONTROLLER | SUCTION CONTROLLER | EAST HEALTH | HIGH-SUCTION | 2008-10-30 | 240
SUCTION UNIT | SUCTION - LAERDAL - BATTERY | LAERDAL | LSU-2 | 2008-11-20 | 816 | 2022-04-19 | 2025-04-11
FREEFIELD AUDIOMETER | FREEFIELD AUDIOMETER | KAMPLEX | PA2 | 2009-09-08 | 288 | 2024-01-05 | 2025-01-05
SIGNAL GENERATOR | SIGNAL GENERATOR | MARCONI | 2022D | 2008-06-06 | 480 | 2024-01-18 | 2025-01-09
ULTRASONIC SCALER | ULTRASONIC SCALER | DENTSPLY LTD | CAVITRON SELECT SPS | 2009-01-05 | 1959.9 | 2022-08-05 | 2024-08-15
APPLANATION TONOM | APPLANATION TONOMETER | HAAG STREIT | T900 | 2009-01-16 | 660
WAX BATH | WAX POT | DENSTAR | 420 | 2008-11-24 | 132 | 2021-12-20 | 2025-06-18
WAX BATH | WAX POT | DENSTAR | 420 | 2008-11-24 | 132 | 2021-12-20 | 2025-06-18
SUCTION UNIT | SUCTION - LAERDAL - BATTERY | LAERDAL | LSU-2 | 2008-11-21 | 816 | 2022-12-19 11:31 | 2025-12-19
ELECTRIC BED | ELECTRIC BED | LINET UK | ELEGANZA SMART | 2008-11-17 | 1200 | 2023-03-13 09:59 | 2024-03-13
ELECTRIC BED | ELECTRIC BED | LINET UK | ELEGANZA SMART | 2008-11-17 | 1200 | 2023-10-05 | 2024-10-05
ELECTRIC BED | ELECTRIC BED | LINET UK | ELEGANZA SMART | 2008-11-17 | 1200 | 2023-10-11 | 2024-10-11
ELECTRIC BED | ELECTRIC BED | LINET UK | ELEGANZA SMART | 2008-11-17 | 1200 | 2023-09-25 | 2024-09-25
ELECTRIC BED | ELECTRIC BED | LINET UK | ELEGANZA SMART | 2008-11-17 | 1200 | 2023-04-17 | 2024-04-17
VITAL SIGNS MONITOR | VITAL SIGNS MONITOR: NBP/SPO2/TEMP. | WELCH ALLYN | SPOT 420(NBP/SPO2) | 2008-11-13 | 2400 | 2023-04-05 10:15 | 2026-04-05
VITAL SIGNS MONITOR | VITAL SIGNS MONITOR: NBP/SPO2/TEMP. | WELCH ALLYN | SPOT 420(NBP/SPO2) | 2008-11-13 | 2400 |  | 2024-04-15
VITAL SIGNS MONITOR | VITAL SIGNS MONITOR: NBP/SPO2/TEMP. | WELCH ALLYN | SPOT 420(NBP/SPO2) | 2008-11-13 | 2400 | 2019-07-18 | 2024-04-15
VITAL SIGNS MONITOR | VITAL SIGNS MONITOR: NBP/SPO2/TEMP. | WELCH ALLYN | SPOT 420(NBP/SPO2) | 2008-11-13 | 2400 | 2019-07-22 | 2024-04-15
SUCTION CONTROLLER | SUCTION CONTROLLER | EAST HEALTH | HIGH-SUCTION | 2008-11-03 | 240
VENTILATOR | TRANSPORT VENTILATOR | PNEUPAC LTD | BABYPAC | 2008-11-25 | 4800 | 2023-07-21 | 2024-07-21
SCALES | SCALES - COLUMN | SECA | 704 | 2008-11-12 | 526.8 | 2023-12-07 | 2024-11-15
SPHYGMOMANOMETER | SPHYGMOMANOMETER | SPEIDEL & KE | MAXI STABIL 3 | 2008-10-13 | 255.216
SPHYGMOMANOMETER | SPHYGMOMANOMETER | SPEIDEL & KE | MAXI STABIL 3 | 2008-10-13 | 255.216
SPHYGMOMANOMETER | SPHYGMOMANOMETER | SPEIDEL & KE | MAXI STABIL 3 | 2008-10-13 | 255.216
GEL WARMER | GEL WARMER | PARKER | THERMASONIC | 2008-10-24 | 205.86 | 2024-10-11 | 2025-10-11
COMPUTER - DESKTOP | PERSONAL COMPUTER | DELL COMPUTERS | OPTIPLEX GX620 | 2008-12-03 | 960
AMBULATORY ARRHYTHMIA MONITOR | AMBULATORY ECG RECORDER | SPACELABS | LIFECARD CF | 2008-11-06 | 2152.8
AMBULATORY ARRHYTHMIA MONITOR | AMBULATORY ECG RECORDER | SPACELABS | LIFECARD CF | 2008-11-06 | 2152.8
AMBULATORY ARRHYTHMIA MONITOR | AMBULATORY ECG RECORDER | SPACELABS | LIFECARD CF | 2008-11-06 | 2152.8
AMBULATORY ARRHYTHMIA MONITOR | AMBULATORY ECG RECORDER | SPACELABS | LIFECARD CF | 2008-11-06 | 2152.8
WATER BATH | WATER BATH | GRANT INSTRUMENTS | JB5 | 2008-10-22 | 390 | 2024-03-27 | 2025-03-27
VAC ASSISTED VENOUS DRAINAGE | VACUUM ASSISTED VENOUS DRAINAGE | MAQUET (UK) | VAVD CONTROLLER | 2008-10-08 | 1020
CONTROL-WARMING MATT | HEATED MATTRESS CONTROLLER | INDITHERM | COSYTHERM CCU1 | 2008-10-10 | 1842 | 2024-07-17 | 2025-07-17
PATIENT HOIST | PATIENT HOIST - MOBILE | LIKO | VIKING M | 2008-10-06 | 1987.2 | 2024-07-17 | 2025-01-17
WAX HEATER | WAX HEATER | AMANN | NO FLAME | 2008-11-12 | 480 | 2021-11-30 | 2025-06-18
WAX HEATER | WAX HEATER | AMANN | NO FLAME | 2008-11-12 | 480 | 2024-03-14 | 2026-06-17
SUCTION UNIT | SUCTION - LAERDAL - BATTERY | LAERDAL | LSU-2 | 2008-12-17 | 816 | 2022-02-10 | 2025-02-16
COAGULATOR | COAGULATOR | AESCULAP LTD | GN060 | 2008-11-25 | 2640 | 2024-02-26 | 2025-03-20
ULTRASONIC SCALER | ULTRASONIC SCALER | DENTSPLY LTD | CAVITRON SELECT SPS | 2008-10-15 | 1959.9 | 2022-09-09 | 2025-06-18
ULTRASONIC SCALER | ULTRASONIC SCALER | DENTSPLY LTD | CAVITRON SELECT SPS | 2008-10-15 | 1959.9 | 2023-08-17 | 2024-08-17
ULTRASONIC SCALER | ULTRASONIC SCALER | DENTSPLY LTD | CAVITRON SELECT SPS | 2008-10-15 | 1959.9 | 2022-09-22 | 2025-06-18
ULTRASONIC SCALER | ULTRASONIC SCALER | DENTSPLY LTD | CAVITRON SELECT SPS | 2008-10-15 | 1959.9 | 2024-05-22 | 2025-08-01
ULTRASONIC SCALER | ULTRASONIC SCALER | DENTSPLY LTD | CAVITRON SELECT SPS | 2008-10-15 | 1959.9 | 2023-08-17 | 2025-06-18
ULTRASONIC SCALER | ULTRASONIC SCALER | DENTSPLY LTD | CAVITRON SELECT SPS | 2008-10-15 | 1959.9 | 2023-08-17 | 2025-06-18
SUCTION CONTROLLER | SUCTION CONTROLLER | EAST HEALTH | HIGH-SUCTION | 2008-09-24 | 240
CAMERA HEAD | CAMERA HEAD - IMAGE I | KARL STORZ | D1 HEAD/22260031 | 2008-10-03 | 600
CAMERA HEAD | CAMERA HEAD | KARL STORZ | H3 HEAD/22220050 | 2008-10-03 | 16800
ENDOSCOPY STACKING TROLLEY | ENDOSCOPY STACKING TROLLEY | KARL STORZ | ENDO STACK | 2008-10-03 | 3000 | 2024-09-12 | 2025-09-12
FLAT SCREEN MONITOR - TOUCH | DISPLAY LCD FLAT SCREEN TOUCH SCREEN | KARL STORZ | TOUCH SCREEN | 2008-10-03 | 2400 | 2024-09-12 | 2025-09-12
FLAT SCREEN DISPLAY | DISPLAY LCD WIDESCREEN HD 23 INCH | KARL STORZ | SC-WU23-A1511 | 2008-10-03 | 4800 | 2024-09-12 | 2025-09-12
CAMERA CONTROL UNIT | CAMERA CONTROL UNIT | KARL STORZ | 22201020 | 2008-10-03 | 29994 | 2024-09-12 | 2025-09-12
ENDOSCOPY VIDEO CAPTURE UNIT | AIDA COM II PC SET (IMAGE CAPTURE SYSTEM) | KARL STORZ | 20096020 | 2008-10-03 | 28192.956 | 2023-10-05 | 2024-10-05
PACEMAKER | PACEMAKER | BIOTRONIK | EDP 30/B | 2008-10-01 | 3300
ELECTRIC BED | ELECTRIC BED | LINET UK | ELEGANZA SMART | 2008-10-23 | 1080 | 2023-06-27 | 2024-06-27
ELECTRIC BED | ELECTRIC BED | LINET UK | ELEGANZA SMART | 2008-10-23 | 1080 | 2023-04-24 | 2024-04-24
ELECTRIC BED | ELECTRIC BED | LINET UK | ELEGANZA SMART | 2008-10-23 | 1080 | 2023-10-19 | 2024-10-19
ELECTRIC BED | ELECTRIC BED | LINET UK | ELEGANZA SMART | 2008-10-23 | 1080 | 2023-12-03 | 2024-12-03
PAIN STIMULATOR | TENS MACHINE | CEFAR | PRIMO | 2008-09-25 | 78.66
TRANSCUT NERVE STIMULATOR | DUAL CHANNEL STIMULATOR | EVERYWAY MED | TPN-EX | 2008-09-18 | 78.66
TRANSCUT NERVE STIMULATOR | DUAL CHANNEL STIMULATOR | EVERYWAY MED | TPN-EX | 2008-09-18 | 78.66
TRANSCUT NERVE STIMULATOR | DUAL CHANNEL STIMULATOR | EVERYWAY MED | TPN-EX | 2008-09-18 | 78.66
TRANSCUT NERVE STIMULATOR | DUAL CHANNEL STIMULATOR | EVERYWAY MED | TPN-EX | 2008-09-18 | 78.66
TRANSCUT NERVE STIMULATOR | DUAL CHANNEL STIMULATOR | EVERYWAY MED | TPN-EX | 2008-09-18 | 78.66
CAMERA HEAD | CAMERA HEAD | KARL STORZ | H3 HEAD/22220050 | 2008-09-15 | 16800
WATER BATH HEATER | WATER BATH HEATER | BATIK STUDIO | MAG 3 | 2008-11-20 | 60 | 2024-04-29 | 2025-04-29
CHARGER | EPIDURAL PUMP CHARGER | CME MEDICAL | BODYGUARD 545 CHARGER | 2008-10-30 | 695.4
CHARGER | EPIDURAL PUMP CHARGER | CME MEDICAL | BODYGUARD 545 CHARGER | 2008-10-30 | 695.4
CHARGER | EPIDURAL PUMP CHARGER | CME MEDICAL | BODYGUARD 545 CHARGER | 2008-10-30 | 695.4
CHARGER | EPIDURAL PUMP CHARGER | CME MEDICAL | BODYGUARD 545 CHARGER | 2008-10-30 | 695.4
CHARGER | EPIDURAL PUMP CHARGER | CME MEDICAL | BODYGUARD 545 CHARGER | 2008-10-30 | 695.4
INFUSION PUMP | EPIDURAL PUMP | CME MEDICAL | BODYGUARD 545 | 2008-10-30 | 1200 | 2024-07-24 | 2025-07-24
INFUSION PUMP | EPIDURAL PUMP | CME MEDICAL | BODYGUARD 545 | 2008-10-30 | 1200 | 2024-05-28 | 2025-05-28
INFUSION PUMP | EPIDURAL PUMP | CME MEDICAL | BODYGUARD 545 | 2008-10-30 | 1200 | 2023-10-04 | 2024-10-04
INFUSION PUMP | EPIDURAL PUMP | CME MEDICAL | BODYGUARD 545 | 2008-10-30 | 1200 | 2024-05-07 | 2025-05-07
SPHYGMOMANOMETER | SPHYGMOMANOMETER | SPEIDEL & KE | MAXI STABIL 3 | 2008-09-30 | 90
FIBRE OPTIC SOURCE | LIGHT SOURCE - XENON 300 | OLYMPUS | CLV-260SL | 2008-08-07 | 12408 | 2021-03-16 | 2024-05-01
ENDOSCOPY VIDEO SYSTEM | SCOPE PROCESSOR | OLYMPUS | CV-260SL | 2008-08-07 | 22510.656 | 2021-03-16 | 2024-05-01
OXIMETER CHARGER | PULSE OXIMETER CHARGER | DATEX-OHMEDA | 15 | 2008-09-22 | 156
WARMING CABINET | BRACCO/40 | GENLAB LTD | BRACCCO/40 | 2008-09-18 | 624
SPEECH AID | SPEECH AID - DIGITAL | SERVOX | LA-2.40 | 2009-03-05 | 624
ENTONOX DEMAND SYSTEM | ENTONOX DEMAND VALVE | THERAPY EQUIPMENT | ENTONOX | 2008-08-14 | 219 | 2022-10-12 | 2024-10-01
GAS REGULATOR & FLOWMETER | O2 REGULATOR | THERAPY EQUIPMENT | MEDI REG | 2009-02-19 | 72 | 2022-02-04 | 2025-09-15
BP MODULE | BP MODULE | PHILIPS LTD | M1006B | 2008-08-12 | 1800
SUCTION CONTROLLER | HIGH SUCTION CONTROLLER | THERAPY EQUIPMENT | DIAMOND RANGE HIGH | 2008-09-16 | 166.8
WIRE WRAP GUN | WIRE WRAP GUN | GARDNER-DENV | 27212AA7 | 2008-09-01 | 120
EXTENSION BLOCK | 4 WAY WATER-PROOF EXTENSION BLOCK | MEMO-INTERNAL | EXT BLOCK 4-WAY WP | 2008-10-07 | 180 | 2021-02-02 | 2024-10-15
EXTENSION BLOCK | 4 WAY WATER-PROOF EXTENSION BLOCK | MEMO-INTERNAL | EXT BLOCK 4-WAY WP | 2008-10-07 | 180 | 2022-11-23 15:58 | 2024-10-15
WHEELCHAIR | MANUAL WHEELCHAIR | EADIECARE | 9L | 2009-05-15 | 180
WHEELCHAIR | MANUAL WHEELCHAIR | EADIECARE | 9L | 2009-05-15 | 180
WHEELCHAIR | MANUAL WHEELCHAIR | EADIECARE | 9L | 2009-05-15 | 180
PAIN STIMULATOR | TENS MACHINE | CEFAR | PRIMO | 2008-08-21 | 132
PAIN STIMULATOR | TENS MACHINE | CEFAR | PRIMO | 2008-08-14 | 78.66
NERVE STIMULATOR | NERVE STIMULATOR | TENSCARE | XL-Y1 | 2008-08-18 | 180
NERVE STIMULATOR | NERVE STIMULATOR | TENSCARE | XL-Y1 | 2008-08-18 | 180
SUCTION CONTROLLER | SUCTION CONTROLLER | EAST HEALTH | HIGH-SUCTION | 2008-10-01 | 240
PAIN STIMULATOR | TENS MACHINE | CEFAR | PRIMO | 2008-08-14 | 78.66
PAIN STIMULATOR | TENS MACHINE | CEFAR | PRIMO | 2008-08-14 | 78.66
PAIN STIMULATOR | TENS MACHINE | CEFAR | PRIMO | 2008-08-14 | 78.66
PAIN STIMULATOR | TENS MACHINE | CEFAR | PRIMO | 2008-08-14 | 78.66
PAIN STIMULATOR | TENS MACHINE | CEFAR | PRIMO | 2008-08-14 | 78.66
PAIN STIMULATOR | TENS MACHINE | CEFAR | PRIMO | 2008-08-14 | 78.66
PAIN STIMULATOR | TENS MACHINE | CEFAR | PRIMO | 2008-08-14 | 78.66
PAIN STIMULATOR | TENS MACHINE | CEFAR | PRIMO | 2008-08-14 | 78.66
SCALES | SCALES - INDUSTRIAL | MY WEIGH | HD-150 | 2008-07-28 | 84 | 2022-11-25 15:58 | 2024-11-15
TRANSCUT NERVE STIMULATOR | DUAL CHANNEL STIMULATOR | EVERYWAY MED | TPN-EX | 2008-07-24 | 46.8
TRANSCUT NERVE STIMULATOR | DUAL CHANNEL STIMULATOR | EVERYWAY MED | TPN-EX | 2008-07-24 | 46.8
TRANSCUT NERVE STIMULATOR | DUAL CHANNEL STIMULATOR | EVERYWAY MED | TPN-EX | 2008-07-24 | 46.8
TRANSCUT NERVE STIMULATOR | DUAL CHANNEL STIMULATOR | EVERYWAY MED | TPN-EX | 2008-07-24 | 46.8
TRANSCUT NERVE STIMULATOR | DUAL CHANNEL STIMULATOR | EVERYWAY MED | TPN-EX | 2008-07-24 | 46.8
TRANSCUT NERVE STIMULATOR | DUAL CHANNEL STIMULATOR | EVERYWAY MED | TPN-EX | 2008-07-24 | 46.8
TRANSCUT NERVE STIMULATOR | DUAL CHANNEL STIMULATOR | EVERYWAY MED | TPN-EX | 2008-07-24 | 46.8
TRANSCUT NERVE STIMULATOR | DUAL CHANNEL STIMULATOR | EVERYWAY MED | TPN-EX | 2008-07-24 | 46.8
TRANSCUT NERVE STIMULATOR | DUAL CHANNEL STIMULATOR | EVERYWAY MED | TPN-EX | 2008-07-24 | 46.8
TRANSCUT NERVE STIMULATOR | DUAL CHANNEL STIMULATOR | EVERYWAY MED | TPN-EX | 2008-07-24 | 46.8
VITAL SIGNS MONITOR | VITAL SIGNS MONITOR: NBP/SPO2/TEMP. | WELCH ALLYN | SPOT 420(NBP/SPO2) | 2008-08-20 | 1339.5 | 2023-04-26 | 2026-04-26
BAG SEALER | BAG SEALER | SBW(HAWO) | HM850DC | 2008-07-28 | 6000
DIATHERMY MACHINE | DIATHERMY MACHINE | VALLEYLAB | FORCE TRIAD | 2008-07-17 | 36000 | 2019-08-27 | 2023-10-15
SUCTION CONTROLLER | SUCTION CONTROLLER | EAST HEALTH | HIGH-SUCTION | 2008-07-16 | 240
X-RAY VIEWER | X-RAY VIEWER | DENTSPLY LTD | 67-0445 | 2008-10-15 | 120 | 2021-07-22 | 2025-06-18
X-RAY VIEWER | X-RAY VIEWER | DENTSPLY LTD | 67-0445 | 2008-10-15 | 120 | 2021-07-22 | 2025-06-18
EXTENSION LEAD | MAINS ADAPTOR BLOCK | SAFETY MEDIC | 10 WAY | 2008-07-15 | 1200 | 2023-11-07 | 2025-11-15
EXTENSION LEAD | MAINS ADAPTOR BLOCK | SAFETY MEDIC | 10 WAY | 2008-07-14 | 870 | 2023-07-24 | 2025-07-24
EXTENSION LEAD | MAINS ADAPTOR BLOCK | SAFETY MEDIC | 10 WAY | 2008-07-14 | 1200 | 2023-05-04 | 2025-05-04
ARTHROSCOPY SURG NIBBLER | ADVANTAGE DRIVE SYSTEM | LINVATEC UK | D3000I | 2008-07-03 | 10800
SCALES | SCALES - STAND ON | SECA | 761 | 2009-08-10 | 78 | 2021-01-23 | 2024-11-15
ARTHROSCOPY SURG NIBBLER | ADVANTAGE DRIVE SYSTEM | LINVATEC UK | D3000I | 2008-07-01 | 10800 | 2023-07-17 | 2025-08-11
AURISCOPE/OTOSCOPE | AURISCOPE/OTOSCOPE | KEELER | STANDARD(AURI/OTO) | 2008-07-10 | 90 | 2022-02-18 | 2024-02-18
VITAL SIGNS MONITOR | VITAL SIGNS MONITOR: NBP/SPO2/TEMP. | WELCH ALLYN | SPOT 420(NBP/SPO2) | 2008-11-13 | 2400 |  | 2024-04-15
ULTRASONIC SCALER | ULTRASONIC SCALER | DENTSPLY LTD | CAVITRON SELECT SPS | 2008-09-15 | 1920 | 2023-08-17 | 2025-06-18
ULTRASONIC SCALER | ULTRASONIC SCALER | DENTSPLY LTD | CAVITRON SELECT SPS | 2008-09-15 | 1920 | 2022-05-17 | 2025-06-18
SPEECH AID | SPEECH AID | SERVOX | INTON | 2008-09-08 | 720
SCALES | SCALES - FLUID | SALTER | 305 | 2008-09-01 | 60 | 2022-02-10 | 2024-11-15
POLYMERISATION LAMP | 3M ESPE VISIO ALFALIGHT CURING UNIT | 3M HEALTH CARE | VISIO ACFA | 2008-07-10 | 540 | 2024-03-15 | 2026-06-17
POLYMERISATION LAMP | 3M ESPE VISIO BAETA VARIO | 3M HEALTH CARE | BETA VARIO | 2008-07-10 | 1860 | 2024-03-15 | 2026-06-17
VACUUM PUMP | 3M ESPE VISIO BETA VACUUM PUMP | 3M HEALTH CARE | 301011-08 | 2008-07-10 | 1080 | 2024-03-15 | 2026-06-17
PMG TERMINALS | VACUUM SPLITTER | OXYLITRE | VAC SPLITTER | 2008-07-16 | 96.6
PMG TERMINALS | VACUUM SPLITTER | OXYLITRE | VAC SPLITTER | 2008-07-16 | 96.6
COUCH | COUCH - OPERATING | ANETIC AID | QA4M | 2008-08-01 | 4200 | 2023-11-10 | 2024-11-10
COUCH | COUCH - OPERATING | ANETIC AID | QA4M | 2008-08-01 | 4200 | 2022-11-15 13:51 | 2024-12-01
COUCH | COUCH - OPERATING | ANETIC AID | QA4M | 2008-08-01 | 4200 | 2023-07-14 | 2025-08-01
ANAESTHETIC MACHINE | ANAESTHETIC MACHINE | DATEX-OHMEDA | AESTIVA 7900 | 2008-07-23 | 32669.088 | 2023-07-21 | 2024-07-10
DOCKING STATION | DOCKING STATION - RADICAL | MASIMO UK | DOCKING - RADICAL | 2008-07-16 | 240
OXYGEN ANALYSER | PORTABLE OXYGEN MONITOR | TELEDYNE | MX300-1 | 2008-07-11 | 438
OXYGEN ANALYSER | PORTABLE OXYGEN MONITOR | TELEDYNE | MX300-1 | 2008-07-11 | 438
HEATED COT/RESUS.UNIT | HEATED COT/RESUS.UNIT | DRAEGER | BABYTHERM 8000 | 2008-06-23 | 7800 | 2024-01-10 | 2025-01-10
HEATED COT/RESUS.UNIT | HEATED COT/RESUS.UNIT | DRAEGER | BABYTHERM 8000 | 2008-06-23 | 10800 | 2023-06-14 | 2024-06-14
BOTTLE WARMER | BOTTLE AND BABY FOOD WARMER | BOOTS | 15-00010 | 2008-07-09 | 60 | 2019-08-05 | 2024-07-15
AMALGAM DISPENSER | AMALGAMATOR | HENRY SCHEIN | CAP II | 2008-07-03 | 360 | 2024-06-27 | 2025-07-29
SCALES | SCALES - STAND ON | SECA | 645 | 2008-03-23 | 1260 | 2023-11-29 | 2024-11-15
COAGULATION TIMER | COAGULATION TIMER | HELENA LABORATORIES | ACTALYKE MINI | 2008-07-14 | 600 | 2023-09-19 | 2024-09-19
SUCTION UNIT | SUCTION - LAERDAL - BATTERY | LAERDAL | LSU-2 | 2008-07-09 | 816 | 2022-11-07 10:08 | 2025-11-07
TEST WEIGHT | TEST WEIGHT - WEIGHT SET 1G - 1KG | WEIGHINGSCAL | BOXSET A | 2008-07-01 | 166.8 | 2023-03-27 12:07 | 2025-03-27
SUCTION UNIT | SUCTION - LAERDAL - BATTERY | LAERDAL | LSU-2 | 2008-06-17 | 816 | 2020-01-23 | 2025-02-01
COAGULATION TIMER | COAGULATION TIMER | HELENA LABORATORIES | ACTALYKE MINI II | 2008-06-12 | 1862.4 | 2023-10-31 | 2024-10-31
WHEELCHAIR | MANUAL WHEELCHAIR | EADIECARE | 9L | 2009-05-15 | 180
WHEELCHAIR | MANUAL WHEELCHAIR | EADIECARE | 9L | 2009-05-15 | 180
EXAMINATION LAMP | EXAMINATION LAMP - HALOGEN | LUXO UK LTD | LHH | 2010-01-29 | 360 | 2024-06-28 | 2025-06-28
COAGULATION TIMER | COAGULATION TIMER | HELENA LABORATORIES | ACTALYKE MINI | 2008-06-11 | 600 | 2023-09-19 | 2024-09-19
SUCTION CONTROLLER | SUCTION CONTROLLER | EAST HEALTH | HIGH-SUCTION | 2008-06-11 | 240
SUCTION CONTROLLER | SUCTION CONTROLLER | EAST HEALTH | HIGH-SUCTION | 2008-06-11 | 240
SUCTION CONTROLLER | SUCTION CONTROLLER | EAST HEALTH | HIGH-SUCTION | 2008-06-11 | 240
SUCTION CONTROLLER | SUCTION CONTROLLER | EAST HEALTH | HIGH-SUCTION | 2008-06-11 | 240
OXIMETER | PULSE OXIMETER FINGERTIP | NONIN | 9550 ONYX II | 2008-07-22 | 300
EPILATION UNIT | CLASSIC EPILATION MODEL RF08 | CARLETON OPT | RF08 | 2008-06-23 | 600 | 2024-01-26 | 2025-01-26
EXTENSION LEAD | EXTENSION LEAD | JOJO | PLEASE ENTER MODEL! (365) | 2008-06-23 | 18 | 2023-08-02 | 2024-09-15
AMALGAM DISPENSER | AMALGAM DISPENSER | DE GOTZEN | SOFTLY 8 | 2008-06-20 | 420 | 2024-06-26 | 2025-07-08
AMALGAM DISPENSER | AMALGAM DISPENSER | DE GOTZEN | SOFTLY 8 | 2008-06-20 | 420 | 2024-06-28 | 2026-07-08
TRANSCUT NERVE STIMULATOR | DUAL CHANNEL STIMULATOR | EVERYWAY MED | TPN-EX | 2008-06-23 | 46.8
TRANSCUT NERVE STIMULATOR | DUAL CHANNEL STIMULATOR | EVERYWAY MED | TPN-EX | 2008-06-23 | 46.8
TRANSCUT NERVE STIMULATOR | DUAL CHANNEL STIMULATOR | EVERYWAY MED | TPN-EX | 2008-06-23 | 46.8
TRANSCUT NERVE STIMULATOR | DUAL CHANNEL STIMULATOR | EVERYWAY MED | TPN-EX | 2008-06-23 | 46.8
TRANSCUT NERVE STIMULATOR | DUAL CHANNEL STIMULATOR | EVERYWAY MED | TPN-EX | 2008-06-23 | 46.8
VITAL SIGNS MONITOR | VITAL SIGNS MONITOR: NBP/SPO2/TEMP. | WELCH ALLYN | SPOT 420(NBP/SPO2) | 2008-06-20 | 2400 | 2023-04-26 | 2026-04-26
DIAGNOSTIC SET | DIAGNOSTIC SET | HEINE | EN100 | 2008-05-13 | 218.4
AUDIOMETRY | SOUND CALIBRATOR | B & K | 4230 | 2004-10-06 | 276 | 2024-09-25 | 2024-11-28
HEARING AID ANALYSER | HEARING AID ANALYSER | FRYER | FP35C | 2008-07-24 | 300
TYMPANOGRAPH | TYMPANOMETER | GRASON STADLER | GSI 38 | 2008-07-01 | 3360 | 2024-01-26 | 2025-01-26
DIAGNOSTIC SYSTEM | DIAGNOSTIC SYSTEM | WELCH ALLYN | 767 DIAGNOSTIC SYSTEM | 2008-05-15 | 600
VITAL SIGNS MONITOR | VITAL SIGNS MONITOR: NBP/SPO2/TEMP. | WELCH ALLYN | SPOT 420(NBP/SPO2) | 2008-01-03 | 2400 | 2022-11-14 09:53 | 2025-09-15
VITAL SIGNS MONITOR | VITAL SIGNS MONITOR: NBP/SPO2/TEMP. | WELCH ALLYN | SPOT 420(NBP/SPO2) | 2008-01-03 | 2400 | 2021-10-05 | 2024-10-14
DIAGNOSTIC SET | DIAGNOSTIC SET | HEINE | EN100 | 2008-05-13 | 218.4
POWERED TROLLEY | POWERED TROLLEY | NSPIRE HEALT | ZAN Z60 | 2008-05-19 | 2400
DIAGNOSTIC SYSTEM | DIAGNOSTIC SYSTEM | WELCH ALLYN | 767 DIAGNOSTIC SYSTEM | 2008-05-09 | 600
DIAGNOSTIC SYSTEM | DIAGNOSTIC SYSTEM | WELCH ALLYN | 767 DIAGNOSTIC SYSTEM | 2008-05-09 | 600 | 2023-04-19 14:05
VITAL SIGNS MONITOR | VITAL SIGNS MONITOR: NBP/SPO2/TEMP. | WELCH ALLYN | SPOT 420(NBP/SPO2) | 2008-05-07 | 1440 | 2021-12-22 | 2024-08-15
VITAL SIGNS MONITOR | VITAL SIGNS MONITOR: NBP/SPO2/TEMP. | WELCH ALLYN | SPOT 420(NBP/SPO2) | 2008-05-07 | 1440 |  | 2024-04-15
VITAL SIGNS MONITOR | VITAL SIGNS MONITOR: NBP/SPO2/TEMP. | WELCH ALLYN | SPOT 420(NBP/SPO2) | 2008-05-07 | 1440 | 2022-08-22 | 2025-04-15
HANDPIECE | HANDPIECE | W&H UK LTD | 956A | 2008-06-11 | 576
HANDPIECE | HANDPIECE | W&H UK LTD | 956A | 2008-06-11 | 576
POLISHING UNIT | AIR POLISHING DEVICE | MECTRON MEDI | EASYJET PRO | 2008-05-22 | 540
MIXERS | POWDER MIXER | RENFERT | TWISTER EVOLUTION | 2008-05-16 | 1158 | 2024-03-15 | 2026-06-17
STEAM CLEANER | STEAM CLEANER | BEGO | TRITON-SL | 2008-05-16 | 1476 | 2024-03-11 | 2026-06-17
BATTERY CHARGER | BATTERY CHARGER | BRUMABA | IV | 2008-05-14 | 240 | 2022-12-30 16:08 | 2023-12-19
LASER - CLASS 4 | LASER WELDER (DENTAL) CLASS 4 LASER | ALPHALASER | ALC35 | 2007-05-08 | 22552.956 | 2024-03-06 | 2026-06-10
LASER - CLASS 4 | LASER | LITECHNICA | LIGHTLAS 532 | 2008-05-06 | 33981 | 2024-04-11 | 2025-01-30
OPERATING TABLE | OPERATING TABLE | BRUMABA | FOCUS | 2008-05-14 | 18452.016 | 2023-01-31 16:17 | 2024-02-06
OPERATING TABLE | OPERATING TABLE | BRUMABA | FOCUS | 2008-05-14 | 18452.016 | 2023-01-31 16:19 | 2024-02-06
COUCH | COUCH 3-SECTION ELECTRIC | MEDI-PLINTH | BA03E | 2008-04-25 | 870 | 2024-08-16 | 2027-08-16
OXYGEN ANALYSER | PORTABLE OXYGEN MONITOR | TELEDYNE | MX300-1 | 2008-05-02 | 416.1
SUCTION CONTROLLER | SUCTION CONTROLLER | EAST HEALTH | HIGH-SUCTION | 2008-04-22 | 240
BP MODULE | BP MODULE | PHILIPS LTD | M1006B | 2008-04-21 | 3000
COUCH | COUCH - 2 SECTION ELECTRIC | MEDI-PLINTH | BA02E | 2008-04-21 | 704.4 | 2022-01-18 | 2025-02-15
COUCH | COUCH - 2 SECTION ELECTRIC | MEDI-PLINTH | BA02E | 2008-04-21 | 704.4 | 2024-08-19 | 2027-08-19
COUCH | COUCH - 2 SECTION ELECTRIC | MEDI-PLINTH | BA02E | 2008-04-21 | 704.4 | 2024-08-27 | 2027-08-27
COUCH | COUCH - 2 SECTION ELECTRIC | MEDI-PLINTH | BA02E | 2008-04-21 | 704.4 | 2024-08-20 | 2027-08-20
COUCH | COUCH - 2 SECTION ELECTRIC | MEDI-PLINTH | BA02E | 2008-04-21 | 704.4 | 2024-08-19 | 2027-08-19
ELECTRIC BED | ELECTRIC BED | LINET UK | ELEGANZA SMART | 2008-04-14 | 1080 | 2023-06-21 | 2024-06-21
ELECTRIC BED | ELECTRIC BED | LINET UK | ELEGANZA SMART | 2008-04-14 | 1080 | 2023-06-23 | 2024-06-23
ELECTRIC BED | ELECTRIC BED | LINET UK | ELEGANZA SMART | 2008-04-14 | 1080 | 2023-11-16 | 2024-11-16
ELECTRIC BED | ELECTRIC BED | LINET UK | ELEGANZA SMART | 2008-04-14 | 1080 | 2022-04-22 | 2024-11-01
ELECTRIC BED | ELECTRIC BED | LINET UK | ELEGANZA SMART | 2008-04-14 | 1080 | 2024-02-23 | 2025-02-23
ELECTRIC BED | ELECTRIC BED | LINET UK | ELEGANZA SMART | 2008-04-14 | 1080 | 2023-01-09 11:22 | 2024-11-01
ELECTRIC BED | ELECTRIC BED | LINET UK | ELEGANZA SMART | 2008-04-14 | 1080 | 2023-07-31 | 2024-07-31
ELECTRIC BED | ELECTRIC BED | LINET UK | ELEGANZA SMART | 2008-04-14 | 1080 | 2023-12-22 | 2024-12-22
ELECTRIC BED | ELECTRIC BED | LINET UK | ELEGANZA SMART | 2008-04-14 | 1080 | 2023-11-01 | 2024-11-01
CELLSAVER RECIRCULATOR | CELLSAVER RECIRCULATOR | FRESENIUS KABI | 9005001 / C.A.T.S. | 2008-05-28 | 14100 | 2024-01-15 | 2025-01-15
ELECTRIC BED | ELECTRIC BED | LINET UK | PRAKTIKA PLUS | 2008-05-29 | 1848 |  | 2024-11-01
OXIMETER CHARGER | PULSE OXIMETER CHARGER | DATEX-OHMEDA | 15 | 2008-05-02 | 194.58
BODY CHAMBER | BODY CHAMBER - PLETHYSMOGRAPH | NSPIRE HEALT | ZAN 500 BODY USB | 2008-04-08 | 19200
POWERED TROLLEY | POWERED TROLLEY | NSPIRE HEALT | ZAN Z60 | 2008-04-08 | 3600
FLAT SCREEN DISPLAY | DISPLAY LCD FLAT SCREEN 20 INCH | SAMSUNG | SAMSUNG 204B | 2008-04-08 | 600
BODY CHAMBER | BODY CHAMBER - PLETHYSMOGRAPH | NSPIRE HEALT | ZAN 500 BODY USB | 2008-04-08 | 19200
MODULE | GAS ANALYSER | NSPIRE HEALT | ZAN 300 MGA USB | 2008-04-08 | 4200
AUDIO DOPPLER | AUDIO DOPPLER | HUNTLEIGH | D900 | 2008-04-14 | 336
FLAT SCREEN DISPLAY | DISPLAY LCD FLAT SCREEN 20 INCH | SAMSUNG | SAMSUNG 204B | 2008-04-08 | 600
BODY CHAMBER | BODY CHAMBER - PLETHYSMOGRAPH | NSPIRE HEALT | ZAN 500 BODY USB | 2008-04-08 | 19200
MODULE | GAS ANALYSER | NSPIRE HEALT | ZAN 300 MGA USB | 2008-04-08 | 4200
POWERED TROLLEY | POWERED TROLLEY | NSPIRE HEALT | ZAN Z60 | 2008-04-08 | 3600
FLAT SCREEN DISPLAY | DISPLAY LCD FLAT SCREEN 20 INCH | SAMSUNG | SAMSUNG 204B | 2008-04-08 | 600
MODULE | GAS ANALYSER | NSPIRE HEALT | ZAN 300 MGA USB | 2008-04-08 | 4200
SCALES | SCALES - WHEELCHAIR | MARSDEN | MPWS-300 | 2008-04-17 | 699.996 | 2022-09-07 | 2024-11-15
HANDPIECE | HANDPIECE | W&H UK LTD | S11 | 2008-03-31 | 660
HANDPIECE | HANDPIECE | W&H UK LTD | S11 | 2008-03-31 | 660
HANDPIECE | HANDPIECE | W&H UK LTD | S11 | 2008-03-31 | 660
HANDPIECE | HANDPIECE | W&H UK LTD | S11 | 2008-03-31 | 660
HANDPIECE | HANDPIECE | W&H UK LTD | S11 | 2008-03-31 | 660
HANDPIECE | HANDPIECE | W&H UK LTD | S11 | 2008-03-31 | 660
HANDPIECE | HANDPIECE | W&H UK LTD | S11 | 2008-03-31 | 660
HANDPIECE | HANDPIECE | W&H UK LTD | S11 | 2008-03-31 | 660
HANDPIECE | HANDPIECE | W&H UK LTD | S11 | 2008-03-31 | 660
HANDPIECE | HANDPIECE | W&H UK LTD | S11 | 2008-03-31 | 660
HANDPIECE | HANDPIECE | W&H UK LTD | S11 | 2008-03-31 | 660
HANDPIECE | HANDPIECE | W&H UK LTD | S11 | 2008-03-31 | 660
HANDPIECE | HANDPIECE | W&H UK LTD | S11 | 2008-03-31 | 660
HANDPIECE | HANDPIECE | W&H UK LTD | S11 | 2008-03-31 | 660
HANDPIECE | HANDPIECE | W&H UK LTD | S11 | 2008-03-31 | 660
HANDPIECE | HANDPIECE | W&H UK LTD | S11 | 2008-03-31 | 660
HANDPIECE | HANDPIECE | W&H UK LTD | S11 | 2008-03-31 | 660
HANDPIECE | HANDPIECE | W&H UK LTD | S11 | 2008-03-31 | 660
HANDPIECE | HANDPIECE | W&H UK LTD | S11 | 2008-03-31 | 660
HANDPIECE | HANDPIECE | W&H UK LTD | S11 | 2008-03-31 | 660
HANDPIECE | HANDPIECE | W&H UK LTD | S11 | 2008-03-31 | 660
HANDPIECE | HANDPIECE | W&H UK LTD | S11 | 2008-03-31 | 660
TEMP PROBE - FOOD | TEMP PROBE - FOOD | COMARK | N9007 | 2008-10-28 | 184.8
SYRINGE DRIVER | SYRINGE DRIVER - ANAESTHETIC | CAREFUSION | ALARIS PK | 2008-07-23 | 3600 | 2023-03-24 10:47 | 2026-03-13
SYRINGE DRIVER | SYRINGE DRIVER - ANAESTHETIC | CAREFUSION | ALARIS PK | 2008-07-23 | 3600 | 2023-04-14 16:23 | 2026-03-12
INFUSION PUMP | EPIDURAL PUMP | CME MEDICAL | BODYGUARD 545 | 2008-04-02 | 2160 | 2022-11-25 10:01 | 2022-06-15
CHARGER | EPIDURAL PUMP CHARGER | CME MEDICAL | BODYGUARD 545 CHARGER | 2008-04-02 | 695.4
CHARGER | EPIDURAL PUMP CHARGER | CME MEDICAL | BODYGUARD 545 CHARGER | 2008-04-02 | 695.4
INFUSION PUMP | EPIDURAL PUMP | CME MEDICAL | BODYGUARD 545 | 2008-04-02 | 2160 | 2024-07-17 | 2025-07-17
CHARGER | EPIDURAL PUMP CHARGER | CME MEDICAL | BODYGUARD 545 CHARGER | 2008-04-02 | 695.4
INFUSION PUMP | EPIDURAL PUMP | CME MEDICAL | BODYGUARD 545 | 2008-04-02 | 2160 | 2023-08-18 | 2024-08-18
CHARGER | EPIDURAL PUMP CHARGER | CME MEDICAL | BODYGUARD 545 CHARGER | 2008-04-02 | 695.4
CHARGER | EPIDURAL PUMP CHARGER | CME MEDICAL | BODYGUARD 545 CHARGER | 2008-04-02 | 695.4
CHARGER | EPIDURAL PUMP CHARGER | CME MEDICAL | BODYGUARD 545 CHARGER | 2008-04-02 | 695.4
INFUSION PUMP | EPIDURAL PUMP | CME MEDICAL | BODYGUARD 545 | 2008-04-02 | 2160 | 2024-07-04 | 2025-07-04
CHARGER | EPIDURAL PUMP CHARGER | CME MEDICAL | BODYGUARD 545 CHARGER | 2008-04-02 | 695.4
INFUSION PUMP | EPIDURAL PUMP | CME MEDICAL | BODYGUARD 545 | 2008-04-02 | 2160 | 2024-07-23 | 2025-07-23
INFUSION PUMP | EPIDURAL PUMP | CME MEDICAL | BODYGUARD 545 | 2008-04-02 | 2160 | 2023-11-13 | 2024-08-16
CHARGER | EPIDURAL PUMP CHARGER | CME MEDICAL | BODYGUARD 545 CHARGER | 2008-04-02 | 695.4
INFUSION PUMP | EPIDURAL PUMP | CME MEDICAL | BODYGUARD 545 | 2008-04-02 | 2160 | 2024-04-12 | 2025-04-12
CHARGER | EPIDURAL PUMP CHARGER | CME MEDICAL | BODYGUARD 545 CHARGER | 2008-04-02 | 695.4
INFUSION PUMP | EPIDURAL PUMP | CME MEDICAL | BODYGUARD 545 | 2008-04-02 | 2160 | 2024-06-21 | 2025-06-21
CHARGER | EPIDURAL PUMP CHARGER | CME MEDICAL | BODYGUARD 545 CHARGER | 2008-04-02 | 695.4
INFUSION PUMP | EPIDURAL PUMP | CME MEDICAL | BODYGUARD 545 | 2008-04-02 | 2160 | 2024-09-04 | 2025-09-04
INFUSION PUMP | EPIDURAL PUMP | CME MEDICAL | BODYGUARD 545 | 2008-04-02 | 2160 | 2024-04-12 | 2025-04-12
CHARGER | EPIDURAL PUMP CHARGER | CME MEDICAL | BODYGUARD 545 CHARGER | 2008-04-02 | 695.4
INFUSION PUMP | EPIDURAL PUMP | CME MEDICAL | BODYGUARD 545 | 2008-04-02 | 2160 | 2024-04-12 | 2025-04-12
CHARGER | EPIDURAL PUMP CHARGER | CME MEDICAL | BODYGUARD 545 CHARGER | 2008-04-02 | 695.4
INFUSION PUMP | EPIDURAL PUMP | CME MEDICAL | BODYGUARD 545 | 2008-04-02 | 2160 | 2024-09-18 | 2025-09-18
CHARGER | EPIDURAL PUMP CHARGER | CME MEDICAL | BODYGUARD 545 CHARGER | 2008-04-02 | 695.4
INFUSION PUMP | EPIDURAL PUMP | CME MEDICAL | BODYGUARD 545 | 2008-04-02 | 2160 | 2023-09-29 | 2024-09-29
CHARGER | EPIDURAL PUMP CHARGER | CME MEDICAL | BODYGUARD 545 CHARGER | 2008-04-02 | 695.4
INFUSION PUMP | EPIDURAL PUMP | CME MEDICAL | BODYGUARD 545 | 2008-04-02 | 2160 | 2024-04-09 | 2025-04-09
ANTI-STATIC MAT | BURIED LAYER DISSIPATIVE MAT | RS | 233-468 | 2008-04-03 | 53.928 | 2023-01-26 08:33 | 2025-01-26
CHARGER | EPIDURAL PUMP CHARGER | CME MEDICAL | BODYGUARD 545 CHARGER | 2008-04-02 | 695.4
INFUSION PUMP | EPIDURAL PUMP | CME MEDICAL | BODYGUARD 545 | 2008-04-02 | 2160 | 2020-07-28 | 2022-06-15
PACEMAKER | PACEMAKER | APC CARDIOVASCULAR | EV4543 | 2008-04-01 | 1080
PACEMAKER | PACEMAKER | APC CARDIOVASCULAR | EV4543 | 2008-04-01 | 1080
PACEMAKER | PACEMAKER | APC CARDIOVASCULAR | EV4543 | 2008-04-01 | 1080
ELECTRIC BED | ELECTRIC BED | LINET UK | ELEGANZA SMART | 2008-03-31 | 1080 | 2023-06-29 | 2024-06-29
ELECTRIC BED | ELECTRIC BED | LINET UK | ELEGANZA SMART | 2008-03-31 | 1080 | 2022-08-24 12:06 | 2024-11-01
ELECTRIC BED | ELECTRIC BED | LINET UK | ELEGANZA SMART | 2008-03-31 | 1080 | 2023-12-29 | 2024-12-29
ELECTRIC BED | ELECTRIC BED | LINET UK | ELEGANZA SMART | 2008-03-31 | 1080 | 2023-11-06 | 2024-11-06
ELECTRIC BED | ELECTRIC BED | LINET UK | ELEGANZA SMART | 2008-03-31 | 1080 | 2020-12-21 | 2024-11-01
ELECTRIC BED | ELECTRIC BED | LINET UK | ELEGANZA SMART | 2008-03-31 | 1080 | 2023-12-18 | 2024-12-18
ELECTRIC BED | ELECTRIC BED | LINET UK | ELEGANZA SMART | 2008-03-31 | 1080 | 2023-10-24 | 2024-10-24
ELECTRIC BED | ELECTRIC BED | LINET UK | ELEGANZA SMART | 2008-03-31 | 1080 | 2024-06-04 | 2025-06-04
MULTI-MEASUREMENT SERVER | MULTI-MEASUREMENT SERVER | PHILIPS LTD | M3001A | 2008-04-01 | 3372
HANDPIECE | HANDPIECE | KAVO | 20CN | 2008-04-15 | 600
HANDPIECE | HANDPIECE | KAVO | 20CN | 2008-04-15 | 600
ELECTRIC BED | ELECTRIC BED | LINET UK | ELEGANZA SMART | 2008-04-15 | 1080 | 2020-12-14 | 2024-11-01
ELECTRIC BED | ELECTRIC BED | LINET UK | ELEGANZA SMART | 2008-04-15 | 1080 | 2023-11-03 | 2024-11-03
ELECTRIC BED | ELECTRIC BED | LINET UK | ELEGANZA SMART | 2008-04-15 | 1080 | 2023-06-19 | 2024-06-19
ELECTRIC BED | ELECTRIC BED | LINET UK | ELEGANZA SMART | 2008-04-15 | 1080 | 2022-09-05 11:18 | 2024-11-01
ELECTRIC BED | ELECTRIC BED | LINET UK | ELEGANZA SMART | 2008-04-15 | 1080 | 2024-02-28 | 2025-02-28
ELECTRIC BED | ELECTRIC BED | LINET UK | ELEGANZA SMART | 2008-04-15 | 1080 | 2023-04-03 | 2024-04-03
OPHTHALMIC CHAIR | EXAMINATION CHAIR | RELI | 6200 | 2008-03-31 | 3706.74 | 2022-02-15 | 2024-06-12
AREA ALARM SYSTEM | MEDICAL GAS ALARM | SHIRE | AREA ALARM | 2009-05-01 | 420 | 2024-10-09 | 2025-01-20
AREA ALARM SYSTEM | MEDICAL GAS ALARM | SHIRE | AREA ALARM | 2009-05-01 | 420 | 2024-10-09 | 2025-01-20
AREA ALARM SYSTEM | MEDICAL GAS ALARM | SHIRE | AREA ALARM | 2009-05-01 | 420 | 2024-10-09 | 2025-01-20
AREA ALARM SYSTEM | MEDICAL GAS ALARM | SHIRE | AREA ALARM | 2009-05-01 | 420 | 2024-10-09 | 2025-01-20
AREA ALARM SYSTEM | MEDICAL GAS ALARM | SHIRE | AREA ALARM | 2009-05-01 | 420 | 2024-10-09 | 2025-01-20
AREA ALARM SYSTEM | MEDICAL GAS ALARM | SHIRE | AREA ALARM | 2009-05-01 | 420 | 2024-10-09 | 2025-01-20
AREA ALARM SYSTEM | MEDICAL GAS ALARM | SHIRE | AREA ALARM | 2009-05-01 | 420 | 2024-10-09 | 2025-01-20
AREA ALARM SYSTEM | MEDICAL GAS ALARM | SHIRE | AREA ALARM | 2009-05-01 | 420 | 2024-10-09 | 2025-01-20
AREA ALARM SYSTEM | MEDICAL GAS ALARM | SHIRE | AREA ALARM | 2009-05-01 | 420 | 2024-10-09 | 2025-01-20
AREA ALARM SYSTEM | MEDICAL GAS ALARM | SHIRE | AREA ALARM | 2009-05-01 | 420 | 2024-10-09 | 2025-01-20
AREA ALARM SYSTEM | MEDICAL GAS ALARM | SHIRE | AREA ALARM | 2009-05-01 | 420 | 2024-10-09 | 2025-01-20
AREA ALARM SYSTEM | MEDICAL GAS ALARM | SHIRE | AREA ALARM | 2009-05-01 | 420 | 2024-10-09 | 2025-01-20
AREA ALARM SYSTEM | MEDICAL GAS ALARM | SHIRE | AREA ALARM | 2009-05-01 | 420 | 2024-10-09 | 2025-01-20
MEDICAL AIR PLANT | MEDICAL AIR PLANT | MILLENIUM | MA | 2022-04-26 | 48000
MEDICAL AIR PLANT | MEDICAL AIR PLANT | MILLENIUM | MA | 2009-05-01 | 48000 | 2024-10-10 | 2025-01-15
MEDICAL VACUUM PLANT | MEDICAL VACUUM PLANT | NA | VACUUM PLANT | 2009-05-01 | 1200
MEDICAL VACUUM PLANT | MEDICAL VACUUM PLANT | NA | VACUUM PLANT | 2009-05-01 | 1200 | 2024-10-09 | 2025-01-20
SIMPLEX ACTIVE SCAVENGING SYS | AGSS POWER UNIT | EAST HEALTH | PLEASE ENTER MODEL! (1272) | 1999-01-27 | 1507.2 | 2024-08-14 | 2024-11-15
AREA ALARM SYSTEM | MEDICAL GAS ALARM | SHIRE | AREA ALARM | 2008-03-27 | 420 | 2024-08-14 | 2024-11-20
SIMPLEX ACTIVE SCAVENGING SYS | ANAESTHETIC GAS SCAVENGING UNIT | MILLENIUM | SIMPLEX | 2008-03-26 | 1200 | 2024-09-23 | 2024-11-20
STIRRERS/HOTPLATES | STIRRER/HOTPLATE | JULABO | LBT | 2008-04-17 | 300 | 2023-12-27 | 2024-12-27
NEBULIZER | NEBULIZER | MEDIC AID | PORTANEB | 2008-03-20 | 126
NEBULIZER | NEBULIZER | MEDIC AID | PORTANEB | 2008-03-20 | 126
NEBULIZER | NEBULIZER | MEDIC AID | PORTANEB | 2008-03-20 | 126
NEBULIZER | NEBULIZER | MEDIC AID | PORTANEB | 2008-03-20 | 126 | 2020-01-28 | 2025-03-19
AUDIO DOPPLER | AUDIO DOPPLER | HUNTLEIGH | FD2 | 1994-01-01 | 1200
FLAT SCREEN DISPLAY | DISPLAY FLAT SCREEN | IIYAMA | P1704S | 2008-07-31 | 142.8
FLAT SCREEN DISPLAY | DISPLAY FLAT SCREEN | IIYAMA | P1704S | 2008-07-31 | 142.8
VERNIER CALIPER | VERNIER CALIPER | SYLVAC | S235 | 2008-03-19 | 104.4 | 2024-01-23 | 2025-01-23
DEVICE ANALYSER-SYR | SYRINGE DEVICE ANALYSER | SYLVAC | S225 | 2008-03-19 | 186 | 2024-02-26 | 2025-02-26
DEVICE ANALYSER-SYR | SYRINGE DEVICE ANALYSER | SYLVAC | S225 | 2008-03-19 | 186 | 2024-02-26 | 2025-02-26
EXERCISE BICYCLE | EXERCISE BICYCLE | INSTYLE FITN | V900 AEROBIKE | 2008-03-17 | 780 | 2024-05-16 | 2025-05-16
SCALES | SCALES - HOIST | LIKO | 2835 | 2008-07-15 | 120 | 2021-02-15 | 2024-11-15
ANTI-STATIC MAT | BURIED LAYER DISSIPATIVE MAT | RS | 233-468 | 2008-04-03 | 53.928 | 2023-01-26 08:28 | 2025-01-26
ANTI-STATIC MAT | BURIED LAYER DISSIPATIVE MAT | RS | 233-468 | 2008-04-03 | 53.928 | 2023-01-30 09:23 | 2025-01-30
SCALES | SCALES - COLUMN | SECA | 778 | 2011-11-24 | 506.196 | 2023-11-30 | 2024-11-15
ELECTRIC BED | ELECTRIC BED | LINET UK | ELEGANZA SMART | 2008-03-11 | 1080 | 2020-12-19 | 2024-11-01
ELECTRIC BED | ELECTRIC BED | LINET UK | ELEGANZA SMART | 2008-03-11 | 1080 | 2021-11-06 | 2024-11-01
ELECTRIC BED | ELECTRIC BED | LINET UK | ELEGANZA SMART | 2008-03-11 | 1080 | 2022-08-23 12:09 | 2024-11-01
ELECTRIC BED | ELECTRIC BED | LINET UK | ELEGANZA SMART | 2008-03-11 | 1080 | 2024-05-08 | 2025-05-08
ELECTRIC BED | ELECTRIC BED | LINET UK | ELEGANZA SMART | 2008-03-11 | 1080 | 2023-08-25 | 2024-08-25
ELECTRIC BED | ELECTRIC BED | LINET UK | ELEGANZA SMART | 2008-03-11 | 1080 | 2023-04-20 | 2024-04-20
ELECTRIC BED | ELECTRIC BED | LINET UK | ELEGANZA SMART | 2008-03-11 | 1080 | 2023-04-25 | 2024-04-25
ELECTRIC BED | ELECTRIC BED | LINET UK | ELEGANZA SMART | 2008-03-11 | 1080 | 2024-02-23 | 2025-02-23
ELECTRIC BED | ELECTRIC BED | LINET UK | ELEGANZA SMART | 2008-03-11 | 1080 | 2024-03-25 | 2025-03-25
ELECTRIC BED | ELECTRIC BED | LINET UK | ELEGANZA SMART | 2008-03-11 | 1080 | 2024-01-06 | 2025-01-06
ELECTRIC BED | ELECTRIC BED | LINET UK | ELEGANZA SMART | 2008-03-11 | 1080 | 2024-02-28 | 2025-02-28
ELECTRIC BED | ELECTRIC BED | LINET UK | ELEGANZA SMART | 2008-03-11 | 1080 | 2022-05-25 | 2024-11-01
ELECTRIC BED | ELECTRIC BED | LINET UK | ELEGANZA SMART | 2008-03-13 | 1080 | 2023-10-12 | 2024-10-12
ELECTRIC BED | ELECTRIC BED | LINET UK | ELEGANZA SMART | 2008-03-13 | 1080 |  | 2024-11-01
ELECTRIC BED | ELECTRIC BED | LINET UK | ELEGANZA SMART | 2008-03-13 | 1080 | 2023-10-10 | 2024-10-10
ELECTRIC BED | ELECTRIC BED | LINET UK | ELEGANZA SMART | 2008-03-13 | 1080 | 2024-06-21 | 2025-06-21
ENTONOX DEMAND SYSTEM | ENTONOX DEMAND VALVE | THERAPY EQUIPMENT | ENTONOX | 2008-03-07 | 219 | 2023-09-21 | 2025-08-01
ENTONOX DEMAND SYSTEM | ENTONOX DEMAND VALVE | THERAPY EQUIPMENT | ENTONOX | 2008-03-07 | 219 |  | 2024-10-01
ENTONOX DEMAND SYSTEM | ENTONOX DEMAND VALVE | THERAPY EQUIPMENT | ENTONOX | 2008-03-07 | 219 | 2023-06-28 | 2027-06-28
ENTONOX DEMAND SYSTEM | ENTONOX DEMAND VALVE | THERAPY EQUIPMENT | ENTONOX | 2008-03-07 | 219 | 2019-10-15 | 2025-05-01
ENTONOX DEMAND SYSTEM | ENTONOX DEMAND VALVE | THERAPY EQUIPMENT | ENTONOX | 2008-03-07 | 219 | 2019-10-17 | 2025-05-01
EXTENSION BLOCK | 4 WAY WATER-PROOF EXTENSION BLOCK | MEMO-INTERNAL | EXT BLOCK 4-WAY WP | 2008-03-20 | 180 | 2023-06-09 | 2024-06-09
CHARGER | BODYCOMM MASTER COMMUNICATIONS CHARGER | MCKINLEY MED | 545 | 2008-03-11 | 695.4
CHARGER | BODYCOMM MASTER COMMUNICATIONS CHARGER | MCKINLEY MED | 545 | 2008-03-11 | 695.4
SUCTION CONTROLLER | SUCTION CONTROLLER | EAST HEALTH | HIGH-SUCTION | 2010-11-10 | 240
SUCTION CONTROLLER | SUCTION CONTROLLER | EAST HEALTH | HIGH-SUCTION | 2008-03-07 | 240
SUCTION CONTROLLER | SUCTION CONTROLLER | EAST HEALTH | HIGH-SUCTION | 2008-11-03 | 240
MULTI-MEASUREMENT SERVER | MULTI-MEASUREMENT SERVER | PHILIPS LTD | M3001A | 2008-02-29 | 3372
PATIENT MONITOR | PATIENT MONITOR INTELLIVUE MP5 | PHILIPS LTD | M8105A | 2008-03-05 | 8254.86 | 2022-09-17 | 2025-07-14
VITAL SIGNS MONITOR | VITAL SIGNS MONITOR: NBP. | WELCH ALLYN | SPOT 420(NBP) | 2008-04-10 | 1339.5 | 2022-02-04 | 2025-02-14
AMBULATORY ARRHYTHMIA MONITOR | AMB.ARRHYTH.MON | INSTROMEDIX | KING OF HEARTS | 2008-03-05 | 2400
AMBULATORY ARRHYTHMIA MONITOR | AMB.ARRHYTH.MON | INSTROMEDIX | KING OF HEARTS | 2008-03-05 | 2400
HEART LUNG PUMP | ROLLER PUMP | STOCKERT | 10-60-00 | 2008-02-29 | 4800
HEART LUNG PUMP | ROLLER PUMP | STOCKERT | 10-60-00 | 2008-02-29 | 4800
HEART LUNG PUMP | ROLLER PUMP | STOCKERT | 10-65-00 | 2008-02-29 | 4800
HEART LUNG PUMP | ROLLER PUMP | STOCKERT | 10-60-00 | 2008-02-29 | 4800
HEART LUNG PUMP | HEART LUNG PUMP | STOCKERT | 28-90-07 BASE UNIT | 2008-02-29 | 48000 | 2019-09-06 | 2024-09-15
CARDIOTOCOGRAPH | AVALON FM30 MONITOR | PHILIPS LTD | M2703A | 2006-10-26 | 6600 | 2024-10-18 | 2025-11-01
CARDIOTOCOGRAPH | AVALON FM30 MONITOR | PHILIPS LTD | M2703A | 2006-10-26 | 8399.4 | 2023-11-03 | 2024-11-03
EXAMINATION CHAIR | PHLEBOTOMY EXAMINATION CHAIR | PROMOTAL | BEAUMOND | 2008-03-28 | 2286 | 2024-04-12 | 2025-04-05
HANDPIECE | PIEZO SCALER | MECTRON MEDI | PIEZO HANDPIECE | 2008-03-27 | 342
HANDPIECE | PIEZO SCALER | MECTRON MEDI | PIEZO HANDPIECE | 2008-03-27 | 342
SUCTION CONTROLLER | SUCTION CONTROLLER | EAST HEALTH | HIGH-SUCTION | 2008-03-20 | 240
PIEZOSURGERY DENTAL UNIT | PIEZOSURGERY DENTAL UNIT | MECTRON MEDI | PIEZOSURGERY II | 2008-03-19 | 6000 | 2023-10-23 | 2024-10-23
ENDO UNIT/SCALER | SCALER | MECTRON MEDI | PIEZO SMART | 2008-03-27 | 1062 | 2022-07-18 | 2025-06-18
HANDPIECE MICROMOTOR | HANDPIECE MICROMOTOR | BIEN-AIR UK | BASCH | 2008-03-11 | 1687.2
SURGICAL DRILL | SURGICAL DRILL SYSTEM | BIEN-AIR UK | OSSEODOC | 2008-03-11 | 2734.8 | 2023-07-20 | 2024-11-04
SUCTION CONTROLLER | SUCTION CONTROLLER | EAST HEALTH | HIGH-SUCTION | 2008-03-11 | 240
ELECTRIC BED | ELECTRIC BED | LINET UK | ELEGANZA SMART | 2008-03-10 | 1080 | 2024-02-12 | 2025-01-05
ELECTRIC BED | ELECTRIC BED | LINET UK | ELEGANZA SMART | 2008-03-10 | 1080 | 2023-05-18 | 2024-05-18
ELECTRIC BED | ELECTRIC BED | LINET UK | ELEGANZA SMART | 2008-03-10 | 1080 | 2023-10-12 | 2024-10-12
ELECTRIC BED | ELECTRIC BED | LINET UK | ELEGANZA SMART | 2008-03-10 | 1080 | 2023-12-01 | 2024-12-01
ELECTRIC BED | ELECTRIC BED | LINET UK | ELEGANZA SMART | 2008-03-10 | 1080 | 2023-05-31 | 2024-05-31
ELECTRIC BED | ELECTRIC BED | LINET UK | ELEGANZA SMART | 2008-03-10 | 1080 | 2022-03-01 | 2024-11-01
ELECTRIC BED | ELECTRIC BED | LINET UK | ELEGANZA SMART | 2008-03-10 | 1080 | 2023-02-02 10:22 | 2024-11-01
ELECTRIC BED | ELECTRIC BED | LINET UK | ELEGANZA SMART | 2008-03-10 | 1080 | 2023-06-26 | 2024-11-01
ELECTRIC BED | ELECTRIC BED | LINET UK | ELEGANZA SMART | 2008-03-10 | 1080 | 2023-06-06 | 2024-06-06
ELECTRIC BED | ELECTRIC BED | LINET UK | ELEGANZA SMART | 2008-03-10 | 1080 | 2024-04-29 | 2025-04-29
ELECTRIC BED | ELECTRIC BED | LINET UK | ELEGANZA SMART | 2008-03-10 | 1080 | 2022-05-03 | 2024-11-01
ELECTRIC BED | ELECTRIC BED | LINET UK | ELEGANZA SMART | 2008-03-10 | 1080 | 2023-09-12 | 2024-09-12
ELECTRIC BED | ELECTRIC BED | LINET UK | ELEGANZA SMART | 2008-03-10 | 1080 | 2021-05-24 | 2024-11-01
ELECTRIC BED | ELECTRIC BED | LINET UK | ELEGANZA SMART | 2008-03-10 | 1080 | 2023-12-29 | 2024-12-29
ELECTRIC BED | ELECTRIC BED | LINET UK | ELEGANZA SMART | 2008-03-10 | 1080 | 2024-05-14 | 2025-05-14
ELECTRIC BED | ELECTRIC BED | LINET UK | ELEGANZA SMART | 2008-03-10 | 1080 | 2023-04-18 | 2024-04-18
ELECTRIC BED | ELECTRIC BED | LINET UK | ELEGANZA SMART | 2008-03-10 | 1080 | 2023-08-30 | 2024-08-30
ELECTRIC BED | ELECTRIC BED | LINET UK | ELEGANZA SMART | 2008-03-10 | 1080 | 2023-04-18 | 2024-04-18
ELECTRIC BED | ELECTRIC BED | LINET UK | ELEGANZA SMART | 2008-03-10 | 1080 | 2023-05-16 | 2024-05-16
ELECTRIC BED | ELECTRIC BED | LINET UK | ELEGANZA SMART | 2008-03-10 | 1080 | 2024-07-22 | 2025-07-22
ELECTRIC BED | ELECTRIC BED | LINET UK | ELEGANZA SMART | 2008-03-10 | 1080 | 2023-06-29 | 2024-11-01
ELECTRIC BED | ELECTRIC BED | LINET UK | ELEGANZA SMART | 2008-03-10 | 1080 | 2024-06-04 | 2025-06-04
ELECTRIC BED | ELECTRIC BED | LINET UK | ELEGANZA SMART | 2008-03-10 | 1080 | 2024-07-28 | 2025-07-28
ELECTRIC BED | ELECTRIC BED | LINET UK | ELEGANZA SMART | 2008-03-10 | 1080 | 2024-01-04 | 2025-01-04
ELECTRIC BED | ELECTRIC BED | LINET UK | ELEGANZA SMART | 2008-03-10 | 1080 | 2024-02-07 | 2025-02-07
ELECTRIC BED | ELECTRIC BED | LINET UK | ELEGANZA SMART | 2008-03-10 | 1080 | 2024-03-25 | 2025-03-25
ELECTRIC BED | ELECTRIC BED | LINET UK | ELEGANZA SMART | 2008-03-10 | 1080 | 2024-07-22 | 2025-07-22
FOCIMETER | FOCIMETER | TOKYO OPT. | LMT3 | 2008-03-06 | 648 | 2024-01-16 | 2025-01-16
TISSUE COMP CUTTER | ELECTRIC DERMATOME | ZIMMER | ELECTRIC DERMATOME | 2008-03-06 | 7800 | 2022-11-23 12:07 | 2023-11-23
LAMP/MAGNIFYER | LAMP/MAGNIFYER | LUXORLIGHT | WAVE-2 | 2008-02-28 | 600 | 2024-04-12 | 2025-04-05
PATIENT MONITOR | PATIENT MONITOR INTELLIVUE MP30 | PHILIPS LTD | M8002A | 2008-02-29 | 8076.9 | 2023-03-30 12:53 | 2026-04-15
PATIENT MONITOR | PATIENT MONITOR INTELLIVUE MP30 | PHILIPS LTD | M8002A | 2008-02-29 | 8076.9 | 2023-03-17 07:46 | 2026-03-15
PATIENT MONITOR | PATIENT MONITOR INTELLIVUE MP30 | PHILIPS LTD | M8002A | 2008-02-29 | 8076.9 | 2022-03-24 | 2025-04-15
MULTI-MEASUREMENT SERVER | MULTI-MEASUREMENT SERVER | PHILIPS LTD | M3001A | 2008-02-29 | 3372
MULTI-MEASUREMENT SERVER | MULTI-MEASUREMENT SERVER | PHILIPS LTD | M3001A | 2008-03-10 | 3372
PATIENT MONITOR | PATIENT MONITOR INTELLIVUE MP30 | PHILIPS LTD | M8002A | 2008-02-29 | 8076.9 | 2024-07-18 | 2027-07-18
DIAGNOSTIC SYSTEM | DIAGNOSTIC SYSTEM | WELCH ALLYN | 767 DIAGNOSTIC SYSTEM | 2008-02-28 | 600
SUCTION CONTROLLER | SUCTION CONTROLLER | EAST HEALTH | HIGH-SUCTION | 2008-02-27 | 240
FLAT SCREEN DISPLAY | DISPLAY FLAT SCREEN | IIYAMA | P1704S | 2008-02-20 | 146.4
ULTRASOUND TEST BALANCE | ULTRASOUND WATTMETER | FLUKE | UW5 | 2008-01-01 | 4800 | 2024-04-19 | 2025-04-19
COUCH | COUCH - HIGH/LOW | AKRON | A2255 | 2011-02-07 | 2220 | 2022-04-01 | 2023-07-01
FILE SERVER | IMAGE VAULT SERVER | GE LIMITED | PLEASE ENTER MODEL! (32) | 2009-05-11 | 47230.8
WORKSTATION | WORKSTATION - CA1000 | GE LIMITED | CA1000 | 2009-05-12 | 21750
FILE SERVER | SERVER - ENTERPRISE ARCHIVE | GE LIMITED | ENTERPRISE ARCHIVE | 2009-05-11 | 47076
VARIABLE H/L COUCH | VARIABLE H/L COUCH | HNE | 3222 | 2009-04-27 | 672 | 2022-02-22 | 2024-09-14
SUCTION CONTROLLER | HIGH SUCTION CONTROLLER | THERAPY EQUIPMENT | DIAMOND RANGE HIGH | 2009-04-06 | 166.8
AMBULATORY ARRHYTHMIA MONITOR | AMBULATORY ECG RECORDER | SPACELABS | LIFECARD CF | 2009-03-30 | 2197.2 | 2024-09-04 | 2026-09-04
TEMP PROBE - FOOD | TEMP PROBE - FOOD | KANE MAY | KM250 | 2009-03-25 | 127.2
DIAGNOSTIC SYSTEM | DIAGNOSTIC SYSTEM | WELCH ALLYN | 767 DIAGNOSTIC SYSTEM | 2009-03-24 | 1200
DIAGNOSTIC SYSTEM | DIAGNOSTIC SYSTEM | WELCH ALLYN | 767 DIAGNOSTIC SYSTEM | 2009-03-24 | 1200
AUDIO DOPPLER | FETAL DOPPLER | HUNTLEIGH | SONICAIDONE | 2009-03-19 | 364.8
AUDIO DOPPLER | FETAL DOPPLER | HUNTLEIGH | SONICAIDONE | 2009-03-19 | 364.8
AUDIO DOPPLER | FETAL DOPPLER | HUNTLEIGH | SONICAIDONE | 2009-03-19 | 364.8
PATIENT HOIST | PATIENT HOIST - MOBILE | LIKO | VIKING XL | 2009-04-02 | 14400 | 2024-03-27 | 2024-09-27
PATIENT HOIST | PATIENT HOIST - MOBILE | LIKO | VIKING M | 2009-04-02 | 1987.2 | 2023-11-01 | 2024-09-15
BALANCE | BALANCE | AVERY | HP2200 | 2000-01-01 | 420
SUCTION CONTROLLER | HIGH SUCTION CONTROLLER | THERAPY EQUIPMENT | DIAMOND RANGE HIGH | 2009-01-20 | 166.8
SUCTION CONTROLLER | HIGH SUCTION CONTROLLER | THERAPY EQUIPMENT | DIAMOND RANGE HIGH | 2009-01-22 | 166.8
SUCTION CONTROLLER | HIGH SUCTION CONTROLLER | THERAPY EQUIPMENT | DIAMOND RANGE HIGH | 2009-01-22 | 166.8
LIGHT SOURCE | LIGHT SOURCE | ACEM | STARLED1R | 2009-01-26 | 840 | 2024-08-14 | 2025-08-26
SUCTION CONTROLLER | HIGH SUCTION CONTROLLER | THERAPY EQUIPMENT | DIAMOND RANGE HIGH | 2009-02-16 | 166.8
SUCTION CONTROLLER | HIGH SUCTION CONTROLLER | THERAPY EQUIPMENT | DIAMOND RANGE HIGH | 2009-02-13 | 166.8
NEBULIZER | NEBULIZER | MEDIC AID | PORTANEB | 2009-02-13 | 126
OXIMETER | PULSE OXIMETER WRIST | MINOLTA | PULSOX-300 | 2009-02-10 | 660
OXIMETER | PULSE OXIMETER WRIST | MINOLTA | PULSOX-300 | 2009-02-10 | 660
BLOOD WARMER | BLOOD WARMER | E.BIEGLER | 685L | 2009-02-06 | 2274 | 2024-10-09
BLOOD WARMER | BLOOD WARMER | E.BIEGLER | 685L | 2009-02-06 | 2274 | 2020-08-05
AMBULATORY ARRHYTHMIA MONITOR | AMBULATORY ECG RECORDER | SPACELABS | LIFECARD CF | 2009-01-30 | 2197.2
AMBULATORY ARRHYTHMIA MONITOR | AMBULATORY ECG RECORDER | SPACELABS | LIFECARD CF | 2009-01-30 | 2197.2 | 2022-01-18 | 2025-01-15
SUCTION CONTROLLER | HIGH SUCTION CONTROLLER | THERAPY EQUIPMENT | DIAMOND RANGE HIGH | 2009-01-22 | 166.8
MULTI-MEASUREMENT SERVER | MULTI-MEASUREMENT SERVER | PHILIPS LTD | M3001A | 2008-12-29 | 3372
MODULE HOLDER | MODULE HOLDER | PHILIPS LTD | M8048A | 2008-12-29 | 840
TEMP CALIBRATOR | CALIBRATOR/CHECKER | COVIDIEN UK | GENIUS 2 CALIBRATOR | 2009-04-28 | 1800 | 2024-05-13 | 2025-05-13
NEBULIZER | NEBULIZER | MEDIC AID | PORTANEB | 2008-12-08 | 126
NEBULIZER | NEBULIZER | MEDIC AID | PORTANEB- INTER-ASF | 2008-12-01 | 130.8
OXIMETER | PULSE OXIMETER WRIST | MINOLTA | PULSOX-3I | 2008-10-23 | 240
OXIMETER | PULSE OXIMETER WRIST | MINOLTA | PULSOX-300I | 2008-10-23 | 660
MONITOR BATT.CHARGER | MONITOR BATT.CHARGER | PHILIPS LTD | M3921-61010 | 2008-10-29 | 108
MONITOR BATT.CHARGER | MONITOR BATT.CHARGER | PHILIPS LTD | M3921-61010 | 2008-10-29 | 108
OVERHEAD RAD. HEATER | RADIANT WARMER | VIAMED | CERATHERM 600-2 | 2008-11-10 | 1384.8
OVERHEAD RAD. HEATER | RADIANT WARMER | VIAMED | CERATHERM 600-2 | 2008-11-10 | 1384.8 | 2024-06-19 | 2025-07-15
OVERHEAD RAD. HEATER | RADIANT WARMER | VIAMED | CERATHERM 600-2 | 2008-11-10 | 1384.8 | 2024-06-19 | 2025-07-15
RESUSCITATION-INFANT | TOM THUMB RESUSCITATION UNIT | VIAMED | TT480 | 2008-11-10 | 666 | 2023-09-29 | 2027-09-11
RESUSCITATION-INFANT | TOM THUMB RESUSCITATION UNIT | VIAMED | TT490-15 | 2008-11-10 | 666 | 2024-09-11 | 2025-10-15
AMBULATORY ARRHYTHMIA MONITOR | AMBULATORY ECG RECORDER | SPACELABS | LIFECARD CF | 2008-10-13 | 2197.2
MULTI-MEASUREMENT SERVER | MULTI-MEASUREMENT SERVER | PHILIPS LTD | M3000A | 2008-10-08 | 3372
DYNAMIC PRESSURE MATTRESS | DYNAMIC PRESSURE MATTRESS | SIDHIL LTD | PLUS | 2008-09-24 | 838.8 | 2021-11-15 | 2025-12-15
DYNAMIC PRESSURE MATTRESS | DYNAMIC PRESSURE MATTRESS | SIDHIL LTD | PLUS | 2008-09-24 | 838.8 | 2019-11-22
NERVE STIMULATOR | NERVE STIMULATOR | TENSCARE | XL-Y1 | 2008-07-01 | 180
NEBULIZER | NEBULIZER | MEDIC AID | PORTANEB | 2008-06-05 | 126
NERVE STIMULATOR | NERVE STIMULATOR | TENSCARE | XL-Y1 | 2008-07-01 | 180
NERVE STIMULATOR | NERVE STIMULATOR | TENSCARE | XL-Y1 | 2008-07-01 | 180
NEBULIZER | NEBULIZER | MEDIC AID | PORTANEB | 2008-06-05 | 126
OXIMETER | PULSE OXIMETER WRIST | MINOLTA | PULSOX-3I | 2008-10-13 | 294
FLAT SCREEN DISPLAY | DISPLAY LCD WIDESCREEN HD 23 INCH | KARL STORZ | SC-WU23-A1511 | 2008-04-03 | 4800 | 2022-02-10 | 2025-02-15
LIGHT SOURCE | LIGHT SOURCE | ACEM | STARLED1R | 2008-04-10 | 840 | 2023-09-12 | 2025-09-12
BP MODULE | BP MODULE | PHILIPS LTD | M1006B | 2008-04-16 | 606
COLONOSCOPE | VARIABLE COLONOSCOPE | OLYMPUS | PCF-Q260AL | 2008-04-09 | 34776
DIAGNOSTIC SYSTEM | DIAGNOSTIC SYSTEM | WELCH ALLYN | 767 DIAGNOSTIC SYSTEM | 2008-04-09 | 954
MULTI-MEASUREMENT SERVER | MULTI-MEASUREMENT SERVER | PHILIPS LTD | M3000A | 2008-05-13 | 3372
AMBULATORY ARRHYTHMIA MONITOR | AMBULATORY ECG RECORDER | NOVACOR UK | R.TEST 3 EVOLUTION | 2005-01-01 | 1200
AMBULATORY ARRHYTHMIA MONITOR | AMBULATORY ECG RECORDER | NOVACOR UK | R.TEST 3 EVOLUTION | 2005-01-01 | 1200
COUCH | COUCH - PLINTH | AKRON | 2221A | 2008-05-20 | 540 | 2022-02-22 | 2025-03-14
COUCH | COUCH - PLINTH | AKRON | 2221A | 2008-05-20 | 540 | 2020-12-16 | 2025-03-15
COUCH | COUCH - PLINTH | AKRON | 2221A | 2008-05-20 | 540 | 2022-02-22 | 2025-03-14
DYNAMIC PRESSURE MATTRESS | DYNAMIC PRESSURE MATTRESS | SIDHIL LTD | PLUS | 2008-03-20 | 1620 | 2021-11-15 | 2025-04-15
DYNAMIC PRESSURE MATTRESS | DYNAMIC PRESSURE MATTRESS | SIDHIL LTD | PLUS | 2008-03-20 | 838.8 | 2019-11-22
COUCH | COUCH - PLINTH | AKRON | 2221A | 2008-05-20 | 540 | 2022-02-22 | 2025-03-14
DYNAMIC PRESSURE MATTRESS | DYNAMIC PRESSURE MATTRESS | SIDHIL LTD | PLUS | 2008-03-28 | 838.8 | 2019-11-22
DYNAMIC PRESSURE MATTRESS | DYNAMIC PRESSURE MATTRESS | SIDHIL LTD | PLUS | 2008-03-28 | 838.8 | 2021-09-15 | 2025-08-15
DYNAMIC PRESSURE MATTRESS | DYNAMIC PRESSURE MATTRESS | SIDHIL LTD | PLUS | 2008-03-25 | 838.8 | 2021-09-15 | 2025-08-15
DYNAMIC PRESSURE MATTRESS | DYNAMIC PRESSURE MATTRESS | SIDHIL LTD | PLUS | 2008-03-25 | 838.8 | 2021-11-15 | 2025-05-15
DYNAMIC PRESSURE MATTRESS | DYNAMIC PRESSURE MATTRESS | SIDHIL LTD | TRIO | 2009-06-30 | 838.8 | 2021-09-15 | 2025-08-15
DYNAMIC PRESSURE MATTRESS | DYNAMIC PRESSURE MATTRESS | SIDHIL LTD | PLUS | 2008-03-28 | 420 | 2021-09-15 | 2025-09-12
DYNAMIC PRESSURE MATTRESS | DYNAMIC PRESSURE MATTRESS | SIDHIL LTD | PLUS | 2008-03-25 | 838.8 | 2021-11-15 | 2025-05-15
DYNAMIC PRESSURE MATTRESS | DYNAMIC PRESSURE MATTRESS | SIDHIL LTD | PLUS | 2008-03-28 | 838.8 | 2019-11-22
DIAGNOSTIC SYSTEM | DIAGNOSTIC SYSTEM | WELCH ALLYN | 767 DIAGNOSTIC SYSTEM | 2008-03-19 | 600
BAG SEALER | BAG SEALER | MERCER | ME-400HC | 1998-01-01 | 300 | 2024-10-22 | 2025-10-15
REPEATER PUMP | REPEATER PUMP | BAXALL | REPEATER | 2008-01-12 | 2400 | 2023-04-26 | 2024-04-26
FLAT SCREEN DISPLAY | LCD SCREEN | NIPPON ELECT | LCD2070NX | 2008-04-22 | 552
FLAT SCREEN DISPLAY | LCD SCREEN | NIPPON ELECT | LCD2070NX | 2008-04-22 | 552
DIGITAL CAMERA | EASY SHARE C613 DIGITAL CAMERA | KODAK | C613 | 2008-10-14 | 56.16
NIBP ANALYSER | NIBP ANALYSER | FLUKE | BP PUMP 2L | 2008-01-31 | 4320 | 2023-10-20 | 2024-10-20
ENTONOX DEMAND SYSTEM | ENTONOX DEMAND VALVE | THERAPY EQUIPMENT | ENTONOX | 2008-02-14 | 219 | 2023-09-21 | 2027-09-21
VITALITY SCANNER | PULP VITALITY TESTER | PARKELL | D624 | 2007-12-18 | 154.8
VITALITY SCANNER | PULP VITALITY TESTER | PARKELL | D624 | 2007-12-18 | 154.8
VITALITY SCANNER | PULP VITALITY TESTER | PARKELL | D624 | 2007-12-18 | 154.8
LIGHT CURE UNIT | PEN STYLE CURING LIGHT | DENTSPLY LTD | SMARTLITE PS | 2007-12-14 | 240
LIGHT CURE UNIT | PEN STYLE CURING LIGHT | DENTSPLY LTD | SMARTLITE PS | 2007-12-14 | 240
SUCTION CONTROLLER | SUCTION CONTROLLER | EAST HEALTH | HIGH-SUCTION | 2007-12-14 | 240
SUCTION CONTROLLER | SUCTION CONTROLLER | EAST HEALTH | HIGH-SUCTION | 2007-12-14 | 240
ELECTRIC BED | ELECTRIC BED | LINET UK | ELEGANZA SMART | 2008-03-11 | 1080 | 2023-06-27 | 2025-05-10
ELECTRIC BED | ELECTRIC BED | LINET UK | ELEGANZA SMART | 2008-03-11 | 1080 | 2023-03-14 | 2024-11-01
ELECTRIC BED | ELECTRIC BED | LINET UK | ELEGANZA SMART | 2008-03-11 | 1080 | 2024-05-08 | 2025-05-08
ELECTRIC BED | ELECTRIC BED | LINET UK | ELEGANZA SMART | 2008-03-11 | 1080 | 2024-02-07 | 2025-02-07
ELECTRIC BED | ELECTRIC BED | LINET UK | ELEGANZA SMART | 2008-03-11 | 1080 | 2023-09-21 | 2024-09-21
ELECTRIC BED | ELECTRIC BED | LINET UK | ELEGANZA SMART | 2008-03-11 | 1080 | 2023-03-29 11:22 | 2024-11-01
ELECTRIC BED | ELECTRIC BED | LINET UK | ELEGANZA SMART | 2008-03-11 | 1080 | 2022-04-25 | 2024-11-01
ELECTRIC BED | ELECTRIC BED | LINET UK | ELEGANZA SMART | 2008-03-11 | 1080 | 2021-07-22 | 2024-11-01
ELECTRIC BED | ELECTRIC BED | LINET UK | ELEGANZA SMART | 2008-03-11 | 1080 | 2023-11-09 | 2024-11-09
ELECTRIC BED | ELECTRIC BED | LINET UK | ELEGANZA SMART | 2008-03-11 | 1080 | 2023-08-16 | 2024-08-16
ELECTRIC BED | ELECTRIC BED | LINET UK | ELEGANZA SMART | 2008-03-11 | 1080 | 2023-12-12 | 2024-12-12
ELECTRIC BED | ELECTRIC BED | LINET UK | ELEGANZA SMART | 2008-03-11 | 1080 | 2023-10-11 | 2024-10-11
ELECTRIC BED | ELECTRIC BED | LINET UK | ELEGANZA SMART | 2008-03-11 | 1080 | 2023-12-15 | 2024-12-15
ELECTRIC BED | ELECTRIC BED | LINET UK | ELEGANZA SMART | 2008-03-11 | 1080 | 2023-11-20 | 2024-11-20
ELECTRIC BED | ELECTRIC BED | LINET UK | ELEGANZA SMART | 2008-02-12 | 1080 | 2023-08-25 | 2024-08-25
ELECTRIC BED | ELECTRIC BED | LINET UK | ELEGANZA SMART | 2008-02-12 | 1080 | 2021-12-17 | 2024-11-01
ELECTRIC BED | ELECTRIC BED | LINET UK | ELEGANZA SMART | 2008-02-12 | 1080 | 2023-11-06 | 2024-11-06
ELECTRIC BED | ELECTRIC BED | LINET UK | ELEGANZA SMART | 2008-02-12 | 1080 | 2023-04-17 | 2024-11-01
ELECTRIC BED | ELECTRIC BED | LINET UK | ELEGANZA SMART | 2008-02-12 | 1080 | 2023-11-07 | 2024-11-07
ELECTRIC BED | ELECTRIC BED | LINET UK | ELEGANZA SMART | 2008-02-12 | 1080 | 2022-11-29 20:09 | 2024-11-01
ELECTRIC BED | ELECTRIC BED | LINET UK | ELEGANZA SMART | 2008-02-12 | 1080 | 2024-01-06 | 2025-01-06
ELECTRIC BED | ELECTRIC BED | LINET UK | ELEGANZA SMART | 2008-02-12 | 1080 | 2021-07-02 | 2024-11-01
ELECTRIC BED | ELECTRIC BED | LINET UK | ELEGANZA SMART | 2008-02-12 | 1080 | 2022-11-28 10:21 | 2024-11-01
ELECTRIC BED | ELECTRIC BED | LINET UK | ELEGANZA SMART | 2008-02-12 | 1080 | 2024-01-10 | 2025-01-10
ELECTRIC BED | ELECTRIC BED | LINET UK | ELEGANZA SMART | 2008-02-12 | 1080 | 2022-05-18 | 2024-11-01
ELECTRIC BED | ELECTRIC BED | LINET UK | ELEGANZA SMART | 2008-02-12 | 1080 | 2023-04-20 | 2024-11-01
ELECTRIC BED | ELECTRIC BED | LINET UK | ELEGANZA SMART | 2008-02-12 | 1080 | 2020-12-20 | 2024-11-01
ELECTRIC BED | ELECTRIC BED | LINET UK | ELEGANZA SMART | 2008-02-12 | 1080 | 2023-04-25 | 2024-11-01
OXIMETER CHARGER | PULSE OXIMETER CHARGER | DATEX-OHMEDA | 15 | 2008-01-21 | 194.58
NERVE STIMULATOR | NERVE STIMULATOR | TENSCARE | XL-Y1 | 2008-01-16 | 180
LASERVAC | LASERVAC | WALKER FILT. | LV 850 | 2008-01-25 | 3339.6 | 2023-09-20 | 2024-09-20
VITAL SIGNS MONITOR | VITAL SIGNS MONITOR: NBP/SPO2. | CRITIKON | PROCARE 300 | 2008-01-25 | 2880 | 2021-10-07 | 2024-10-02
VITAL SIGNS MONITOR | VITAL SIGNS MONITOR: NBP/SPO2. | CRITIKON | PROCARE 300 | 2008-01-25 | 1500 | 2022-04-12 | 2024-08-31
VITAL SIGNS MONITOR | VITAL SIGNS MONITOR: NBP/SPO2. | CRITIKON | PROCARE 300 | 2008-01-25 | 2880 | 2021-04-13 | 2025-08-01
WORKSTATION | ESOFTP WORKSTATION | SIEMENS LTD | ESOFTP | 2008-07-02 | 60000 | 2024-07-25 | 2025-07-25
SCANNER-S-DETECTOR | SYMBIA TRUPOINT SPECTCT | SIEMENS LTD | SYMBIA T16 | 2008-07-02 | 1015082.748 | 2024-07-25 | 2025-01-25
WORKSTATION | BARTEC WORKSTATION | BARTEC LTD | BARTEC WORKSTATION | 2008-07-02 | 6000
ULTRASOUND SCANNER | ULTRASOUND SCANNER | GE LIMITED | LOGIQ BOOK XP | 2008-07-24 | 14625.996
PRINTER | PRINTER - LASER MONO | BROTHER | HL-5270DN | 2008-01-07 | 240
BP MODULE | BP MODULE | PHILIPS LTD | M1006B | 2008-01-28 | 1800
PATIENT MONITOR | PATIENT MONITOR INTELLIVUE MP50 | PHILIPS LTD | M8004A | 2008-01-28 | 10313.256 | 2024-05-01 | 2027-05-01
MULTI-MEASUREMENT SERVER | MULTI-MEASUREMENT SERVER | PHILIPS LTD | M3001A | 2008-01-28 | 3372
MULTI-MEASUREMENT SERVER | MULTI-MEASUREMENT SERVER | PHILIPS LTD | M3001A | 2008-01-28 | 3372
CARDIOGRAPH | CARDIOGRAPH | GE LIMITED | MAC3500 | 2008-01-11 | 7050.156 | 2024-09-25 | 2025-09-25
ABLATION MACHINE | ABLATION GENERATOR | CARDIOLOGIC | ASB3 | 2008-01-07 | 3600 |  | 2024-10-15
VITAL SIGNS MONITOR | VITAL SIGNS MONITOR : NIBP, SPO2 | WELCH ALLYN | 53N00 (VSM 300) | 2007-12-31 | 2700 | 2023-06-28 | 2026-06-28
VITAL SIGNS MONITOR | VITAL SIGNS MONITOR: NBP/SPO2/TEMP. | WELCH ALLYN | SPOT 420(NBP/SPO2) | 2008-01-03 | 2400 | 2021-10-04 | 2024-10-14
VITAL SIGNS MONITOR | VITAL SIGNS MONITOR: NBP/SPO2/TEMP. | WELCH ALLYN | SPOT 420(NBP/SPO2) | 2008-01-03 | 2400 | 2023-06-08 | 2026-06-08
VITAL SIGNS MONITOR | VITAL SIGNS MONITOR: NBP/SPO2/TEMP. | WELCH ALLYN | SPOT 420(NBP/SPO2) | 2008-01-03 | 2400 | 2021-12-23 | 2024-12-22
VITAL SIGNS MONITOR | VITAL SIGNS MONITOR: NBP/SPO2/TEMP. | WELCH ALLYN | SPOT 420(NBP/SPO2) | 2008-01-03 | 2400 |  | 2024-09-15
VITAL SIGNS MONITOR | VITAL SIGNS MONITOR: NBP/SPO2/TEMP. | WELCH ALLYN | SPOT 420(NBP/SPO2) | 2008-01-03 | 2400 | 2021-10-05 | 2024-10-14
VITAL SIGNS MONITOR | VITAL SIGNS MONITOR: NBP/SPO2/TEMP. | WELCH ALLYN | SPOT 420(NBP/SPO2) | 2008-01-03 | 2400 | 2023-08-30 | 2026-08-30
SUCTION - DENTAL | SUCTION UNIT - DENTA | DURR DENTAL | VS300 TYPE 7125-01 | 2008-02-26 | 1200 | 2024-04-24 | 2025-04-12
POLISHING UNIT | ELECTRO POLISHER | OBODENT GMBH | DENTALUX2 | 2008-01-25 | 960 | 2021-12-20 | 2025-06-18
OPHTHALMOSCOPE-INDIRECT | INDIRECT OPHTHALMOSCOPE | KEELER | VANTAGE + WIRELESS | 2008-01-18 | 1819.2 | 2022-05-05 | 2024-05-05
OPHTHALMOSCOPE-INDIRECT | INDIRECT OPHTHALMOSCOPE | KEELER | VANTAGE + WIRELESS | 2008-01-18 | 1819.2 | 2024-04-15 | 2026-04-26
LIGHT CURE UNIT | PEN STYLE CURING LIGHT | DENTSPLY LTD | SMARTLITE PS | 2008-01-15 | 240 | 2019-11-11 | 2024-07-15
CHARGER | BATTERY CHARGER | DRAEGER | DR36 | 2008-01-02 | 240
ELECTRIC BED | ELECTRIC BED | LINET UK | ELEGANZA SMART | 2008-02-22 | 1080 | 2023-04-18 | 2024-11-01
ELECTRIC BED | ELECTRIC BED | LINET UK | ELEGANZA SMART | 2008-02-22 | 1080 | 2023-11-17 | 2024-11-17
ELECTRIC BED | ELECTRIC BED | LINET UK | ELEGANZA SMART | 2008-02-22 | 1080 | 2023-11-23 | 2024-11-23
ELECTRIC BED | ELECTRIC BED | LINET UK | ELEGANZA SMART | 2008-02-22 | 1080 | 2024-05-31 | 2025-05-31
ELECTRIC BED | ELECTRIC BED | LINET UK | ELEGANZA SMART | 2008-02-22 | 1080 | 2023-12-07 | 2024-12-07
ELECTRIC BED | ELECTRIC BED | LINET UK | ELEGANZA SMART | 2008-02-22 | 1080 | 2023-06-27 | 2024-11-01
ELECTRIC BED | ELECTRIC BED | LINET UK | ELEGANZA SMART | 2008-02-22 | 1080 | 2023-01-11 19:24 | 2024-11-01
ELECTRIC BED | ELECTRIC BED | LINET UK | ELEGANZA SMART | 2008-02-22 | 1080 | 2024-02-07 | 2025-02-07
ELECTRIC BED | ELECTRIC BED | LINET UK | ELEGANZA SMART | 2008-02-22 | 1080 | 2023-11-29 | 2024-11-29
ELECTRIC BED | ELECTRIC BED | LINET UK | ELEGANZA SMART | 2008-02-22 | 1080 | 2022-10-03 11:40 | 2024-11-01
ELECTRIC BED | ELECTRIC BED | LINET UK | ELEGANZA SMART | 2008-02-22 | 1080 | 2024-06-05 | 2025-06-05
VITAL SIGNS MONITOR | VITAL SIGNS MONITOR: NBP/SPO2/TEMP. | WELCH ALLYN | SPOT 420(NBP/SPO2) | 2007-12-21 | 2400 | 2019-07-08 | 2024-06-15
AMBULATORY ARRHYTHMIA MONITOR | AMBULATORY ECG RECORDER | NOVACOR UK | R.TEST 3 EVOLUTION | 2007-12-21 | 1200
AMBULATORY ARRHYTHMIA MONITOR | AMBULATORY ECG RECORDER | NOVACOR UK | R.TEST 3 EVOLUTION | 2007-12-21 | 1200
AMBULATORY ARRHYTHMIA MONITOR | AMBULATORY ECG RECORDER | NOVACOR UK | R.TEST 3 EVOLUTION | 2007-12-21 | 1200
AMBULATORY ARRHYTHMIA MONITOR | AMBULATORY ECG RECORDER | NOVACOR UK | R.TEST 3 EVOLUTION | 2007-12-21 | 1200
AMBULATORY ARRHYTHMIA MONITOR | AMBULATORY ECG RECORDER | NOVACOR UK | R.TEST 3 EVOLUTION | 2007-12-21 | 1200
AMBULATORY ARRHYTHMIA MONITOR | AMBULATORY ECG RECORDER | SPACELABS | LIFECARD CF | 2007-12-20 | 2197.2
AMBULATORY ARRHYTHMIA MONITOR | AMBULATORY ECG RECORDER | SPACELABS | LIFECARD CF | 2007-12-20 | 2197.2
AMBULATORY ARRHYTHMIA MONITOR | AMBULATORY ECG RECORDER | SPACELABS | LIFECARD CF | 2007-12-20 | 2197.2
AMBULATORY ARRHYTHMIA MONITOR | AMBULATORY ECG RECORDER | SPACELABS | LIFECARD CF | 2007-12-20 | 2197.2
AMBULATORY ARRHYTHMIA MONITOR | AMBULATORY ECG RECORDER | SPACELABS | LIFECARD CF | 2007-12-20 | 2197.2
VITAL SIGNS MONITOR | VITAL SIGNS MONITOR: NBP. | MINDRAY | VS800 | 2007-12-12 | 1440 |  | 2024-12-15
VITAL SIGNS MONITOR | VITAL SIGNS MONITOR: NBP. | MINDRAY | VS800 | 2007-12-12 | 1440 | 2022-06-01 | 2025-06-01
VITAL SIGNS MONITOR | VITAL SIGNS MONITOR: NBP/SPO2/TEMP. | WELCH ALLYN | SPOT 420(NBP/SPO2) | 2007-12-14 | 2400 | 2024-09-17 | 2027-09-17
VITAL SIGNS MONITOR | VITAL SIGNS MONITOR: NBP/SPO2/TEMP. | WELCH ALLYN | SPOT 420(NBP/SPO2) | 2008-12-14 | 2400 | 2024-04-09 | 2027-04-09
VITAL SIGNS MONITOR | VITAL SIGNS MONITOR: NBP/SPO2/TEMP. | WELCH ALLYN | SPOT 420(NBP/SPO2) | 2007-12-14 | 2400 | 2023-08-29 | 2026-08-29
VITAL SIGNS MONITOR | VITAL SIGNS MONITOR: NBP/SPO2/TEMP. | WELCH ALLYN | SPOT 420(NBP/SPO2) | 2007-12-20 | 2400 | 2022-05-16 | 2025-05-16
APEX LOCATOR | APEX LOCATOR | DENTSPLY LTD | RAY-PEX 5 | 2007-12-18 | 600 | 2022-10-12 | 2024-08-15
DIATHERMY MACHINE | DIATHERMY MACHINE | ESCHMANN | TDB60 | 2007-12-21 | 1920 | 2024-05-15 | 2024-12-06
DIATHERMY MACHINE | DIATHERMY MACHINE | ESCHMANN | TDB60 | 2007-12-21 | 1920 | 2024-05-15 | 2024-12-06
DIATHERMY MACHINE | DIATHERMY MACHINE | ESCHMANN | TDB60 | 2007-12-21 | 1920 | 2024-05-15 | 2024-12-06
X-RAY VIEWER | X-RAY VIEWER | VELOPEX | HI LITE | 2007-12-17 | 99.6 | 2022-09-22 | 2024-09-22
X-RAY VIEWER | X-RAY VIEWER | VELOPEX | HI LITE | 2007-12-17 | 99.6 | 2022-09-22 | 2024-09-22
X-RAY VIEWER | X-RAY VIEWER | VELOPEX | HI LITE | 2007-12-17 | 99.6 | 2022-02-21 | 2024-08-15
X-RAY VIEWER | X-RAY VIEWER | VELOPEX | HI LITE | 2007-12-17 | 99.6 | 2024-05-01 | 2026-05-01
X-RAY VIEWER | X-RAY VIEWER | VELOPEX | HI LITE | 2007-12-17 | 99.6 | 2022-09-29 | 2024-09-29
X-RAY VIEWER | X-RAY VIEWER | VELOPEX | HI LITE | 2007-12-17 | 99.6 | 2023-09-06 | 2025-08-15
X-RAY VIEWER | X-RAY VIEWER | VELOPEX | HI LITE | 2007-12-17 | 99.6 | 2022-09-22 | 2024-09-22
VITAL SIGNS MONITOR | VITAL SIGNS MONITOR: NBP/SPO2/TEMP. | WELCH ALLYN | SPOT 420(NBP/SPO2) | 2007-12-17 | 2400 | 2022-06-01 | 2025-06-01
VITAL SIGNS MONITOR | VITAL SIGNS MONITOR: NBP/SPO2/TEMP. | WELCH ALLYN | SPOT 420(NBP/SPO2) | 2007-12-17 | 2400 | 2021-12-13 | 2024-12-13
VITAL SIGNS MONITOR | VITAL SIGNS MONITOR: NBP/SPO2/TEMP. | WELCH ALLYN | SPOT 420(NBP/SPO2) | 2007-12-17 | 2400 | 2023-11-08 | 2026-11-08
VITAL SIGNS MONITOR | VITAL SIGNS MONITOR: NBP/SPO2/TEMP. | WELCH ALLYN | SPOT 420(NBP/SPO2) | 2008-12-14 | 2400 | 2023-03-23 12:43 | 2026-07-15
VITAL SIGNS MONITOR | VITAL SIGNS MONITOR: NBP/SPO2/TEMP. | WELCH ALLYN | SPOT 420(NBP/SPO2) | 2007-12-20 | 2400 | 2024-07-12 | 2027-07-12
ELECTRIC BED | ELECTRIC BED | LINET UK | ELEGANZA SMART | 2008-02-22 | 1080 | 2021-08-24 | 2024-11-01
PMG TERMINALS | MA7 HALL DRILL HOSE | CONMED | BS-PROBE-HOSER | 2007-12-12 | 211.5
AMBULATORY ARRHYTHMIA MONITOR | AMB.ARRHYTH.MON | INSTROMEDIX | KING OF HEARTS | 2007-12-03 | 2400
HANDPIECE MICROMOTOR | HANDPIECE MICROMOTOR | W&H UK LTD | EA-51LT | 2007-08-16 | 660
HANDPIECE MICROMOTOR | HANDPIECE MICROMOTOR | W&H UK LTD | EA-51LT | 2007-08-16 | 660
HANDPIECE MICROMOTOR | HANDPIECE MICROMOTOR | W&H UK LTD | EA-51LT | 2007-08-16 | 660
HANDPIECE MICROMOTOR | HANDPIECE MICROMOTOR | W&H UK LTD | EA-51LT | 2007-08-16 | 660
HANDPIECE MICROMOTOR | HANDPIECE MICROMOTOR | W&H UK LTD | EA-51LT | 2007-08-16 | 660
HANDPIECE MICROMOTOR | HANDPIECE MICROMOTOR | W&H UK LTD | EA-51LT | 2007-08-16 | 660
HANDPIECE MICROMOTOR | HANDPIECE MICROMOTOR | W&H UK LTD | EA-51LT | 2007-08-16 | 660
HANDPIECE MICROMOTOR | HANDPIECE MICROMOTOR | W&H UK LTD | EA-51LT | 2007-08-16 | 660
HANDPIECE MICROMOTOR | HANDPIECE MICROMOTOR | W&H UK LTD | EA-51LT | 2007-08-16 | 660
HANDPIECE MICROMOTOR | HANDPIECE MICROMOTOR | W&H UK LTD | EA-51LT | 2007-08-16 | 660
HANDPIECE MICROMOTOR | HANDPIECE MICROMOTOR | W&H UK LTD | EA-51LT | 2007-08-16 | 660
HANDPIECE MICROMOTOR | HANDPIECE MICROMOTOR | W&H UK LTD | EA-51LT | 2007-08-16 | 660
HANDPIECE MICROMOTOR | HANDPIECE MICROMOTOR | W&H UK LTD | EA-51LT | 2007-08-16 | 660
HANDPIECE MICROMOTOR | HANDPIECE MICROMOTOR | W&H UK LTD | EA-51LT | 2007-08-16 | 660
HANDPIECE MICROMOTOR | HANDPIECE MICROMOTOR | W&H UK LTD | EA-51LT | 2007-08-16 | 660
HANDPIECE MICROMOTOR | HANDPIECE MICROMOTOR | W&H UK LTD | EA-51LT | 2007-08-16 | 660
HANDPIECE MICROMOTOR | HANDPIECE MICROMOTOR | W&H UK LTD | EA-51LT | 2007-08-16 | 660
HANDPIECE MICROMOTOR | HANDPIECE MICROMOTOR | W&H UK LTD | EA-51LT | 2007-08-16 | 660
HANDPIECE MICROMOTOR | HANDPIECE MICROMOTOR | W&H UK LTD | EA-51LT | 2007-08-16 | 660
HANDPIECE MICROMOTOR | HANDPIECE MICROMOTOR | W&H UK LTD | EA-51LT | 2007-08-16 | 660
HANDPIECE MICROMOTOR | HANDPIECE MICROMOTOR | W&H UK LTD | EA-51LT | 2007-08-16 | 660
HANDPIECE MICROMOTOR | HANDPIECE MICROMOTOR | W&H UK LTD | EA-51LT | 2007-08-16 | 660
HANDPIECE MICROMOTOR | HANDPIECE MICROMOTOR | W&H UK LTD | EA-51LT | 2007-08-16 | 660
HANDPIECE MICROMOTOR | HANDPIECE MICROMOTOR | W&H UK LTD | EA-51LT | 2007-08-16 | 660
HANDPIECE MICROMOTOR | HANDPIECE MICROMOTOR | W&H UK LTD | EA-51LT | 2007-08-16 | 660
HANDPIECE MICROMOTOR | HANDPIECE MICROMOTOR | W&H UK LTD | EA-51LT | 2007-08-16 | 660
HANDPIECE MICROMOTOR | HANDPIECE MICROMOTOR | W&H UK LTD | EA-51LT | 2007-08-16 | 660
VITAL SIGNS MONITOR | VITAL SIGNS MONITOR: NBP/SPO2/TEMP. | WELCH ALLYN | SPOT 420(NBP/SPO2) | 2007-11-28 | 2400 | 2024-04-11 | 2027-04-11
VITAL SIGNS MONITOR | VITAL SIGNS MONITOR: NBP/SPO2/TEMP. | WELCH ALLYN | SPOT 420(NBP/SPO2) | 2007-11-28 | 2400 | 2022-08-01 | 2025-04-15
VITAL SIGNS MONITOR | VITAL SIGNS MONITOR: NBP/SPO2/TEMP. | WELCH ALLYN | SPOT 420(NBP/SPO2) | 2007-11-28 | 2400 | 2022-05-25 | 2029-04-15
VITAL SIGNS MONITOR | VITAL SIGNS MONITOR: NBP/SPO2/TEMP. | WELCH ALLYN | SPOT 420(NBP/SPO2) | 2007-11-28 | 2400 | 2023-04-19 14:09 | 2026-04-19
VITAL SIGNS MONITOR | VITAL SIGNS MONITOR: NBP/SPO2/TEMP. | WELCH ALLYN | SPOT 420(NBP/SPO2) | 2007-11-28 | 2400 | 2023-06-28 | 2026-06-28
VITAL SIGNS MONITOR | VITAL SIGNS MONITOR: NBP/SPO2/TEMP. | WELCH ALLYN | SPOT 420(NBP/SPO2) | 2007-11-28 | 2400 | 2021-07-30 | 2025-07-15
VITAL SIGNS MONITOR | VITAL SIGNS MONITOR: NBP/SPO2/TEMP. | WELCH ALLYN | SPOT 420(NBP/SPO2) | 2007-11-28 | 2400 | 2021-11-11 | 2024-11-15
PILLOW ELEVATOR | LIFTING CUSHION/PILLOW | MANGAR AIDS | AIRFLO CUSHION | 2007-12-21 | 1200 | 2023-07-06 | 2024-07-06
PATIENT HOIST | PATIENT HOIST - STANDING AID | ARJO HUNTLEIGH | SARA PLUS | 2007-12-21 | 6201.888 | 2023-07-19 | 2024-07-19
WHEELCHAIR | MANUAL WHEELCHAIR | EADIECARE | 9L | 2009-05-15 | 180
WHEELCHAIR | MANUAL WHEELCHAIR | EADIECARE | 9L | 2009-05-15 | 180
WHEELCHAIR | MANUAL WHEELCHAIR | EADIECARE | 9L | 2009-05-15 | 180
WHEELCHAIR | MANUAL WHEELCHAIR | EADIECARE | 9L | 2009-05-15 | 180
WHEELCHAIR | MANUAL WHEELCHAIR | ENIGMA | ENIGMA | 2009-05-15 | 300
WHEELCHAIR | MANUAL WHEELCHAIR | EADIECARE | 9L | 2009-05-15 | 180
WHEELCHAIR | MANUAL WHEELCHAIR | EADIECARE | 9L | 2009-05-15 | 180
WHEELCHAIR | WHEELCHAIR | NA | PLEASE ENTER MODEL! (276) | 2010-12-14 | 360
WHEELCHAIR | MANUAL WHEELCHAIR | EADIECARE | 9L | 2009-05-15 | 180
WHEELCHAIR | MANUAL WHEELCHAIR | ENIGMA | ENIGMA | 2009-05-15 | 300
WHEELCHAIR | PATIENT ASSIST WHEELCHAIR | INVACARE LTD | 8L | 2009-05-15 | 300
WHEELCHAIR | MANUAL WHEELCHAIR | EADIECARE | 9L | 2009-05-15 | 180
WHEELCHAIR | MANUAL WHEELCHAIR | EADIECARE | 9L | 2009-05-15 | 180
WHEELCHAIR | MANUAL WHEELCHAIR | ENIGMA | ENIGMA | 2009-05-15 | 300
OXIMETER | PULSE OXIMETER FINGER | MINOLTA | PULSOX2 | 2008-01-01 | 264
SCALES | SCALES - INDUSTRIAL | MY WEIGH | HD-150 | 2008-08-06 | 84
SCALES | SCALES - STAND ON | SECA | 761 | 2008-05-29 | 78 | 2021-03-22 | 2024-11-15
INCUBATOR | INCUBATOR | GENLAB LTD | M185 | 2008-05-21 | 1200 | 2022-11-21 11:12 | 2023-11-21
VITAL SIGNS MONITOR | VITAL SIGNS MONITOR | WELCH ALLYN | SPOT LXI | 2008-05-12 | 2400 | 2024-06-17 | 2027-06-17
LABEL PRINTER | PRINTER - LABEL | DYMO | RHINO PRO 5000 | 2008-05-01 | 144
SCALES | SCALES - WHEELCHAIR | SECA | 677 | 2007-12-13 | 1674 | 2023-12-07 | 2024-11-15
GAS REGULATOR & FLOWMETER | FLOW REG AIR BULLNOSE 1-15L | THERAPY EQUIPMENT | 5155 | 2008-03-20 | 114
OPHTHALMOSCOPE-INDIRECT | INDIRECT OPHTHALMOSCOPE | KEELER | VANTAGE + WIRELESS | 2008-01-25 | 1819.2
WARMING CABINET | WARMING CABINET | KANMED | 2-1380 | 2008-01-03 | 7113.456 | 2023-09-12 | 2024-09-12
SPHYGMOMANOMETER | SPHYGMOMANOMETER | ACCOSON LTD | DESK | 2007-12-10 | 42 | 2023-06-07 | 2025-08-01
SPHYGMOMANOMETER | SPHYGMOMANOMETER | ACCOSON LTD | DESK | 2007-12-10 | 42 | 2022-04-28 | 2025-06-01
AUDIO DOPPLER | PERSONAL DOPPLER | MEDISAVE | BABYSONIC | 2007-11-15 | 204
SLIT LAMP | SLIT LAMP | HAAG STREIT | BQ900 | 2007-11-01 | 20880 | 2024-01-12 | 2025-01-14
CRYO PROBE | CRYO PROBE | WALLAC | 900603 | 2007-11-06 | 1572
HANDPIECE MICROMOTOR | HANDPIECE MICROMOTOR | W&H UK LTD | PERFECTA | 2000-08-03 | 660
SUCTION CONTROLLER | SUCTION CONTROLLER | EAST HEALTH | HIGH-SUCTION | 2007-10-09 | 240
VITAL SIGNS MONITOR | VITAL SIGNS MONITOR: NBP/SPO2/TEMP. | WELCH ALLYN | SPOT 420(NBP/SPO2) | 2007-11-21 | 2400 | 2024-06-18 | 2027-06-18
VITAL SIGNS MONITOR | VITAL SIGNS MONITOR: NBP/SPO2/TEMP. | WELCH ALLYN | SPOT 420(NBP/SPO2) | 2007-11-21 | 2400 | 2024-04-10 | 2027-04-10
VITAL SIGNS MONITOR | VITAL SIGNS MONITOR: NBP/SPO2/TEMP. | WELCH ALLYN | SPOT 420(NBP/SPO2) | 2007-11-21 | 2400 |  | 2024-08-15
VITAL SIGNS MONITOR | VITAL SIGNS MONITOR: NBP/SPO2/TEMP. | WELCH ALLYN | SPOT 420(NBP/SPO2) | 2007-11-21 | 2400 | 2023-06-15 | 2026-06-15
VITAL SIGNS MONITOR | VITAL SIGNS MONITOR: NBP/SPO2/TEMP. | WELCH ALLYN | SPOT 420(NBP/SPO2) | 2007-11-21 | 2400 | 2023-04-05 14:38 | 2026-04-05
VITAL SIGNS MONITOR | VITAL SIGNS MONITOR: NBP/SPO2/TEMP. | WELCH ALLYN | SPOT 420(NBP/SPO2) | 2007-11-21 | 2400 | 2022-06-29 | 2025-04-15
MEGAPULSE | MEGAPULSE | ENRAF | CURAPULS 670 | 2007-11-16 | 4080 | 2024-07-05 | 2025-07-05
VITAL SIGNS MONITOR | VITAL SIGNS MONITOR: NBP/SPO2/TEMP. | WELCH ALLYN | SPOT 420(NBP/SPO2) | 2007-11-13 | 2400 | 2023-09-25 | 2026-09-25
VITAL SIGNS MONITOR | VITAL SIGNS MONITOR: NBP/SPO2/TEMP. | WELCH ALLYN | SPOT 420(NBP/SPO2) | 2007-11-13 | 2400 | 2021-09-17 | 2024-09-17
VITAL SIGNS MONITOR | VITAL SIGNS MONITOR: NBP/SPO2/TEMP. | WELCH ALLYN | SPOT 420(NBP/SPO2) | 2007-11-13 | 2400 | 2021-12-13 | 2024-12-13
VITAL SIGNS MONITOR | VITAL SIGNS MONITOR: NBP/SPO2/TEMP. | WELCH ALLYN | SPOT 420(NBP/SPO2) | 2007-11-13 | 2400 | 2023-03-01 11:55 | 2026-04-15
VITAL SIGNS MONITOR | VITAL SIGNS MONITOR: NBP/SPO2/TEMP. | WELCH ALLYN | SPOT 420(NBP/SPO2) | 2007-11-13 | 2400 | 2023-01-13 14:01 | 2026-04-15
VITAL SIGNS MONITOR | VITAL SIGNS MONITOR: NBP/SPO2/TEMP. | WELCH ALLYN | SPOT 420(NBP/SPO2) | 2007-11-13 | 2400 | 2023-04-19 13:38 | 2026-04-19
VITAL SIGNS MONITOR | VITAL SIGNS MONITOR: NBP/SPO2/TEMP. | WELCH ALLYN | SPOT 420(NBP/SPO2) | 2007-11-13 | 2400 | 2022-02-14 | 2025-06-15
VITAL SIGNS MONITOR | VITAL SIGNS MONITOR: NBP/SPO2/TEMP. | WELCH ALLYN | SPOT 420(NBP/SPO2) | 2007-11-13 | 2400 | 2022-10-14 | 2025-06-15
DOCKING STATION | BED MOUNTED DOCKING STATION INFINITY | DRAEGER | BED MOUNTED DOCKING | 2007-11-08 | 1800
SOUND LEVEL METER | SOUND LEVEL METER | CASTLE | GA301 | 2007-11-28 | 240 | 2023-12-29 | 2024-12-29
SOUND LEVEL METER | SOUND LEVEL METER | CASTLE | GA301 | 2007-11-28 | 240 | 2024-07-04 | 2025-07-04
DRILL | IMPACT DRILL - 850W | TITAN | SF16DL | 2007-12-13 | 35.988 | 2023-08-01 | 2026-08-01
SUCTION CONTROLLER | SUCTION CONTROLLER | EAST HEALTH | HIGH-SUCTION | 2007-12-06 | 240
X-RAY VIEWER | X-RAY VIEWER | VELOPEX | HI LITE | 2007-12-05 | 99.6 | 2022-02-18 | 2024-08-15
X-RAY VIEWER | X-RAY VIEWER | VELOPEX | HI LITE | 2007-12-05 | 99.6 | 2022-02-18 | 2024-08-15
X-RAY VIEWER | X-RAY VIEWER | VELOPEX | HI LITE | 2007-12-05 | 99.6 | 2023-01-18 16:29 | 2025-01-18
X-RAY VIEWER | X-RAY VIEWER | VELOPEX | HI LITE | 2007-12-05 | 99.6 | 2022-09-29 | 2024-09-29
X-RAY VIEWER | X-RAY VIEWER | VELOPEX | HI LITE | 2007-12-05 | 99.6 | 2019-08-19 | 2024-08-15
X-RAY VIEWER | X-RAY VIEWER | VELOPEX | HI LITE | 2007-12-05 | 99.6 | 2022-09-22 | 2024-09-22
X-RAY VIEWER | X-RAY VIEWER | VELOPEX | HI LITE | 2007-12-05 | 99.6 | 2022-02-18 | 2024-08-15
X-RAY VIEWER | X-RAY VIEWER | VELOPEX | HI LITE | 2007-12-05 | 99.6 | 2022-09-29 | 2024-09-29
X-RAY VIEWER | X-RAY VIEWER | VELOPEX | HI LITE | 2007-12-05 | 99.6 | 2022-09-22 | 2024-09-22
X-RAY VIEWER | X-RAY VIEWER | VELOPEX | HI LITE | 2007-12-05 | 99.6 | 2022-02-18 | 2024-08-15
X-RAY VIEWER | X-RAY VIEWER | VELOPEX | HI LITE | 2007-12-05 | 99.6 | 2023-01-18 16:31 | 2025-01-18
X-RAY VIEWER | X-RAY VIEWER | VELOPEX | HI LITE | 2007-12-05 | 99.6 | 2022-02-14 | 2024-08-15
MICROSCOPE OPERATING | OPERATING MICROSCOPE | SEILER | 202/402 | 2007-11-29 | 2400 | 2022-09-16 | 2024-08-15
MICROSCOPE OPERATING | OPERATING MICROSCOPE | SEILER | 202/402 | 2007-11-29 | 2400 | 2023-12-20 | 2024-12-20
MICROSCOPE OPERATING | OPERATING MICROSCOPE | SEILER | 202/402 | 2007-11-29 | 2400 | 2023-12-20 | 2024-12-20
LIGHT CURE UNIT | PEN STYLE CURING LIGHT | DENTSPLY LTD | SMARTLITE PS | 2007-11-29 | 240 | 2023-01-17 15:51 | 2024-08-15
AMALGAM DISPENSER | AMALGAMATOR | HENRY SCHEIN | CAP II | 2007-11-01 | 360 | 2022-09-13 | 2024-08-15
AMALGAM DISPENSER | AMALGAMATOR | HENRY SCHEIN | CAP II | 2007-11-01 | 360 | 2023-08-08 | 2024-08-08
AMALGAM DISPENSER | AMALGAMATOR | HENRY SCHEIN | CAP II | 2007-11-01 | 360 | 2022-09-13 | 2024-08-15
AMALGAM DISPENSER | AMALGAMATOR | HENRY SCHEIN | CAP II | 2007-11-01 | 360 | 2022-09-16 | 2024-08-15
AMALGAM DISPENSER | AMALGAMATOR | HENRY SCHEIN | CAP II | 2007-11-01 | 360 | 2024-06-26 | 2025-07-29
AMALGAM DISPENSER | AMALGAMATOR | HENRY SCHEIN | CAP II | 2007-11-01 | 360 | 2022-09-13 | 2024-08-15
AMALGAM DISPENSER | AMALGAMATOR | HENRY SCHEIN | CAP II | 2007-11-01 | 360 | 2023-09-06 | 2024-09-06
AMALGAM DISPENSER | AMALGAMATOR | HENRY SCHEIN | CAP II | 2007-11-01 | 360 | 2022-09-13 | 2024-08-15
AMALGAM DISPENSER | AMALGAMATOR | HENRY SCHEIN | CAP II | 2007-11-01 | 360 | 2023-09-06 | 2024-09-06
AMALGAM DISPENSER | AMALGAMATOR | HENRY SCHEIN | CAP II | 2007-11-01 | 360 | 2022-09-13 | 2024-08-15
AMALGAM DISPENSER | AMALGAMATOR | HENRY SCHEIN | CAP II | 2007-11-01 | 360 | 2021-10-21 | 2024-08-15
AMALGAM DISPENSER | AMALGAMATOR | HENRY SCHEIN | CAP II | 2007-11-01 | 360 | 2023-08-14 | 2024-08-14
AMALGAM DISPENSER | AMALGAMATOR | HENRY SCHEIN | CAP II | 2007-11-01 | 360 | 2022-09-13 | 2024-08-15
AMALGAM DISPENSER | AMALGAMATOR | HENRY SCHEIN | CAP II | 2007-11-01 | 360 | 2023-08-14 | 2024-08-14
AMALGAM DISPENSER | AMALGAMATOR | HENRY SCHEIN | CAP II | 2007-11-01 | 360 | 2023-08-14 | 2024-08-14
AMALGAM DISPENSER | AMALGAMATOR | HENRY SCHEIN | CAP II | 2007-11-01 | 360 | 2023-09-06 | 2024-09-06
AMALGAM DISPENSER | AMALGAMATOR | HENRY SCHEIN | CAP II | 2007-11-01 | 360 | 2023-08-29 | 2024-08-29
AMALGAM DISPENSER | AMALGAMATOR | HENRY SCHEIN | CAP II | 2007-11-01 | 360 | 2023-08-14 | 2024-08-14
AMALGAM DISPENSER | AMALGAMATOR | HENRY SCHEIN | CAP II | 2007-11-01 | 360 | 2023-08-14 | 2024-08-14
AMALGAM DISPENSER | AMALGAMATOR | HENRY SCHEIN | CAP II | 2007-11-01 | 360 | 2023-10-09 | 2024-10-09
AMALGAM DISPENSER | AMALGAMATOR | HENRY SCHEIN | CAP II | 2007-11-01 | 360 | 2022-09-16 | 2024-08-15
SPEECH AID | ELECTRONIC SPEECH AID | GRIFFIN PROD | TRUTONE ELECTROLARYN | 2007-11-09 | 360
SPEECH AID | ELECTRONIC SPEECH AID | GRIFFIN PROD | TRUTONE ELECTROLARYN | 2007-11-09 | 360
BP MODULE | BP MODULE | PHILIPS LTD | M1006B | 2001-01-01 | 1800
BP MODULE | BP MODULE | PHILIPS LTD | M1006B | 2001-01-01 | 1800
MIXERS | ROLLER MIXER | BARLOWORLD S | SRT 9 | 2007-10-31 | 690
TWO WAY TRUCK | HAND PALLET TRUCK | SLINGSBY | 328569DC7 | 2007-10-09 | 356.4
LIGHT CURE UNIT | LIGHT CURE UNIT | JOVIDENT INT | CU-80 | 2007-10-23 | 240 | 2023-01-17 16:27 | 2024-08-15
LIGHT CURE UNIT | LIGHT CURE UNIT | JOVIDENT INT | CU-80 | 2007-10-23 | 240 | 2023-01-17 11:14 | 2024-08-15
LIGHT CURE UNIT | LIGHT CURE UNIT | JOVIDENT INT | CU-80 | 2007-10-23 | 240 | 2023-01-17 11:11 | 2024-08-15
CALIBRATION ANALYSER | FLOW ANALYSER | IMT MEDICAL | PF-300 | 2007-11-12 | 5100 | 2023-12-12 | 2024-12-12
MANOMETER | DIGITAL MANOMETER 0-31 BAR | KELLER | LEO 2 | 2010-02-01 | 360 | 2022-03-31
PATIENT MONITOR | PATIENT MONITOR | DRAEGER | INFINITY DELTA EN | 2007-10-15 | 9600 |  | 2024-12-15
SUCTION UNIT | SUCTION - LAERDAL - BATTERY | LAERDAL | LSU-2 | 2007-10-04 | 816 | 2024-04-22 | 2027-04-22
SCALES | SCALES - STAND ON | SECA | 761 | 2007-10-01 | 78 | 2023-11-29 | 2024-11-15
BALLOON PUMP | INTRA AORTIC BALLOON PUMP | DATASCOPE | CS300 | 2007-09-27 | 46530 | 2024-01-18 | 2024-10-25
BALLOON PUMP | INTRA AORTIC BALLOON PUMP | DATASCOPE | CS300 | 2007-09-27 | 46530 | 2024-01-18 | 2024-10-25
PATIENT MONITOR | PATIENT MONITOR INTELLIVUE MP5 | PHILIPS LTD | M8105A | 2007-09-12 | 6483.624 | 2023-05-02 | 2026-05-02
PATIENT MONITOR | PATIENT MONITOR INTELLIVUE MP5 | PHILIPS LTD | M8105A | 2007-09-12 | 6483.624 | 2023-05-02 | 2026-05-02
FILE SERVER | SERVER BHOC-1 | DELL COMPUTERS | POWEREDGE 2900 | 2007-10-09 | 3720
ULTRASOUND-CARDIO | INTRAVASCULAR ULTRASOUND SYSTEM | BOSTON SCIENTIFIC | ILAB240CART | 2008-03-25 | 78000 | 2023-01-23 11:16 | 2024-01-23
ULTRASOUND SCANNER - BLADDER | ULTRASOUND SCANNER - BLADDER | BARD LTD | BARDSCAN II | 2007-11-30 | 6600 | 2023-07-20 | 2025-07-20
SCALES | SCALES - CHAIR | MARSDEN | DP2400 | 2007-09-13 | 300 | 2021-01-17 | 2024-11-15
ELECTRIC BED | ELECTRIC BED | LINET UK | ELEGANZA 3000 | 2004-02-18 | 1848 | 2023-03-30 | 2024-11-01
ELECTRIC BED | ELECTRIC BED | LINET UK | ELEGANZA 3000 | 2004-02-18 | 1848 | 2023-04-13 | 2024-11-01
ULTRASONIC SCALER | ULTRASONIC SCALER | DENTSPLY LTD | CAVITRON SELECT SPS | 2007-09-07 | 1959.9 | 2022-08-17 | 2024-08-15
ULTRASONIC SCALER | ULTRASONIC SCALER | DENTSPLY LTD | CAVITRON SELECT SPS | 2007-09-07 | 1959.9 | 2022-10-20 | 2024-08-15
ULTRASONIC SCALER | ULTRASONIC SCALER | DENTSPLY LTD | CAVITRON SELECT SPS | 2007-09-07 | 1959.9 | 2022-07-21 | 2025-03-18
ULTRASONIC SCALER | ULTRASONIC SCALER | DENTSPLY LTD | CAVITRON SELECT SPS | 2007-09-07 | 1959.9 | 2022-09-13 | 2024-10-16
ULTRASONIC SCALER | ULTRASONIC SCALER | DENTSPLY LTD | CAVITRON SELECT SPS | 2007-09-07 | 1959.9 | 2023-07-17 | 2024-08-15
ULTRASONIC SCALER | ULTRASONIC SCALER | DENTSPLY LTD | CAVITRON SELECT SPS | 2007-09-07 | 1959.9 | 2023-01-11 16:27 | 2024-08-15
ULTRASONIC SCALER | ULTRASONIC SCALER | DENTSPLY LTD | CAVITRON SELECT SPS | 2007-09-07 | 1959.9 | 2023-07-20 | 2024-07-20
ULTRASONIC SCALER | ULTRASONIC SCALER | DENTSPLY LTD | CAVITRON SELECT SPS | 2007-09-07 | 1959.9 | 2024-02-16 | 2025-02-16
X-RAY VIEWER | X-RAY VIEWER | DENTSPLY LTD | 67-0445 | 2007-09-12 | 120 | 2022-02-21 | 2025-03-18
FAILURE ALARM | BED OCCUPANCY ALARM | RONDISH | RCG-01/02 | 2007-09-20 | 360
X-RAY VIEWER | X-RAY VIEWER | DENTSPLY LTD | 67-0445 | 2007-09-07 | 120 | 2022-02-10 | 2024-08-15
X-RAY VIEWER | X-RAY VIEWER | DENTSPLY LTD | 67-0445 | 2007-09-07 | 120 | 2022-02-18 | 2024-08-15
X-RAY VIEWER | X-RAY VIEWER | DENTSPLY LTD | 67-0445 | 2007-09-07 | 120 | 2019-10-29 | 2025-03-18
X-RAY VIEWER | X-RAY VIEWER | DENTSPLY LTD | 67-0445 | 2007-09-07 | 120 | 2022-02-18 | 2024-08-15
X-RAY VIEWER | X-RAY VIEWER | DENTSPLY LTD | 67-0445 | 2007-09-07 | 120 | 2022-02-01 | 2024-08-15
X-RAY VIEWER | X-RAY VIEWER | DENTSPLY LTD | 67-0445 | 2007-09-07 | 120 | 2022-02-07 | 2024-08-15
ULTRASONIC SCALER | ULTRASONIC SCALER | DENTSPLY LTD | CAVITRON SELECT SPS | 2007-09-07 | 1959.9 | 2023-06-29 | 2024-08-15
ULTRASONIC SCALER | ULTRASONIC SCALER | DENTSPLY LTD | CAVITRON SELECT SPS | 2007-09-07 | 1959.9 | 2022-08-18 | 2024-08-15
ULTRASONIC SCALER | ULTRASONIC SCALER | DENTSPLY LTD | CAVITRON SELECT SPS | 2007-09-07 | 1959.9 | 2022-02-08 | 2024-08-15
ULTRASONIC SCALER | ULTRASONIC SCALER | DENTSPLY LTD | CAVITRON SELECT SPS | 2007-09-07 | 1959.9 | 2022-09-15 | 2024-08-15
ULTRASONIC SCALER | ULTRASONIC SCALER | DENTSPLY LTD | CAVITRON SELECT SPS | 2007-09-07 | 1959.9 | 2023-08-25 | 2024-08-25
ULTRASONIC SCALER | ULTRASONIC SCALER | DENTSPLY LTD | CAVITRON SELECT SPS | 2007-09-07 | 1959.9 | 2022-10-12 | 2024-08-15
ULTRASONIC SCALER | ULTRASONIC SCALER | DENTSPLY LTD | CAVITRON SELECT SPS | 2007-09-07 | 1959.9 | 2024-07-24 | 2025-07-30
DENTAL UNIT | DENTAL TREATMENT BAY - 511CHAIR + 532 UNIT | ADEC DENTAL | 500 SERIES | 2007-08-28 | 19200 | 2023-12-15 | 2024-12-15
DENTAL UNIT | DENTAL TREATMENT BAY - 511CHAIR + 532 UNIT | ADEC DENTAL | 500 SERIES | 2007-08-28 | 19200 | 2023-08-29 | 2024-08-29
DENTAL UNIT | DENTAL TREATMENT BAY - 511CHAIR + 532 UNIT | ADEC DENTAL | 500 SERIES | 2007-08-28 | 19200 | 2023-12-18 | 2024-12-18
DENTAL UNIT | DENTAL TREATMENT BAY - 511CHAIR + 532 UNIT | ADEC DENTAL | 500 SERIES | 2007-08-28 | 19200 | 2023-12-15 | 2024-12-15
DENTAL UNIT | DENTAL TREATMENT BAY - 511CHAIR + 532 UNIT | ADEC DENTAL | 500 SERIES | 2007-08-28 | 19200 | 2023-12-27 | 2024-12-27
DENTAL UNIT | DENTAL TREATMENT BAY - 511CHAIR + 532 UNIT | ADEC DENTAL | 500 SERIES | 2007-08-28 | 19200 | 2023-09-28 | 2024-09-28
DENTAL UNIT | DENTAL TREATMENT BAY - 511CHAIR + 532 UNIT | ADEC DENTAL | 500 SERIES | 2007-08-28 | 19200 | 2023-11-03 | 2024-11-03
DENTAL UNIT | DENTAL TREATMENT BAY - 511CHAIR + 532 UNIT | ADEC DENTAL | 500 SERIES | 2007-08-28 | 19200 | 2023-09-20 | 2024-09-20
DENTAL UNIT | DENTAL TREATMENT BAY - 511CHAIR + 532 UNIT | ADEC DENTAL | 500 SERIES | 2007-08-28 | 19200 | 2023-11-07 | 2024-11-07
DENTAL UNIT | DENTAL TREATMENT BAY - 511CHAIR + 532 UNIT | ADEC DENTAL | 500 SERIES | 2007-08-28 | 19200 | 2023-09-28 | 2024-09-28
DENTAL UNIT | DENTAL TREATMENT BAY - 511CHAIR + 532 UNIT | ADEC DENTAL | 500 SERIES | 2007-08-28 | 19200 | 2023-12-18 | 2024-12-18
DENTAL UNIT | DENTAL TREATMENT BAY - 511CHAIR + 532 UNIT | ADEC DENTAL | 500 SERIES | 2007-08-28 | 19200 | 2023-09-20 | 2024-09-20
DENTAL UNIT | DENTAL TREATMENT BAY - 511CHAIR + 532 UNIT | ADEC DENTAL | 500 SERIES | 2007-08-28 | 19200 | 2023-10-31 | 2024-10-31
DENTAL UNIT | DENTAL TREATMENT BAY - 511CHAIR + 532 UNIT | ADEC DENTAL | 500 SERIES | 2007-08-28 | 19200 | 2023-09-26 | 2024-09-26
DENTAL UNIT | DENTAL TREATMENT BAY - 511CHAIR + 532 UNIT | ADEC DENTAL | 500 SERIES | 2007-08-28 | 19200 | 2023-09-28 | 2024-09-28
DENTAL UNIT | DENTAL TREATMENT BAY - 511CHAIR + 532 UNIT | ADEC DENTAL | 500 SERIES | 2007-08-28 | 19200 | 2023-09-20 | 2024-09-20
DENTAL UNIT | DENTAL TREATMENT BAY - 511CHAIR + 532 UNIT | ADEC DENTAL | 500 SERIES | 2007-08-28 | 19200 | 2023-10-30 | 2024-10-30
DENTAL UNIT | DENTAL TREATMENT BAY - 511CHAIR + 532 UNIT | ADEC DENTAL | 500 SERIES | 2007-08-28 | 19200 | 2023-11-23 | 2024-11-23
DENTAL UNIT | DENTAL TREATMENT BAY - 511CHAIR + 532 UNIT | ADEC DENTAL | 500 SERIES | 2007-08-28 | 19200 | 2023-12-01 | 2024-12-01
DENTAL UNIT | DENTAL TREATMENT BAY - 511CHAIR + 532 UNIT | ADEC DENTAL | 500 SERIES | 2007-08-28 | 19200 | 2023-11-17 | 2024-11-17
DENTAL UNIT | DENTAL TREATMENT BAY - 511CHAIR + 532 UNIT | ADEC DENTAL | 500 SERIES | 2007-08-28 | 19200 | 2023-11-10 | 2024-11-10
DENTAL UNIT | DENTAL TREATMENT BAY - 511CHAIR + 532 UNIT | ADEC DENTAL | 500 SERIES | 2007-08-28 | 19200 | 2023-11-16 | 2024-11-16
DENTAL UNIT | DENTAL TREATMENT BAY - 511CHAIR + 532 UNIT | ADEC DENTAL | 500 SERIES | 2007-08-28 | 19200 | 2023-11-07 | 2024-11-07
DENTAL UNIT | DENTAL TREATMENT BAY - 511CHAIR + 532 UNIT | ADEC DENTAL | 500 SERIES | 2007-08-28 | 19200 | 2023-12-20 | 2024-12-20
DENTAL UNIT | DENTAL TREATMENT BAY - 511CHAIR + 532 UNIT | ADEC DENTAL | 500 SERIES | 2007-08-28 | 19200 | 2023-12-01 | 2024-12-01
DENTAL UNIT | DENTAL TREATMENT BAY - 511CHAIR + 532 UNIT | ADEC DENTAL | 500 SERIES | 2007-08-28 | 19200 | 2023-11-03 | 2024-11-03
HANDPIECE | DENTAL HANDPIECE | KAVO | 2068LHC | 2007-08-22 | 359.4
HANDPIECE | DENTAL HANDPIECE | KAVO | 2068LHC | 2007-08-22 | 359.4
HANDPIECE | DENTAL HANDPIECE | KAVO | 2068LHC | 2007-08-22 | 359.4
HANDPIECE | DENTAL HANDPIECE | KAVO | 2068LHC | 2007-08-22 | 359.4
HANDPIECE | DENTAL HANDPIECE | KAVO | 2068LHC | 2007-08-22 | 359.4
HANDPIECE | DENTAL HANDPIECE | KAVO | 2068LHC | 2007-08-22 | 359.4
HANDPIECE | DENTAL HANDPIECE | KAVO | 2068LHC | 2007-08-22 | 359.4
HANDPIECE | DENTAL HANDPIECE | KAVO | 2068LHC | 2007-08-22 | 359.4
HANDPIECE | DENTAL HANDPIECE | KAVO | 2068LHC | 2007-08-22 | 359.4
HANDPIECE | DENTAL HANDPIECE | KAVO | 2068LHC | 2007-08-22 | 359.4
HANDPIECE MICROMOTOR | HANDPIECE MICROMOTOR | W&H UK LTD | EA-51LT | 2007-08-16 | 660
HANDPIECE MICROMOTOR | HANDPIECE MICROMOTOR | W&H UK LTD | EA-51LT | 2007-08-16 | 660
HANDPIECE MICROMOTOR | HANDPIECE MICROMOTOR | W&H UK LTD | EA-51LT | 2007-08-16 | 660
HANDPIECE MICROMOTOR | HANDPIECE MICROMOTOR | W&H UK LTD | EA-51LT | 2007-08-16 | 660
HANDPIECE MICROMOTOR | HANDPIECE MICROMOTOR | W&H UK LTD | EA-51LT | 2007-08-16 | 660
HANDPIECE MICROMOTOR | HANDPIECE MICROMOTOR | W&H UK LTD | EA-51LT | 2007-08-16 | 660
HANDPIECE MICROMOTOR | HANDPIECE MICROMOTOR | W&H UK LTD | EA-51LT | 2007-08-16 | 660
HANDPIECE MICROMOTOR | HANDPIECE MICROMOTOR | W&H UK LTD | EA-51LT | 2007-08-16 | 660
HANDPIECE MICROMOTOR | HANDPIECE MICROMOTOR | W&H UK LTD | EA-51LT | 2007-08-16 | 660
HANDPIECE MICROMOTOR | HANDPIECE MICROMOTOR | W&H UK LTD | EA-51LT | 2007-08-16 | 660
HANDPIECE MICROMOTOR | HANDPIECE MICROMOTOR | W&H UK LTD | EA-51LT | 2007-08-16 | 660
HANDPIECE MICROMOTOR | HANDPIECE MICROMOTOR | W&H UK LTD | EA-51LT | 2007-08-16 | 660
HANDPIECE MICROMOTOR | HANDPIECE MICROMOTOR | W&H UK LTD | EA-51LT | 2007-08-16 | 660
HANDPIECE | DENTAL HANDPIECE | KAVO | 660B | 2007-08-22 | 409.2
HANDPIECE | DENTAL HANDPIECE | KAVO | 660B | 2007-08-22 | 409.2
HANDPIECE | DENTAL HANDPIECE | KAVO | 660B | 2007-08-22 | 409.2
HANDPIECE | DENTAL HANDPIECE | KAVO | 660B | 2007-08-22 | 409.2
HANDPIECE | DENTAL HANDPIECE | KAVO | 660B | 2007-08-22 | 409.2
HANDPIECE | DENTAL HANDPIECE | KAVO | 660B | 2007-08-22 | 409.2
HANDPIECE | DENTAL HANDPIECE | KAVO | 660B | 2007-08-22 | 409.2
HANDPIECE | DENTAL HANDPIECE | KAVO | 660B | 2007-08-22 | 409.2
HANDPIECE | DENTAL HANDPIECE | KAVO | 660B | 2007-08-22 | 409.2
HANDPIECE | DENTAL HANDPIECE | KAVO | 660B | 2007-08-22 | 409.2
HANDPIECE | DENTAL HANDPIECE | KAVO | 660B | 2007-08-22 | 409.2
HANDPIECE | DENTAL HANDPIECE | KAVO | 660B | 2007-08-22 | 409.2
HANDPIECE | DENTAL HANDPIECE | KAVO | 660B | 2007-08-22 | 409.2
HANDPIECE | DENTAL HANDPIECE | KAVO | 660B | 2007-08-22 | 409.2
HANDPIECE | DENTAL HANDPIECE | KAVO | 660B | 2007-08-22 | 409.2
HANDPIECE | DENTAL HANDPIECE | KAVO | 660B | 2007-08-22 | 409.2
HANDPIECE | DENTAL HANDPIECE | KAVO | 660B | 2007-08-22 | 409.2
HANDPIECE | DENTAL HANDPIECE | KAVO | 660B | 2007-08-22 | 409.2
HANDPIECE | DENTAL HANDPIECE | KAVO | 660B | 2007-08-22 | 409.2
HANDPIECE | DENTAL HANDPIECE | KAVO | 660B | 2007-08-22 | 409.2
HANDPIECE | DENTAL HANDPIECE | KAVO | 660B | 2007-08-22 | 409.2
HANDPIECE | DENTAL HANDPIECE | KAVO | 660B | 2007-08-22 | 409.2
HANDPIECE | DENTAL HANDPIECE | KAVO | 660B | 2007-08-22 | 409.2
HANDPIECE | DENTAL HANDPIECE | KAVO | 660B | 2007-08-22 | 409.2
HANDPIECE | DENTAL HANDPIECE | KAVO | 660B | 2007-08-22 | 409.2
HANDPIECE | DENTAL HANDPIECE | KAVO | 660B | 2007-08-22 | 409.2
HANDPIECE | DENTAL HANDPIECE | KAVO | 660B | 2007-08-22 | 409.2
HANDPIECE | DENTAL HANDPIECE | KAVO | 660B | 2007-08-22 | 409.2
HANDPIECE | DENTAL HANDPIECE | KAVO | 660B | 2007-08-22 | 409.2
HANDPIECE | DENTAL HANDPIECE | KAVO | 660B | 2007-08-22 | 409.2
HANDPIECE | DENTAL HANDPIECE | KAVO | 660B | 2007-08-22 | 409.2
HANDPIECE | DENTAL HANDPIECE | KAVO | 660B | 2007-08-22 | 409.2
HANDPIECE | DENTAL HANDPIECE | KAVO | 660B | 2007-08-22 | 409.2
HANDPIECE | DENTAL HANDPIECE | KAVO | 660B | 2007-08-22 | 409.2
HANDPIECE | DENTAL HANDPIECE | KAVO | 660B | 2007-08-22 | 409.2
HANDPIECE | DENTAL HANDPIECE | KAVO | 660B | 2007-08-22 | 409.2
HANDPIECE | DENTAL HANDPIECE | KAVO | 660B | 2007-08-22 | 409.2
HANDPIECE | DENTAL HANDPIECE | KAVO | 660B | 2007-08-22 | 409.2
HANDPIECE | DENTAL HANDPIECE | KAVO | 660B | 2007-08-22 | 409.2
HANDPIECE | DENTAL HANDPIECE | KAVO | 660B | 2007-08-22 | 409.2
HANDPIECE | DENTAL HANDPIECE | KAVO | 660B | 2007-08-22 | 409.2
HANDPIECE | DENTAL HANDPIECE | KAVO | 660B | 2007-08-22 | 409.2
HANDPIECE | DENTAL HANDPIECE | KAVO | 660B | 2007-08-22 | 409.2
HANDPIECE | DENTAL HANDPIECE | KAVO | 660B | 2007-08-22 | 409.2
HANDPIECE | DENTAL HANDPIECE | KAVO | 660B | 2007-08-22 | 409.2
HANDPIECE | DENTAL HANDPIECE | KAVO | 660B | 2007-08-22 | 409.2
HANDPIECE | DENTAL HANDPIECE | KAVO | 660B | 2007-08-22 | 409.2
HANDPIECE | DENTAL HANDPIECE | KAVO | 660B | 2007-08-22 | 409.2
HANDPIECE | DENTAL HANDPIECE | KAVO | 660B | 2007-08-22 | 409.2
HANDPIECE | DENTAL HANDPIECE | KAVO | 660B | 2007-08-22 | 409.2
HANDPIECE | DENTAL HANDPIECE | KAVO | 660B | 2007-08-22 | 409.2
HANDPIECE | DENTAL HANDPIECE | KAVO | 660B | 2007-08-22 | 409.2
HANDPIECE | DENTAL HANDPIECE | KAVO | 660B | 2007-08-22 | 409.2
HANDPIECE | DENTAL HANDPIECE | KAVO | 660B | 2007-08-22 | 409.2
HANDPIECE | DENTAL HANDPIECE | KAVO | 660B | 2007-08-22 | 409.2
HANDPIECE | DENTAL HANDPIECE | KAVO | 660B | 2007-08-22 | 409.2
HANDPIECE | DENTAL HANDPIECE | KAVO | 660B | 2007-08-22 | 409.2
HANDPIECE | DENTAL HANDPIECE | KAVO | 660B | 2007-08-22 | 409.2
HANDPIECE | DENTAL HANDPIECE | KAVO | 660B | 2007-08-22 | 409.2
HANDPIECE | DENTAL HANDPIECE | KAVO | 660B | 2007-08-22 | 409.2
HANDPIECE | DENTAL HANDPIECE | KAVO | 660B | 2007-08-22 | 409.2
HANDPIECE | DENTAL HANDPIECE | KAVO | 660B | 2007-08-22 | 409.2
HANDPIECE | DENTAL HANDPIECE | KAVO | 660B | 2007-08-22 | 409.2
HANDPIECE | DENTAL HANDPIECE | KAVO | 660B | 2007-08-22 | 409.2
HANDPIECE | DENTAL HANDPIECE | KAVO | 660B | 2007-08-22 | 409.2
HANDPIECE | DENTAL HANDPIECE | KAVO | 660B | 2007-08-22 | 409.2
HANDPIECE | DENTAL HANDPIECE | KAVO | 660B | 2007-08-22 | 409.2
HANDPIECE | DENTAL HANDPIECE | KAVO | 660B | 2007-08-22 | 409.2
HANDPIECE | DENTAL HANDPIECE | KAVO | 660B | 2007-08-22 | 409.2
HANDPIECE | DENTAL HANDPIECE | KAVO | 660B | 2007-08-22 | 409.2
HANDPIECE | DENTAL HANDPIECE | KAVO | 10E | 2007-08-22 | 171.6
HANDPIECE | DENTAL HANDPIECE | KAVO | 10E | 2007-08-22 | 171.6
HANDPIECE | DENTAL HANDPIECE | KAVO | 10E | 2007-08-22 | 171.6
HANDPIECE | DENTAL HANDPIECE | KAVO | 10E | 2007-08-22 | 171.6
HANDPIECE | DENTAL HANDPIECE | KAVO | 10E | 2007-08-22 | 171.6
HANDPIECE | DENTAL HANDPIECE | KAVO | 10E | 2007-08-22 | 171.6
HANDPIECE | DENTAL HANDPIECE | KAVO | 10E | 2007-08-22 | 171.6
HANDPIECE | DENTAL HANDPIECE | KAVO | 10E | 2007-08-22 | 171.6
HANDPIECE | DENTAL HANDPIECE | KAVO | 10E | 2007-08-22 | 171.6
HANDPIECE | DENTAL HANDPIECE | KAVO | 2068LHC | 2007-08-22 | 359.4
HANDPIECE | DENTAL HANDPIECE | KAVO | 2068LHC | 2007-08-22 | 359.4
HANDPIECE | DENTAL HANDPIECE | KAVO | 2068LHC | 2007-08-22 | 359.4
HANDPIECE | DENTAL HANDPIECE | KAVO | 2068LHC | 2007-08-22 | 359.4
HANDPIECE | DENTAL HANDPIECE | KAVO | 2068LHC | 2007-08-22 | 359.4
HANDPIECE | DENTAL HANDPIECE | KAVO | 2068LHC | 2007-08-22 | 359.4
HANDPIECE | DENTAL HANDPIECE | KAVO | 2068LHC | 2007-08-22 | 359.4
HANDPIECE | DENTAL HANDPIECE | KAVO | 2068LHC | 2007-08-22 | 359.4
HANDPIECE | DENTAL HANDPIECE | KAVO | 2068LHC | 2007-08-22 | 359.4
HANDPIECE | DENTAL HANDPIECE | KAVO | 2068LHC | 2007-08-22 | 359.4
HANDPIECE | DENTAL HANDPIECE | KAVO | 2068LHC | 2007-08-22 | 359.4
HANDPIECE | DENTAL HANDPIECE | KAVO | 2068LHC | 2007-08-22 | 359.4
HANDPIECE | DENTAL HANDPIECE | KAVO | 2068LHC | 2007-08-22 | 359.4
HANDPIECE | DENTAL HANDPIECE | KAVO | 2068LHC | 2007-08-22 | 359.4
HANDPIECE | DENTAL HANDPIECE | KAVO | 2068LHC | 2007-08-22 | 359.4
HANDPIECE | DENTAL HANDPIECE | KAVO | 2068LHC | 2007-08-22 | 359.4
HANDPIECE | DENTAL HANDPIECE | KAVO | 2068LHC | 2007-08-22 | 359.4
HANDPIECE | DENTAL HANDPIECE | KAVO | 2068LHC | 2007-08-22 | 359.4
HANDPIECE | DENTAL HANDPIECE | KAVO | 2068LHC | 2007-08-22 | 359.4
HANDPIECE | DENTAL HANDPIECE | KAVO | 2068LHC | 2007-08-22 | 359.4
HANDPIECE | DENTAL HANDPIECE | KAVO | 2068LHC | 2007-08-22 | 359.4
HANDPIECE | DENTAL HANDPIECE | KAVO | 2068LHC | 2007-08-22 | 359.4
HANDPIECE | DENTAL HANDPIECE | KAVO | 2068LHC | 2007-08-22 | 359.4
HANDPIECE | DENTAL HANDPIECE | KAVO | 2068LHC | 2007-08-22 | 359.4
HANDPIECE | DENTAL HANDPIECE | KAVO | 2068LHC | 2007-08-22 | 359.4
HANDPIECE | DENTAL HANDPIECE | KAVO | 2068LHC | 2007-08-22 | 359.4
HANDPIECE | DENTAL HANDPIECE | KAVO | 2068LHC | 2007-08-22 | 359.4
HANDPIECE | DENTAL HANDPIECE | KAVO | 2068LHC | 2007-08-22 | 359.4
HANDPIECE | DENTAL HANDPIECE | KAVO | 2068LHC | 2007-08-22 | 359.4
HANDPIECE | DENTAL HANDPIECE | KAVO | 2068LHC | 2007-08-22 | 359.4
HANDPIECE | DENTAL HANDPIECE | KAVO | 2068LHC | 2007-08-22 | 359.4
HANDPIECE | DENTAL HANDPIECE | KAVO | 2068LHC | 2007-08-22 | 359.4
HANDPIECE | DENTAL HANDPIECE | KAVO | 2068LHC | 2007-08-22 | 359.4
HANDPIECE | DENTAL HANDPIECE | KAVO | 2068LHC | 2007-08-22 | 359.4
HANDPIECE | DENTAL HANDPIECE | KAVO | 2068LHC | 2007-08-22 | 359.4
HANDPIECE | DENTAL HANDPIECE | KAVO | 2068LHC | 2007-08-22 | 359.4
HANDPIECE | DENTAL HANDPIECE | KAVO | 2068LHC | 2007-08-22 | 359.4
HANDPIECE | DENTAL HANDPIECE | KAVO | 2068LHC | 2007-08-22 | 359.4
HANDPIECE | DENTAL HANDPIECE | KAVO | 2068LHC | 2007-08-22 | 359.4
HANDPIECE | DENTAL HANDPIECE | KAVO | 2068LHC | 2007-08-22 | 359.4
HANDPIECE | DENTAL HANDPIECE | KAVO | 2068LHC | 2007-08-22 | 359.4
HANDPIECE | DENTAL HANDPIECE | KAVO | 2068LHC | 2007-08-22 | 359.4
HANDPIECE | DENTAL HANDPIECE | KAVO | 2068LHC | 2007-08-22 | 359.4
HANDPIECE | DENTAL HANDPIECE | KAVO | 2068LHC | 2007-08-22 | 359.4
HANDPIECE | DENTAL HANDPIECE | KAVO | 2068LHC | 2007-08-22 | 359.4
HANDPIECE | DENTAL HANDPIECE | KAVO | 2068LHC | 2007-08-22 | 359.4
HANDPIECE | DENTAL HANDPIECE | KAVO | 2068LHC | 2007-08-22 | 359.4
HANDPIECE | DENTAL HANDPIECE | KAVO | 2068LHC | 2007-08-22 | 359.4
HANDPIECE | DENTAL HANDPIECE | KAVO | 2068LHC | 2007-08-22 | 359.4
HANDPIECE | DENTAL HANDPIECE | KAVO | 2068LHC | 2007-08-22 | 359.4
HANDPIECE | DENTAL HANDPIECE | KAVO | 2068LHC | 2007-08-22 | 359.4
HANDPIECE | DENTAL HANDPIECE | KAVO | 2068LHC | 2007-08-22 | 359.4
HANDPIECE | DENTAL HANDPIECE | KAVO | 2068LHC | 2007-08-22 | 359.4
HANDPIECE | DENTAL HANDPIECE | KAVO | 2068LHC | 2007-08-22 | 359.4
HANDPIECE | DENTAL HANDPIECE | KAVO | 2068LHC | 2007-08-22 | 359.4
HANDPIECE | DENTAL HANDPIECE | KAVO | 2068LHC | 2007-08-22 | 359.4
HANDPIECE | DENTAL HANDPIECE | KAVO | 2068LHC | 2007-08-22 | 359.4
HANDPIECE | DENTAL HANDPIECE | KAVO | 2068LHC | 2007-08-22 | 359.4
HANDPIECE | DENTAL HANDPIECE | KAVO | 2068LHC | 2007-08-22 | 359.4
HANDPIECE | DENTAL HANDPIECE | KAVO | 2068LHC | 2007-08-22 | 359.4
HANDPIECE | DENTAL HANDPIECE | KAVO | 2068LHC | 2007-08-22 | 359.4
HANDPIECE | DENTAL HANDPIECE | KAVO | 2068LHC | 2007-08-22 | 359.4
MOBILE LAMP | MOBILE SUTURING LAMP | HANAULUX | BLUE 80 MOBILE | 2007-09-14 | 2798.4 | 2023-10-03 | 2024-10-03
PATIENT HOIST | PATIENT HOIST - OVERHEAD | LIKO | LIKORALL 242 S | 2007-08-31 | 1800 | 2024-07-09 | 2025-01-09
NERVE STIMULATOR | NERVE STIMULATOR | TENSCARE | XL-Y1 | 2007-08-13 | 180
NERVE STIMULATOR | NERVE STIMULATOR | TENSCARE | XL-Y1 | 2007-08-13 | 180
NERVE STIMULATOR | NERVE STIMULATOR | TENSCARE | XL-Y1 | 2007-08-13 | 180
NERVE STIMULATOR | NERVE STIMULATOR | TENSCARE | XL-Y1 | 2007-08-13 | 180
NERVE STIMULATOR | NERVE STIMULATOR | TENSCARE | XL-Y1 | 2007-08-13 | 180
NERVE STIMULATOR | NERVE STIMULATOR | TENSCARE | XL-Y1 | 2007-08-13 | 180
NERVE STIMULATOR | NERVE STIMULATOR | TENSCARE | XL-Y1 | 2007-08-13 | 180
NERVE STIMULATOR | NERVE STIMULATOR | TENSCARE | XL-Y1 | 2007-08-13 | 180
NERVE STIMULATOR | NERVE STIMULATOR | TENSCARE | XL-Y1 | 2007-08-13 | 180
NERVE STIMULATOR | NERVE STIMULATOR | TENSCARE | XL-Y1 | 2007-08-13 | 180
NERVE STIMULATOR | NERVE STIMULATOR | TENSCARE | XL-Y1 | 2007-08-13 | 180
NERVE STIMULATOR | NERVE STIMULATOR | TENSCARE | XL-Y1 | 2007-08-13 | 180
NERVE STIMULATOR | NERVE STIMULATOR | TENSCARE | XL-Y1 | 2007-08-13 | 180
SUCTION CONTROLLER | SUCTION CONTROLLER | EAST HEALTH | HIGH-SUCTION | 2007-08-16 | 240
SUCTION CONTROLLER | SUCTION CONTROLLER | EAST HEALTH | HIGH-SUCTION | 2007-08-16 | 240
SUCTION CONTROLLER | LOW SUCTION CONTROLLER | EAST HEALTH | LOW | 2007-08-16 | 240
BIPAP VENTILATORY SUPPORT SYSTEM |  | RESPIRONICS | SYNCHRONY INTERNATIONAL | 2006-04-27 | 7282.8
NERVE STIMULATOR | NERVE STIMULATOR | TENSCARE | XL-Y1 | 2007-07-30 | 180
NERVE STIMULATOR | NERVE STIMULATOR | TENSCARE | XL-Y1 | 2007-07-30 | 180
NERVE STIMULATOR | NERVE STIMULATOR | TENSCARE | XL-Y1 | 2007-07-30 | 180
NERVE STIMULATOR | NERVE STIMULATOR | TENSCARE | XL-Y1 | 2007-07-30 | 180
NERVE STIMULATOR | NERVE STIMULATOR | TENSCARE | XL-Y1 | 2007-07-30 | 180
NERVE STIMULATOR | NERVE STIMULATOR | TENSCARE | XL-Y1 | 2007-07-30 | 180
NERVE STIMULATOR | NERVE STIMULATOR | TENSCARE | XL-Y1 | 2007-07-30 | 180
NERVE STIMULATOR | NERVE STIMULATOR | TENSCARE | XL-Y1 | 2007-07-30 | 180
NERVE STIMULATOR | NERVE STIMULATOR | TENSCARE | XL-Y1 | 2007-07-30 | 180
NERVE STIMULATOR | NERVE STIMULATOR | TENSCARE | XL-Y1 | 2007-07-30 | 180
NERVE STIMULATOR | NERVE STIMULATOR | TENSCARE | XL-Y1 | 2007-07-30 | 180
NERVE STIMULATOR | NERVE STIMULATOR | TENSCARE | XL-Y1 | 2007-07-30 | 180
NERVE STIMULATOR | NERVE STIMULATOR | TENSCARE | XL-Y1 | 2007-07-30 | 180
NERVE STIMULATOR | NERVE STIMULATOR | TENSCARE | XL-Y1 | 2007-07-30 | 180
NERVE STIMULATOR | NERVE STIMULATOR | TENSCARE | XL-Y1 | 2007-07-30 | 180
TONOMETER | APPLANATION TONOMETER | REICHERT-J | TONO-PEN AVIA | 2007-08-17 | 2040
SCALES | SCALES - BABY | SECA | 835 | 2008-06-18 | 295.2 | 2023-12-06 | 2024-11-15
SCALES | SCALES - BABY | SECA | 835 | 2008-06-18 | 295.2 | 2023-12-06 | 2024-11-15
ULTRASONIC SCALER | ULTRASONIC SCALER | DENTSPLY LTD | CAVITRON SELECT SPS | 2007-08-20 | 1959.9 | 2023-07-28 | 2024-07-28
CENTRAL ALARM SYSTEM | MEDICAL GAS ALARM | SHIRE | SDX-15 | 2001-04-20 | 1520.4 | 2024-10-09 | 2025-01-20
CENTRAL ALARM SYSTEM | MEDICAL GAS ALARM | SHIRE | SDX-15 | 2001-04-20 | 1520.4 | 2024-10-09 | 2025-01-20
SIMPLEX ACTIVE SCAVENGING SYS | ANAESTHETIC GAS SCAVENGING UNIT | MILLENIUM | SIMPLEX | 2008-03-26 | 1200 | 2024-09-17 | 2024-12-20
DUPLEX ACTIVE SCAVENGING SYS | DUPLEX ANAESTHETIC GAS SCAVENGING UNIT | BECKER | DUPLEX | 2010-10-14 | 1200 | 2024-09-23 | 2024-11-20
CENTRAL ALARM SYSTEM | MEDICAL GAS ALARM | SHIRE | SDX-15 | 2008-03-18 | 1520.4 | 2024-09-17 | 2024-12-20
AREA ALARM SYSTEM | MEDICAL GAS ALARM | SHIRE | AREA ALARM | 2008-03-19 | 420 | 2024-10-09 | 2024-12-20
AREA ALARM SYSTEM | MEDICAL GAS ALARM | SHIRE | AREA ALARM | 2008-03-19 | 420 | 2024-10-09 | 2024-12-20
AREA ALARM SYSTEM | MEDICAL GAS ALARM | SHIRE | AREA ALARM | 2008-03-19 | 420 | 2024-10-09 | 2024-12-20
AREA ALARM SYSTEM | MEDICAL GAS ALARM | SHIRE | AREA ALARM | 2008-03-19 | 420 | 2024-10-09 | 2024-12-20
AREA ALARM SYSTEM | MEDICAL GAS ALARM | SHIRE | AREA ALARM | 2008-03-19 | 420 | 2024-10-09 | 2024-12-20
CALIBRATION ANALYSER | FLOW ANALYSER | IMT MEDICAL | PF-300 | 2007-07-18 | 5100 | 2024-02-12 | 2025-02-12
SUCTION UNIT | SUCTION - LAERDAL - BATTERY | LAERDAL | LSU-2 | 2007-08-15 | 816 | 2024-08-06 | 2027-08-06
BATTERY PACK | BATTERY PACK | ARJO HUNTLEIGH | KPA0100 | 2007-08-16 | 216
AMBULATORY ARRHYTHMIA MONITOR | AMB.ARRHYTH.MON | INSTROMEDIX | KING OF HEARTS | 2007-08-08 | 2400
NEBULIZER | NEBULIZER | MEDIC AID | PORTANEB | 2007-08-07 | 126
PATIENT HOIST | PATIENT HOIST - OVERHEAD | LIKO | LIKORALL 242 S | 2007-08-07 | 3000 | 2024-07-09 | 2025-01-09
PATIENT HOIST | PATIENT HOIST - OVERHEAD | LIKO | LIKORALL 242 S | 2007-08-07 | 3000 | 2024-07-16 | 2025-01-16
NEBULIZER | NEBULIZER | MEDIX LTD | ECONONEB | 2007-08-06 | 118.8
ABLATION MACHINE | CRYOABLATION MACHINE | CRYOCATH INC | 10000-007-02 | 2007-08-01 | 34405.2 |  | 2025-07-15
MULTI-MEASUREMENT SERVER | MULTI-MEASUREMENT SERVER | PHILIPS LTD | M3001A | 2007-07-20 | 3372
MULTI FLUID WARMER | BLOOD WARMER | BARKEY GMBH | AUTOCONTROL 3XPT | 2007-07-19 | 1200 | 2023-07-19 | 2024-07-17
MULTI FLUID WARMER | BLOOD WARMER | BARKEY GMBH | AUTOCONTROL 3XPT | 2007-07-19 | 1200
COMPUTER - DESKTOP | PC WORKSTATION | HP | XW4300 WORKSTATION | 2007-07-17 | 12000
ELECTRO PHYSIOLOGICAL STIM | ELECTROPHYSIOLOGY AMPLIFIER | BARD LTD | CLEARSIGN | 2007-07-17 | 12000
PATIENT MONITOR | PATIENT MONITOR INTELLIVUE MP5 | PHILIPS LTD | M8105A | 2007-07-16 | 7239.372 | 2022-09-17 | 2025-04-15
PATIENT MONITOR | PATIENT MONITOR INTELLIVUE MP5 | PHILIPS LTD | M8105A | 2007-07-16 | 7239.396 | 2024-10-25 | 2027-10-25
PATIENT MONITOR | PATIENT MONITOR INTELLIVUE MP5 | PHILIPS LTD | M8105A | 2007-07-16 | 7239.396 | 2023-10-10 | 2026-10-10
PATIENT MONITOR | PATIENT MONITOR INTELLIVUE MP5 | PHILIPS LTD | M8105A | 2007-07-16 | 7239.396 | 2023-04-05 14:33 | 2026-04-05
MULTI-MEASUREMENT SERVER | MULTI-MEASUREMENT SERVER | PHILIPS LTD | M3001A | 2004-11-05 | 3372
PATIENT MONITOR | PATIENT MONITOR INTELLIVUE MP30 | PHILIPS LTD | M8002A | 2007-07-16 | 8433.552 | 2022-07-07 | 2025-07-07
PATIENT MONITOR | PATIENT MONITOR INTELLIVUE MP30 | PHILIPS LTD | M8002A | 2007-07-16 | 8433.564 | 2023-07-12 | 2026-07-12
PATIENT MONITOR | PATIENT MONITOR INTELLIVUE MP30 | PHILIPS LTD | M8002A | 2007-07-16 | 8433.564 | 2023-05-17 | 2026-05-17
VITAL SIGNS MONITOR | VITAL SIGNS MONITOR: NBP/SPO2. | CRITIKON | PROCARE 300 | 2007-07-03 | 2880 |  | 2025-07-15
TRANSCUT NERVE STIMULATOR | DUAL CHANNEL STIMULATOR | EVERYWAY MED | TPN-EX | 2007-08-24 | 46.8
ENTONOX DEMAND SYSTEM | ENTONOX DEMAND VALVE | THERAPY EQUIPMENT | ENTONOX | 2007-06-26 | 336.6 | 2023-08-07 | 2027-08-07
NEBULIZER | NEBULIZER | MEDIC AID | PORTANEB | 2007-08-07 | 126
MULTI FLUID WARMER | BLOOD WARMER | BARKEY GMBH | AUTOCONTROL 3XPT | 2007-06-25 | 1200 | 2023-07-19 | 2024-07-17
CONTINUOUS FLUID MANAGEMENT SY | HAEMOFILTRATION UNIT | GAMBRO LTD | PRISMAFLEX | 2007-06-25 | 21600 | 2024-08-22 | 2025-08-22
CONTINUOUS FLUID MANAGEMENT SY | HAEMOFILTRATION UNIT | GAMBRO LTD | PRISMAFLEX | 2007-06-25 | 21600 | 2024-09-13 | 2025-09-13
ECG MODULE | MERLIN ECG MODULE | PHILIPS LTD | M1001A | 2007-07-17 | 1500
BIOMETER | BIOMETER | TOMEY | AL-100 | 2007-07-16 | 3834 | 2024-04-25 | 2025-04-25
DENTAL LIGHT | DENTAL LIGHT | ADEC DENTAL | 6300 | 2007-07-12 | 1525.2 | 2024-01-31 | 2024-11-14
DENTAL LIGHT | DENTAL LIGHT | ADEC DENTAL | 6300 | 2007-07-12 | 1525.2 | 2024-01-31 | 2024-11-14
DENTAL LIGHT | DENTAL LIGHT | ADEC DENTAL | 6300 | 2007-07-12 | 1525.2 | 2024-01-31 | 2024-11-04
DENTAL LIGHT | DENTAL LIGHT | ADEC DENTAL | 6300 | 2007-07-12 | 1525.2 | 2024-02-21 | 2024-11-04
DENTAL LIGHT | DENTAL LIGHT | ADEC DENTAL | 6300 | 2007-07-12 | 1525.2 | 2024-01-31 | 2024-11-04
DENTAL LIGHT | DENTAL LIGHT | ADEC DENTAL | 6300 | 2007-07-12 | 1525.2 | 2024-01-31 | 2024-11-04
DENTAL LIGHT | DENTAL LIGHT | ADEC DENTAL | 6300 | 2007-07-12 | 1525.2 | 2024-01-31 | 2024-11-04
WAX HEATER | WAX HEATER | AMANN | NO FLAME | 2007-06-22 | 480 | 2022-07-04 | 2024-07-04
SPOT LAMP | STANDING LIGHT | NEWLEC | NL581N | 2007-06-20 | 360
PATIENT HOIST | PATIENT HOIST - MOBILE | LIKO | VIKING XL | 2007-12-21 | 9659.916 | 2024-01-16 | 2024-07-16
MULTI-MEASUREMENT SERVER | MULTI-MEASUREMENT SERVER | PHILIPS LTD | M3001A | 2007-08-21 | 3372
PATIENT MONITOR | PATIENT MONITOR INTELLIVUE MP20 | PHILIPS LTD | M8001A | 2007-08-21 | 7200 | 2024-07-18 | 2027-07-18
SPHYGMOMANOMETER | SPHYGMOMANOMETER | SPEIDEL & KE | MAXI STABIL 3 | 2007-06-26 | 217.2
SPHYGMOMANOMETER | SPHYGMOMANOMETER | SPEIDEL & KE | MAXI STABIL 3 | 2007-06-26 | 217.2
SPEECH AID | ELECTRONIC SPEECH AID | GRIFFIN PROD | TRUTONE ELECTROLARYN | 2007-07-13 | 360
SPEECH AID | ELECTRONIC SPEECH AID | GRIFFIN PROD | TRUTONE ELECTROLARYN | 2007-07-13 | 360
CRYO PROBE | CRYO PROBE | WALLAC | 900603 | 2001-11-23 | 1572
DENTAL UNIT | DENTAL TREATMENT BAY - 511CHAIR + 532 UNIT | ADEC DENTAL | 500 SERIES | 2007-08-28 | 19200 | 2023-11-28
DENTAL UNIT | DENTAL TREATMENT BAY - 511CHAIR + 532 UNIT | ADEC DENTAL | 500 SERIES | 2007-08-28 | 19200 | 2023-11-28
DENTAL UNIT | DENTAL TREATMENT BAY - 511CHAIR + 532 UNIT | ADEC DENTAL | 500 SERIES | 2007-08-28 | 19200 | 2022-09-09
DENTAL UNIT | DENTAL TREATMENT BAY - 511CHAIR + 532 UNIT | ADEC DENTAL | 500 SERIES | 2007-08-28 | 19200 | 2023-11-27
DENTAL UNIT | DENTAL TREATMENT BAY - 511CHAIR + 532 UNIT | ADEC DENTAL | 500 SERIES | 2007-08-28 | 19200 | 2023-12-20
DENTAL UNIT | DENTAL TREATMENT BAY - 511CHAIR + 532 UNIT | ADEC DENTAL | 500 SERIES | 2007-11-01 | 19200 | 2023-10-25
DENTAL UNIT | DENTAL TREATMENT BAY - 511CHAIR + 532 UNIT | ADEC DENTAL | 500 SERIES | 2007-11-01 | 19200 | 2023-12-15
DENTAL UNIT | DENTAL TREATMENT BAY - 511CHAIR + 532 UNIT | ADEC DENTAL | 500 SERIES | 2007-11-01 | 19200 | 2023-12-19
DENTAL UNIT | DENTAL TREATMENT BAY - 511CHAIR + 532 UNIT | ADEC DENTAL | 500 SERIES | 2007-08-28 | 19200 | 2023-12-18
DENTAL UNIT | DENTAL TREATMENT BAY - 511CHAIR + 532 UNIT | ADEC DENTAL | 500 SERIES | 2007-08-28 | 19200 | 2023-12-04
DENTAL UNIT | DENTAL TREATMENT BAY - 511CHAIR + 532 UNIT | ADEC DENTAL | 500 SERIES | 2007-08-28 | 19200 | 2023-10-24
DENTAL UNIT | DENTAL TREATMENT BAY - 511CHAIR + 532 UNIT | ADEC DENTAL | 500 SERIES | 2007-08-28 | 19200 | 2023-11-08
DENTAL UNIT | DENTAL TREATMENT BAY - 511CHAIR + 532 UNIT | ADEC DENTAL | 500 SERIES | 2007-08-28 | 19200 | 2023-11-15
DENTAL UNIT | DENTAL TREATMENT BAY - 511CHAIR + 532 UNIT | ADEC DENTAL | 500 SERIES | 2007-08-28 | 19200 | 2023-12-01
DENTAL UNIT | DENTAL TREATMENT BAY - 511CHAIR + 532 UNIT | ADEC DENTAL | 500 SERIES | 2007-08-28 | 19200 | 2023-12-01
DENTAL UNIT | DENTAL TREATMENT BAY - 511CHAIR + 532 UNIT | ADEC DENTAL | 500 SERIES | 2007-08-20 | 19200 | 2023-11-08
DENTAL UNIT | DENTAL TREATMENT BAY - 511CHAIR + 532 UNIT | ADEC DENTAL | 500 SERIES | 2007-08-28 | 19200 | 2023-11-08
DENTAL UNIT | DENTAL TREATMENT BAY - 511CHAIR + 532 UNIT | ADEC DENTAL | 500 SERIES | 2007-08-28 | 19200 | 2023-12-01
DENTAL UNIT | DENTAL TREATMENT BAY - 511CHAIR + 532 UNIT | ADEC DENTAL | 500 SERIES | 2007-08-28 | 19200 | 2023-10-25
DENTAL UNIT | DENTAL TREATMENT BAY - 511CHAIR + 532 UNIT | ADEC DENTAL | 500 SERIES | 2007-08-28 | 19200 | 2023-11-28
HANDPIECE MICROMOTOR | HANDPIECE MICROMOTOR | BIEN-AIR UK | BASCH | 2007-05-29 | 1054.8
HANDPIECE MICROMOTOR | HANDPIECE MICROMOTOR | W&H UK LTD | EA-51LT | 2007-05-17 | 660
HANDPIECE MICROMOTOR | HANDPIECE MICROMOTOR | W&H UK LTD | EA-51LT | 2007-05-17 | 660
HANDPIECE MICROMOTOR | HANDPIECE MICROMOTOR | W&H UK LTD | EA-51LT | 2007-05-17 | 660
HANDPIECE MICROMOTOR | HANDPIECE MICROMOTOR | W&H UK LTD | EA-51LT | 2007-05-17 | 660
HANDPIECE MICROMOTOR | HANDPIECE MICROMOTOR | W&H UK LTD | EA-51LT | 2007-05-17 | 660
HANDPIECE MICROMOTOR | HANDPIECE MICROMOTOR | W&H UK LTD | EA-51LT | 2007-05-17 | 660
HANDPIECE MICROMOTOR | HANDPIECE MICROMOTOR | W&H UK LTD | EA-51LT | 2007-05-17 | 660
HANDPIECE MICROMOTOR | HANDPIECE MICROMOTOR | W&H UK LTD | EA-51LT | 2007-05-17 | 660
HANDPIECE MICROMOTOR | HANDPIECE MICROMOTOR | W&H UK LTD | EA-51LT | 2007-05-17 | 660
HANDPIECE MICROMOTOR | HANDPIECE MICROMOTOR | W&H UK LTD | EA-51LT | 2007-05-17 | 660
HANDPIECE MICROMOTOR | HANDPIECE MICROMOTOR | W&H UK LTD | EA-51LT | 2007-05-17 | 660
HANDPIECE MICROMOTOR | HANDPIECE MICROMOTOR | W&H UK LTD | EA-51LT | 2007-05-17 | 660
HANDPIECE MICROMOTOR | HANDPIECE MICROMOTOR | W&H UK LTD | EA-51LT | 2007-05-17 | 660
HANDPIECE MICROMOTOR | HANDPIECE MICROMOTOR | W&H UK LTD | EA-51LT | 2007-05-17 | 660
HANDPIECE MICROMOTOR | HANDPIECE MICROMOTOR | W&H UK LTD | EA-51LT | 2007-05-17 | 660
HANDPIECE MICROMOTOR | HANDPIECE MICROMOTOR | W&H UK LTD | EA-51LT | 2007-05-17 | 660
HANDPIECE MICROMOTOR | HANDPIECE MICROMOTOR | W&H UK LTD | EA-51LT | 2007-05-17 | 660
HANDPIECE MICROMOTOR | HANDPIECE MICROMOTOR | W&H UK LTD | EA-51LT | 2007-05-17 | 660
HANDPIECE MICROMOTOR | HANDPIECE MICROMOTOR | W&H UK LTD | EA-51LT | 2007-05-17 | 660
HANDPIECE MICROMOTOR | HANDPIECE MICROMOTOR | W&H UK LTD | EA-51LT | 2007-05-17 | 660
HANDPIECE MICROMOTOR | HANDPIECE MICROMOTOR | W&H UK LTD | EA-51LT | 2007-05-17 | 660
HANDPIECE | DENTAL HANDPIECE | KAVO | 2068LHC | 2007-05-14 | 359.4
HANDPIECE | DENTAL HANDPIECE | KAVO | 2068LHC | 2007-05-14 | 359.4
HANDPIECE | DENTAL HANDPIECE | KAVO | 2068LHC | 2007-05-14 | 359.4
HANDPIECE | DENTAL HANDPIECE | KAVO | 2068LHC | 2007-05-14 | 359.4
HANDPIECE | DENTAL HANDPIECE | KAVO | 2052LHC | 2007-05-14 | 359.4
HANDPIECE | DENTAL HANDPIECE | KAVO | 2052LHC | 2007-05-14 | 359.4
HANDPIECE | DENTAL HANDPIECE | KAVO | 2052LHC | 2007-05-14 | 359.4
HANDPIECE | DENTAL HANDPIECE | KAVO | 2052LHC | 2007-05-14 | 359.4
HANDPIECE | DENTAL HANDPIECE | KAVO | 2052LHC | 2007-05-14 | 359.4
HANDPIECE | DENTAL HANDPIECE | KAVO | 2052LHC | 2007-05-14 | 359.4
HANDPIECE | DENTAL HANDPIECE | KAVO | 2052LHC | 2007-05-14 | 359.4
HANDPIECE | DENTAL HANDPIECE | KAVO | 2052LHC | 2007-05-14 | 359.4
HANDPIECE | DENTAL HANDPIECE | KAVO | 2052LHC | 2007-05-14 | 359.4
HANDPIECE | DENTAL HANDPIECE | KAVO | 2052LHC | 2007-05-14 | 359.4
HANDPIECE | DENTAL HANDPIECE | KAVO | 2052LHC | 2007-05-14 | 359.4
HANDPIECE | DENTAL HANDPIECE | KAVO | 2052LHC | 2007-05-14 | 359.4
HANDPIECE | DENTAL HANDPIECE | KAVO | 2052LHC | 2007-05-14 | 359.4
HANDPIECE | DENTAL HANDPIECE | KAVO | 2052LHC | 2007-05-14 | 359.4
HANDPIECE | DENTAL HANDPIECE | KAVO | 2052LHC | 2007-05-14 | 359.4
HANDPIECE | DENTAL HANDPIECE | KAVO | 2052LHC | 2007-05-14 | 359.4
HANDPIECE | DENTAL HANDPIECE | KAVO | 2052LHC | 2007-05-14 | 359.4
HANDPIECE | DENTAL HANDPIECE | KAVO | 2052LHC | 2007-05-14 | 359.4
HANDPIECE | DENTAL HANDPIECE | KAVO | 2052LHC | 2007-05-14 | 359.4
HANDPIECE | DENTAL HANDPIECE | KAVO | 2052LHC | 2007-05-14 | 359.4
HANDPIECE | DENTAL HANDPIECE | KAVO | 2052LHC | 2007-05-14 | 359.4
HANDPIECE | DENTAL HANDPIECE | KAVO | 2052LHC | 2007-05-14 | 359.4
HANDPIECE | DENTAL HANDPIECE | KAVO | 2052LHC | 2007-05-14 | 359.4
HANDPIECE | DENTAL HANDPIECE | KAVO | 2052LHC | 2007-05-14 | 359.4
HANDPIECE | DENTAL HANDPIECE | KAVO | 2052LHC | 2007-05-14 | 359.4
HANDPIECE | DENTAL HANDPIECE | KAVO | 2052LHC | 2007-05-14 | 359.4
HANDPIECE | DENTAL HANDPIECE | KAVO | 2052LHC | 2007-05-14 | 359.4
HANDPIECE | DENTAL HANDPIECE | KAVO | 2052LHC | 2007-05-14 | 359.4
HANDPIECE | DENTAL HANDPIECE | KAVO | 2052LHC | 2007-05-14 | 359.4
HANDPIECE | DENTAL HANDPIECE | KAVO | 2052LHC | 2007-05-14 | 359.4
HANDPIECE | DENTAL HANDPIECE | KAVO | 2052LHC | 2007-05-14 | 359.4
HANDPIECE | DENTAL HANDPIECE | KAVO | 2052LHC | 2007-05-14 | 359.4
HANDPIECE | DENTAL HANDPIECE | KAVO | 2052LHC | 2007-05-14 | 359.4
HANDPIECE | DENTAL HANDPIECE | KAVO | 2052LHC | 2007-05-14 | 359.4
HANDPIECE | DENTAL HANDPIECE | KAVO | 2052LHC | 2007-05-14 | 359.4
HANDPIECE | DENTAL HANDPIECE | KAVO | 2052LHC | 2007-05-14 | 359.4
HANDPIECE | DENTAL HANDPIECE | KAVO | 2052LHC | 2007-05-14 | 359.4
HANDPIECE | DENTAL HANDPIECE | KAVO | 2052LHC | 2007-05-14 | 359.4
HANDPIECE | DENTAL HANDPIECE | KAVO | 2052LHC | 2007-05-14 | 359.4
HANDPIECE | DENTAL HANDPIECE | KAVO | 2052LHC | 2007-05-14 | 359.4
HANDPIECE | DENTAL HANDPIECE | KAVO | 2052LHC | 2007-05-14 | 359.4
HANDPIECE | DENTAL HANDPIECE | KAVO | 2052LHC | 2007-05-14 | 359.4
HANDPIECE | DENTAL HANDPIECE | KAVO | 2052LHC | 2007-05-14 | 359.4
HANDPIECE | DENTAL HANDPIECE | KAVO | 2052LHC | 2007-05-14 | 359.4
HANDPIECE | DENTAL HANDPIECE | KAVO | 2052LHC | 2007-05-14 | 359.4
HANDPIECE | DENTAL HANDPIECE | KAVO | 2052LHC | 2007-05-14 | 359.4
HANDPIECE | DENTAL HANDPIECE | KAVO | 2052LHC | 2007-05-14 | 359.4
HANDPIECE | DENTAL HANDPIECE | KAVO | 2052LHC | 2007-05-14 | 359.4
HANDPIECE | DENTAL HANDPIECE | KAVO | 2052LHC | 2007-05-14 | 359.4
HANDPIECE | DENTAL HANDPIECE | KAVO | 2052LHC | 2007-05-14 | 359.4
HANDPIECE | DENTAL HANDPIECE | KAVO | 2052LHC | 2007-05-14 | 359.4
HANDPIECE | DENTAL HANDPIECE | KAVO | 2052LHC | 2007-05-14 | 359.4
HANDPIECE | DENTAL HANDPIECE | KAVO | 2052LHC | 2007-05-14 | 359.4
HANDPIECE | DENTAL HANDPIECE | KAVO | 660B | 2007-05-14 | 409.2
HANDPIECE | DENTAL HANDPIECE | KAVO | 660B | 2007-05-14 | 409.2
HANDPIECE | DENTAL HANDPIECE | KAVO | 660B | 2007-05-14 | 409.2
HANDPIECE | DENTAL HANDPIECE | KAVO | 660B | 2007-05-14 | 409.2
HANDPIECE | DENTAL HANDPIECE | KAVO | 660B | 2007-05-14 | 409.2
HANDPIECE | DENTAL HANDPIECE | KAVO | 660B | 2007-05-14 | 409.2
HANDPIECE | DENTAL HANDPIECE | KAVO | 660B | 2007-05-14 | 409.2
HANDPIECE | DENTAL HANDPIECE | KAVO | 660B | 2007-05-14 | 409.2
HANDPIECE | DENTAL HANDPIECE | KAVO | 660B | 2007-05-14 | 409.2
HANDPIECE | DENTAL HANDPIECE | KAVO | 660B | 2007-05-14 | 409.2
HANDPIECE | DENTAL HANDPIECE | KAVO | 660B | 2007-05-14 | 409.2
HANDPIECE | DENTAL HANDPIECE | KAVO | 660B | 2007-05-14 | 409.2
HANDPIECE | DENTAL HANDPIECE | KAVO | 660B | 2007-05-14 | 409.2
HANDPIECE | DENTAL HANDPIECE | KAVO | 660B | 2007-05-14 | 409.2
HANDPIECE | DENTAL HANDPIECE | KAVO | 660B | 2007-05-14 | 409.2
HANDPIECE | DENTAL HANDPIECE | KAVO | 660B | 2007-05-14 | 409.2
HANDPIECE | DENTAL HANDPIECE | KAVO | 660B | 2007-05-14 | 409.2
HANDPIECE | DENTAL HANDPIECE | KAVO | 660B | 2007-05-14 | 409.2
HANDPIECE | DENTAL HANDPIECE | KAVO | 660B | 2007-05-14 | 409.2
HANDPIECE | DENTAL HANDPIECE | KAVO | 660B | 2007-05-14 | 409.2
HANDPIECE | DENTAL HANDPIECE | KAVO | 660B | 2007-05-14 | 409.2
HANDPIECE | DENTAL HANDPIECE | KAVO | 660B | 2007-05-14 | 409.2
HANDPIECE | DENTAL HANDPIECE | KAVO | 660B | 2007-05-14 | 409.2
HANDPIECE | DENTAL HANDPIECE | KAVO | 660B | 2007-05-14 | 409.2
HANDPIECE | DENTAL HANDPIECE | KAVO | 660B | 2007-05-14 | 409.2
HANDPIECE | DENTAL HANDPIECE | KAVO | 660B | 2007-05-14 | 409.2
HANDPIECE | DENTAL HANDPIECE | KAVO | 660B | 2007-05-14 | 409.2
HANDPIECE | DENTAL HANDPIECE | KAVO | 660B | 2007-05-14 | 409.2
HANDPIECE | DENTAL HANDPIECE | KAVO | 660B | 2007-05-14 | 409.2
HANDPIECE | DENTAL HANDPIECE | KAVO | 660B | 2007-05-14 | 409.2
HANDPIECE | DENTAL HANDPIECE | KAVO | 660B | 2007-05-14 | 409.2
HANDPIECE | DENTAL HANDPIECE | KAVO | 660B | 2007-05-14 | 409.2
HANDPIECE | DENTAL HANDPIECE | KAVO | 660B | 2007-05-14 | 409.2
HANDPIECE | DENTAL HANDPIECE | KAVO | 660B | 2007-05-14 | 409.2
HANDPIECE | DENTAL HANDPIECE | KAVO | 660B | 2007-05-14 | 409.2
HANDPIECE | DENTAL HANDPIECE | KAVO | 660B | 2007-05-14 | 409.2
HANDPIECE | DENTAL HANDPIECE | KAVO | 660B | 2007-05-14 | 409.2
HANDPIECE | DENTAL HANDPIECE | KAVO | 660B | 2007-05-14 | 409.2
HANDPIECE MICROMOTOR | HANDPIECE MICROMOTOR | W&H UK LTD | EA-51LT | 2007-05-17 | 660
HANDPIECE MICROMOTOR | HANDPIECE MICROMOTOR | W&H UK LTD | EA-51LT | 2007-05-17 | 660
HANDPIECE MICROMOTOR | HANDPIECE MICROMOTOR | W&H UK LTD | EA-51LT | 2007-05-17 | 660
HANDPIECE MICROMOTOR | HANDPIECE MICROMOTOR | W&H UK LTD | EA-51LT | 2007-05-17 | 660
HANDPIECE MICROMOTOR | HANDPIECE MICROMOTOR | W&H UK LTD | EA-51LT | 2007-05-17 | 660
HANDPIECE MICROMOTOR | HANDPIECE MICROMOTOR | W&H UK LTD | EA-51LT | 2007-05-17 | 660
HANDPIECE MICROMOTOR | HANDPIECE MICROMOTOR | BIEN-AIR UK | BASCH | 2007-05-29 | 1054.8
HANDPIECE MICROMOTOR | HANDPIECE MICROMOTOR | BIEN-AIR UK | BASCH | 2007-05-29 | 1054.8
HANDPIECE MICROMOTOR | HANDPIECE MICROMOTOR | BIEN-AIR UK | BASCH | 2007-05-29 | 1054.8
HANDPIECE MICROMOTOR | HANDPIECE MICROMOTOR | BIEN-AIR UK | BASCH | 2007-05-29 | 1054.8
HANDPIECE MICROMOTOR | HANDPIECE MICROMOTOR | BIEN-AIR UK | BASCH | 2007-05-29 | 1054.8
HANDPIECE MICROMOTOR | HANDPIECE MICROMOTOR | BIEN-AIR UK | BASCH | 2007-05-29 | 1054.8
HANDPIECE MICROMOTOR | HANDPIECE MICROMOTOR | BIEN-AIR UK | BASCH | 2007-05-29 | 1054.8
HANDPIECE MICROMOTOR | HANDPIECE MICROMOTOR | BIEN-AIR UK | BASCH | 2007-05-29 | 1054.8
HANDPIECE MICROMOTOR | HANDPIECE MICROMOTOR | BIEN-AIR UK | BASCH | 2007-05-29 | 1054.8
HANDPIECE MICROMOTOR | HANDPIECE MICROMOTOR | BIEN-AIR UK | BASCH | 2007-05-29 | 1054.8
HANDPIECE MICROMOTOR | HANDPIECE MICROMOTOR | BIEN-AIR UK | BASCH | 2007-05-29 | 1054.8
HANDPIECE MICROMOTOR | HANDPIECE MICROMOTOR | BIEN-AIR UK | BASCH | 2007-05-29 | 1054.8
HANDPIECE MICROMOTOR | HANDPIECE MICROMOTOR | BIEN-AIR UK | BASCH | 2007-05-29 | 1054.8
HANDPIECE MICROMOTOR | HANDPIECE MICROMOTOR | BIEN-AIR UK | BASCH | 2007-05-29 | 1054.8
HANDPIECE MICROMOTOR | HANDPIECE MICROMOTOR | BIEN-AIR UK | BASCH | 2007-05-29 | 1054.8
HANDPIECE MICROMOTOR | HANDPIECE MICROMOTOR | BIEN-AIR UK | BASCH | 2007-05-29 | 1054.8
HANDPIECE MICROMOTOR | HANDPIECE MICROMOTOR | BIEN-AIR UK | BASCH | 2007-05-29 | 1054.8
HANDPIECE MICROMOTOR | HANDPIECE MICROMOTOR | BIEN-AIR UK | BASCH | 2007-05-29 | 1054.8
HANDPIECE MICROMOTOR | HANDPIECE MICROMOTOR | BIEN-AIR UK | BASCH | 2007-05-29 | 1054.8
HANDPIECE MICROMOTOR | HANDPIECE MICROMOTOR | BIEN-AIR UK | BASCH | 2007-05-29 | 1054.8
HANDPIECE MICROMOTOR | HANDPIECE MICROMOTOR | BIEN-AIR UK | BASCH | 2007-05-29 | 1054.8
HANDPIECE MICROMOTOR | HANDPIECE MICROMOTOR | BIEN-AIR UK | BASCH | 2007-05-29 | 1054.8
HANDPIECE MICROMOTOR | HANDPIECE MICROMOTOR | BIEN-AIR UK | BASCH | 2007-05-29 | 1054.8
HANDPIECE MICROMOTOR | HANDPIECE MICROMOTOR | BIEN-AIR UK | BASCH | 2007-05-29 | 1054.8
HANDPIECE MICROMOTOR | HANDPIECE MICROMOTOR | BIEN-AIR UK | BASCH | 2007-05-29 | 1054.8
HANDPIECE MICROMOTOR | HANDPIECE MICROMOTOR | BIEN-AIR UK | BASCH | 2007-05-29 | 1054.8
HANDPIECE MICROMOTOR | HANDPIECE MICROMOTOR | BIEN-AIR UK | BASCH | 2007-05-29 | 1054.8
HANDPIECE MICROMOTOR | HANDPIECE MICROMOTOR | BIEN-AIR UK | BASCH | 2007-05-29 | 1054.8
HANDPIECE MICROMOTOR | HANDPIECE MICROMOTOR | BIEN-AIR UK | BASCH | 2007-05-29 | 1054.8
HANDPIECE MICROMOTOR | HANDPIECE MICROMOTOR | BIEN-AIR UK | BASCH | 2007-05-29 | 1054.8
HANDPIECE MICROMOTOR | HANDPIECE MICROMOTOR | BIEN-AIR UK | BASCH | 2007-05-29 | 1054.8
HANDPIECE MICROMOTOR | HANDPIECE MICROMOTOR | BIEN-AIR UK | BASCH | 2007-05-29 | 1054.8
HANDPIECE MICROMOTOR | HANDPIECE MICROMOTOR | BIEN-AIR UK | BASCH | 2007-05-29 | 1054.8
HANDPIECE MICROMOTOR | HANDPIECE MICROMOTOR | BIEN-AIR UK | BASCH | 2007-05-29 | 1054.8
HANDPIECE | DENTAL HANDPIECE | KAVO | 10E | 2007-05-14 | 171.6
HANDPIECE | DENTAL HANDPIECE | KAVO | 10E | 2007-05-14 | 171.6
HANDPIECE | DENTAL HANDPIECE | KAVO | 10E | 2007-05-14 | 171.6
HANDPIECE | DENTAL HANDPIECE | KAVO | 10E | 2007-05-14 | 171.6
HANDPIECE | DENTAL HANDPIECE | KAVO | 10E | 2007-05-14 | 171.6
HANDPIECE | DENTAL HANDPIECE | KAVO | 10E | 2007-05-14 | 171.6
HANDPIECE | DENTAL HANDPIECE | KAVO | 10E | 2007-05-14 | 171.6
HANDPIECE | DENTAL HANDPIECE | KAVO | 10E | 2007-05-14 | 171.6
HANDPIECE | DENTAL HANDPIECE | KAVO | 10E | 2007-05-14 | 171.6
HANDPIECE | DENTAL HANDPIECE | KAVO | 10E | 2007-05-14 | 171.6
HANDPIECE | DENTAL HANDPIECE | KAVO | 10E | 2007-05-14 | 171.6
HANDPIECE | DENTAL HANDPIECE | KAVO | 10E | 2007-05-14 | 171.6
HANDPIECE | DENTAL HANDPIECE | KAVO | 10E | 2007-05-14 | 171.6
HANDPIECE | DENTAL HANDPIECE | KAVO | 10E | 2007-05-14 | 171.6
HANDPIECE | DENTAL HANDPIECE | KAVO | 10E | 2007-05-14 | 171.6
HANDPIECE | DENTAL HANDPIECE | KAVO | 10E | 2007-05-14 | 171.6
HANDPIECE | DENTAL HANDPIECE | KAVO | 10E | 2007-05-14 | 171.6
HANDPIECE | DENTAL HANDPIECE | KAVO | 10E | 2007-05-14 | 171.6
HANDPIECE | DENTAL HANDPIECE | KAVO | 10E | 2007-05-14 | 171.6
HANDPIECE | DENTAL HANDPIECE | KAVO | 2068LHC | 2007-05-14 | 359.4
HANDPIECE | DENTAL HANDPIECE | KAVO | 2068LHC | 2007-05-14 | 359.4
HANDPIECE | DENTAL HANDPIECE | KAVO | 2068LHC | 2007-05-14 | 359.4
HANDPIECE | DENTAL HANDPIECE | KAVO | 2068LHC | 2007-05-14 | 359.4
HANDPIECE | DENTAL HANDPIECE | KAVO | 2068LHC | 2007-05-14 | 359.4
HANDPIECE | DENTAL HANDPIECE | KAVO | 2068LHC | 2007-05-14 | 359.4
HANDPIECE | DENTAL HANDPIECE | KAVO | 2068LHC | 2007-05-14 | 359.4
HANDPIECE | DENTAL HANDPIECE | KAVO | 2068LHC | 2007-05-14 | 359.4
HANDPIECE | DENTAL HANDPIECE | KAVO | 2068LHC | 2007-05-14 | 359.4
HANDPIECE | DENTAL HANDPIECE | KAVO | 2068LHC | 2007-05-14 | 359.4
HANDPIECE | DENTAL HANDPIECE | KAVO | 2068LHC | 2007-05-14 | 359.4
HANDPIECE | DENTAL HANDPIECE | KAVO | 2068LHC | 2007-05-14 | 359.4
HANDPIECE | DENTAL HANDPIECE | KAVO | 2068LHC | 2007-05-14 | 359.4
HANDPIECE | DENTAL HANDPIECE | KAVO | 2068LHC | 2007-05-14 | 359.4
HANDPIECE | DENTAL HANDPIECE | KAVO | 2068LHC | 2007-05-14 | 359.4
HANDPIECE | DENTAL HANDPIECE | KAVO | 2068LHC | 2007-05-14 | 359.4
HANDPIECE | DENTAL HANDPIECE | KAVO | 2068LHC | 2007-05-14 | 359.4
HANDPIECE | DENTAL HANDPIECE | KAVO | 2068LHC | 2007-05-14 | 359.4
HANDPIECE | DENTAL HANDPIECE | KAVO | 2068LHC | 2007-05-14 | 359.4
HANDPIECE | DENTAL HANDPIECE | KAVO | 2068LHC | 2007-05-14 | 359.4
HANDPIECE | DENTAL HANDPIECE | KAVO | 2068LHC | 2007-05-14 | 359.4
HANDPIECE | DENTAL HANDPIECE | KAVO | 2068LHC | 2007-05-14 | 359.4
HANDPIECE | DENTAL HANDPIECE | KAVO | 2068LHC | 2007-05-14 | 359.4
HANDPIECE | DENTAL HANDPIECE | KAVO | 2068LHC | 2007-05-14 | 359.4
HANDPIECE | DENTAL HANDPIECE | KAVO | 2068LHC | 2007-05-14 | 359.4
HANDPIECE | DENTAL HANDPIECE | KAVO | 2068LHC | 2007-05-14 | 359.4
HANDPIECE | DENTAL HANDPIECE | KAVO | 2068LHC | 2007-05-14 | 359.4
HANDPIECE | DENTAL HANDPIECE | KAVO | 2068LHC | 2007-05-14 | 359.4
HANDPIECE | DENTAL HANDPIECE | KAVO | 2068LHC | 2007-05-14 | 359.4
HANDPIECE | DENTAL HANDPIECE | KAVO | 2068LHC | 2007-05-14 | 359.4
HANDPIECE | DENTAL HANDPIECE | KAVO | 2068LHC | 2007-05-14 | 359.4
HANDPIECE | DENTAL HANDPIECE | KAVO | 2068LHC | 2007-05-14 | 359.4
HANDPIECE | DENTAL HANDPIECE | KAVO | 2068LHC | 2007-05-14 | 359.4
HANDPIECE | DENTAL HANDPIECE | KAVO | 2068LHC | 2007-05-14 | 359.4
HANDPIECE | DENTAL HANDPIECE | KAVO | 637B | 2007-05-14 | 539.1
HANDPIECE | DENTAL HANDPIECE | KAVO | 637B | 2007-05-14 | 539.1
HANDPIECE | DENTAL HANDPIECE | KAVO | 637B | 2007-05-14 | 539.1
HANDPIECE | DENTAL HANDPIECE | KAVO | 637B | 2007-05-14 | 539.1
HANDPIECE | DENTAL HANDPIECE | KAVO | 637B | 2007-05-14 | 539.1
HANDPIECE | DENTAL HANDPIECE | KAVO | 637B | 2007-05-14 | 539.1
HANDPIECE | DENTAL HANDPIECE | KAVO | 637B | 2007-05-14 | 539.1
HANDPIECE | DENTAL HANDPIECE | KAVO | 637B | 2007-05-14 | 539.1
HANDPIECE | DENTAL HANDPIECE | KAVO | 637B | 2007-05-14 | 539.1
HANDPIECE | DENTAL HANDPIECE | KAVO | 637B | 2007-05-14 | 539.1
HANDPIECE | DENTAL HANDPIECE | KAVO | 637B | 2007-05-14 | 539.1
HANDPIECE | DENTAL HANDPIECE | KAVO | 637B | 2007-05-14 | 539.1
HANDPIECE | DENTAL HANDPIECE | KAVO | 637B | 2007-05-14 | 539.1
HANDPIECE | DENTAL HANDPIECE | KAVO | 637B | 2007-05-14 | 539.1
HANDPIECE | DENTAL HANDPIECE | KAVO | 637B | 2007-05-14 | 539.1
HANDPIECE | DENTAL HANDPIECE | KAVO | 637B | 2007-05-14 | 539.1
HANDPIECE | DENTAL HANDPIECE | KAVO | 637B | 2007-05-14 | 539.1
HANDPIECE | DENTAL HANDPIECE | KAVO | 637B | 2007-05-14 | 539.1
HANDPIECE | DENTAL HANDPIECE | KAVO | 637B | 2007-05-14 | 539.1
HANDPIECE | DENTAL HANDPIECE | KAVO | 637B | 2007-05-14 | 539.1
HANDPIECE | DENTAL HANDPIECE | KAVO | 637B | 2007-05-14 | 539.1
HANDPIECE | DENTAL HANDPIECE | KAVO | 637B | 2007-05-14 | 539.1
HANDPIECE | DENTAL HANDPIECE | KAVO | 637B | 2007-05-14 | 539.1
HANDPIECE | DENTAL HANDPIECE | KAVO | 637B | 2007-05-14 | 539.1
HANDPIECE | DENTAL HANDPIECE | KAVO | 637B | 2007-05-14 | 539.1
HANDPIECE | DENTAL HANDPIECE | KAVO | 637B | 2007-05-14 | 539.1
HANDPIECE | DENTAL HANDPIECE | KAVO | 637B | 2007-05-14 | 539.1
HANDPIECE | DENTAL HANDPIECE | KAVO | 637B | 2007-05-14 | 539.1
HANDPIECE | DENTAL HANDPIECE | KAVO | 637B | 2007-05-14 | 539.1
HANDPIECE | DENTAL HANDPIECE | KAVO | 637B | 2007-05-14 | 539.1
HANDPIECE | DENTAL HANDPIECE | KAVO | 637B | 2007-05-14 | 539.1
HANDPIECE | DENTAL HANDPIECE | KAVO | 637B | 2007-05-14 | 539.1
HANDPIECE | DENTAL HANDPIECE | KAVO | 637B | 2007-05-14 | 539.1
HANDPIECE | DENTAL HANDPIECE | KAVO | 637B | 2007-05-14 | 539.1
HANDPIECE | DENTAL HANDPIECE | KAVO | 637B | 2007-05-14 | 539.1
HANDPIECE | DENTAL HANDPIECE | KAVO | 637B | 2007-05-14 | 539.1
HANDPIECE | DENTAL HANDPIECE | KAVO | 637B | 2007-05-14 | 539.1
HANDPIECE | DENTAL HANDPIECE | KAVO | 637B | 2007-05-14 | 539.1
HANDPIECE | DENTAL HANDPIECE | KAVO | 637B | 2007-05-14 | 539.1
HANDPIECE | DENTAL HANDPIECE | KAVO | 637B | 2007-05-14 | 539.1
HANDPIECE | DENTAL HANDPIECE | KAVO | 637B | 2007-05-14 | 539.1
HANDPIECE | DENTAL HANDPIECE | KAVO | 637B | 2007-05-14 | 539.1
HANDPIECE | DENTAL HANDPIECE | KAVO | 637B | 2007-05-14 | 539.1
HANDPIECE | DENTAL HANDPIECE | KAVO | 637B | 2007-05-14 | 539.1
HANDPIECE | DENTAL HANDPIECE | KAVO | 637B | 2007-05-14 | 539.1
HANDPIECE | DENTAL HANDPIECE | KAVO | 637B | 2007-05-14 | 539.1
HANDPIECE | DENTAL HANDPIECE | KAVO | 637B | 2007-05-14 | 539.1
HANDPIECE | DENTAL HANDPIECE | KAVO | 637B | 2007-05-14 | 539.1
HANDPIECE | DENTAL HANDPIECE | KAVO | 637B | 2007-05-14 | 539.1
HANDPIECE | DENTAL HANDPIECE | KAVO | 637B | 2007-05-14 | 539.1
HANDPIECE | DENTAL HANDPIECE | KAVO | 637B | 2007-05-14 | 539.1
HANDPIECE | DENTAL HANDPIECE | KAVO | 637B | 2007-05-14 | 539.1
ELECTRIC BED | ELECTRIC BED | HNE | 25000E/L PD 75X | 2007-06-15 | 1466.4
SPOT LAMP | STANDING LIGHT | NEWLEC | NL581N | 2007-06-15 | 360
HANDPIECE | DENTAL HANDPIECE | KAVO | 2052LHC | 2007-05-17 | 359.4
HANDPIECE | DENTAL HANDPIECE | KAVO | 2052LHC | 2007-05-17 | 359.4
DENTAL GLUE GUN | HOT GLUE GUN | BOSCH | PKP30LE | 2007-05-10 | 83.328 | 2022-07-04 | 2026-06-17
HANDPIECE | DENTAL HANDPIECE | KAVO | 2052LHC | 2007-05-17 | 359.4
DENTAL UNIT | DENTAL TREATMENT BAY - 511CHAIR + 532 UNIT | ADEC DENTAL | 500 SERIES | 2007-06-18 | 10440 | 2023-08-14 | 2024-08-14
DENTAL UNIT | DENTAL TREATMENT BAY - 511CHAIR + 532 UNIT | ADEC DENTAL | 500 SERIES | 2007-08-07 | 19200 | 2024-01-02 | 2025-01-02
DENTAL UNIT | DENTAL TREATMENT BAY - 511CHAIR + 532 UNIT | ADEC DENTAL | 500 SERIES | 2007-06-18 | 10440 | 2023-09-12 | 2024-09-12
DENTAL UNIT | DENTAL TREATMENT BAY - 511CHAIR + 532 UNIT | ADEC DENTAL | 500 SERIES | 2007-06-18 | 10440 | 2024-08-30 | 2025-06-18
DENTAL UNIT | DENTAL TREATMENT BAY - 511CHAIR + 532 UNIT | ADEC DENTAL | 500 SERIES | 2007-06-18 | 10440 | 2023-09-12 | 2024-09-12
DENTAL UNIT | DENTAL TREATMENT BAY - 511CHAIR + 532 UNIT | ADEC DENTAL | 500 SERIES | 2007-06-18 | 10440 | 2023-09-14 | 2024-09-14
DENTAL UNIT | DENTAL TREATMENT BAY - 511CHAIR + 532 UNIT | ADEC DENTAL | 500 SERIES | 2007-06-18 | 10440 | 2023-09-04 | 2024-09-04
DENTAL UNIT | DENTAL TREATMENT BAY - 511CHAIR + 532 UNIT | ADEC DENTAL | 500 SERIES | 2007-06-18 | 10440 | 2024-09-16 | 2025-09-30
DENTAL UNIT | DENTAL TREATMENT BAY - 511CHAIR + 532 UNIT | ADEC DENTAL | 500 SERIES | 2007-06-18 | 10440 | 2023-08-31 | 2024-08-31
DENTAL UNIT | DENTAL TREATMENT BAY - 511CHAIR + 532 UNIT | ADEC DENTAL | 500 SERIES | 2007-06-18 | 10440 | 2023-08-31 | 2024-08-31
DENTAL UNIT | DENTAL TREATMENT BAY - 511CHAIR + 532 UNIT | ADEC DENTAL | 500 SERIES | 2007-06-18 | 10440 | 2024-08-29
DENTAL UNIT | DENTAL TREATMENT BAY - 511CHAIR + 532 UNIT | ADEC DENTAL | 500 SERIES | 2007-06-18 | 10440 | 2024-09-30 | 2025-09-30
DENTAL UNIT | DENTAL TREATMENT BAY - 511CHAIR + 532 UNIT | ADEC DENTAL | 500 SERIES | 2007-06-18 | 10440 | 2023-09-06 | 2024-09-06
DENTAL UNIT | DENTAL TREATMENT BAY - 511CHAIR + 532 UNIT | ADEC DENTAL | 500 SERIES | 2007-06-18 | 10440 | 2023-09-06 | 2024-09-06
DENTAL UNIT | DENTAL TREATMENT BAY - 511CHAIR + 532 UNIT | ADEC DENTAL | 500 SERIES | 2007-06-18 | 10440 | 2023-09-11 | 2024-09-11
DENTAL UNIT | DENTAL TREATMENT BAY - 511CHAIR + 532 UNIT | ADEC DENTAL | 500 SERIES | 2007-06-18 | 10440 | 2024-10-08 | 2025-09-30
DENTAL UNIT | DENTAL TREATMENT BAY - 511CHAIR + 532 UNIT | ADEC DENTAL | 500 SERIES | 2007-06-18 | 10440 | 2023-09-12 | 2024-09-12
DENTAL UNIT | DENTAL TREATMENT BAY - 511CHAIR + 532 UNIT | ADEC DENTAL | 500 SERIES | 2007-06-18 | 10440 | 2024-09-16 | 2025-09-30
DENTAL UNIT | DENTAL TREATMENT BAY - 511CHAIR + 532 UNIT | ADEC DENTAL | 500 SERIES | 2007-06-18 | 10440 | 2023-09-04 | 2024-09-04
DENTAL UNIT | DENTAL TREATMENT BAY - 511CHAIR + 532 UNIT | ADEC DENTAL | 500 SERIES | 2007-06-18 | 10440 | 2023-09-04 | 2024-09-04
DENTAL UNIT | DENTAL TREATMENT BAY - 511CHAIR + 532 UNIT | ADEC DENTAL | 500 SERIES | 2007-06-18 | 10440 | 2023-09-05 | 2024-09-05
DENTAL UNIT | DENTAL TREATMENT BAY - 511CHAIR + 532 UNIT | ADEC DENTAL | 500 SERIES | 2007-06-18 | 19200 | 2023-09-11 | 2024-09-11
DENTAL UNIT | DENTAL TREATMENT BAY - 511CHAIR + 532 UNIT | ADEC DENTAL | 500 SERIES | 2007-06-18 | 10440 | 2023-09-11 | 2024-09-11
DENTAL UNIT | DENTAL TREATMENT BAY - 511CHAIR + 532 UNIT | ADEC DENTAL | 500 SERIES | 2007-06-18 | 10440 | 2023-08-31 | 2024-08-31
DENTAL UNIT | DENTAL TREATMENT BAY - 511CHAIR + 532 UNIT | ADEC DENTAL | 500 SERIES | 2007-06-18 | 10440 | 2023-09-05 | 2024-09-05
DENTAL UNIT | DENTAL TREATMENT BAY - 511CHAIR + 532 UNIT | ADEC DENTAL | 500 SERIES | 2007-06-18 | 10440 | 2024-01-09 | 2025-01-09
DENTAL UNIT | DENTAL TREATMENT BAY - 511CHAIR + 532 UNIT | ADEC DENTAL | 500 SERIES | 2007-06-18 | 10440 | 2023-09-11 | 2024-09-11
DENTAL UNIT | DENTAL TREATMENT BAY - 511CHAIR + 532 UNIT | ADEC DENTAL | 500 SERIES | 2007-06-18 | 10440 | 2023-08-31 | 2024-08-31
DENTAL UNIT | DENTAL TREATMENT BAY - 511CHAIR + 532 UNIT | ADEC DENTAL | 500 SERIES | 2007-06-18 | 10440 | 2024-01-02 | 2025-01-02
DENTAL UNIT | DENTAL TREATMENT BAY - 511CHAIR + 532 UNIT | ADEC DENTAL | 500 SERIES | 2007-06-18 | 10440 | 2023-12-11 | 2024-12-11
DENTAL UNIT | DENTAL TREATMENT BAY - 511CHAIR + 532 UNIT | ADEC DENTAL | 500 SERIES | 2007-06-18 | 10440 | 2023-08-24 | 2024-08-24
DENTAL UNIT | DENTAL TREATMENT BAY - 511CHAIR + 532 UNIT | ADEC DENTAL | 500 SERIES | 2007-06-18 | 10440 | 2023-08-24 | 2024-08-24
DENTAL UNIT | DENTAL TREATMENT BAY - 511CHAIR + 532 UNIT | ADEC DENTAL | 500 SERIES | 2007-06-18 | 10440 | 2023-10-03 | 2024-10-03
PHOTOTHERAPY UNIT | UV THERAPY SYSTEM | WALDMANN | UV181AL | 2007-07-30 | 2400 | 2024-05-10 | 2025-05-10
PHOTOTHERAPY UNIT | UV THERAPY SYSTEM | WALDMANN | UV200AL | 2007-07-30 | 2400 | 2024-05-10 | 2025-05-10
PHOTOTHERAPY UNIT | UV THERAPY SYSTEM | WALDMANN | UV181AL | 2007-07-30 | 2400 | 2024-05-10 | 2025-05-10
PHOTOTHERAPY UNIT | UV THERAPY SYSTEM | WALDMANN | UV200AL | 2007-07-30 | 2400 | 2024-05-10 | 2025-05-10
DIGITAL HAND HELD | DIGITAL HAND HELD | FLUKE | 12 | 2007-04-26 | 150 | 2023-12-11 | 2025-12-11
SURGICAL DRILL | SURGICAL DRILL SYSTEM | BIEN-AIR UK | OSSEODOC | 2007-05-29 | 3098.4 | 2023-06-14 | 2024-11-13
SURGICAL DRILL | SURGICAL DRILL SYSTEM | BIEN-AIR UK | OSSEODOC | 2007-05-29 | 3098.4 | 2023-12-12 | 2024-11-13
SURGICAL DRILL | SURGICAL DRILL SYSTEM | BIEN-AIR UK | OSSEODOC | 2007-05-29 | 3098.4 | 2021-03-08 | 2024-12-18
SURGICAL DRILL | SURGICAL DRILL SYSTEM | BIEN-AIR UK | OSSEODOC | 2007-05-29 | 3098.4 | 2023-10-25 | 2024-10-25
SURGICAL DRILL | SURGICAL DRILL SYSTEM | BIEN-AIR UK | OSSEODOC | 2007-05-29 | 3098.4 | 2023-05-30 | 2024-06-01
SURGICAL DRILL | SURGICAL DRILL SYSTEM | BIEN-AIR UK | OSSEODOC | 2007-05-29 | 3098.4 | 2023-05-30 | 2024-06-01
SURGICAL DRILL | SURGICAL DRILL SYSTEM | BIEN-AIR UK | OSSEODOC | 2007-05-29 | 3098.4 | 2023-06-14 | 2024-11-13
SURGICAL DRILL | SURGICAL DRILL SYSTEM | BIEN-AIR UK | OSSEODOC | 2007-05-29 | 3098.4 | 2024-02-01 | 2024-11-14
FUME/WORKSTATION | EXTRACTION CABINET | ROSSICAWS | BL BOX | 2007-06-01 | 3000 | 2024-03-26 | 2026-06-17
FUME/WORKSTATION | EXTRACTION CABINET | ROSSICAWS | BL BOX | 2007-06-01 | 3000 | 2024-03-26 | 2026-06-17
INDUCTION CASTING MC | CASTING MACHINE | HERAEUS EQUI | HERACAST IQ | 2007-06-01 | 12688.596 | 2024-03-05 | 2026-06-17
MICROMOTOR CONTROLLER | MICROMOTOR CONTROLLER | MUSS DENTAL | MA-30 TYPE F203 | 2007-05-31 | 540 | 2024-03-26 | 2026-06-17
MICROMOTOR CONTROLLER | MICROMOTOR CONTROLLER | MUSS DENTAL | MA-30 TYPE F203 | 2007-05-31 | 540 | 2024-03-26 | 2026-06-17
NEBULIZER | NEBULIZER | MEDIC AID | PORTANEB- INTER-ASF | 2007-05-25 | 130.8
WAX HOTPLATE | WAX HOTPLATE | BDH | PLEASE ENTER MODEL! (803) | 2007-05-23 | 90 | 2023-09-21 | 2025-09-21
ULTRASONIC SCALER | ULTRASONIC SCALER | DENTSPLY LTD | CAVITRON SELECT SPS | 2007-05-22 | 1959.9 | 2020-07-24 | 2025-03-18
ULTRASONIC SCALER | ULTRASONIC SCALER | DENTSPLY LTD | CAVITRON SELECT SPS | 2007-05-22 | 1959.9 | 2023-07-20 | 2024-07-20
ULTRASONIC SCALER | ULTRASONIC SCALER | DENTSPLY LTD | CAVITRON SELECT SPS | 2007-05-22 | 1959.9 | 2022-09-20 | 2025-03-18
ULTRASONIC SCALER | ULTRASONIC SCALER | DENTSPLY LTD | CAVITRON SELECT SPS | 2007-05-22 | 1959.9 | 2023-03-07 12:12 | 2024-08-12
ULTRASONIC SCALER | ULTRASONIC SCALER | DENTSPLY LTD | CAVITRON SELECT SPS | 2007-05-22 | 1959.9 | 2023-11-16 | 2024-11-16
LIGHT CURE UNIT | LIGHT CURE UNIT | JOVIDENT INT | CU-80 | 2007-05-21 | 240 | 2024-10-15 | 2025-04-15
LIGHT CURE UNIT | LIGHT CURE UNIT | JOVIDENT INT | CU-80 | 2007-05-21 | 240
LIGHT CURE UNIT | LIGHT CURE UNIT | JOVIDENT INT | CU-80 | 2007-05-21 | 240 | 2023-10-04 | 2025-10-04
LIGHT CURE UNIT | LIGHT CURE UNIT | JOVIDENT INT | CU-80 | 2007-05-21 | 240 | 2023-01-17 11:57 | 2024-08-15
LIGHT CURE UNIT | LIGHT CURE UNIT | JOVIDENT INT | CU-80 | 2007-05-21 | 240 | 2022-07-18 | 2025-07-16
ULTRASONIC SCALER | ULTRASONIC SCALER | DENTSPLY LTD | CAVITRON SELECT SPS | 2007-05-21 | 1959.9 | 2022-09-20 | 2024-10-16
AMALGAM DISPENSER | AMALGAMATOR | HENRY SCHEIN | CAP II | 2007-05-18 | 360 | 2024-04-11 | 2024-12-11
AMALGAM DISPENSER | AMALGAMATOR | HENRY SCHEIN | CAP II | 2007-05-18 | 360 | 2023-12-22 | 2024-12-12
AMALGAM DISPENSER | AMALGAMATOR | HENRY SCHEIN | CAP II | 2007-05-18 | 360 | 2023-08-14 | 2024-08-14
AMALGAM DISPENSER | AMALGAMATOR | HENRY SCHEIN | CAP II | 2007-05-18 | 360 | 2024-04-10 | 2024-12-12
AMALGAM DISPENSER | AMALGAMATOR | HENRY SCHEIN | CAP II | 2007-05-18 | 360 | 2022-08-05 | 2025-07-16
AMALGAM DISPENSER | AMALGAMATOR | HENRY SCHEIN | CAP II | 2007-04-30 | 360 | 2024-06-24 | 2025-06-28
AMALGAM DISPENSER | AMALGAMATOR | HENRY SCHEIN | CAP II | 2007-04-30 | 360 | 2024-06-28 | 2025-07-08
AMALGAM DISPENSER | AMALGAMATOR | HENRY SCHEIN | CAP II | 2007-04-30 | 360 | 2023-08-15 | 2024-08-15
AMALGAM DISPENSER | AMALGAMATOR | HENRY SCHEIN | CAP II | 2007-04-30 | 360 | 2024-06-26 | 2025-07-29
AMALGAM DISPENSER | AMALGAMATOR | HENRY SCHEIN | CAP II | 2007-04-30 | 360 | 2023-07-27 | 2024-07-27
LIGHT CURE UNIT | LIGHT CURE UNIT | JOVIDENT INT | CU-80 | 2007-04-27 | 240 | 2022-07-07 | 2025-03-18
LIGHT CURE UNIT | LIGHT CURE UNIT | JOVIDENT INT | CU-80 | 2007-04-27 | 240 | 2023-08-16 | 2024-08-16
LIGHT CURE UNIT | LIGHT CURE UNIT | JOVIDENT INT | CU-80 | 2007-04-27 | 240 | 2023-01-17 15:02 | 2024-08-15
LIGHT CURE UNIT | LIGHT CURE UNIT | JOVIDENT INT | CU-80 | 2007-04-27 | 240 | 2023-08-16 | 2024-08-16
LIGHT CURE UNIT | LIGHT CURE UNIT | JOVIDENT INT | CU-80 | 2007-04-27 | 240 | 2022-07-18 | 2025-03-18
LIGHT CURE UNIT | LIGHT CURE UNIT | JOVIDENT INT | CU-80 | 2007-04-27 | 240 | 2023-08-23 | 2024-08-23
LIGHT CURE UNIT | LIGHT CURE UNIT | JOVIDENT INT | CU-80 | 2007-04-27 | 240 | 2023-08-18 | 2024-08-18
LIGHT CURE UNIT | LIGHT CURE UNIT | JOVIDENT INT | CU-80 | 2007-04-27 | 240 | 2023-05-27 | 2024-05-27
SUCTION CONTROLLER | SUCTION CONTROLLER | EAST HEALTH | HIGH-SUCTION | 2007-04-24 | 240
SUCTION CONTROLLER | SUCTION CONTROLLER | EAST HEALTH | HIGH-SUCTION | 2007-05-04 | 240
ULTRASONIC SCALER | ULTRASONIC SCALER | DENTSPLY LTD | CAVITRON SPS | 2007-10-03 | 1200 | 2022-08-04 | 2024-08-15
HANDPIECE | HANDPIECE | W&H UK LTD | 956A | 1992-01-01 | 576
HANDPIECE | HANDPIECE | W&H UK LTD | 956A | 1992-01-01 | 576
AMALGAM DISPENSER | AMALGAMATOR | HENRY SCHEIN | CAP II | 2007-04-30 | 360 | 2024-06-26 | 2025-07-08
AMALGAM DISPENSER | AMALGAMATOR | HENRY SCHEIN | CAP II | 2007-04-30 | 360 | 2024-06-24 | 2025-06-28
AMALGAM DISPENSER | AMALGAMATOR | HENRY SCHEIN | CAP II | 2007-04-30 | 360 | 2019-10-08 | 2025-03-18
AMALGAM DISPENSER | AMALGAMATOR | HENRY SCHEIN | CAP II | 2007-04-30 | 360 | 2023-07-27 | 2024-07-27
AMALGAM DISPENSER | AMALGAMATOR | HENRY SCHEIN | CAP II | 2007-04-30 | 360 | 2024-06-27 | 2025-07-29
AMALGAM DISPENSER | AMALGAMATOR | HENRY SCHEIN | CAP II | 2007-04-30 | 360 | 2024-06-27 | 2025-07-29
AMALGAM DISPENSER | AMALGAMATOR | HENRY SCHEIN | CAP II | 2007-04-30 | 360 | 2023-07-27 | 2024-07-27
AMALGAM DISPENSER | AMALGAMATOR | HENRY SCHEIN | CAP II | 2007-04-30 | 360 | 2024-06-28 | 2025-07-08
AMALGAM DISPENSER | AMALGAMATOR | HENRY SCHEIN | CAP II | 2007-04-30 | 360 | 2024-06-26 | 2025-07-29
AMALGAM DISPENSER | AMALGAMATOR | HENRY SCHEIN | CAP II | 2007-04-30 | 360 | 2024-06-28 | 2026-07-29
LIGHT CURE UNIT | LIGHT CURE UNIT | JOVIDENT INT | CU-80 | 2007-04-27 | 240 | 2023-08-16 | 2024-08-16
LIGHT CURE UNIT | LIGHT CURE UNIT | JOVIDENT INT | CU-80 | 2007-04-27 | 240 | 2022-07-18 | 2025-03-18
LIGHT CURE UNIT | LIGHT CURE UNIT | JOVIDENT INT | CU-80 | 2007-04-27 | 240 | 2023-08-17 | 2024-08-17
LIGHT CURE UNIT | LIGHT CURE UNIT | JOVIDENT INT | CU-80 | 2007-04-27 | 240 | 2023-08-16 | 2024-08-16
PRESSURE GAUGE | PRESSURE METER | COMARK | C9557 | 2007-04-27 | 376.476 | 2023-10-24 | 2024-10-12
SUCTION CONTROLLER | SUCTION CONTROLLER | EAST HEALTH | HIGH-SUCTION | 2007-04-27 | 240
SUCTION CONTROLLER | SUCTION CONTROLLER | EAST HEALTH | HIGH-SUCTION | 2007-04-27 | 240
SUCTION CONTROLLER | SUCTION CONTROLLER | EAST HEALTH | HIGH-SUCTION | 2007-04-27 | 240
PRESSURE/BP MODULE | PRESSURE ANALYSER | RADIONIC MED | RADIANALYSER | 2007-05-25 | 12000
BLENDER | AIR, O2, CO2 MIXER | SECHRIST | 3500/3500HL | 2007-09-24 | 3600 |  | 2024-09-11
HUMIDIFIER | HUMIDIFIER | F & P | MR850 | 2007-05-14 | 1200 | 2023-07-04 | 2025-06-01
FLAT SCREEN DISPLAY | DISPLAY LCD FLAT SCREEN 17 INCH | VIEWSONIC | VA703B | 2007-05-09 | 113.988
SUCTION CONTROLLER | SUCTION CONTROLLER | EAST HEALTH | HIGH-SUCTION | 2007-05-08 | 240
SUCTION CONTROLLER | SUCTION CONTROLLER | EAST HEALTH | HIGH-SUCTION | 2007-05-02 | 240
SUCTION CONTROLLER | SUCTION CONTROLLER | EAST HEALTH | HIGH-SUCTION | 2007-05-01 | 240
CRIMP TOOL | CRIMP TOOL | RS | 533-279 | 2007-04-27 | 84.6 | 2020-12-16
HEART LUNG PUMP | ROLLER PUMP | STOCKERT | 10-65-00 | 2007-09-24 | 4800
HEART LUNG PUMP | ROLLER PUMP | STOCKERT | 10-65-00 | 2007-09-24 | 4800
HEART LUNG PUMP | ROLLER PUMP | STOCKERT | 10-60-00 | 2007-09-24 | 4800
FLOW CPAP DRIVER | INFANT FLOW SIPAP | VIASYS HEALT | 675 | 2007-06-01 | 6300 | 2023-11-10 | 2024-11-01
HANDPIECE | AIR ROTA | KAVO | 650B | 2007-04-30 | 780
HANDPIECE | HANDPIECE | W&H UK LTD | 956LT | 2007-04-19 | 696
ABLATION MACHINE | ABLATION SENSING UNIT | CARDIOLOGIC | ASU3 | 2009-05-06 | 5760 |  | 2024-09-15
HEART LUNG PUMP | ROLLER PUMP | JOSTRA LTD | PLEASE ENTER MODEL! (369) | 2007-09-25 | 2400
HEART LUNG PUMP | ROLLER PUMP | JOSTRA LTD | PLEASE ENTER MODEL! (369) | 2007-09-25 | 2400
HEART LUNG PUMP | ROLLER PUMP | JOSTRA LTD | PLEASE ENTER MODEL! (369) | 2007-09-25 | 2400
HEART LUNG PUMP | ROLLER PUMP | JOSTRA LTD | PLEASE ENTER MODEL! (369) | 2007-09-25 | 2400
HEART LUNG PUMP | ROLLER PUMP | JOSTRA LTD | PLEASE ENTER MODEL! (369) | 2007-09-25 | 2400
COAGULATION TIMER | COAGULATION TIMER | HELENA LABORATORIES | ACTALYKE MINI | 2007-09-26 | 600 | 2022-12-28 11:54 | 2025-06-15
COAGULATION TIMER | COAGULATION TIMER | HELENA LABORATORIES | ACTALYKE MINI | 2007-09-26 | 600 | 2024-08-19 | 2025-08-19
HEART LUNG PUMP | ROLLER PUMP | STOCKERT | 10-60-00 | 2007-09-24 | 4800
HEART LUNG PUMP | ROLLER PUMP | STOCKERT | 10-60-00 | 2007-09-24 | 4800
HEART LUNG PUMP | ROLLER PUMP | STOCKERT | 10-65-00 | 2007-09-24 | 4800
HEART LUNG PUMP | ROLLER PUMP | STOCKERT | 10-60-00 | 2007-09-24 | 4800
HEART LUNG PUMP | ROLLER PUMP | STOCKERT | 10-60-00 | 2007-09-24 | 4800
HEART LUNG PUMP | ROLLER PUMP | STOCKERT | 10-65-00 | 2007-09-24 | 4800
HEART LUNG PUMP | ROLLER PUMP | STOCKERT | 10-65-00 | 2007-09-24 | 4800
HEART LUNG PUMP | HEART LUNG PUMP | STOCKERT | 43-40-00 BASE UNIT | 2007-09-25 | 102000 | 2019-08-23 | 2024-09-15
OXYGEN ANALYSER | PORTABLE OXYGEN MONITOR | TELEDYNE | MX300-1 | 2007-09-26 | 416.1
REPEATER PUMP | REPEATER PUMP | BAXALL | REPEATER | 2007-04-24 | 2400
FURNACE | FURNACE | CARBOLITE | BWF 1100 | 2007-04-13 | 1800 | 2024-03-11 | 2026-03-11
VITAL SIGNS MONITOR | VITAL SIGNS MONITOR: NBP. | MINDRAY | VS800 | 2007-04-16 | 1800 | 2023-03-20 10:07 | 2025-02-14
WAX BATH | WAX HEATER | FINOLUX | FINODIP 3 | 2007-04-25 | 162 | 2021-12-20 | 2025-06-18
SUCTION CONTROLLER | SUCTION CONTROLLER | EAST HEALTH | HIGH-SUCTION | 2007-04-26 | 240
SUCTION CONTROLLER | SUCTION CONTROLLER | EAST HEALTH | HIGH-SUCTION | 2007-04-26 | 240
SUCTION CONTROLLER | SUCTION CONTROLLER | EAST HEALTH | HIGH-SUCTION | 2007-04-24 | 240
SUCTION CONTROLLER | SUCTION CONTROLLER | EAST HEALTH | HIGH-SUCTION | 2007-04-24 | 240
SPHYGMOMANOMETER | ANEROID SPHYGMOMANOMETER | SANDEN | PLEASE ENTER MODEL! (850) | 2007-04-30 | 60
DENTAL BUNSEN | DENTAL BUNSEN | CARBOLITE | SAFE-AIR | 2007-10-30 | 108 | 2023-04-20 10:18 | 2024-04-15
DENTAL BUNSEN | DENTAL BUNSEN | CARBOLITE | SAFE-AIR | 2007-08-02 | 108 | 2024-10-15 | 2025-04-15
OPHTHALMOSCOPE-INDIRECT | INDIRECT WITH CHARGER | KEELER | ALL PUPIL II WIRELES | 2007-04-16 | 2640 | 2024-04-18 | 2025-08-24
OPHTHALMOSCOPE-INDIRECT | INDIRECT WITH CHARGER | KEELER | ALL PUPIL II WIRELES | 2007-04-16 | 2640 | 2021-10-15 | 2024-12-18
OPHTHALMOSCOPE-INDIRECT | INDIRECT WITH CHARGER | KEELER | ALL PUPIL II WIRELES | 2007-04-16 | 2640 | 2023-02-17 14:53 | 2025-02-17
MIXERS | POWDER MIXER | RENFERT | TWISTER EVOLUTION | 2007-03-29 | 1158 | 2022-06-17 | 2025-01-15
COUCH | COUCH - ELECTRIC 2-SECTION | W.S.ROTHBAND | XT532 | 2007-07-13 | 108 | 2021-11-11 | 2024-11-11
ULTRASOUND PROBE | ULTRASOUND PROBE | BK MEDICAL | 8820E | 2007-10-08 | 9600
ULTRASOUND PROBE | LINEAR ARRAY TRANSDUCER | BK MEDICAL | 8811 | 2007-10-08 | 9600
ULTRASOUND PROBE | BI-PLANE RECTAL TRANSDUCER | BK MEDICAL | 8848 | 2007-10-08 | 12000
VIDEO PRINTER | DIGITAL B/W PRINTER | SONY | UP-D897 | 2007-10-08 | 1200
HEART LUNG PUMP | ROLLER PUMP | STOCKERT | 10-60-00 | 2007-09-24 | 4800
HEART LUNG PUMP | ROLLER PUMP | STOCKERT | 10-60-00 | 2007-09-24 | 4800
OXYGEN ANALYSER | PORTABLE OXYGEN MONITOR | TELEDYNE | MX300-1 | 2007-09-26 | 416.1
OXYGEN ANALYSER | PORTABLE OXYGEN MONITOR | TELEDYNE | MX300-1 | 2007-09-26 | 416.1
HEART LUNG PUMP | DISCHARGE ADAPTOR | STOCKERT | 28-92-90 | 2007-09-27 | 360
COMPUTER - DESKTOP | PERSONAL COMPUTER | LIFETECH MED | 686-400ATX | 2007-04-17 | 1200
PRESSURE TRANSDUCER | URODYNE SYSTEM PRESSURE TRANSDUCER HOLDER | LIFETECH MED | PLEASE ENTER MODEL! (543) | 2007-04-17 | 600
BP MODULE | BP MODULE | PHILIPS LTD | M1006B | 2007-03-30 | 7800
MULTI-MEASUREMENT SERVER | MULTI-MEASUREMENT SERVER | PHILIPS LTD | M3001A | 2007-03-30 | 7800
PATIENT MONITOR | PATIENT MONITOR INTELLIVUE MP50 | PHILIPS LTD | M8004A | 2007-03-30 | 13016.268 | 2020-12-30 | 2025-04-15
MULTI-MEASUREMENT SERVER | MULTI-MEASUREMENT SERVER | PHILIPS LTD | M3001A | 2007-03-27 | 3372
MULTI-MEASUREMENT SERVER | MULTI-MEASUREMENT SERVER | PHILIPS LTD | M3001A | 2007-04-12 | 3372
PATIENT MONITOR | PATIENT MONITOR INTELLIVUE MP50 | PHILIPS LTD | M8004A | 2007-04-12 | 7527.468 | 2023-03-30 12:56 | 2026-04-15
MULTI-MEASUREMENT SERVER | MULTI-MEASUREMENT SERVER | PHILIPS LTD | M3001A | 2007-03-27 | 3372
WARMING CABINET | WARMING CABINET | KANMED | 2-1380 | 2007-04-04 | 7766.292 | 2023-09-12 | 2024-09-12
EXAMINATION LAMP | EXAMINATION LAMP | DARAY | X300 | 2007-07-27 | 660 | 2023-10-09 | 2024-10-09
SPHYGMOMANOMETER | SPHYGMOMANOMETER | WELCH ALLYN | TYCOS | 2007-03-15 | 90
DENTAL X-RAY UNIT | INTRA ORAL X-RAY SYSTEM | GENDEX CORPO | 765DC | 2007-06-11 | 1800 | 2024-05-02 | 2025-05-02
DENTAL X-RAY UNIT | INTRA ORAL X-RAY SYSTEM | GENDEX CORPO | 765DC | 2007-06-11 | 1800 | 2023-02-20 14:23
ULTRASOUND SCANNER | ULTRASOUND SCANNER | BK MEDICAL | PROFOCUS/2202 | 2007-03-13 | 49455.6 | 2024-06-10 | 2025-06-10
X-RAY GENERATOR MF TYPE | AXIOM LUMINOS TF | SIEMENS LTD | AXIOM LUMINOS TF | 2007-03-02 | 360000 | 2023-12-18 | 2025-07-20
OTO ACOUSTIC EMISSIONS | OTO ACOUSTIC EMISSIONS | OTODYNAMICS | 1L0 288 | 2007-03-21 | 2878.8 | 2024-01-25 | 2025-01-25
THERMAL PRINTER | THERMAL PRINTER | MITSUBISHI | P93E | 2007-05-25 | 360
ULTRASOUND SCANNER | ULTRASOUND SCANNER-FAMIO 8 | TOSHIBA MED | SSA-530A | 2007-05-25 | 16215.012 | 2020-08-04
OPHTHALMOSCOPE | OPHTHALMOSCOPE | WELCH ALLYN | 11720 | 2007-03-06 | 120
OPHTHALMOSCOPE | OPHTHALMOSCOPE | WELCH ALLYN | 11720 | 2007-03-06 | 120
OPHTHALMOSCOPE | OPHTHALMOSCOPE | WELCH ALLYN | 11720 | 2007-03-06 | 120 | 2020-07-06
OPHTHALMOSCOPE | OPHTHALMOSCOPE | WELCH ALLYN | 11720 | 2007-03-06 | 120
COUCH | COUCH - OPERATING | ANETIC AID | QA4M | 2007-04-03 | 4200 | 2021-06-23 | 2024-06-16
WATER BATH | WATER BATH | GRANT INSTRUMENTS | SUB14 | 2007-03-01 | 348 | 2023-12-27 | 2024-12-27
CENTRIFUGE REFRIGERATED | HIGH CAPACITY BENCH CENTRIFUGE | HETTICH | ROTANTA 460 | 2007-03-21 | 6000
NEBULIZER | NEBULIZER | PARI MEDICAL | TURBO BOY (BLK/GREY) | 2007-03-07 | 160.74
COUCH | COUCH 3-SECTION ELECTRIC | MEDI-PLINTH | BA03E | 2007-03-06 | 870 | 2024-04-19 | 2027-04-19
EXTENSION LEAD | MAINS EXTENSION LEAD | RS | 488-674 | 2007-02-26 | 24
FLAT SCREEN DISPLAY | LCD FLAT PANEL MONITOR | NIPPON ELECT | MDVIEW202 | 2007-02-15 | 360
CENTRIFUGE REFRIGERATED | HIGH CAPACITY BENCH CENTRIFUGE | HETTICH | ROTANTA 460 | 2007-04-03 | 6000
CENTRIFUGE REFRIGERATED | HIGH CAPACITY BENCH CENTRIFUGE | HETTICH | ROTANTA 460 | 2007-04-03 | 6000
STEP LADDER | STEP LADDER - 4 TREAD | YOUNGMAN | S-3140-04E | 2007-02-27 | 144 | 2024-09-25 | 2025-09-25
SUCTION CONTROLLER | LOW SUCTION CONTROLLER | EAST HEALTH | LOW | 2007-02-05 | 240
AUDIO DOPPLER | AUDIO DOPPLER | HUNTLEIGH | D900 | 2007-03-27 | 336
HANDPIECE | DENTAL HANDPIECE | KAVO | 2068LHC | 2006-12-19 | 359.4
HANDPIECE | DENTAL HANDPIECE | KAVO | 2068LHC | 2006-12-19 | 359.4
HANDPIECE | DENTAL HANDPIECE | KAVO | 2068LHC | 2006-12-19 | 359.4
HANDPIECE | DENTAL HANDPIECE | KAVO | 2068LHC | 2006-12-19 | 359.4
HANDPIECE | DENTAL HANDPIECE | KAVO | 2068LHC | 2006-12-19 | 359.4
HANDPIECE | DENTAL HANDPIECE | KAVO | 2068LHC | 2006-12-19 | 359.4
HANDPIECE | DENTAL HANDPIECE | KAVO | 2068LHC | 2006-12-19 | 359.4
HANDPIECE | DENTAL HANDPIECE | KAVO | 2068LHC | 2006-12-19 | 359.4
HANDPIECE | DENTAL HANDPIECE | KAVO | 2068LHC | 2006-12-19 | 359.4
HANDPIECE | DENTAL HANDPIECE | KAVO | 2068LHC | 2006-12-19 | 359.4
HANDPIECE | DENTAL HANDPIECE | KAVO | 2068LHC | 2006-12-19 | 359.4
HANDPIECE | DENTAL HANDPIECE | KAVO | 2068LHC | 2006-12-19 | 359.4
HANDPIECE | DENTAL HANDPIECE | KAVO | 2068LHC | 2006-12-19 | 359.4
HANDPIECE | DENTAL HANDPIECE | KAVO | 2068LHC | 2006-12-19 | 359.4
HANDPIECE | DENTAL HANDPIECE | KAVO | 2068LHC | 2006-12-19 | 359.4
HANDPIECE | DENTAL HANDPIECE | KAVO | 2068LHC | 2006-12-19 | 359.4
HANDPIECE | DENTAL HANDPIECE | KAVO | 2068LHC | 2006-12-19 | 359.4
HANDPIECE | DENTAL HANDPIECE | KAVO | 2068LHC | 2006-12-19 | 359.4
HANDPIECE | DENTAL HANDPIECE | KAVO | 2052LHC | 2006-12-19 | 359.4
HANDPIECE | DENTAL HANDPIECE | KAVO | 2052LHC | 2006-12-19 | 359.4
HANDPIECE | DENTAL HANDPIECE | KAVO | 2052LHC | 2006-12-19 | 359.4
HANDPIECE | DENTAL HANDPIECE | KAVO | 2052LHC | 2006-12-19 | 359.4
HANDPIECE | DENTAL HANDPIECE | KAVO | 2052LHC | 2006-12-19 | 359.4
HANDPIECE | DENTAL HANDPIECE | KAVO | 2052LHC | 2006-12-19 | 359.4
HANDPIECE | DENTAL HANDPIECE | KAVO | 2052LHC | 2006-12-19 | 359.4
HANDPIECE | DENTAL HANDPIECE | KAVO | 2052LHC | 2006-12-19 | 359.4
HANDPIECE | DENTAL HANDPIECE | KAVO | 2052LHC | 2006-12-19 | 359.4
HANDPIECE | DENTAL HANDPIECE | KAVO | 2052LHC | 2006-12-19 | 359.4
HANDPIECE | DENTAL HANDPIECE | KAVO | 2052LHC | 2006-12-19 | 359.4
HANDPIECE | DENTAL HANDPIECE | KAVO | 2052LHC | 2006-12-19 | 359.4
HANDPIECE | DENTAL HANDPIECE | KAVO | 2052LHC | 2006-12-19 | 359.4
HANDPIECE | DENTAL HANDPIECE | KAVO | 2052LHC | 2006-12-19 | 359.4
HANDPIECE | DENTAL HANDPIECE | KAVO | 2052LHC | 2006-12-19 | 359.4
HANDPIECE | DENTAL HANDPIECE | KAVO | 660B | 2006-12-19 | 409.2
HANDPIECE | DENTAL HANDPIECE | KAVO | 660B | 2006-12-19 | 409.2
HANDPIECE | DENTAL HANDPIECE | KAVO | 660B | 2006-12-19 | 409.2
HANDPIECE | DENTAL HANDPIECE | KAVO | 660B | 2006-12-19 | 409.2
HANDPIECE | DENTAL HANDPIECE | KAVO | 660B | 2006-12-19 | 409.2
HANDPIECE | DENTAL HANDPIECE | KAVO | 660B | 2006-12-19 | 409.2
HANDPIECE | DENTAL HANDPIECE | KAVO | 660B | 2006-12-19 | 409.2
HANDPIECE | DENTAL HANDPIECE | KAVO | 660B | 2006-12-19 | 409.2
HANDPIECE | DENTAL HANDPIECE | KAVO | 660B | 2006-12-19 | 409.2
HANDPIECE | DENTAL HANDPIECE | KAVO | 660B | 2006-12-19 | 409.2
HANDPIECE | DENTAL HANDPIECE | KAVO | 660B | 2006-12-19 | 409.2
HANDPIECE | DENTAL HANDPIECE | KAVO | 660B | 2006-12-19 | 409.2
HANDPIECE | DENTAL HANDPIECE | KAVO | 660B | 2006-12-19 | 409.2
HANDPIECE | DENTAL HANDPIECE | KAVO | 660B | 2006-12-19 | 409.2
HANDPIECE | DENTAL HANDPIECE | KAVO | 660B | 2006-12-19 | 409.2
HANDPIECE | DENTAL HANDPIECE | KAVO | 660B | 2006-12-19 | 409.2
HANDPIECE | DENTAL HANDPIECE | KAVO | 660B | 2006-12-19 | 409.2
HANDPIECE | DENTAL HANDPIECE | KAVO | 637B | 2006-12-19 | 414
HANDPIECE | DENTAL HANDPIECE | KAVO | 637B | 2006-12-19 | 414
HANDPIECE | DENTAL HANDPIECE | KAVO | 637B | 2006-12-19 | 414
HANDPIECE | DENTAL HANDPIECE | KAVO | 637B | 2006-12-19 | 414
HANDPIECE | DENTAL HANDPIECE | KAVO | 637B | 2006-12-19 | 414
HANDPIECE | DENTAL HANDPIECE | KAVO | 637B | 2006-12-19 | 414
HANDPIECE | DENTAL HANDPIECE | KAVO | 637B | 2006-12-19 | 414
HANDPIECE | DENTAL HANDPIECE | KAVO | 637B | 2006-12-19 | 414
HANDPIECE | DENTAL HANDPIECE | KAVO | 637B | 2006-12-19 | 414
HANDPIECE | DENTAL HANDPIECE | KAVO | 637B | 2006-12-19 | 414
HANDPIECE | DENTAL HANDPIECE | KAVO | 637B | 2006-12-19 | 414
HANDPIECE | DENTAL HANDPIECE | KAVO | 637B | 2006-12-19 | 414
HANDPIECE | DENTAL HANDPIECE | KAVO | 637B | 2006-12-19 | 414
HANDPIECE | DENTAL HANDPIECE | KAVO | 637B | 2006-12-19 | 414
HANDPIECE | DENTAL HANDPIECE | KAVO | 637B | 2006-12-19 | 414
HANDPIECE | DENTAL HANDPIECE | KAVO | 637B | 2006-12-19 | 414
HANDPIECE | DENTAL HANDPIECE | KAVO | 637B | 2006-12-19 | 414
HANDPIECE | DENTAL HANDPIECE | KAVO | 637B | 2006-12-19 | 414
HANDPIECE | DENTAL HANDPIECE | KAVO | 10E | 2006-12-19 | 171.6
HANDPIECE | DENTAL HANDPIECE | KAVO | 10E | 2006-12-19 | 171.6
HANDPIECE | DENTAL HANDPIECE | KAVO | 10E | 2006-12-19 | 171.6
HANDPIECE | DENTAL HANDPIECE | KAVO | 10E | 2006-12-19 | 171.6
HANDPIECE | DENTAL HANDPIECE | KAVO | 10E | 2006-12-19 | 171.6
HANDPIECE | DENTAL HANDPIECE | KAVO | 10E | 2006-12-19 | 171.6
HANDPIECE | DENTAL HANDPIECE | KAVO | 10E | 2006-12-19 | 171.6
HANDPIECE | DENTAL HANDPIECE | KAVO | 10E | 2006-12-19 | 171.6
HANDPIECE | DENTAL HANDPIECE | KAVO | 10E | 2006-12-19 | 171.6
HANDPIECE | DENTAL HANDPIECE | KAVO | 10E | 2006-12-19 | 171.6
HANDPIECE | DENTAL HANDPIECE | KAVO | 10E | 2006-12-19 | 171.6
HANDPIECE | DENTAL HANDPIECE | KAVO | 10E | 2006-12-19 | 171.6
HANDPIECE | DENTAL HANDPIECE | KAVO | 10E | 2006-12-19 | 171.6
HANDPIECE | DENTAL HANDPIECE | KAVO | 10E | 2006-12-19 | 171.6
HANDPIECE | DENTAL HANDPIECE | KAVO | 10E | 2006-12-19 | 171.6
LIFT/HOIST | CHAIN DRIVEN PULLEY SYSTEM | MORRISFLEX | 190 SERIES | 2007-01-23 | 168
SUCTION CONTROLLER | SUCTION CONTROLLER | EAST HEALTH | HIGH-SUCTION | 2007-02-05 | 240
SUCTION CONTROLLER | SUCTION CONTROLLER | EAST HEALTH | HIGH-SUCTION | 2007-02-05 | 240
SUCTION CONTROLLER | SUCTION CONTROLLER | EAST HEALTH | HIGH-SUCTION | 2007-02-05 | 240
SUCTION CONTROLLER | SUCTION CONTROLLER | EAST HEALTH | HIGH-SUCTION | 2007-01-30 | 240
SUCTION CONTROLLER | SUCTION CONTROLLER | EAST HEALTH | HIGH-SUCTION | 2007-01-05 | 84
SUCTION CONTROLLER | SUCTION CONTROLLER | EAST HEALTH | HIGH-SUCTION | 2007-01-05 | 84
COUCH | COUCH 2-SECTION HYDRAULIC | PLINTH 2000 | 502H | 2007-01-08 | 642 | 2024-07-05 | 2027-07-05
VITAL SIGNS MONITOR | VITAL SIGNS MONITOR: NBP. | WELCH ALLYN | SPOT 420(NBP) | 2013-03-18 | 2400 | 2023-02-17 16:11 | 2026-03-10
LIGHT SOURCE | LIGHT SOURCE - XENON 300 | KARL STORZ | 20133120 | 2007-01-03 | 3600 | 2023-11-30 | 2024-11-30
INSUFFLATOR CO2 | ENDOFLATOR | KARL STORZ | 26430520 | 2007-01-03 | 5700 | 2023-03-22 10:26 | 2024-04-15
LIGHT SOURCE | LIGHT SOURCE - XENON 300 | KARL STORZ | 20133120 | 2007-01-03 | 3600 | 2023-10-05 | 2024-10-05
PRINTER | PRINTER - INKJET | HP | HP5940 | 2007-01-03 | 600
CENTRIFUGE | CENTRIFUGE | HETTICH | ROTOFIX32 | 2007-01-29 | 2400
SCALES | SCALES - CHAIR | SECA | DP2400 BMI INDICATOR | 2007-02-01 | 624 | 2023-12-06 | 2024-11-15
VITAL SIGNS MONITOR | VITAL SIGNS MONITOR : NIBP, SPO2 | WELCH ALLYN | 53N00 (VSM 300) | 2007-12-21 | 1440 | 2022-07-05 | 2025-03-15
OPHTHALMOSCOPE-INDIRECT | INDIRECT WITH CHARGER | KEELER | ALL PUPIL II WIRELES | 2007-04-11 | 2640 | 2022-12-29 11:44 | 2024-12-29
OPHTHALMOSCOPE-INDIRECT | INDIRECT WITH CHARGER | KEELER | ALL PUPIL II WIRELES | 2007-04-11 | 2640 | 2024-02-20 | 2026-12-29
OPHTHALMOSCOPE-INDIRECT | INDIRECT WITH CHARGER | KEELER | ALL PUPIL II WIRELES | 2007-04-11 | 2640 | 2023-01-16 14:18 | 2025-01-16
SUCTION - DENTAL | DOWN FLOW EXTRACTOR | ERIO | DEPUR/S | 2007-04-12 | 720 | 2022-06-17 | 2025-01-15
SUCTION - DENTAL | DOWN FLOW EXTRACTOR | ERIO | DEPUR/S | 2007-04-12 | 720 | 2022-06-17 | 2025-01-15
SUCTION CONTROLLER | SUCTION CONTROLLER | EAST HEALTH | HIGH-SUCTION | 2007-08-31 | 240
WAX HEATER | WAX HEATER | AMANN | NO FLAME PLUS | 2007-04-04 | 276 | 2024-03-14 | 2026-06-17
OXIMETER | OXIMETER | NELLCOR | OXIMAX N-560 | 2007-04-03 | 1200 |  | 2024-04-15
ULTRASONIC SCALER | ULTRASONIC SCALER | DENTSPLY LTD | CAVITRON SELECT SPS | 2007-03-27 | 1959.9 | 2023-08-30 | 2024-08-30
ULTRASONIC SCALER | ULTRASONIC SCALER | DENTSPLY LTD | CAVITRON SELECT SPS | 2007-03-27 | 1959.9
ULTRASONIC SCALER | ULTRASONIC SCALER | DENTSPLY LTD | CAVITRON SELECT SPS | 2007-03-27 | 1959.9 | 2023-06-30 | 2024-06-30
ULTRASONIC SCALER | ULTRASONIC SCALER | DENTSPLY LTD | CAVITRON SELECT SPS | 2007-03-27 | 1959.9 | 2024-04-17 | 2025-04-17
ULTRASONIC SCALER | ULTRASONIC SCALER | DENTSPLY LTD | CAVITRON SELECT SPS | 2007-03-27 | 1959.9 | 2023-09-26 | 2024-10-16
HANDPIECE MICROMOTOR | HANDPIECE MICROMOTOR | W&H UK LTD | EA-51LT | 2007-01-29 | 660
HANDPIECE MICROMOTOR | HANDPIECE MICROMOTOR | W&H UK LTD | EA-51LT | 2007-01-29 | 660
HANDPIECE MICROMOTOR | HANDPIECE MICROMOTOR | W&H UK LTD | EA-51LT | 2007-01-29 | 660
HANDPIECE MICROMOTOR | HANDPIECE MICROMOTOR | W&H UK LTD | EA-51LT | 2007-01-29 | 660
HANDPIECE MICROMOTOR | HANDPIECE MICROMOTOR | W&H UK LTD | EA-51LT | 2007-01-29 | 660
HANDPIECE MICROMOTOR | HANDPIECE MICROMOTOR | W&H UK LTD | EA-51LT | 2007-01-29 | 660
HANDPIECE MICROMOTOR | HANDPIECE MICROMOTOR | W&H UK LTD | EA-51LT | 2007-01-29 | 660 | 2020-11-13
HANDPIECE MICROMOTOR | HANDPIECE MICROMOTOR | W&H UK LTD | EA-51LT | 2007-01-29 | 660
HANDPIECE MICROMOTOR | HANDPIECE MICROMOTOR | W&H UK LTD | EA-51LT | 2007-01-29 | 660
RETINAL CAMERA | WIDE FIELD IMAGING SYSTEM | CLARITY LTD | RETCAM II | 2007-01-12 | 155982 |  | 2022-06-10
HANDPIECE | HANDPIECE | W&H UK LTD | 956A | 2007-01-08 | 576
VITAL SIGNS MONITOR | VITAL SIGNS MONITOR : NIBP, SPO2 | WELCH ALLYN | 53N00 (VSM 300) | 2007-01-03 | 2700 | 2024-04-25 | 2026-11-13
VITAL SIGNS MONITOR | VITAL SIGNS MONITOR : NIBP, SPO2 | WELCH ALLYN | 53N00 (VSM 300) | 2007-01-03 | 2700 | 2024-02-27 | 2026-11-13
VITAL SIGNS MONITOR | VITAL SIGNS MONITOR : NIBP, SPO2 | WELCH ALLYN | 53N00 (VSM 300) | 2007-01-03 | 2700 | 2024-02-28 | 2026-11-13
VITAL SIGNS MONITOR | VITAL SIGNS MONITOR : NIBP, SPO2 | WELCH ALLYN | 53N00 (VSM 300) | 2007-01-03 | 2700 | 2024-02-28 | 2026-11-14
INFUSION PUMP | EPIDURAL PUMP | CME MEDICAL | BODYGUARD 545 | 2007-01-05 | 1797 | 2022-06-30 | 2024-04-01
CHARGER | EPIDURAL PUMP CHARGER | CME MEDICAL | BODYGUARD 545 CHARGER | 2007-01-05 | 695.4
CHARGER | EPIDURAL PUMP CHARGER | CME MEDICAL | BODYGUARD 545 CHARGER | 2007-01-05 | 695.4
INFUSION PUMP | EPIDURAL PUMP | CME MEDICAL | BODYGUARD 545 | 2007-01-05 | 1797 | 2024-04-12 | 2025-04-12
INFUSION PUMP | EPIDURAL PUMP | CME MEDICAL | BODYGUARD 545 | 2007-01-05 | 1797 | 2024-04-12 | 2025-04-12
CHARGER | EPIDURAL PUMP CHARGER | CME MEDICAL | BODYGUARD 545 CHARGER | 2007-01-05 | 695.4
INFUSION PUMP | EPIDURAL PUMP | CME MEDICAL | BODYGUARD 545 | 2007-01-05 | 1797 | 2024-05-08 | 2025-04-01
CHARGER | EPIDURAL PUMP CHARGER | CME MEDICAL | BODYGUARD 545 CHARGER | 2007-01-05 | 695.4
INFUSION PUMP | EPIDURAL PUMP | CME MEDICAL | BODYGUARD 545 | 2007-01-05 | 1797 | 2023-07-04 | 2024-07-04
SCALES | SCALES - STAND ON | SECA | 761 | 2006-12-22 | 78 | 2023-12-07 | 2024-11-15
DIATHERMY MACHINE | ELECTRO SURGICAL GENERATOR | CONMED | SYSTEM 5000 | 2007-03-28 | 8100 | 2023-10-09 | 2024-10-09
UNINTERRUPTIBLE POWER SUPPLY | UNINTERRUPTIBLE POWER SUPPLY | AMERICAN POWER CONVERSION (APC) | BACK-UPS RS1000 | 2007-01-19 | 176.388
DENTAL X-RAY UNIT | WALL MOUNTED DENTAL X-RAY MACHINE | SATELEC | X-MIND SYSTEM F03169 | 2007-02-01 | 2208 | 2023-10-06 | 2024-10-01
EXTENSION LEAD | MAINS EXTENSION LEAD | RS | 488-674 | 2007-01-23 | 24 | 2024-04-17 | 2025-04-17
TORQUE SCREWDRIVER | TORQUE SCREWDRIVER | SEARS ROEBUC | TORQUE LEADER MINOR | 2006-12-08 | 60 | 2024-01-19 | 2025-01-19
TORQUE SCREWDRIVER | TORQUE SCREWDRIVER | SEARS ROEBUC | 24-8786 | 2006-12-08 | 0 | 2019-07-30
ELECTROMETER | ELECTROMETER | STD. IMAGING | CDX-2000B | 2006-12-05 | 600 | 2023-12-04 | 2024-10-15
INDUCTION CASTING MC | INDUCTION CASTING MACHINE | MANFREDI | MILLENIUM-5 | 2007-03-27 | 5994 | 2024-03-11 | 2025-07-15
WAX BATH | WAX HEATER | FINOLUX | FINODIP 3 | 2007-03-26 | 162 | 2024-03-26 | 2026-06-17
WAX HEATER | WAX HEATER | AMANN | NO FLAME PLUS | 2007-03-23 | 276 | 2021-12-20 | 2025-06-18
SUCTION - DENTAL | SUCTION UNIT - DENTA | DURR DENTAL | VS300 TYPE 7125-01 | 2007-03-19 | 1200 | 2024-05-15 | 2025-04-13
SUCTION UNIT | SUCTION - LAERDAL - BATTERY | LAERDAL | LSU-2 | 2007-03-16 | 816 | 2024-02-27 | 2027-03-04
SUCTION UNIT | SUCTION - LAERDAL - BATTERY | LAERDAL | LSU-2 | 2007-03-16 | 816 | 2022-05-06 | 2025-05-02
ULTRASONIC SCALER | ULTRASONIC SCALER | DENTSPLY LTD | CAVITRON SELECT SPS | 2007-03-01 | 1959.9 | 2024-04-10 | 2025-04-10
ULTRASONIC SCALER | ULTRASONIC SCALER | DENTSPLY LTD | CAVITRON SELECT SPS | 2007-03-01 | 1959.9 | 2024-04-10 | 2025-04-10
ULTRASONIC SCALER | ULTRASONIC SCALER | DENTSPLY LTD | CAVITRON SELECT SPS | 2007-03-01 | 1959.9 | 2021-05-14 | 2024-12-18
ULTRASONIC SCALER | ULTRASONIC SCALER | DENTSPLY LTD | CAVITRON SELECT SPS | 2007-03-01 | 1959.9 | 2022-08-04 | 2025-07-16
ULTRASONIC SCALER | ULTRASONIC SCALER | DENTSPLY LTD | CAVITRON SELECT SPS | 2007-03-01 | 1959.9 | 2024-08-22 | 2025-08-30
ULTRASONIC SCALER | ULTRASONIC SCALER | DENTSPLY LTD | CAVITRON SELECT SPS | 2007-03-01 | 1959.9 | 2024-04-10 | 2024-12-16
WAX HEATER | WAX HEATER | AMANN | NO FLAME PLUS | 2007-02-23 | 276 | 2021-12-20 | 2025-06-18
ULTRASONIC SCALER | ULTRASONIC SCALER | DENTSPLY LTD | CAVITRON SELECT SPS | 2007-02-15 | 1959.9 | 2022-08-15 | 2024-08-15
LIGHTWRITER | LIGHTWRITER | T.CHURCHILL | SL35 | 2007-01-10 | 3600
WAX HOT KNIFE | WAX KNIFE | FINOLUX | WAXFIX 1 | 2006-12-12 | 480 | 2021-11-30 | 2025-06-18
HANDPIECE MICROMOTOR | HANDPIECE MICROMOTOR | W&H UK LTD | EA-51LT | 2007-01-29 | 660
HANDPIECE MICROMOTOR | HANDPIECE MICROMOTOR | W&H UK LTD | EA-51LT | 2007-01-29 | 660
HANDPIECE MICROMOTOR | HANDPIECE MICROMOTOR | W&H UK LTD | EA-51LT | 2007-01-29 | 660
HANDPIECE MICROMOTOR | HANDPIECE MICROMOTOR | W&H UK LTD | EA-51LT | 2007-01-29 | 660
HANDPIECE MICROMOTOR | HANDPIECE MICROMOTOR | W&H UK LTD | EA-51LT | 2007-01-29 | 660
DENTAL UNIT | DENTAL TREATMENT BAY - 511CHAIR + 532 UNIT | ADEC DENTAL | 500 SERIES | 2007-01-28 | 19200 | 2022-11-08 09:28 | 2023-12-12
DENTAL UNIT | DENTAL TREATMENT BAY - 511CHAIR + 532 UNIT | ADEC DENTAL | 500 SERIES | 2007-01-28 | 19200 | 2024-02-19 | 2025-02-19
DENTAL UNIT | DENTAL TREATMENT BAY - 511CHAIR + 532 UNIT | ADEC DENTAL | 500 SERIES | 2007-01-28 | 19200 | 2024-03-12 | 2025-03-12
DENTAL UNIT | DENTAL TREATMENT BAY - 511CHAIR + 532 UNIT | ADEC DENTAL | 500 SERIES | 2007-01-28 | 19200 | 2023-11-23 | 2024-11-23
DENTAL UNIT | DENTAL TREATMENT BAY - 511CHAIR + 532 UNIT | ADEC DENTAL | 500 SERIES | 2007-01-28 | 19200 | 2024-01-05 | 2025-01-05
DENTAL UNIT | DENTAL TREATMENT BAY - 511CHAIR + 532 UNIT | ADEC DENTAL | 500 SERIES | 2007-01-28 | 19200 | 2024-01-12 | 2025-01-12
DENTAL UNIT | DENTAL TREATMENT BAY - 511CHAIR + 532 UNIT | ADEC DENTAL | 500 SERIES | 2007-01-28 | 19200 | 2024-02-21 | 2024-12-06
DENTAL UNIT | DENTAL TREATMENT BAY - 511CHAIR + 532 UNIT | ADEC DENTAL | 500 SERIES | 2007-01-28 | 19200 | 2024-04-11 | 2024-12-16
DENTAL UNIT | DENTAL TREATMENT BAY - 511CHAIR + 532 UNIT | ADEC DENTAL | 500 SERIES | 2007-01-28 | 19200 | 2024-02-21 | 2024-12-13
DENTAL UNIT | DENTAL TREATMENT BAY | ADEC DENTAL | 511 CHAIR +2561 UNIT | 2007-01-28 | 18000 | 2024-02-20 | 2025-02-20
DENTAL UNIT | DENTAL TREATMENT BAY | ADEC DENTAL | 511 CHAIR +2561 UNIT | 2007-01-28 | 18000 | 2024-02-29 | 2025-02-28
DENTAL UNIT | DENTAL TREATMENT BAY | ADEC DENTAL | 511 CHAIR +2561 UNIT | 2007-01-28 | 18000 | 2022-07-11 | 2025-07-16
DENTAL UNIT | DENTAL TREATMENT BAY | ADEC DENTAL | 511 CHAIR +2561 UNIT | 2007-01-28 | 18000 | 2024-02-20 | 2024-12-16
DENTAL UNIT | DENTAL TREATMENT BAY - 511CHAIR + 532 UNIT | ADEC DENTAL | 500 SERIES | 2007-01-28 | 18000 | 2024-05-02 | 2025-04-27
DENTAL UNIT | DENTAL TREATMENT BAY | ADEC DENTAL | 511 CHAIR +2561 UNIT | 2007-01-28 | 18000 | 2023-08-08 | 2024-07-15
TEMP MODULE | TEMP MODULE | PHILIPS LTD | M1029A | 2007-02-13 | 600 | 2024-08-13 | 2026-08-13
SUCTION CONTROLLER | SUCTION CONTROLLER | EAST HEALTH | HIGH-SUCTION | 2007-01-30 | 240
SUCTION CONTROLLER | SUCTION CONTROLLER | EAST HEALTH | HIGH-SUCTION | 2006-12-21 | 84
SUCTION CONTROLLER | SUCTION CONTROLLER | EAST HEALTH | HIGH-SUCTION | 2006-12-21 | 240
LABEL PRINTER | BARCODE LABEL PRINTER | SEIKO INSTRU | SLP-440 | 2006-12-27 | 96
SUCTION CONTROLLER | SUCTION CONTROLLER | EAST HEALTH | HIGH-SUCTION | 2006-12-15 | 240
SUCTION CONTROLLER | SUCTION CONTROLLER | EAST HEALTH | HIGH-SUCTION | 2006-11-21 | 240
SUCTION CONTROLLER | SUCTION CONTROLLER | EAST HEALTH | HIGH-SUCTION | 2006-11-21 | 240
MICROSCOPE HEAD ONLY | EPILUMINESCENCE NICROSCOPY DEVICE | 3 GEN (USA) | DERMLITE II PRO HR | 2006-11-15 | 790.8
LIGHT CURE UNIT | LIGHT CURE UNIT | DENTSPLY LTD | TRIAD2000(DUPLICATE) | 2006-11-02 | 598.8 | 2024-03-15 | 2026-03-15
SUCTION UNIT | SUCTION - LAERDAL - BATTERY | LAERDAL | LSU-2 | 2006-11-17 | 816 | 2023-07-03 | 2026-06-05
SUCTION CONTROLLER | SUCTION CONTROLLER | EAST HEALTH | HIGH-SUCTION | 2006-11-13 | 240
SUCTION CONTROLLER | SUCTION CONTROLLER | EAST HEALTH | HIGH-SUCTION | 2006-11-13 | 240
SUCTION CONTROLLER | SUCTION CONTROLLER | EAST HEALTH | HIGH-SUCTION | 2006-11-13 | 240
SUCTION CONTROLLER | SUCTION CONTROLLER | EAST HEALTH | HIGH-SUCTION | 2006-11-14 | 240
SUCTION CONTROLLER | SUCTION CONTROLLER | EAST HEALTH | HIGH-SUCTION | 2006-11-13 | 240
SUCTION CONTROLLER | SUCTION CONTROLLER | EAST HEALTH | HIGH-SUCTION | 2006-11-13 | 240
SUCTION CONTROLLER | SUCTION CONTROLLER | EAST HEALTH | HIGH-SUCTION | 2006-11-13 | 240
GAS REGULATOR & FLOWMETER | FLOWMETER | MPB | 1200 | 2009-12-03 | 111.48
SPEECH AID | SPEECH AID | SERVOX | LAC-SA0001 | 2006-11-06 | 630
SUCTION CONTROLLER | SUCTION CONTROLLER | EAST HEALTH | HIGH-SUCTION | 2006-10-26 | 240
SUCTION CONTROLLER | SUCTION CONTROLLER | EAST HEALTH | HIGH-SUCTION | 2006-10-26 | 240
SUCTION CONTROLLER | SUCTION CONTROLLER | EAST HEALTH | HIGH-SUCTION | 2006-10-26 | 240
SUCTION UNIT | MOBILE THEATRE SUCTION | THERAPY EQUIPMENT | 4760 | 2006-11-27 | 654
HEATER BLOCK | HEATER BLOCK | BAXTER HEALTHCARE | FIBRINOTHERM | 2006-11-08 | 300
SUCTION CONTROLLER | SUCTION CONTROLLER | EAST HEALTH | HIGH-SUCTION | 2006-10-31 | 240
SUCTION CONTROLLER | SUCTION CONTROLLER | EAST HEALTH | HIGH-SUCTION | 2006-10-31 | 240
SUCTION CONTROLLER | SUCTION CONTROLLER | EAST HEALTH | HIGH-SUCTION | 2006-10-31 | 240
SOUND LEVEL METER | SOUND LEVEL METER | CASTLE | GA301 | 2006-11-29 | 240 | 2024-01-25 | 2025-01-25
POWER SUPPLY - DOSIMETRY | POWER SUPPLY | SUN NUCLEAR | GTM21089-1818-93 | 2006-10-30 | 24
DOSEMETER | DOSIMETRY RF UNIT | SUN NUCLEAR | 1136700 | 2006-10-27 | 4800
DOSEMETER | DOSIMETRY RF UNIT | SUN NUCLEAR | 1136700 | 2006-10-27 | 4800
DOSIMETRY BASE UNIT | DOSIMETRY BASE UNIT FOR RF DOSIMETRY SYSTEM | SUN NUCLEAR | 1136400 | 2006-10-27 | 4800 | 2021-11-11 | 2024-11-11
DOSEMETER | DOSIMETRY RF UNIT | SUN NUCLEAR | 1136700 | 2006-10-27 | 4800
DOSEMETER | DOSIMETRY RF UNIT | SUN NUCLEAR | 1136700 | 2006-10-27 | 4800
DOSIMETRY BASE UNIT | DOSIMETRY BASE UNIT FOR RF DOSIMETRY SYSTEM | SUN NUCLEAR | 1136400 | 2006-10-27 | 4800 | 2021-11-11 | 2024-11-11
POWER SUPPLY - DOSIMETRY | POWER SUPPLY | SUN NUCLEAR | GTM21089-1818-93 | 2006-10-30 | 24
DOSEMETER | DOSIMETRY RF UNIT | SUN NUCLEAR | 1136700 | 2006-10-27 | 4800
DOSEMETER | DOSIMETRY RF UNIT | SUN NUCLEAR | 1136700 | 2006-10-27 | 4800
POWER SUPPLY - DOSIMETRY | POWER SUPPLY | SUN NUCLEAR | GTM21089-1818-93 | 2006-10-30 | 24
DOSEMETER | DOSIMETRY RF UNIT | SUN NUCLEAR | 1136700 | 2006-10-27 | 4800
DOSEMETER | DOSIMETRY RF UNIT | SUN NUCLEAR | 1136700 | 2006-10-27 | 4800
DOSIMETRY BASE UNIT | DOSIMETRY BASE UNIT FOR RF DOSIMETRY SYSTEM | SUN NUCLEAR | 1136400 | 2006-10-27 | 4800 | 2021-10-29 | 2024-10-29
DOSEMETER | DOSIMETRY RF UNIT | SUN NUCLEAR | 1136700 | 2006-10-27 | 4800
DOSEMETER | DOSIMETRY RF UNIT | SUN NUCLEAR | 1136700 | 2006-10-27 | 4800
DOSIMETRY BASE UNIT | DOSIMETRY BASE UNIT FOR RF DOSIMETRY SYSTEM | SUN NUCLEAR | 1136400 | 2006-10-27 | 4800 | 2021-11-11 | 2024-11-11
POWER SUPPLY - DOSIMETRY | POWER SUPPLY | SUN NUCLEAR | GTM21089-1818-93 | 2006-10-30 | 24
DOSEMETER | DOSIMETRY RF UNIT | SUN NUCLEAR | 1136700 | 2006-10-27 | 4800
DOSEMETER | DOSIMETRY RF UNIT | SUN NUCLEAR | 1136700 | 2006-10-27 | 4800
DOSIMETRY BASE UNIT | DOSIMETRY BASE UNIT FOR RF DOSIMETRY SYSTEM | SUN NUCLEAR | 1136400 | 2006-10-27 | 4800 | 2021-10-29 | 2024-10-29
SUCTION CONTROLLER | SUCTION CONTROLLER | EAST HEALTH | HIGH-SUCTION | 2006-10-25 | 84
SUCTION CONTROLLER | SUCTION CONTROLLER | EAST HEALTH | HIGH-SUCTION | 2006-10-25 | 84
SUCTION CONTROLLER | SUCTION CONTROLLER | EAST HEALTH | HIGH-SUCTION | 2006-10-25 | 84
HANDPIECE MICROMOTOR | MICROMOTOR UNIT | W&H UK LTD | MICROMOTOR | 2006-10-23 | 1200
PATIENT HOIST | PATIENT HOIST - OVERHEAD | GULDMANN | GH2 | 2006-10-23 | 6600 | 2023-10-23 | 2024-04-23
DENTAL LIGHT | DENTAL LIGHT | BELMONT | 502T | 2006-10-23 | 1800 | 2024-04-24 | 2025-04-12
HEATED GUTTA-PERCHA UNIT | GUTTA-PERCHA UNIT | DENTSPLY LTD | THERMAPREP PLUS | 2006-10-23 | 240 | 2022-04-26 | 2024-04-16
PRESSURE SAUCEPAN | PRESSURE SAUCEPAN | DENTAURUM | POLYCLAV | 2006-10-19 | 240 |  | 2024-12-18
PRESSURE SAUCEPAN | PRESSURE SAUCEPAN | DENTAURUM | POLYCLAV | 2006-10-19 | 240 |  | 2024-12-18
WAX HOTPLATE | HEATED REGISTRATION BLOCK TRIMMER | SILVERTREE | GB100 | 2006-10-19 | 376.8 | 2020-02-10 | 2024-12-18
WAX HOTPLATE | HEATED REGISTRATION BLOCK TRIMMER | SILVERTREE | GB100 | 2006-10-19 | 376.8 | 2020-02-10 | 2024-12-18
WAX HOTPLATE | HEATED REGISTRATION BLOCK TRIMMER | SILVERTREE | GB100 | 2006-10-19 | 376.8 | 2020-02-10 | 2024-12-18
WAX HOTPLATE | HEATED REGISTRATION BLOCK TRIMMER | SILVERTREE | GB100 | 2006-10-19 | 376.8 | 2020-02-10 | 2024-12-18
WAX HEATER | WAX HEATER | AMANN | NO FLAME PLUS | 2006-10-17 | 276 | 2024-03-21 | 2026-06-17
WAX HEATER | WAX HEATER | AMANN | NO FLAME PLUS | 2006-10-17 | 276 | 2021-11-30 | 2025-06-18
HANDPIECE | DENTAL HANDPIECE | W&H UK LTD | TREND WD56 | 2006-10-12 | 240
HANDPIECE MICROMOTOR | HANDPIECE MICROMOTOR | KAVO | K9 TYPE 950 | 2006-10-06 | 600
ELECTRIC BED | ELECTRIC BED | LINET UK | ELEGANZA 3000 | 2007-03-26 | 2400 | 2023-08-30 | 2024-08-30
ELECTRIC BED | ELECTRIC BED | LINET UK | ELEGANZA 3000 | 2007-03-26 | 2400 | 2023-03-20 11:00 | 2024-11-01
ELECTRIC BED | ELECTRIC BED | LINET UK | ELEGANZA 3000 | 2007-03-26 | 2400 | 2024-04-30 | 2025-04-30
ELECTRIC BED | ELECTRIC BED | LINET UK | ELEGANZA 3000 | 2007-03-26 | 2400 | 2020-07-01 | 2024-11-01
ELECTRIC BED | ELECTRIC BED | LINET UK | ELEGANZA 3000 | 2007-03-26 | 2400 | 2023-07-31 | 2024-07-31
ELECTRIC BED | ELECTRIC BED | LINET UK | ELEGANZA 3000 | 2007-03-26 | 2400 | 2022-01-12 | 2024-11-01
ELECTRIC BED | ELECTRIC BED | LINET UK | ELEGANZA 3000 | 2007-03-26 | 2400 | 2023-06-13 | 2024-11-01
ELECTRIC BED | ELECTRIC BED | LINET UK | ELEGANZA 3000 | 2007-03-26 | 2400 | 2024-01-11 | 2025-01-11
ELECTRIC BED | ELECTRIC BED | LINET UK | ELEGANZA 3000 | 2007-03-26 | 2400 | 2023-05-16 | 2024-11-01
ELECTRIC BED | ELECTRIC BED | LINET UK | ELEGANZA 3000 | 2007-03-26 | 2400 | 2023-01-03 19:26 | 2024-11-01
ELECTRIC BED | ELECTRIC BED | LINET UK | ELEGANZA 3000 | 2007-03-26 | 2400 | 2024-01-17 | 2025-01-17
HUMIDIFIER | HUMIDIFIER | F & P | MR850 | 2006-09-25 | 1200 | 2023-05-18 | 2024-05-18
MULTI PARAM SIMULAT | PATIENT SIMULATOR | METRON | PS-420 | 2006-09-28 | 850.8 | 2021-03-11
PRESSURE TEST EQUIP | FORCE GAUGE | MECMESIN | FORCE GAUGE 100N | 2006-09-14 | 390 | 2021-03-11
DIGITAL PRESS GAUGE | DIGITAL PRESSURE GAUGE | DRUCK LTD | DPI 705 | 2006-09-14 | 480 | 2024-10-11 | 2025-10-11
REGULATOR | REGULATOR - AIR - BULLNOSE | MEC CO. LTD | GASS4 - AIR BULLNOSE | 2006-09-26 | 48.72
SUCTION CONTROLLER | SUCTION CONTROLLER | EAST HEALTH | HIGH-SUCTION | 2006-09-07 | 240
SUCTION CONTROLLER | SUCTION CONTROLLER | EAST HEALTH | HIGH-SUCTION | 2006-09-07 | 240
SUCTION CONTROLLER | SUCTION CONTROLLER | EAST HEALTH | HIGH-SUCTION | 2006-09-07 | 240
SUCTION CONTROLLER | SUCTION CONTROLLER | EAST HEALTH | HIGH-SUCTION | 2006-09-07 | 240
LIGHT SOURCE | LIGHT SOURCE - XENON 300 | KARL STORZ | 20133120 | 2006-10-10 | 3600
PATIENT MONITOR | PATIENT MONITOR INTELLIVUE MP20 | PHILIPS LTD | M8001A | 2006-12-18 | 7138.62 | 2023-07-27 | 2026-07-27
MULTI-MEASUREMENT SERVER | MULTI-MEASUREMENT SERVER | PHILIPS LTD | M3001A | 2006-12-18 | 7200
FLOW CPAP DRIVER | INFANT FLOW SIPAP | VIASYS HEALT | 675 | 2006-09-25 | 6300 | 2023-11-10 | 2024-11-01
LASERVAC | LASERVAC | WALKER FILT. | LV 850 | 2006-08-23 | 2400 | 2023-09-20 | 2025-09-17
TEMPERATURE MONITOR | TEMPERATURE MONITOR | SENSATRONICS | E4 | 2006-09-14 | 198
INCLINOMETER | DIGITAL INCLINOMETER | FISCO | EN17 | 2006-08-18 | 133.416
VCR VHS | VCR/DVD PLAYER | LG | VCR DVD RC185 | 2006-08-14 | 224.196
DIATHERMY MACHINE | ELECTRO SURGICAL GENERATOR | CONMED | SYSTEM 5000 | 2008-03-18 | 8100 | 2024-08-07 | 2025-08-15
NEBULIZER | NEBULIZER | MEDIX LTD | AC4000 | 2008-04-21 | 106.8
SPHYGMOMANOMETER | SPHYGMOMANOMETER | SPEIDEL & KE | MAXI STABIL 3 | 2008-03-14 | 103.02
SPHYGMOMANOMETER | SPHYGMOMANOMETER | SPEIDEL & KE | MAXI STABIL 3 | 2008-03-14 | 108
SPHYGMOMANOMETER | SPHYGMOMANOMETER | SPEIDEL & KE | MAXI STABIL 3 | 2008-03-14 | 108
SPHYGMOMANOMETER | SPHYGMOMANOMETER | SPEIDEL & KE | MAXI STABIL 3 | 2008-03-14 | 108
SPHYGMOMANOMETER | SPHYGMOMANOMETER | SPEIDEL & KE | MAXI STABIL 3 | 2008-03-14 | 96
SPHYGMOMANOMETER | SPHYGMOMANOMETER | SPEIDEL & KE | MAXI STABIL 3 | 2008-03-14 | 103.02
SPHYGMOMANOMETER | SPHYGMOMANOMETER | SPEIDEL & KE | MAXI STABIL 3 | 2008-03-14 | 103.02
SPHYGMOMANOMETER | SPHYGMOMANOMETER | SPEIDEL & KE | MAXI STABIL 3 | 2008-03-14 | 90
SPHYGMOMANOMETER | SPHYGMOMANOMETER | SPEIDEL & KE | MAXI STABIL 3 | 2008-03-14 | 103.02
SPHYGMOMANOMETER | SPHYGMOMANOMETER | SPEIDEL & KE | MAXI STABIL 3 | 2008-03-14 | 103.02
SPHYGMOMANOMETER | SPHYGMOMANOMETER | SPEIDEL & KE | MAXI STABIL 3 | 2008-03-14 | 103.02
SPHYGMOMANOMETER | SPHYGMOMANOMETER | SPEIDEL & KE | MAXI STABIL 3 | 2008-03-14 | 103.02
SPHYGMOMANOMETER | SPHYGMOMANOMETER | SPEIDEL & KE | MAXI STABIL 3 | 2008-03-14 | 103.02
SPHYGMOMANOMETER | SPHYGMOMANOMETER | SPEIDEL & KE | MAXI STABIL 3 | 2008-03-14 | 103.02
SPHYGMOMANOMETER | SPHYGMOMANOMETER | SPEIDEL & KE | MAXI STABIL 3 | 2008-03-14 | 103.02
SPHYGMOMANOMETER | SPHYGMOMANOMETER | SPEIDEL & KE | MAXI STABIL 3 | 2008-03-14 | 103.02
SPHYGMOMANOMETER | SPHYGMOMANOMETER | SPEIDEL & KE | MAXI STABIL 3 | 2010-10-07 | 90
DYNAMIC PRESSURE MATTRESS | DYNAMIC PRESSURE MATTRESS | SIDHIL LTD | PLUS | 2008-05-20 | 540 | 2019-11-29
NEBULIZER | NEBULIZER | MEDIC AID | PORTANEB | 2008-03-13 | 126
NEBULIZER | NEBULIZER | MEDIC AID | PORTANEB | 2008-03-13 | 126
NEBULIZER | NEBULIZER | MEDIC AID | PORTANEB | 2008-03-13 | 126
NEBULIZER | NEBULIZER | MEDIC AID | PORTANEB | 2008-03-13 | 126
NEBULIZER | NEBULIZER | MEDIC AID | PORTANEB | 2008-03-13 | 126
NEBULIZER | NEBULIZER | MEDIC AID | PORTANEB | 2008-03-13 | 126
NEBULIZER | NEBULIZER | MEDIC AID | PORTANEB | 2008-03-13 | 126
NEBULIZER | NEBULIZER | MEDIC AID | PORTANEB | 2008-03-13 | 126
NEBULIZER | NEBULIZER | MEDIC AID | PORTANEB | 2008-03-13 | 126
NEBULIZER | NEBULIZER | MEDIC AID | PORTANEB | 2008-03-13 | 126
NEBULIZER | NEBULIZER | MEDIC AID | PORTANEB | 2008-03-13 | 126
NEBULIZER | NEBULIZER | MEDIC AID | PORTANEB | 2008-03-13 | 126
NEBULIZER | NEBULIZER | MEDIC AID | PORTANEB | 2008-03-13 | 126 | 2020-02-03
NEBULIZER | NEBULIZER | MEDIC AID | PORTANEB | 2008-03-13 | 126
NEBULIZER | NEBULIZER | MEDIC AID | PORTANEB | 2008-03-13 | 126
NEBULIZER | NEBULIZER | MEDIC AID | PORTANEB | 2008-03-13 | 126
NEBULIZER | NEBULIZER | MEDIC AID | PORTANEB | 2008-03-13 | 126
NEBULIZER | NEBULIZER | MEDIC AID | PORTANEB | 2008-03-13 | 126
NEBULIZER | NEBULIZER | MEDIC AID | PORTANEB | 2008-03-13 | 126
NEBULIZER | NEBULIZER | MEDIC AID | PORTANEB | 2008-03-13 | 126
NEBULIZER | NEBULIZER | MEDIC AID | PORTANEB | 2008-03-13 | 126
NEBULIZER | NEBULIZER | MEDIC AID | PORTANEB | 2008-03-13 | 126
NEBULIZER | NEBULIZER | MEDIC AID | PORTANEB | 2008-03-13 | 126
NEBULIZER | NEBULIZER | MEDIC AID | PORTANEB | 2008-03-13 | 126
NEBULIZER | NEBULIZER | MEDIC AID | PORTANEB | 2008-03-13 | 126
NEBULIZER | NEBULIZER | MEDIC AID | PORTANEB | 2008-03-13 | 126
NEBULIZER | NEBULIZER | MEDIC AID | PORTANEB | 2008-03-13 | 126
NEBULIZER | NEBULIZER | MEDIC AID | PORTANEB | 2008-03-13 | 126
NEBULIZER | NEBULIZER | MEDIC AID | PORTANEB | 2008-03-13 | 126
NEBULIZER | NEBULIZER | MEDIC AID | PORTANEB | 2008-03-13 | 126
AUDIO DOPPLER | AUDIO DOPPLER | HUNTLEIGH | FD1 | 2008-03-05 | 283.2
BATTERY PACK | BATTERY PACK | ARJO HUNTLEIGH | 24V BATTERY | 2008-03-04 | 154.248
CHARGER | CHARGER UNIT | MAQUET (UK) | 3110-26E9 | 2008-02-21 | 2394 | 2023-02-03 12:56 | 2025-02-11
LASER - CLASS 4 | LASER - Q-YAG | LITECHNICA | LPULSA SYL9000 PREMIO | 2012-02-27 | 12000 | 2023-12-05 | 2025-12-05
SPIROMETER | SPIROMETER | VITALOGRAPH | ALPHA | 2008-01-29 | 1920 | 2022-01-04 | 2025-05-15
TRANSFORMER | OPHTHALMOSCOPE/OTOSCOPE UNIVERSAL CHARGER | WELCH ALLYN | 7114 | 2008-01-29 | 360 | 2024-07-01 | 2026-05-11
ELECTRIC RING CUTTER | ELECTRONIC RING CUTTER | AZTEC MEDICA | GEMII | 2008-05-06 | 120
BATTERY CHARGER | BATTERY CHARGER | SERVOX | PLEASE ENTER MODEL! (854) | 2008-05-07 | 240
AMBULATORY ARRHYTHMIA MONITOR | AMBULATORY ECG RECORDER | NOVACOR UK | R.TEST 3 EVOLUTION | 2008-04-14 | 1194 | 2024-09-12 | 2028-10-15
AMBULATORY ARRHYTHMIA MONITOR | AMBULATORY ECG RECORDER | NOVACOR UK | R.TEST 3 EVOLUTION | 2008-04-14 | 1194
AMBULATORY ARRHYTHMIA MONITOR | AMBULATORY ECG RECORDER | NOVACOR UK | R.TEST 3 EVOLUTION | 2008-04-14 | 1194 | 2022-01-06
AMBULATORY ARRHYTHMIA MONITOR | AMBULATORY ECG RECORDER | NOVACOR UK | R.TEST 3 EVOLUTION | 2008-04-14 | 1194
VITAL SIGNS MONITOR | VITAL SIGNS MONITOR : NIBP, SPO2 | WELCH ALLYN | 53N00 (VSM 300) | 2008-01-21 | 1800 | 2022-07-15 | 2025-07-29
PH METER | PH METER | MEDTRONIC | DIGI-TRAPPER | 2008-01-18 | 4800 | 2022-08-19 | 2025-09-15
SPHYGMOMANOMETER | SPHYGMOMANOMETER | SPEIDEL & KE | MAXI STABIL 3 | 2008-01-21 | 90 | 2021-05-25
SPHYGMOMANOMETER | SPHYGMOMANOMETER | SPEIDEL & KE | MAXI STABIL 3 | 2008-01-21 | 90
AMBULATORY ARRHYTHMIA MONITOR | AMBULATORY ECG RECORDER | SPACELABS | LIFECARD CF | 2007-10-22 | 2197.2
AMBULATORY ARRHYTHMIA MONITOR | AMBULATORY ECG RECORDER | SPACELABS | LIFECARD CF | 2007-10-22 | 2197.2 | 2024-07-09 | 2026-07-09
SUCTION CONTROLLER | SUCTION CONTROLLER - OLD STYLE | THERAPY EQUIPMENT | 4701 | 2007-12-27 | 166.8
ULTRASONIC SCALER | SCALER | DENTSPLY LTD | CAVITRON PLUS | 2010-09-12 | 1404.024 | 2024-04-30 | 2025-04-11
NEBULIZER | NEBULIZER | MEDIC AID | PORTANEB | 2007-12-04 | 72
MULTI-MEASUREMENT SERVER | MULTI-MEASUREMENT SERVER | PHILIPS LTD | M3001A | 2008-01-16 | 3372
VITAL SIGNS MONITOR | VITAL SIGNS MONITOR: NBP | OMRON | M6 (HEM-7001-E) | 2007-10-17 | 72 | 2024-08-20 | 2026-03-15
SCALES | SCALES - CHAIR | SECA | 959 | 2007-12-19 | 720 | 2023-11-17 | 2024-11-15
SUCTION CONTROLLER | SUCTION CONTROLLER - OLD STYLE | THERAPY EQUIPMENT | 4701 | 2007-12-13 | 166.8
SUCTION CONTROLLER | SUCTION CONTROLLER - OLD STYLE | THERAPY EQUIPMENT | 4701 | 2007-12-13 | 166.8
SUCTION CONTROLLER | SUCTION CONTROLLER - OLD STYLE | THERAPY EQUIPMENT | 4701 | 2007-12-13 | 166.8
APEX LOCATOR | APEX LOCATOR | DENTSPLY LTD | RAY-PEX 5 | 2007-12-11 | 600 | 2024-05-02 | 2025-04-15
SPHYGMOMANOMETER | SPHYGMOMANOMETER | WELCH ALLYN | TYCOS | 2007-11-20 | 36
TRANSFORMER | TRANSFORMER | WELCH ALLYN | 73324 | 2007-10-29 | 345.264 | 2022-03-31 | 2025-03-15
NERVE STIMULATOR | NERVE STIMULATOR | TENSCARE | XL-Y1 | 2007-12-06 | 72
SUCTION CONTROLLER | SUCTION CONTROLLER - OLD STYLE | THERAPY EQUIPMENT | 4701 | 2007-09-18 | 166.8
TRANSFORMER | TRANSFORMER | HEINE | E7 | 2007-09-17 | 120
NEBULIZER | NEBULIZER | MEDIX LTD | AC2000 | 2008-10-05 | 126
NEBULIZER | NEBULIZER | MEDIX LTD | AC4000 | 2007-10-03 | 106.8 | 2022-01-13 | 2025-12-15
VITAL SIGNS MONITOR | VITAL SIGNS MONITOR: NBP. | OMRON | M7(HEM-780-E) | 2007-08-20 | 108 | 2020-05-13
PATIENT HOIST | PATIENT HOIST - OVERHEAD | LIKO | LIKORALL 242 S | 2007-08-22 | 2400 | 2024-03-18 | 2024-09-15
SYRINGE DRIVER | SYRINGE DRIVER | CME MEDICAL | T34 (2ND EDITION) | 2007-08-14 | 1741.2 | 2023-11-21 | 2024-11-21
SUCTION CONTROLLER | SUCTION CONTROLLER - OLD STYLE | THERAPY EQUIPMENT | 4701 | 2009-04-23 | 166.8
SUCTION CONTROLLER | SUCTION CONTROLLER - OLD STYLE | THERAPY EQUIPMENT | 4701 | 2009-04-23 | 166.8
SUCTION CONTROLLER | SUCTION CONTROLLER - OLD STYLE | THERAPY EQUIPMENT | 4701 | 2009-04-23 | 166.8
SUCTION CONTROLLER | SUCTION CONTROLLER - OLD STYLE | THERAPY EQUIPMENT | 4701 | 2009-04-23 | 166.8
SUCTION CONTROLLER | SUCTION CONTROLLER - OLD STYLE | THERAPY EQUIPMENT | 4701 | 2009-04-23 | 166.8
SUCTION CONTROLLER | SUCTION CONTROLLER - OLD STYLE | THERAPY EQUIPMENT | 4701 | 2009-04-23 | 166.8
SUCTION CONTROLLER | SUCTION CONTROLLER - OLD STYLE | THERAPY EQUIPMENT | 4701 | 2009-04-23 | 166.8
SUCTION CONTROLLER | SUCTION CONTROLLER - OLD STYLE | THERAPY EQUIPMENT | 4701 | 2009-04-23 | 166.8
SUCTION CONTROLLER | SUCTION CONTROLLER - OLD STYLE | THERAPY EQUIPMENT | 4701 | 2009-04-23 | 166.8
SUCTION CONTROLLER | SUCTION CONTROLLER - OLD STYLE | THERAPY EQUIPMENT | 4701 | 2009-04-23 | 166.8
SUCTION CONTROLLER | SUCTION CONTROLLER - OLD STYLE | THERAPY EQUIPMENT | 4701 | 2009-04-23 | 166.8
SUCTION CONTROLLER | SUCTION CONTROLLER - OLD STYLE | THERAPY EQUIPMENT | 4701 | 2009-04-23 | 166.8
SUCTION CONTROLLER | SUCTION CONTROLLER - OLD STYLE | THERAPY EQUIPMENT | 4701 | 2009-04-23 | 166.8
SUCTION CONTROLLER | SUCTION CONTROLLER - OLD STYLE | THERAPY EQUIPMENT | 4701 | 2009-04-23 | 166.8
SUCTION CONTROLLER | SUCTION CONTROLLER - OLD STYLE | THERAPY EQUIPMENT | 4701 | 2009-04-23 | 166.8
SUCTION CONTROLLER | SUCTION CONTROLLER - OLD STYLE | THERAPY EQUIPMENT | 4701 | 2009-04-23 | 166.8
SUCTION CONTROLLER | SUCTION CONTROLLER - OLD STYLE | THERAPY EQUIPMENT | 4701 | 2009-04-23 | 166.8
SCALES | SCALES - STAND ON | SECA | 861 | 2007-01-01 | 430.8 | 2023-11-17 | 2024-11-15
PATIENT HOIST | PATIENT HOIST - OVERHEAD | LIKO | LIKORALL 242 ES | 2007-05-21 | 1800 | 2024-03-26 | 2024-05-30
SCALES | SCALES - COLUMN | SECA | 778 | 2007-01-01 | 430.8 | 2023-11-14 | 2024-11-15
PATIENT HOIST | PATIENT HOIST - OVERHEAD | LIKO | LIKORALL 242 S | 2007-05-21 | 2400 | 2024-03-26 | 2024-09-01
PATIENT HOIST | PATIENT HOIST - OVERHEAD | LIKO | LIKORALL 242 S | 2007-05-21 | 2400 | 2022-10-13 | 2024-09-15
PATIENT HOIST | PATIENT HOIST - OVERHEAD | LIKO | LIKORALL 242 S | 2007-05-21 | 2400 | 2023-09-15 | 2024-09-15
PATIENT HOIST | PATIENT HOIST - OVERHEAD | LIKO | LIKORALL 242 S | 2007-05-21 | 2400 | 2024-01-29 | 2024-09-15
SUCTION CONTROLLER | SUCTION CONTROLLER | THERAPY EQUIPMENT | THORACIC | 2007-04-12 | 193.2
MULTI-MEASUREMENT SERVER | MULTI-MEASUREMENT SERVER | PHILIPS LTD | M3000A | 2007-04-27 | 3372
VITAL SIGNS MONITOR | VITAL SIGNS MONITOR : NIBP, SPO2 | WELCH ALLYN | 53N00 (VSM 300) | 2007-05-01 | 2700 | 2022-03-15 | 2025-03-15
AUDIO DOPPLER | FETAL DOPPLER | HUNTLEIGH | SONICAIDONE | 2007-03-29 | 364.8
AUDIO DOPPLER | FETAL DOPPLER | HUNTLEIGH | SONICAIDONE | 2007-03-29 | 364.8
AUDIO DOPPLER | FETAL DOPPLER | HUNTLEIGH | SONICAIDONE | 2007-03-29 | 364.8
GAS REGULATOR & FLOWMETER | O2 REGULATOR | THERAPY EQUIPMENT | MEDI REG | 2013-10-22 | 72 | 2020-05-13 | 2025-03-11
PATIENT HOIST | PATIENT HOIST - OVERHEAD | LIKO | LIKORALL 242 S | 2007-04-18 | 12000 | 2023-12-11 | 2024-09-15
NEBULIZER | NEBULIZER | OMRON | COMP-AIR | 2007-04-13 | 120
TYMPANOGRAPH | TYMPANOMETER | GRASON STADLER | GSI 38 | 2007-04-01 | 3360
MULTI-MEASUREMENT SERVER | MULTI-MEASUREMENT SERVER | PHILIPS LTD | M3000A | 2007-04-19 | 3372
VITAL SIGNS MONITOR | VITAL SIGNS MONITOR: NBP | OMRON | M6 (HEM-7001-E) | 2007-04-02 | 216
VITAL SIGNS MONITOR | VITAL SIGNS MONITOR: NBP | OMRON | M6 (HEM-7001-E) | 2007-04-02 | 216 | 2020-04-22
SUCTION CONTROLLER | SUCTION CONTROLLER | EAST HEALTH | HIGH-SUCTION | 2007-04-11 | 67.2
VIDEO PRINTER | COLOUR VIDEO PRINTER | SONY | UP-55MD | 2007-04-02 | 3000 | 2023-11-16 | 2027-03-11
NEBULIZER | NEBULIZER | MEDIC AID | PORTANEB | 2007-03-29 | 126
PATIENT HOIST | PATIENT HOIST - OVERHEAD | LIKO | LIKORALL 242 S | 2007-02-28 | 2400 | 2024-03-14 | 2024-09-14
PATIENT HOIST | PATIENT HOIST - OVERHEAD | LIKO | LIKORALL 242 S | 2007-02-28 | 2400 | 2024-03-14 | 2024-09-14
PATIENT HOIST | PATIENT HOIST - OVERHEAD | LIKO | LIKORALL 242 S | 2007-02-28 | 2400 | 2024-01-29 | 2024-09-15
PATIENT HOIST | PATIENT HOIST - OVERHEAD | LIKO | LIKORALL 242 S | 2007-02-28 | 2400 | 2024-03-14 | 2024-09-14
DIAGNOSTIC SYSTEM | DIAGNOSTIC SYSTEM | WELCH ALLYN | 767 DIAGNOSTIC SYSTEM | 2007-02-07 | 600
TRANSFORMER | OPHTHALMOSCOPE/OTOSCOPE UNIVERSAL CHARGER | WELCH ALLYN | 7114 | 2007-02-07 | 795.6 | 2024-07-01 | 2026-05-11
TRANSFORMER | OPHTHALMOSCOPE/OTOSCOPE UNIVERSAL CHARGER | WELCH ALLYN | 7114 | 2007-02-07 | 795.6
EXAMINATION LAMP | EXAMINATION LAMP | DARAY | PLEASE ENTER MODEL! (717) | 2007-02-08 | 672
SUCTION CONTROLLER | SUCTION CONTROLLER - OLD STYLE | THERAPY EQUIPMENT | 4701 | 2007-02-14 | 166.8
VITAL SIGNS MONITOR | VITAL SIGNS MONITOR: NBP. | PHILIPS LTD | VM4 | 2007-02-12 | 3840 | 2023-09-22 | 2026-09-15
SPHYGMOMANOMETER | SPHYGMOMANOMETER | SPEIDEL & KE | MAXI STABIL 3 | 2007-02-07 | 144
PAIN STIMULATOR | TENS MACHINE | CEFAR | PRIMO | 2006-12-04 | 132
ELECTRIC COT | ELECTRIC COT | SIDHIL LTD | INSPIRATION 9000 | 2007-02-08 | 3600 | 2023-06-29 | 2025-05-15
ELECTRIC COT | ELECTRIC COT | SIDHIL LTD | INSPIRATION 9000 | 2007-02-08 | 3600 | 2022-01-11 | 2025-01-11
ELECTRIC COT | ELECTRIC COT | SIDHIL LTD | INSPIRATION 9000 | 2007-02-08 | 3600 | 2022-01-11 | 2025-01-11
ELECTRIC COT | ELECTRIC COT | SIDHIL LTD | INSPIRATION 9000 | 2007-02-08 | 3600 | 2022-09-23 | 2024-10-15
PATIENT HOIST | PATIENT HOIST - OVERHEAD | LIKO | LIKORALL 242 S | 2007-02-08 | 2400 | 2024-03-18 | 2024-09-15
RESPIRATION MONITOR | RESPIRATION MONITOR | GRASEBY | MR10 | 2007-02-07 | 678 | 2022-01-04 | 2025-09-15
GAS REGULATOR & FLOWMETER | PIN INDEX O2 DIALREG | THERAPY EQUIPMENT | 5055 | 2007-02-16 | 126.6 | 2022-02-11 | 2026-03-12
ENTONOX DEMAND SYSTEM | ENTONOX DEMAND VALVE | THERAPY EQUIPMENT | ENTONOX | 2007-02-07 | 219 | 2024-07-24 | 2025-08-15
SUCTION CONTROLLER | SUCTION CONTROLLER - OLD STYLE | THERAPY EQUIPMENT | 4701 | 2007-01-31 | 166.8
SUCTION CONTROLLER | SUCTION CONTROLLER - OLD STYLE | THERAPY EQUIPMENT | 4701 | 2007-01-31 | 166.8
COUCH | COUCH - VARIABLE ELECTRIC | HUNTLEIGH | 3722 | 2007-02-26 | 2160 | 2024-04-24 | 2027-05-14
VARIABLE H/L COUCH | VARIABLE H/L COUCH | HNE | 3222 | 2007-02-26 | 672 | 2024-07-01 | 2027-05-14
VARIABLE H/L COUCH | VARIABLE H/L COUCH | HNE | 3222 | 2007-02-26 | 672 | 2021-12-13 | 2024-12-14
VARIABLE H/L COUCH | VARIABLE H/L COUCH | HNE | 3222 | 2007-02-26 | 672 | 2024-07-01 | 2027-06-15
VARIABLE H/L COUCH | VARIABLE H/L COUCH | HNE | 3222 | 2007-02-26 | 672 | 2024-04-24 | 2027-05-15
NEBULIZER | NEBULIZER | AQUILON | 100430 | 2007-02-01 | 91.2
SUCTION CONTROLLER | SUCTION CONTROLLER - OLD STYLE | THERAPY EQUIPMENT | 4701 | 2007-01-31 | 166.8
SUCTION CONTROLLER | SUCTION CONTROLLER - OLD STYLE | THERAPY EQUIPMENT | 4701 | 2007-01-31 | 166.8
SUCTION CONTROLLER | SUCTION CONTROLLER - OLD STYLE | THERAPY EQUIPMENT | 4701 | 2007-01-31 | 166.8
SUCTION CONTROLLER | SUCTION CONTROLLER - OLD STYLE | THERAPY EQUIPMENT | 4701 | 2007-01-31 | 166.8
SUCTION CONTROLLER | SUCTION CONTROLLER - OLD STYLE | THERAPY EQUIPMENT | 4701 | 2007-01-31 | 166.8
SUCTION CONTROLLER | SUCTION CONTROLLER - OLD STYLE | THERAPY EQUIPMENT | 4701 | 2007-01-31 | 166.8
SUCTION CONTROLLER | SUCTION CONTROLLER - OLD STYLE | THERAPY EQUIPMENT | 4701 | 2007-01-31 | 166.8
SUCTION CONTROLLER | SUCTION CONTROLLER - OLD STYLE | THERAPY EQUIPMENT | 4701 | 2007-01-31 | 166.8
SUCTION CONTROLLER | SUCTION CONTROLLER - OLD STYLE | THERAPY EQUIPMENT | 4701 | 2007-01-31 | 166.8
RESPIRATION MONITOR | RESPIRATION MONITOR | GRASEBY | MR10 | 2007-02-07 | 678 | 2022-01-05 | 2025-09-15
SUCTION CONTROLLER | SUCTION CONTROLLER | THERAPY EQUIPMENT | THORACIC | 2007-01-31 | 193.2
VITAL SIGNS MONITOR | VITAL SIGNS MONITOR: NBP. | OMRON | M7(HEM-780-E) | 2007-01-25 | 120
NERVE STIMULATOR | NERVE STIMULATOR | TENSCARE | XL-Y1 | 2007-01-22 | 180
NEBULIZER | NEBULIZER | MEDIC AID | PORTANEB | 2007-01-16 | 72
NEBULIZER | NEBULIZER | MEDIC AID | PORTANEB | 2007-01-16 | 72
NEBULIZER | NEBULIZER | MEDIC AID | PORTANEB | 2007-01-16 | 72
SUCTION CONTROLLER | SUCTION CONTROLLER - OLD STYLE | THERAPY EQUIPMENT | 4701 | 2007-01-15 | 166.8
SUCTION CONTROLLER | SUCTION CONTROLLER - OLD STYLE | THERAPY EQUIPMENT | 4701 | 2007-01-15 | 166.8
SUCTION CONTROLLER | SUCTION CONTROLLER - OLD STYLE | THERAPY EQUIPMENT | 4701 | 2007-01-15 | 166.8
SUCTION CONTROLLER | SUCTION CONTROLLER - OLD STYLE | THERAPY EQUIPMENT | 4701 | 2007-01-15 | 166.8
SUCTION CONTROLLER | SUCTION CONTROLLER - OLD STYLE | THERAPY EQUIPMENT | 4701 | 2007-01-15 | 166.8
SUCTION CONTROLLER | SUCTION CONTROLLER - OLD STYLE | THERAPY EQUIPMENT | 4701 | 2007-01-15 | 166.8
SUCTION CONTROLLER | SUCTION CONTROLLER - OLD STYLE | THERAPY EQUIPMENT | 4701 | 2007-01-15 | 166.8
SUCTION CONTROLLER | SUCTION CONTROLLER - OLD STYLE | THERAPY EQUIPMENT | 4701 | 2007-01-15 | 166.8
NEBULIZER | NEBULIZER | MEDIC AID | PORTANEB | 2007-01-08 | 72
NEBULIZER | NEBULIZER | MEDIC AID | PORTANEB | 2007-01-08 | 72
NEBULIZER | NEBULIZER | MEDIC AID | PORTANEB | 2007-01-08 | 72
NEBULIZER | NEBULIZER | MEDIC AID | PORTANEB | 2007-01-08 | 72
NEBULIZER | NEBULIZER | MEDIC AID | PORTANEB | 2007-01-08 | 72
NEBULIZER | NEBULIZER | MEDIC AID | PORTANEB | 2007-01-08 | 72
NEBULIZER | NEBULIZER | MEDIC AID | PORTANEB | 2007-01-08 | 126
NEBULIZER | NEBULIZER | MEDIC AID | PORTANEB | 2007-01-16 | 72
NEBULIZER | NEBULIZER | MEDIC AID | PORTANEB | 2007-01-16 | 72
NEBULIZER | NEBULIZER | MEDIC AID | PORTANEB | 2007-01-16 | 72
NEBULIZER | NEBULIZER | MEDIC AID | PORTANEB | 2007-01-16 | 72
NEBULIZER | NEBULIZER | MEDIC AID | PORTANEB | 2007-01-08 | 72
NEBULIZER | NEBULIZER | MEDIC AID | PORTANEB | 2007-01-16 | 72
NEBULIZER TEST RIG | FLOW & PRESSURE TEST UNIT | CLEM CLARKE | PLEASE ENTER MODEL! (1253) | 2006-08-30 | 138
NEBULIZER | NEBULIZER | MEDIX LTD | AC2000 | 2006-11-13 | 126
LASER - CLASS 4 | LASER | LITECHNICA | LIGHTLAS 532 | 2006-11-17 | 35940 | 2023-12-05 | 2025-12-15
BIPAP VENTILATORY SUPPORT SYSTEM | BIPAP VENTILATOR | BREAS MEDICAL | PV403 | 2006-09-08 | 3720
SCALES | SCALES - STAND ON | SECA | 861 | 2006-08-24 | 430.8 | 2023-11-17 | 2024-11-15
NEBULIZER | NEBULIZER | MEDIC AID | PORTANEB | 2006-08-25 | 126
SPEECH/AMPLIFIER AID | WAISTBAND AMPLIFIER | EAGLE | P660 | 2006-08-07 | 84
SUCTION CONTROLLER | SUCTION CONTROLLER | EAST HEALTH | HIGH-SUCTION | 2006-09-12 | 240
AMBULATORY ARRHYTHMIA MONITOR | AMBULATORY ECG RECORDER | SPACELABS | LIFECARD CF | 2006-08-14 | 2197.2
NEBULIZER | NEBULIZER | MEDIC AID | PORTANEB | 2006-08-23 | 126
SUCTION CONTROLLER | SUCTION CONTROLLER | EAST HEALTH | HIGH-SUCTION | 2008-03-06 | 240
PAIN STIMULATOR | TENS MACHINE | CEFAR | PRIMO | 2007-05-30 | 132
PAIN STIMULATOR | TENS MACHINE | CEFAR | PRIMO | 2007-05-30 | 132
NEBULIZER | NEBULIZER | MEDIC AID | PORTANEB | 2007-06-01 | 126
NEBULIZER | NEBULIZER | MEDIC AID | PORTANEB | 2007-05-08 | 126
PAIN STIMULATOR | TENS MACHINE | CEFAR | PRIMO | 2007-05-11 | 132
PAIN STIMULATOR | TENS MACHINE | CEFAR | PRIMO | 2007-05-11 | 132
PAIN STIMULATOR | TENS MACHINE | CEFAR | PRIMO | 2007-05-11 | 132
OXIMETER | OXIMETER | NELLCOR | OXIMAX N-560 | 2007-03-23 | 1200 | 2022-09-20 | 2025-10-15
VITAL SIGNS MONITOR | VITAL SIGNS MONITOR: NBP. | OMRON | M5-I (HEM-757A-E) | 2007-03-08 | 119.94
HANDPIECE | HANDPIECE | W&H UK LTD | 956A | 2006-09-06 | 576
HANDPIECE | HANDPIECE | W&H UK LTD | 956A | 2006-09-06 | 576
HANDPIECE | HANDPIECE | W&H UK LTD | S11 | 2006-10-04 | 660
HANDPIECE | HANDPIECE | W&H UK LTD | S11 | 2006-10-04 | 660
HANDPIECE | HANDPIECE | W&H UK LTD | S11 | 2006-10-04 | 660
APPLANATION TONOM | APPLANATION TONOMETER | HAAG STREIT | T900 | 2006-10-02 | 660
RETINOSCOPE | RETINOSCOPE | WELCH ALLYN | REF 18245 | 2006-09-27 | 297.6
DIAGNOSTIC SYSTEM | DIAGNOSTIC SYSTEM | WELCH ALLYN | 767 DIAGNOSTIC SYSTEM | 2006-09-27 | 600 | 2024-03-12 | 2026-01-08
CHART ILLUMINATOR | CHART ILLUMINATOR | LIGHTHOUSE L | L220(ILLUMINATOR) | 2006-09-22 | 600 | 2024-01-09 | 2025-01-15
SUCTION - DENTAL | BENCH EXTRACTOR - DENTAL | INTERLAB PRO | WHW EXTRACTION DRAW | 2006-08-28 | 600 | 2022-06-27 | 2025-01-15
SUCTION - DENTAL | BENCH EXTRACTOR - DENTAL | INTERLAB PRO | WHW EXTRACTION DRAW | 2006-08-28 | 600 | 2022-06-27 | 2025-01-15
SUCTION - DENTAL | BENCH EXTRACTOR - DENTAL | INTERLAB PRO | WHW EXTRACTION DRAW | 2006-08-28 | 600 | 2022-06-27 | 2025-01-15
SUCTION - DENTAL | BENCH EXTRACTOR - DENTAL | INTERLAB PRO | WHW EXTRACTION DRAW | 2006-08-28 | 600 | 2022-06-24 | 2025-01-15
SUCTION - DENTAL | BENCH EXTRACTOR - DENTAL | INTERLAB PRO | WHW EXTRACTION DRAW | 2006-08-28 | 600 | 2022-06-24 | 2025-01-15
SUCTION - DENTAL | BENCH EXTRACTOR - DENTAL | INTERLAB PRO | WHW EXTRACTION DRAW | 2006-08-28 | 600 | 2022-06-24 | 2025-01-15
SUCTION - DENTAL | BENCH EXTRACTOR - DENTAL | INTERLAB PRO | WHW EXTRACTION DRAW | 2006-08-28 | 600 | 2022-06-24 | 2025-01-15
SUCTION - DENTAL | BENCH EXTRACTOR - DENTAL | INTERLAB PRO | WHW EXTRACTION DRAW | 2006-08-28 | 600 | 2022-06-23 | 2025-01-15
SUCTION - DENTAL | BENCH EXTRACTOR - DENTAL | INTERLAB PRO | WHW EXTRACTION DRAW | 2006-08-28 | 600 | 2022-06-23 | 2025-01-15
SUCTION - DENTAL | BENCH EXTRACTOR - DENTAL | INTERLAB PRO | WHW EXTRACTION DRAW | 2006-08-28 | 600 | 2022-06-22 | 2025-01-15
SUCTION - DENTAL | BENCH EXTRACTOR - DENTAL | INTERLAB PRO | WHW EXTRACTION DRAW | 2006-08-28 | 600 | 2022-06-22 | 2025-01-15
SUCTION - DENTAL | BENCH EXTRACTOR - DENTAL | INTERLAB PRO | WHW EXTRACTION DRAW | 2006-08-28 | 600 | 2022-06-22 | 2025-01-15
SUCTION - DENTAL | BENCH EXTRACTOR - DENTAL | INTERLAB PRO | WHW EXTRACTION DRAW | 2006-08-28 | 600 | 2022-06-22 | 2025-01-15
SUCTION - DENTAL | BENCH EXTRACTOR - DENTAL | INTERLAB PRO | WHW EXTRACTION DRAW | 2006-08-28 | 600 | 2022-06-21 | 2025-01-15
SUCTION - DENTAL | BENCH EXTRACTOR - DENTAL | INTERLAB PRO | WHW EXTRACTION DRAW | 2006-08-28 | 600 | 2022-06-21 | 2025-01-15
SUCTION - DENTAL | BENCH EXTRACTOR - DENTAL | INTERLAB PRO | WHW EXTRACTION DRAW | 2006-08-28 | 600 | 2022-06-21 | 2025-01-15
SUCTION - DENTAL | BENCH EXTRACTOR - DENTAL | INTERLAB PRO | WHW EXTRACTION DRAW | 2006-08-28 | 600 | 2022-06-21 | 2025-01-15
SUCTION - DENTAL | BENCH EXTRACTOR - DENTAL | INTERLAB PRO | WHW EXTRACTION DRAW | 2006-08-28 | 600 | 2022-06-21 | 2025-01-15
SUCTION - DENTAL | BENCH EXTRACTOR - DENTAL | INTERLAB PRO | WHW EXTRACTION DRAW | 2006-08-28 | 600 | 2022-06-20 | 2025-01-15
SUCTION - DENTAL | BENCH EXTRACTOR - DENTAL | INTERLAB PRO | WHW EXTRACTION DRAW | 2006-08-28 | 600 | 2022-06-20 | 2025-01-15
SUCTION - DENTAL | BENCH EXTRACTOR - DENTAL | INTERLAB PRO | WHW EXTRACTION DRAW | 2006-08-28 | 600 | 2022-06-20 | 2025-01-15
SUCTION - DENTAL | BENCH EXTRACTOR - DENTAL | INTERLAB PRO | WHW EXTRACTION DRAW | 2006-08-28 | 600 | 2022-06-20 | 2025-01-15
SUCTION - DENTAL | BENCH EXTRACTOR - DENTAL | INTERLAB PRO | WHW EXTRACTION DRAW | 2006-08-28 | 600 | 2022-06-20 | 2025-01-15
SUCTION - DENTAL | BENCH EXTRACTOR - DENTAL | INTERLAB PRO | WHW EXTRACTION DRAW | 2006-08-28 | 600 | 2022-06-20 | 2025-01-15
SUCTION - DENTAL | BENCH EXTRACTOR - DENTAL | INTERLAB PRO | WHW EXTRACTION DRAW | 2006-08-28 | 600 | 2022-06-20 | 2025-01-15
SUCTION - DENTAL | BENCH EXTRACTOR - DENTAL | INTERLAB PRO | WHW EXTRACTION DRAW | 2006-08-28 | 600 | 2022-06-17 | 2025-01-15
SUCTION - DENTAL | BENCH EXTRACTOR - DENTAL | INTERLAB PRO | WHW EXTRACTION DRAW | 2006-08-28 | 600 | 2022-06-17 | 2025-01-15
SUCTION - DENTAL | BENCH EXTRACTOR - DENTAL | INTERLAB PRO | WHW EXTRACTION DRAW | 2006-08-28 | 600 | 2022-06-17 | 2025-01-15
SUCTION - DENTAL | BENCH EXTRACTOR - DENTAL | INTERLAB PRO | WHW EXTRACTION DRAW | 2006-08-28 | 600 | 2022-06-17 | 2025-01-15
SUCTION - DENTAL | BENCH EXTRACTOR - DENTAL | INTERLAB PRO | WHW EXTRACTION DRAW | 2006-08-28 | 600 | 2022-06-17 | 2025-01-15
SUCTION - DENTAL | BENCH EXTRACTOR - DENTAL | INTERLAB PRO | WHW EXTRACTION DRAW | 2006-08-28 | 600 | 2022-06-17 | 2025-01-15
SUCTION - DENTAL | BENCH EXTRACTOR - DENTAL | INTERLAB PRO | WHW EXTRACTION DRAW | 2006-08-28 | 600 | 2022-06-17 | 2025-01-15
SUCTION - DENTAL | BENCH EXTRACTOR - DENTAL | INTERLAB PRO | WHW EXTRACTION DRAW | 2006-08-28 | 600 | 2022-06-17 | 2025-01-15
SUCTION - DENTAL | BENCH EXTRACTOR - DENTAL | INTERLAB PRO | WHW EXTRACTION DRAW | 2006-08-28 | 600 | 2022-06-17 | 2025-01-15
SUCTION - DENTAL | BENCH EXTRACTOR - DENTAL | INTERLAB PRO | WHW EXTRACTION DRAW | 2006-08-28 | 600 | 2022-06-17 | 2025-01-15
SUCTION - DENTAL | BENCH EXTRACTOR - DENTAL | INTERLAB PRO | WHW EXTRACTION DRAW | 2006-08-28 | 600 | 2022-06-17 | 2025-01-15
SUCTION - DENTAL | BENCH EXTRACTOR - DENTAL | INTERLAB PRO | WHW EXTRACTION DRAW | 2006-08-28 | 600 | 2022-06-17 | 2025-01-15
SUCTION - DENTAL | BENCH EXTRACTOR - DENTAL | INTERLAB PRO | WHW EXTRACTION DRAW | 2006-08-28 | 600 | 2022-06-17 | 2025-01-15
SUCTION - DENTAL | BENCH EXTRACTOR - DENTAL | INTERLAB PRO | WHW EXTRACTION DRAW | 2006-08-28 | 600 | 2022-06-17 | 2025-01-15
SUCTION - DENTAL | BENCH EXTRACTOR - DENTAL | INTERLAB PRO | WHW EXTRACTION DRAW | 2006-08-28 | 600 | 2022-06-17 | 2025-01-15
SUCTION - DENTAL | BENCH EXTRACTOR - DENTAL | INTERLAB PRO | WHW EXTRACTION DRAW | 2006-08-28 | 600 | 2022-06-17 | 2025-01-15
SUCTION - DENTAL | BENCH EXTRACTOR - DENTAL | INTERLAB PRO | WHW EXTRACTION DRAW | 2006-08-28 | 600 | 2022-06-17 | 2025-01-15
SCALES | SCALES - COLUMN | SECA | 778 | 2006-08-17 | 430.8 | 2023-11-30 | 2024-11-15
AMALGAM DISPENSER | AMALGAM DISPENSER | DE GOTZEN | SOFTLY 8 | 2006-08-23 | 420 | 2024-04-24 | 2026-04-24
APEX LOCATOR | APEX LOCATOR | DENTSPLY LTD | RAY-PEX 5 | 2006-08-25 | 600 | 2019-12-24 | 2024-08-15
TOWER SCAFFOLD | TOWER SCAFFOLD | LYTE LTD | FT150E | 2006-08-25 | 600 | 2023-08-02 | 2024-09-15
COUNTER FREQUENCY | COUNTER FREQUENCY | MEMO-INTERNAL | MEMO-FREQ COUNT | 2006-09-22 | 121.2 | 2024-09-25 | 2025-09-25
WOUND MEASUREMENT SYSTEM | WOUND MEASUREMENT SYSTEM | SMITH & NEPHEW | VISITRAK | 2006-08-09 | 480
ENGRAVING MACHINE | ENGRAVER | RS | PLEASE ENTER MODEL! (799) | 2006-07-25 | 36
NERVE STIMULATOR | NERVE STIMULATOR | ORGANON LTD | TOF WATCH | 2006-09-18 | 720
PMG TERMINALS | VACUUM SPLITTER | OXYLITRE | VAC SPLITTER | 2006-09-06 | 96.6
PRINTER | PRINTER - LASER MONO | HP | LASERJET 4250N | 2006-07-27 | 1140
SUCTION CONTROLLER | SUCTION CONTROLLER | EAST HEALTH | HIGH-SUCTION | 2006-08-11 | 96
SUCTION CONTROLLER | SUCTION CONTROLLER | EAST HEALTH | HIGH-SUCTION | 2006-07-04 | 240
SUCTION CONTROLLER | SUCTION CONTROLLER | EAST HEALTH | HIGH-SUCTION | 2006-07-04 | 240
SUCTION CONTROLLER | SUCTION CONTROLLER | EAST HEALTH | HIGH-SUCTION | 2006-07-03 | 240
SUCTION CONTROLLER | SUCTION CONTROLLER | EAST HEALTH | HIGH-SUCTION | 2006-07-03 | 240
NEBULIZER | NEBULIZER | MEDIC AID | PORTANEB | 2006-07-24 | 126
NEBULIZER | NEBULIZER | MEDIX LTD | WORLD-TRAVEL | 2007-01-05 | 219.588
SUCTION CONTROLLER | SUCTION CONTROLLER | EAST HEALTH | HIGH-SUCTION | 2006-07-07 | 240
CUPBOARD - STOCK | CUPBOARD - STOCK | SLINGSBY | DESIGN NO. 313587 | 2006-11-03 | 280.8
RESP ANALYSIS BENCH | RESPIRATORY ANALYSIS SYSTEM | FERRARIS LTD | CPLPF | 1995-03-30 | 20304
SCALES | SCALES - STAND ON | SECA | 861 | 2006-10-12 | 430.8 | 2023-11-17 | 2024-11-15
COUCH | COUCH - VARIABLE HIGH/LOW | AKRON | A3281 | 2006-12-15 | 840 | 2022-03-07 | 2025-03-14
TRANSCUT NERVE STIMULATOR | DUAL CHANNEL STIMULATOR | EVERYWAY MED | EV803 | 2006-11-03 | 120
TRANSCUT NERVE STIMULATOR | DUAL CHANNEL STIMULATOR | EVERYWAY MED | EV803 | 2006-11-03 | 120
TRANSCUT NERVE STIMULATOR | DUAL CHANNEL STIMULATOR | EVERYWAY MED | EV803 | 2006-11-03 | 120
TRANSCUT NERVE STIMULATOR | DUAL CHANNEL STIMULATOR | EVERYWAY MED | EV803 | 2006-11-03 | 120
TRANSCUT NERVE STIMULATOR | DUAL CHANNEL STIMULATOR | EVERYWAY MED | EV803 | 2006-11-03 | 120
OXIMETER | PULSE OXIMETER WRIST | MINOLTA | PULSOX-3I | 2006-10-06 | 660
AMPLIFICATION SYSTEM | HAND HELD AMPLIFIER | MEDELA | MMT-3 | 2006-06-26 | 120
SURGICAL DRILL | SURGICAL AIR DRILL/DRIVER SERIES 4 | HALL SURGICA | 5067-01 | 1998-01-01 | 1200
NEBULIZER | NEBULIZER | MEDIC AID | PORTANEB | 2006-06-20 | 126
TRANSFORMER | CHARGER | WELCH ALLYN | 74184 | 2006-06-16 | 180
ULTRASOUND PROBE | ULTRASOUND PROBE | ESAOTE BIOME | LA435 | 2020-08-07 | 6000
ULTRASOUND PROBE | ULTRASOUND PROBE | ESAOTE BIOME | CA430E | 2020-08-07 | 6000
ULTRASOUND SCANNER | ULTRASOUND SCANNER | ESAOTE BIOME | MYLAB25 | 2006-07-20 | 36000 | 2024-06-25 | 2025-06-25
MICRO TENS | TENS MACHINE | PLENTY | E2 | 2006-08-11 | 72
PMG TERMINALS | VACUUM SPLITTER | OXYLITRE | VAC SPLITTER | 2006-07-03 | 96.6
PMG TERMINALS | VACUUM SPLITTER | OXYLITRE | VAC SPLITTER | 2006-07-03 | 96.6
SUCTION UNIT | MOBILE THEATRE SUCTION | THERAPY EQUIPMENT | 4760 | 2006-06-07 | 360
SUCTION UNIT | MOBILE THEATRE SUCTION | THERAPY EQUIPMENT | 4760 | 2006-06-07 | 360
SUCTION UNIT | MOBILE THEATRE SUCTION | THERAPY EQUIPMENT | 4760 | 2006-06-07 | 360
SUCTION CONTROLLER | SUCTION CONTROLLER | EAST HEALTH | HIGH-SUCTION | 2006-06-07 | 240
SUCTION CONTROLLER | SUCTION CONTROLLER | EAST HEALTH | HIGH-SUCTION | 2006-06-07 | 240
SUCTION CONTROLLER | SUCTION CONTROLLER | EAST HEALTH | HIGH-SUCTION | 2006-06-07 | 240
SUCTION CONTROLLER | SUCTION CONTROLLER | EAST HEALTH | HIGH-SUCTION | 2006-06-07 | 240
SUCTION CONTROLLER | SUCTION CONTROLLER | EAST HEALTH | HIGH-SUCTION | 2006-06-07 | 240
SUCTION CONTROLLER | SUCTION CONTROLLER | EAST HEALTH | HIGH-SUCTION | 2006-06-07 | 240
SUCTION CONTROLLER | SUCTION CONTROLLER | EAST HEALTH | HIGH-SUCTION | 2006-06-07 | 240
SCALES | SCALES - CHAIR | SECA | DP2400 BMI INDICATOR | 2007-10-04 | 624 | 2023-12-06 | 2024-11-15
SUCTION UNIT | SUCTION - LAERDAL - BATTERY | LAERDAL | LSU-2 | 2006-06-16 | 816 | 2024-06-07 | 2025-06-07
AMALGAM DISPENSER | AMALGAM DISPENSER | DE GOTZEN | SOFTLY 8 | 2006-07-14 | 420 | 2024-05-01 | 2026-05-01
AMALGAM DISPENSER | AMALGAM DISPENSER | DE GOTZEN | SOFTLY 8 | 2006-07-14 | 420 | 2024-05-01 | 2026-05-01
HEATED GUTTA-PERCHA UNIT | GUTTA-PERCHA UNIT | DENTSPLY LTD | THERMAPREP PLUS | 2006-08-30 | 240 | 2024-10-15 | 2025-04-15
AMALGAM DISPENSER | AMALGAM DISPENSER | DE GOTZEN | SOFTLY 8 | 2006-08-03 | 420 | 2024-04-29 | 2025-04-16
SPEECH AID | SPEECH AID | SERVOX | LAC-SA0001 | 2006-06-30 | 630
SLIT LAMP | SLIT LAMP | HAAG STREIT | 900 | 2006-06-28 | 4334.004 | 2024-01-09 | 2025-01-15
HEIGHT GAUGE | HEIGHT MEASURING SCALE/GAUGE | HOLTAIN LTD | HARPENDEN STADIOMETER | 2006-05-24 | 1092
VIDEO PRINTER | VIDEO PRINTER | SONY | UP-21MD | 2006-05-16 | 14400 | 2023-04-11 13:54 | 2024-05-01
DIGITAL HAND HELD | AC/DC CURRENT CLAMP | FLUKE | L410 | 2006-06-15 | 151.2
PMG TERMINALS | MA4 SPLITTER | OXYLITRE | MA4 SPLITTER | 2006-05-18 | 96.6
PMG TERMINALS | VACUUM SPLITTER | OXYLITRE | VAC SPLITTER | 2006-05-18 | 96.6
SUCTION CONTROLLER | SUCTION CONTROLLER | EAST HEALTH | HIGH-SUCTION | 2006-05-05 | 240
SUCTION CONTROLLER | SUCTION CONTROLLER | EAST HEALTH | HIGH-SUCTION | 2006-05-05 | 240
SUCTION CONTROLLER | SUCTION CONTROLLER | EAST HEALTH | HIGH-SUCTION | 2006-05-02 | 240
SUCTION CONTROLLER | SUCTION CONTROLLER | EAST HEALTH | HIGH-SUCTION | 2006-05-02 | 240
SUCTION CONTROLLER | SUCTION CONTROLLER | EAST HEALTH | HIGH-SUCTION | 2006-05-02 | 240
SUCTION CONTROLLER | SUCTION CONTROLLER | EAST HEALTH | HIGH-SUCTION | 2006-05-02 | 240
SUCTION CONTROLLER | SUCTION CONTROLLER | EAST HEALTH | HIGH-SUCTION | 2006-05-02 | 240
SUCTION CONTROLLER | SUCTION CONTROLLER | EAST HEALTH | HIGH-SUCTION | 2006-05-17 | 240
SUCTION CONTROLLER | SUCTION CONTROLLER | EAST HEALTH | HIGH-SUCTION | 2006-05-17 | 240
SUCTION CONTROLLER | SUCTION CONTROLLER | EAST HEALTH | HIGH-SUCTION | 2006-05-17 | 240
SUCTION CONTROLLER | SUCTION CONTROLLER | EAST HEALTH | HIGH-SUCTION | 2006-05-17 | 240
SUCTION CONTROLLER | SUCTION CONTROLLER | EAST HEALTH | HIGH-SUCTION | 2006-05-17 | 240
SUCTION CONTROLLER | SUCTION CONTROLLER | EAST HEALTH | HIGH-SUCTION | 2006-05-17 | 240
SUCTION CONTROLLER | SUCTION CONTROLLER | EAST HEALTH | HIGH-SUCTION | 2006-05-17 | 240
SUCTION CONTROLLER | SUCTION CONTROLLER | EAST HEALTH | HIGH-SUCTION | 2006-05-17 | 240
SUCTION CONTROLLER | SUCTION CONTROLLER | EAST HEALTH | HIGH-SUCTION | 2006-05-17 | 240
SUCTION CONTROLLER | SUCTION CONTROLLER | EAST HEALTH | HIGH-SUCTION | 2006-05-17 | 240
SUCTION CONTROLLER | SUCTION CONTROLLER | EAST HEALTH | HIGH-SUCTION | 2006-05-17 | 240
SUCTION CONTROLLER | SUCTION CONTROLLER | EAST HEALTH | HIGH-SUCTION | 2006-05-17 | 240
SUCTION CONTROLLER | SUCTION CONTROLLER | EAST HEALTH | HIGH-SUCTION | 2006-05-17 | 240
SUCTION CONTROLLER | SUCTION CONTROLLER | EAST HEALTH | HIGH-SUCTION | 2006-05-17 | 240
SUCTION CONTROLLER | SUCTION CONTROLLER | EAST HEALTH | HIGH-SUCTION | 2006-05-17 | 240
SUCTION CONTROLLER | SUCTION CONTROLLER | EAST HEALTH | HIGH-SUCTION | 2006-05-17 | 240
DIAGNOSTIC SYSTEM | DIAGNOSTIC SYSTEM | WELCH ALLYN | 767 DIAGNOSTIC SYSTEM | 2006-09-20 | 600 | 2023-09-12 | 2025-09-12
AUDIO DOPPLER | AUDIO DOPPLER | HUNTLEIGH | D920 | 2006-05-04 | 354
AMBULATORY ARRHYTHMIA MONITOR | AMB.ARRHYTH.MON | INSTROMEDIX | KING OF HEARTS | 2006-04-06 | 2400
AMBULATORY ARRHYTHMIA MONITOR | AMB.ARRHYTH.MON | INSTROMEDIX | KING OF HEARTS | 2006-04-06 | 2400
AMBULATORY ARRHYTHMIA MONITOR | AMB.ARRHYTH.MON | INSTROMEDIX | KING OF HEARTS | 2006-04-06 | 2400
INCUBATOR | INCUBATOR | GENLAB LTD | MINI/30 | 2006-04-25 | 1200
OXIMETER | PULSE OXIMETER WRIST | MINOLTA | PULSOX-3I | 2006-04-04 | 660
OXIMETER | PULSE OXIMETER WRIST | MINOLTA | PULSOX-3I | 2006-04-04 | 660
SUCTION PUMP | SUCTION PUMP | ARDO | SENATOR 30 | 2006-05-26 | 1848 | 2024-08-12 | 2025-10-01
SUCTION CONTROLLER | SUCTION CONTROLLER | EAST HEALTH | HIGH-SUCTION | 2006-05-15 | 240
WATER BATH HEATER | WATER BATH HEATER | MEDTEC LTD | MT-RH-1500-EX | 2006-05-23 | 1200 | 2023-11-22 | 2024-11-09
VITAL SIGNS MONITOR | VITAL SIGNS MONITOR: NBP/SPO2. | CRITIKON | PROCARE 300 | 2006-03-29 | 2880 | 2024-03-15 | 2027-03-15
VITAL SIGNS MONITOR | VITAL SIGNS MONITOR: NBP/SPO2. | CRITIKON | PROCARE 300 | 2006-03-29 | 2880 | 2022-04-12 | 2024-08-31
MICROMOTOR CONTROLLER | MICROMOTOR CONTROLLER | W&H UK LTD | MF-PERFECTA 9975-E | 2006-03-14 | 660 | 2022-02-14 | 2024-08-15
RESISTANCE BOX | RESISTANCE BOX | RS | 298-8919 | 2006-03-17 | 194.4 | 2024-01-10 | 2026-01-10
PULSE OXIMETER TESTER | PULSE OXIMETER TESTER | DATREND | OXITEST PLUS 7 | 2006-03-17 | 3802.8 | 2019-07-23
PULSE OXIMETER TESTER | PULSE OXIMETER TESTER | NELLCOR | SRC-MAX | 2006-03-21 | 180
DENTAL BUNSEN | DENTAL BUNSEN | CARBOLITE | SAFE-AIR | 2006-03-27 | 108 | 2024-04-24 | 2025-04-15
HANDPIECE | DENTAL HANDPIECE | KAVO | 7A | 1994-06-29 | 360
SUCTION CONTROLLER | SUCTION CONTROLLER | EAST HEALTH | HIGH-SUCTION | 2006-04-26 | 121.2
HANDPIECE | DENTAL HANDPIECE | W&H UK LTD | TREND HD43 | 2006-04-21 | 240
BATTERY PACK | BATTERY PACK | ARJO HUNTLEIGH | 24V BATTERY | 2006-04-05 | 186
SUCTION CONTROLLER | SUCTION CONTROLLER | EAST HEALTH | HIGH-SUCTION | 2006-05-05 | 240
VITAL SIGNS MONITOR | VITAL SIGNS MONITOR: NBP/SPO2/TEMP. | WELCH ALLYN | SPOT 420(NBP/SPO2) | 2006-04-13 | 2400 | 2023-03-09 15:03 | 2025-04-14
PATIENT MONITOR | PATIENT MONITOR INTELLIVUE MP30 | PHILIPS LTD | M8002A | 2006-03-31 | 8076.9 | 2024-04-02 | 2027-04-02
SCALP COOLER | SCALP COOLER | PAXMAN LTD | PSCI | 2006-02-15 | 3600
SCALP COOLER | DUAL SCALP COOLER | PAXMAN LTD | PLEASE ENTER MODEL! (568) | 2006-02-15 | 3600
ELECTRIC BED | ELECTRIC BED | LINET UK | ELEGANZA STANDARD(1) | 2006-06-23 | 1848 | 2022-11-21 10:38 | 2024-11-01
VITAL SIGNS MONITOR | VITAL SIGNS MONITOR: NBP. | WELCH ALLYN | SPOT 420(NBP) | 2006-10-10 | 1339.5 | 2021-10-04 | 2024-09-14
HEATED COT/RESUS.UNIT | HEATED COT/RESUS.UNIT | DRAEGER | BABYTHERM 8000 | 2006-03-03 | 10800 | 2024-10-22 | 2025-10-22
SUCTION CONTROLLER | SUCTION CONTROLLER | PENLON | SC760 | 2005-01-01 | 56.4
DEFIB TESTER | DEFIB TESTER | METRON | QA-45 MKIII | 2006-04-05 | 4800 | 2024-05-09 | 2025-05-09
HANDPIECE | DENTAL HANDPIECE | W&H UK LTD | A25/RM INCO | 2006-01-17 | 420
HANDPIECE | DENTAL HANDPIECE | W&H UK LTD | A25/RM INCO | 2006-01-17 | 420
HANDPIECE | DENTAL HANDPIECE | W&H UK LTD | A25/RM INCO | 2006-01-17 | 420
HANDPIECE | DENTAL HANDPIECE | W&H UK LTD | A25/RM INCO | 2006-01-17 | 420
HANDPIECE | DENTAL HANDPIECE | W&H UK LTD | A25/RM INCO | 2006-01-17 | 420
HANDPIECE | DENTAL HANDPIECE | W&H UK LTD | SYNEA WA56A | 2006-01-17 | 360
HANDPIECE | DENTAL HANDPIECE | W&H UK LTD | SYNEA WA56A | 2006-01-17 | 360
HANDPIECE | DENTAL HANDPIECE | W&H UK LTD | SYNEA WA56A | 2006-01-17 | 360
HANDPIECE | DENTAL HANDPIECE | W&H UK LTD | SYNEA WA56A | 2006-01-17 | 360
HANDPIECE | DENTAL HANDPIECE | W&H UK LTD | SYNEA WA56A | 2006-01-17 | 360
HANDPIECE | DENTAL HANDPIECE | W&H UK LTD | SYNEA WA56A | 2006-01-17 | 360
HANDPIECE | DENTAL HANDPIECE | W&H UK LTD | SYNEA WA56A | 2006-01-17 | 360
HANDPIECE | DENTAL HANDPIECE | W&H UK LTD | SYNEA TA-98 | 2006-01-17 | 480
HANDPIECE | DENTAL HANDPIECE | W&H UK LTD | SYNEA TA-98 | 2006-01-17 | 480
HANDPIECE | DENTAL HANDPIECE | W&H UK LTD | SYNEA TA-98 | 2006-01-17 | 480
HANDPIECE | DENTAL HANDPIECE | W&H UK LTD | SYNEA TA-98 | 2006-01-17 | 480
HANDPIECE | DENTAL HANDPIECE | W&H UK LTD | SYNEA TA-98 | 2006-01-17 | 480
HANDPIECE | DENTAL HANDPIECE | W&H UK LTD | SYNEA TA-98 | 2006-01-17 | 480
HANDPIECE | DENTAL HANDPIECE | W&H UK LTD | SYNEA TA-98 | 2006-01-17 | 480
NEBULIZER | NEBULIZER | MEDIC AID | PORTANEB | 2006-01-25 | 126
AUDIO DOPPLER | AUDIO DOPPLER | HUNTLEIGH | FD1 | 2006-01-05 | 283.2
AUDIO DOPPLER | AUDIO DOPPLER | HUNTLEIGH | FD1 | 2006-01-05 | 283.2
VARIABLE H/L COUCH | VARIABLE H/L COUCH | HNE | 3222 | 2009-04-27 | 672 | 2022-02-22 | 2024-09-14
AMPLIFIER | SPEECH AMPLIFIER | HEARING PROD | ECHOVOICE | 2006-04-28 | 120
AMPLIFIER | SPEECH AMPLIFIER | HEARING PROD | ECHOVOICE | 2006-06-22 | 120
PRESSURE GAUGE | PRESSURE METER LP | COMARK | C9555 | 2006-03-23 | 720 | 2023-01-11 14:45
MULTI-MEASUREMENT SERVER | MULTI-MEASUREMENT SERVER | PHILIPS LTD | M3000A | 2006-03-23 | 3372
COUCH | COUCH - VARIABLE HIGH/LOW | AKRON | A3281 | 2005-11-28 | 840 | 2022-03-07 | 2025-03-14
COUCH | COUCH - VARIABLE HIGH/LOW | AKRON | A3281 | 2005-11-28 | 840 | 2022-01-06 | 2025-09-15
HEADLIGHT SYSTEM | PORTABLE BINOCULAR MICROSCOPE | WELCH ALLYN | 20504S LUMIVIEW | 2005-11-24 | 654.888 | 2024-08-23 | 2026-05-15
NERVE STIMULATOR | NERVE STIMULATOR | TENSCARE | XL-Y1 | 2005-11-21 | 180
ELECTRIC BED | ELECTRIC BED | LINET UK | ELEGANZA 3000 | 2006-02-01 | 2160 | 2023-06-23 | 2024-11-01
ELECTRIC BED | ELECTRIC BED | LINET UK | ELEGANZA 3000 | 2006-02-01 | 2160 | 2020-12-19 | 2024-11-01
ELECTRIC BED | ELECTRIC BED | LINET UK | ELEGANZA 3000 | 2006-02-01 | 2160 | 2023-04-04 | 2024-11-01
ELECTRIC BED | ELECTRIC BED | LINET UK | ELEGANZA 3000 | 2006-02-01 | 2160 | 2023-03-28 11:39 | 2024-11-01
ELECTRIC BED | ELECTRIC BED | LINET UK | ELEGANZA 3000 | 2006-02-01 | 2160 | 2023-09-28 | 2024-09-28
ELECTRIC BED | ELECTRIC BED | LINET UK | ELEGANZA 3000 | 2006-02-01 | 2160 | 2023-03-23 10:44 | 2024-11-01
ELECTRIC BED | ELECTRIC BED | LINET UK | ELEGANZA 3000 | 2006-02-01 | 2160 | 2023-04-27 | 2024-11-01
PATIENT HOIST | PATIENT HOIST - OVERHEAD | GULDMANN | GH2 | 2006-02-24 | 6600 | 2024-05-02 | 2024-10-15
SUCTION UNIT | SUCTION - LAERDAL - BATTERY | LAERDAL | LSU-2 | 2006-02-24 | 816 | 2024-05-01 | 2027-04-15
SUCTION CONTROLLER | SUCTION CONTROLLER | EAST HEALTH | HIGH-SUCTION | 2006-02-10 | 240
SUCTION CONTROLLER | SUCTION CONTROLLER | EAST HEALTH | HIGH-SUCTION | 2006-02-08 | 240
PATTERN GENERATOR | PATTERN GENERATOR | OZAN | TELETEST 2 | 2006-02-03 | 196.8
DIAGNOSTIC SYSTEM | DIAGNOSTIC SYSTEM | WELCH ALLYN | 767 DIAGNOSTIC SYSTEM | 2006-03-03 | 600
AMBULATORY ARRHYTHMIA MONITOR | AMBULATORY ECG RECORDER | NOVACOR UK | R.TEST 3 EVOLUTION | 2006-05-23 | 1200
OXIMETER CHARGER | PULSE OXIMETER CHARGER | DATEX-OHMEDA | 15 | 2006-08-04 | 194.58
SUCTION CONTROLLER | SUCTION CONTROLLER | EAST HEALTH | HIGH-SUCTION | 2006-02-14 | 240
PATIENT MONITOR | PATIENT MONITOR | GE LIMITED | DASH 3000 | 2006-02-08 | 7299.576 | 2022-05-05 | 2025-05-05
ELECTRIC BED | ELECTRIC BED | LINET UK | ELEGANZA 3000 | 2006-01-30 | 2400 | 2020-12-20 | 2024-11-01
ELECTRIC BED | ELECTRIC BED | LINET UK | ELEGANZA 3000 | 2006-01-31 | 2400 | 2023-12-06 | 2024-12-06
ELECTRIC BED | ELECTRIC BED | LINET UK | ELEGANZA 3000 | 2006-01-31 | 2400 | 2023-04-17 | 2024-11-01
ELECTRIC BED | ELECTRIC BED | LINET UK | ELEGANZA 3000 | 2006-01-31 | 2400 | 2023-10-24 | 2024-10-24
ELECTRIC BED | ELECTRIC BED | LINET UK | ELEGANZA 3000 | 2006-01-30 | 2400 | 2022-05-12 | 2024-11-01
ELECTRIC BED | ELECTRIC BED | LINET UK | ELEGANZA 3000 | 2006-01-30 | 2400 |  | 2024-11-01
ELECTRIC BED | ELECTRIC BED | LINET UK | ELEGANZA 3000 | 2006-01-30 | 2400 | 2023-11-14 | 2024-11-14
ELECTRIC BED | ELECTRIC BED | LINET UK | ELEGANZA 3000 | 2006-01-30 | 2400 |  | 2024-11-01
ELECTRIC BED | ELECTRIC BED | LINET UK | ELEGANZA 3000 | 2006-01-30 | 2400 | 2024-02-12 | 2025-02-12
ELECTRIC BED | ELECTRIC BED | LINET UK | ELEGANZA 3000 | 2006-01-30 | 2400 | 2023-11-14 | 2024-11-14
ELECTRIC BED | ELECTRIC BED | LINET UK | ELEGANZA 3000 | 2006-01-30 | 2400 | 2020-12-20 | 2024-11-01
ELECTRIC BED | ELECTRIC BED | LINET UK | ELEGANZA 3000 | 2006-01-30 | 2400 |  | 2024-11-01
ELECTRIC BED | ELECTRIC BED | LINET UK | ELEGANZA 3000 | 2006-01-30 | 2400 | 2023-11-01 | 2024-11-01
ELECTRIC BED | ELECTRIC BED | LINET UK | ELEGANZA 3000 | 2006-01-30 | 2160 | 2023-05-26 | 2024-11-01
ELECTRIC BED | ELECTRIC BED | LINET UK | ELEGANZA 3000 | 2006-01-30 | 2160 | 2024-06-07 | 2025-06-07
ELECTRIC BED | ELECTRIC BED | LINET UK | ELEGANZA 3000 | 2006-01-30 | 2400 | 2022-06-29 | 2024-11-01
ELECTRIC BED | ELECTRIC BED | LINET UK | ELEGANZA 3000 | 2006-01-30 | 2400 | 2023-10-04 | 2024-10-04
ELECTRIC BED | ELECTRIC BED | LINET UK | ELEGANZA 3000 | 2006-01-30 | 2400 | 2023-11-15 | 2024-11-15
ELECTRIC BED | ELECTRIC BED | LINET UK | ELEGANZA 3000 | 2006-01-30 | 2160 | 2023-05-10 | 2024-11-01
ELECTRIC BED | ELECTRIC BED | LINET UK | ELEGANZA 3000 | 2006-01-30 | 2160 | 2023-10-18 | 2024-10-18
ELECTRIC BED | ELECTRIC BED | LINET UK | ELEGANZA 3000 | 2006-01-30 | 2400 | 2020-07-02 | 2024-11-01
ELECTRIC BED | ELECTRIC BED | LINET UK | ELEGANZA 3000 | 2006-01-30 | 2400 | 2020-12-24 | 2024-11-01
ELECTRIC BED | ELECTRIC BED | LINET UK | ELEGANZA 3000 | 2006-01-30 | 2400 | 2024-01-04 | 2025-01-04
ELECTRIC BED | ELECTRIC BED | LINET UK | ELEGANZA 3000 | 2006-01-30 | 2400 | 2023-09-12 | 2024-09-12
ELECTRIC BED | ELECTRIC BED | LINET UK | ELEGANZA 3000 | 2006-01-30 | 2400 | 2023-08-31 | 2024-08-31
ELECTRIC BED | ELECTRIC BED | LINET UK | ELEGANZA 3000 | 2006-01-30 | 2400 | 2023-06-13 | 2024-11-01
ELECTRIC BED | ELECTRIC BED | LINET UK | ELEGANZA 3000 | 2006-01-30 | 2400 | 2023-05-05 | 2024-11-01
ELECTRIC BED | ELECTRIC BED | LINET UK | ELEGANZA 3000 | 2006-01-30 | 2400 | 2021-11-14 | 2024-11-01
ELECTRIC BED | ELECTRIC BED | LINET UK | ELEGANZA 3000 | 2006-01-30 | 2400 | 2022-08-31 | 2024-11-01
DIAGNOSTIC SYSTEM | DIAGNOSTIC SYSTEM | WELCH ALLYN | 767 DIAGNOSTIC SYSTEM | 2006-06-26 | 600 | 2024-03-19
SUCTION UNIT | MOBILE THEATRE SUCTION | THERAPY EQUIPMENT | 4760 | 2006-01-13 | 420
PATIENT MONITOR | PATIENT MONITOR INTELLIVUE MP30 | PHILIPS LTD | M8002A | 2006-01-24 | 8076.9 | 2023-04-27 | 2026-04-27
SUCTION CONTROLLER | SUCTION CONTROLLER | EAST HEALTH | HIGH-SUCTION | 2006-01-12 | 240
VITAL SIGNS MONITOR | VITAL SIGNS MONITOR: NBP/SPO2/TEMP. | WELCH ALLYN | SPOT 420(NBP/SPO2) | 2006-03-28 | 2400 | 2024-03-20 | 2027-03-20
SPHYGMOMANOMETER | SPHYGMOMANOMETER | SPEIDEL & KE | MAXI STABIL 3 | 2006-03-27 | 90
PATIENT MONITOR | PATIENT MONITOR INTELLIVUE MP30 | PHILIPS LTD | M8002A | 2006-03-21 | 8076.9 | 2024-01-24 | 2027-01-24
PATIENT MONITOR | PATIENT MONITOR INTELLIVUE MP30 | PHILIPS LTD | M8002A | 2006-03-21 | 8076.9 | 2024-01-27 | 2027-01-27
WOUND MEASUREMENT SYSTEM | WOUND MEASUREMENT SYSTEM | SMITH & NEPHEW | VISITRAK | 2005-12-29 | 480
ELECTRIC BED | ELECTRIC BED | LINET UK | ELEGANZA STANDARD(1) | 2006-03-02 | 1848 | 2024-06-21 | 2025-06-21
VITAL SIGNS MONITOR | VITAL SIGNS MONITOR: NBP/SPO2. | CRITIKON | PROCARE 300 | 2006-02-03 | 2880 | 2024-04-11 | 2027-04-11
VITAL SIGNS MONITOR | VITAL SIGNS MONITOR: NBP/SPO2. | CRITIKON | PROCARE 300 | 2006-02-03 | 2880 | 2024-09-13 | 2026-01-20
ELECTRIC BED | ELECTRIC BED | LINET UK | ELEGANZA 3000 | 2006-02-01 | 2160 | 2023-10-12 | 2024-10-12
ELECTRIC BED | ELECTRIC BED | LINET UK | ELEGANZA 3000 | 2006-02-01 | 2160 |  | 2024-11-01
GAS & VACUUM FLOW/PRESSURE | 3 GUN PRESSURE AND FLOW MEDICAL GAS TEST SET | MEC CO. LTD | 2005NP | 2005-12-08 | 600 | 2024-09-25 | 2025-09-25
GAS & VACUUM FLOW/PRESSURE | 3 GUN PRESSURE AND FLOW MEDICAL GAS TEST SET | MEC CO. LTD | 2005NP | 2005-12-08 | 600 | 2021-11-02
MEDICAL AIR PLANT | MEDICAL AIR PLANT | DRAEGER | MEDICAL AIR PLANT | 2022-04-26 | 39458.856
MEDICAL AIR PLANT | MEDICAL AIR PLANT | DRAEGER | MEDICAL AIR PLANT | 2007-07-23 | 39458.856 | 2024-10-10 | 2024-11-20
AREA ALARM SYSTEM | MEDICAL GAS ALARM | SHIRE | AREA ALARM | 2007-02-28 | 420 | 2024-08-20 | 2024-11-20
AREA ALARM SYSTEM | MEDICAL GAS ALARM | SHIRE | AREA ALARM | 2007-02-28 | 420 | 2024-08-20 | 2024-11-20
AREA ALARM SYSTEM | MEDICAL GAS ALARM | SHIRE | AREA ALARM | 2007-02-28 | 420 | 2024-08-20 | 2024-11-20
AREA ALARM SYSTEM | MEDICAL GAS ALARM | SHIRE | AREA ALARM | 2007-02-28 | 420 | 2024-08-20 | 2024-11-20
AREA ALARM SYSTEM | MEDICAL GAS ALARM | SHIRE | AREA ALARM | 2007-02-28 | 420 | 2024-08-20 | 2024-11-20
AREA ALARM SYSTEM | MEDICAL GAS ALARM | SHIRE | AREA ALARM | 2007-02-28 | 420 | 2024-08-20 | 2024-11-20
AREA ALARM SYSTEM | MEDICAL GAS ALARM | SHIRE | AREA ALARM | 2007-02-28 | 420 | 2024-08-20 | 2024-11-20
AREA ALARM SYSTEM | MEDICAL GAS ALARM | SHIRE | AREA ALARM | 2007-02-28 | 420 | 2024-08-20 | 2024-11-20
CENTRAL ALARM SYSTEM | MEDICAL GAS ALARM | SHIRE | SDX-15 | 2007-07-18 | 1520.4 | 2024-08-20 | 2024-11-20
CENTRAL ALARM SYSTEM | MEDICAL GAS ALARM | SHIRE | SDX-15 | 2007-07-23 | 1520.4 | 2024-08-14 | 2024-11-20
MEDICAL AIR PLANT | MEDICAL AIR PLANT | DRAEGER | MEDICAL AIR PLANT | 2022-04-26 | 48000
MEDICAL AIR PLANT | MEDICAL AIR PLANT | DRAEGER | MEDICAL AIR PLANT | 2007-07-23 | 48000 | 2024-10-10 | 2024-11-20
AREA ALARM SYSTEM | MEDICAL GAS ALARM | SHIRE | SAX-6 | 2007-07-23 | 480 | 2024-08-14 | 2024-11-20
CENTRAL ALARM SYSTEM | MEDICAL GAS ALARM | SHIRE | SDX-15 | 2001-04-20 | 1520.4 | 2024-10-09 | 2025-01-20
NEBULIZER | NEBULIZER | MEDIC AID | PORTANEB | 2005-11-16 | 126
SPEECH AID | SPEECH AID | SERVOX | LAC-SA0001 | 2005-01-01 | 630
SPEECH AID | SPEECH AID | SERVOX | LAC-SA0001 | 2005-01-01 | 630
VCR VHS | VHS VIDEO RECORDER | SAMSUNG | SV-240B | 2006-03-22 | 120
ELECTRIC BED | ELECTRIC BED | LINET UK | ELEGANZA 3000 | 2006-02-01 | 2160 | 2020-12-21 | 2024-11-01
ELECTRIC BED | ELECTRIC BED | LINET UK | ELEGANZA 3000 | 2006-02-01 | 2160 | 2023-08-31 | 2024-08-31
ELECTRIC BED | ELECTRIC BED | LINET UK | ELEGANZA 3000 | 2006-02-01 | 2160 | 2023-08-22 | 2024-08-22
ELECTRIC BED | ELECTRIC BED | LINET UK | ELEGANZA 3000 | 2006-02-01 | 2160 | 2023-01-10 18:19 | 2024-11-01
ELECTRIC BED | ELECTRIC BED | LINET UK | ELEGANZA 3000 | 2006-02-01 | 2160 | 2023-03-28 10:46 | 2024-11-01
ELECTRIC BED | ELECTRIC BED | LINET UK | ELEGANZA 3000 | 2006-02-01 | 2160 | 2023-05-18 | 2024-11-01
ELECTRIC BED | ELECTRIC BED | LINET UK | ELEGANZA 3000 | 2006-02-01 | 2160 | 2020-12-24 | 2024-11-01
ELECTRIC BED | ELECTRIC BED | LINET UK | ELEGANZA 3000 | 2006-02-01 | 2160 |  | 2024-11-01
ELECTRIC BED | ELECTRIC BED | LINET UK | ELEGANZA 3000 | 2006-02-01 | 2160 | 2023-10-19 | 2024-10-19
ELECTRIC BED | ELECTRIC BED | LINET UK | ELEGANZA 3000 | 2006-02-01 | 2160 | 2024-05-10 | 2025-05-10
ELECTRIC BED | ELECTRIC BED | LINET UK | ELEGANZA 3000 | 2006-02-01 | 2160 | 2024-03-25 | 2025-03-25
LASER - CLASS 4 | LASER - OPHTHALMIC | IRIS VISUAL | IQ810 | 2006-01-27 | 49908 |  | 2023-12-31
SLIT LAMP | SLIT LAMP | HAAG STREIT | BM900 | 2006-01-27 | 9030 |  | 2024-12-18
SUCTION CONTROLLER | SUCTION CONTROLLER | EAST HEALTH | HIGH-SUCTION | 2006-01-20 | 240
ELECTRODIAG.NEUROPHYSIOLOGICAL | NEUROPHYSIOLOGICAL ANALYSIS UNIT | ESPION | POWER BLOCK FREQ.DET | 2006-01-19 | 48000
HANDPIECE | DENTAL HANDPIECE | W&H UK LTD | A25/RM INCO | 2006-01-17 | 420
HANDPIECE | DENTAL HANDPIECE | W&H UK LTD | A25/RM INCO | 2006-01-17 | 420
HANDPIECE CLEANING UNIT | HANDPIECE CLEANING UNIT | W&H UK LTD | ASSISTINA PLUS | 2006-01-17 | 600
SPEAKER/AMPLIFIER | SPEAKER/AMPLIFIER | SARABEC | CRESCENDO 10 PLUS | 2005-11-18 | 120
TONOMETER | TONOMETER | BIO-RAD LTD | TONO-PEN-XL | 2006-04-28 | 3000
VIDEO PROCESSOR | 3 CCD PAL CAMERA CONTROL UNIT | ZEISS | MEDILIVE TRIO | 2005-11-21 | 8257.2 | 2024-05-10 | 2025-05-10
MICROSCOPE OPERATING | THEATRE MICROSCOPE | ZEISS | OPMI VARIO | 2005-11-21 | 70317.828 | 2024-05-10 | 2024-12-01
VIDEO PROJECTOR | VIDEO PROJECTOR | NIPPON ELECT | LT280 | 2006-02-27 | 1931.7
SOUND LEVEL METER | SOUND LEVEL METER | MEG | SLI 2 | 2006-01-11 | 120
TYMPANOGRAPH | TYMPANOMETER | GRASON STADLER | GSI 38 | 2006-01-11 | 3360 | 2024-01-08 | 2025-01-08
OXIMETER CHARGER | PULSE OXIMETER CHARGER | DATEX-OHMEDA | 15 | 2006-06-30 | 194.58
RESPIRATOR | RESPIRATOR | BIRD | MK7 | 2005-12-08 | 600 | 2024-10-22 | 2025-10-22
RADIATION MONITORS | NAVIGATOR GPS SYSTEM | COVIDIEN UK | GPS | 2005-11-11 | 14400 | 2023-05-04 | 2025-05-15
HUMIDIFIER | HUMIDIFIER | F & P | MR850 | 2005-10-17 | 1200 | 2024-06-18 | 2025-06-18
HUMIDIFIER | HUMIDIFIER | F & P | MR850 | 2005-10-17 | 1200 | 2024-06-06 | 2025-06-06
HUMIDIFIER | HUMIDIFIER | F & P | MR850 | 2005-10-17 | 1200 | 2024-10-09 | 2025-10-09
HANDPIECE | DENTAL HANDPIECE | KAVO | 7CN | 2005-10-26 | 368.016
HANDPIECE MICROMOTOR | HANDPIECE MICROMOTOR | BIEN-AIR UK | BASCH | 2005-10-26 | 1687.2
HANDPIECE MICROMOTOR | HANDPIECE MICROMOTOR | BIEN-AIR UK | BASCH | 2005-10-26 | 1687.2
HANDPIECE MICROMOTOR | HANDPIECE MICROMOTOR | BIEN-AIR UK | BASCH | 2005-10-26 | 1687.2
HANDPIECE MICROMOTOR | HANDPIECE MICROMOTOR | BIEN-AIR UK | BASCH | 2005-10-26 | 1687.2
TONOMETER | TONOMETER | MENTOR O & O | TONO-PEN-XL | 2005-10-26 | 2400
HANDPIECE | HANDPIECE | KAVO | 630B | 1994-01-01 | 600
FLAT SCREEN DISPLAY | LCD MONITOR | SAMSUNG | LE15S51B | 2005-11-09 | 600
SUCTION CONTROLLER | SUCTION CONTROLLER | EAST HEALTH | HIGH-SUCTION | 2005-11-01 | 240
TORQUE WRENCH | TORQUE WRENCH 5-40L6.FT | NORBAR | SL1 | 2005-10-11 | 57.492
OXIMETER CHARGER | PULSE OXIMETER CHARGER | DATEX-OHMEDA | 15 | 2006-07-07 | 194.58
PATIENT MONITOR | PATIENT MONITOR | DRAEGER | INFINITY DELTA EN | 2005-09-27 | 9600 |  | 2024-12-15
PATIENT MONITOR | PATIENT MONITOR | DRAEGER | INFINITY DELTA EN | 2005-09-27 | 9600 |  | 2024-12-15
DOCKING STATION | DOCKING STATION - POWER,INTERFACE,NETWORK | DRAEGER | 1P5206110 | 2005-09-23 | 3600
NEBULIZER HEATER | NEBULIZER HEATER | HUDSON RCI | AQUATHERM III | 2005-11-04 | 352.8 | 2023-09-27 | 2024-09-27
PAIN STIMULATOR | TENS MACHINE | CEFAR | PRIMO | 2005-09-28 | 132
PAIN STIMULATOR | TENS MACHINE | CEFAR | PRIMO | 2005-09-28 | 132
PAIN STIMULATOR | TENS MACHINE | CEFAR | PRIMO | 2005-09-28 | 132
PAIN STIMULATOR | TENS MACHINE | CEFAR | PRIMO | 2005-09-28 | 132
PAIN STIMULATOR | TENS MACHINE | CEFAR | PRIMO | 2005-09-28 | 132
PAIN STIMULATOR | TENS MACHINE | CEFAR | PRIMO | 2005-09-28 | 132
PAIN STIMULATOR | TENS MACHINE | CEFAR | PRIMO | 2005-09-28 | 132
PAIN STIMULATOR | TENS MACHINE | CEFAR | PRIMO | 2005-09-28 | 132
PAIN STIMULATOR | TENS MACHINE | CEFAR | PRIMO | 2005-09-28 | 132
PAIN STIMULATOR | TENS MACHINE | CEFAR | PRIMO | 2005-09-28 | 132
TRANSCUT NERVE STIMULATOR | DUAL CHANNEL STIMULATOR | EVERYWAY MED | TPN-EX | 2005-09-28 | 46.8
TRANSCUT NERVE STIMULATOR | DUAL CHANNEL STIMULATOR | EVERYWAY MED | TPN-EX | 2005-09-28 | 46.8
TRANSCUT NERVE STIMULATOR | DUAL CHANNEL STIMULATOR | EVERYWAY MED | TPN-EX | 2005-09-28 | 46.8
TRANSCUT NERVE STIMULATOR | DUAL CHANNEL STIMULATOR | EVERYWAY MED | TPN-EX | 2005-09-28 | 46.8
TRANSCUT NERVE STIMULATOR | DUAL CHANNEL STIMULATOR | EVERYWAY MED | TPN-EX | 2005-09-28 | 46.8
TRANSCUT NERVE STIMULATOR | DUAL CHANNEL STIMULATOR | EVERYWAY MED | TPN-EX | 2005-09-28 | 46.8
TRANSCUT NERVE STIMULATOR | DUAL CHANNEL STIMULATOR | EVERYWAY MED | TPN-EX | 2005-09-28 | 46.8
SUCTION CONTROLLER | LOW SUCTION CONTROLLER | EAST HEALTH | LOW | 2005-09-27 | 240
SUCTION CONTROLLER | SUCTION CONTROLLER | EAST HEALTH | HIGH-SUCTION | 2005-12-14 | 106.8
SUCTION CONTROLLER | SUCTION CONTROLLER | EAST HEALTH | HIGH-SUCTION | 2005-12-14 | 106.8
SUCTION CONTROLLER | SUCTION CONTROLLER | EAST HEALTH | HIGH-SUCTION | 2005-10-06 | 240
COUCH | COUCH - RHYTHMIC TRACTION | BRISTOL MAID (HOSP.M.CRAFT) | BRISTOL MAID | 2012-10-03 | 960 | 2022-08-09 | 2025-08-15
CHARGER | BATTERY CHARGER | EURO ENERGY | ICAM550 | 2005-09-21 | 600
OPERATING TABLE | OPERATING TABLE | ESCHMANN | T20-A | 2005-08-25 | 27600 | 2024-01-25 | 2025-01-27
SUCTION CONTROLLER | SUCTION CONTROLLER | EAST HEALTH | HIGH-SUCTION | 2005-08-17 | 240
ULTRASONIC SCALER | ULTRASONIC SCALER | DENTSPLY LTD | CAVITRON SELECT SPS | 2005-09-23 | 1959.9 | 2023-07-18 | 2025-06-18
ULTRASONIC SCALER | ULTRASONIC SCALER | DENTSPLY LTD | CAVITRON SELECT SPS | 2005-09-23 | 1959.9 | 2024-05-22 | 2025-08-01
MODULE | AIRWAY GAS MODULE | DATEX-OHMEDA | M-CO | 2005-08-28 | 2400
DOCKING STATION | DOCKING STATION - POWER,INTERFACE,NETWORK | DRAEGER | 1P5206110 | 2005-09-12 | 3600 | 2019-07-11
DOCKING STATION | DOCKING STATION - POWER,INTERFACE,NETWORK | DRAEGER | 1P5206110 | 2006-03-08 | 3600
DOCKING STATION | DOCKING STATION - POWER,INTERFACE,NETWORK | DRAEGER | 1P5206110 | 2005-09-12 | 3600
PATIENT MONITOR | PATIENT MONITOR | DRAEGER | INFINITY DELTA EN | 2005-09-12 | 9600 |  | 2024-12-15
DOCKING STATION | DOCKING STATION - POWER,INTERFACE,NETWORK | DRAEGER | 1P5206110 | 2005-09-12 | 3600
PATIENT MONITOR | PATIENT MONITOR | DRAEGER | INFINITY DELTA EN | 2005-09-12 | 9600 |  | 2024-12-15
DOCKING STATION | DOCKING STATION - POWER,INTERFACE,NETWORK | DRAEGER | 1P5206110 | 2005-09-12 | 3600
DOCKING STATION | DOCKING STATION - POWER,INTERFACE,NETWORK | DRAEGER | 1P5206110 | 2005-09-12 | 3600 | 2019-07-11
HUMAN PATIENT SIMULATOR | PHANTOM HEAD UNIT | ADEC DENTAL | 4810 SIMULATOR | 2005-08-08 | 12894.372 | 2022-06-29 | 2024-07-11
DIGITAL CAMERA | DIGITAL CAMERA | SONY | DFWX710 | 2006-02-07 | 480
SLIT LAMP | SLIT LAMP | HAAG STREIT | BQ900 | 2006-02-07 | 10557.6 | 2023-05-23 | 2024-05-25
SLIT LAMP TABLE | SLIT LAMP TABLE | HAAG STREIT | PLEASE ENTER MODEL! (269) | 2009-02-24 | 6600 | 2024-02-02 | 2025-01-10
VENTILATOR | VENTILATOR | PENLON | NUFFIELD 200 | 2005-09-13 | 3600 | 2024-03-18 | 2025-03-15
LEAD DOOR | SLIDING LEAD LINED DOOR | NA | PLEASE ENTER MODEL! (143) | 1994-03-01 | 12000
AREA ALARM SYSTEM | MEDICAL GAS ALARM | SHIRE | AREA ALARM | 2005-08-08 | 420 | 2024-09-17 | 2024-12-20
TRANSCUT NERVE STIMULATOR | TENS | EVERYWAY MED | TPN200 PLUS MOD.N601 | 2005-08-03 | 132
TRANSCUT NERVE STIMULATOR | TENS | EVERYWAY MED | TPN200 PLUS MOD.N601 | 2005-08-03 | 132
SCALES | SCALES - COLUMN | SECA | 778 | 2005-06-01 | 562.8 | 2023-11-14 | 2024-11-15
NI/BP MODULE | MODULE NIBP | PHILIPS LTD | M1008B | 2005-07-28 | 2264.4
VACUUM PUMP | VACUUM PUMP - FOR PROGROMAT | IVOCLAR-VIVA | VP3 | 2005-08-01 | 360 | 2024-03-15 | 2026-06-17
MULTI-MEASUREMENT SERVER | MULTI-MEASUREMENT SERVER | PHILIPS LTD | M3000A | 2005-07-20 | 3372
PATIENT HOIST | PATIENT HOIST - OVERHEAD | CHILTERN MED | WISPA 200LT | 2005-07-18 | 1308 | 2024-03-28 | 2024-09-15
SUCTION CONTROLLER | SUCTION CONTROLLER | EAST HEALTH | TWIN SUCTION | 2005-07-19 | 480
NEBULIZER | NEBULIZER | MEDIC AID | PORTANEB | 2005-08-08 | 126
WAX HEATER | WAX HEATER | AMANN | NO FLAME | 2005-07-29 | 480 | 2021-07-14 | 2025-06-18
BATTERY CHARGER | SMART BATTERY CONDITIONING UNIT | GLEICHMANN | LG1480 | 2005-09-15 | 1440 | 2023-11-29 | 2024-11-29
HEATED COT/RESUS.UNIT | HEATED COT/RESUS.UNIT | DRAEGER | BABYTHERM 8004/8010 | 2005-09-01 | 9120 | 2023-06-14 | 2025-08-21
EXERCISE BICYCLE | EXERCISE BICYCLE | TUNTURI PUCH | E85 | 2005-09-02 | 1800
ELECTRIC BED | ELECTRIC BED | LINET UK | ELEGANZA SMART | 2005-01-01 | 1080 | 2023-01-19 17:34 | 2024-11-01
DOCKING STATION | DOCKING STATION - POWER,INTERFACE,NETWORK | DRAEGER | 1P5206110 | 2007-07-03 | 3600
PATIENT MONITOR | PATIENT MONITOR INTELLIVUE MP30 | PHILIPS LTD | M8002A | 2005-07-15 | 8076.9 | 2024-01-27 | 2027-01-27
MILLING MACHINE | DENTAL RESTORATION MILLING MACHINE | DEGUDENT | F3 ERGO | 2005-11-25 | 7042.956 | 2024-03-15 | 2026-06-17
MICROSCOPE | MICROSCOPE | VISION ENGIN | MANTIS | 2006-01-10 | 1200 | 2024-03-15 | 2026-06-17
SURGICAL DRILL | SURGICAL DRILL SYSTEM | BIEN-AIR UK | OSSEODOC | 2005-10-26 | 2734.8 | 2022-08-15 | 2023-08-15
VITAL SIGNS MONITOR | VITAL SIGNS MONITOR : NIBP, SPO2 | WELCH ALLYN | 53N00 (VSM 300) | 2005-08-02 | 2160 | 2024-04-24 | 2025-04-14
LIGHT CURE UNIT | PEN STYLE CURING LIGHT | DENTSPLY LTD | SMARTLITE PS | 2005-07-06 | 240 | 2019-12-31 | 2024-07-15
MULTI-MEASUREMENT SERVER | MULTI-MEASUREMENT SERVER | PHILIPS LTD | M3001A | 2005-07-14 | 3372
HANDPIECE | DENTAL HANDPIECE | KAVO | 640C | 2005-06-17 | 648
HANDPIECE | DENTAL HANDPIECE | KAVO | 625 | 2005-06-17 | 480
HANDPIECE | DENTAL HANDPIECE | KAVO | 650C | 2005-06-17 | 660
WAX HOTPLATE | HEATED REGISTRATION BLOCK TRIMMER | SILVERTREE | GB100 | 2005-06-02 | 376.8 | 2022-02-10 | 2024-08-15
HANDPIECE MICROMOTOR | HANDPIECE MICROMOTOR | W&H UK LTD | PERFECTA | 2005-05-17 | 660
OCCLUSION TESTER | OCCLUSION TESTER | GRASEBY | MS16A/26 | 2005-06-02 | 73.068
WAX HOTPLATE | HEATED REGISTRATION BLOCK TRIMMER | SILVERTREE | GB100 | 2005-06-02 | 376.8 | 2022-11-08 12:47 | 2024-11-08
WAX HOTPLATE | HEATED REGISTRATION BLOCK TRIMMER | SILVERTREE | GB100 | 2005-06-02 | 376.8 | 2022-02-09 | 2024-08-15
WAX HOTPLATE | HEATED REGISTRATION BLOCK TRIMMER | SILVERTREE | GB100 | 2005-06-02 | 376.8 | 2022-09-15 | 2024-09-15
WAX HOTPLATE | HEATED REGISTRATION BLOCK TRIMMER | SILVERTREE | GB100 | 2005-06-02 | 376.8 | 2022-02-09 | 2024-08-15
SHOCK ADVISORY DEFIB | SEMI-AUTOMATIC DEFIBRILLATOR WITH ECG MONITORING | LAERDAL | M3860A FR2+ | 2005-06-20 | 3360 | 2023-09-19 | 2024-09-15
PATIENT MONITOR | PATIENT MONITOR INTELLIVUE MP30 | PHILIPS LTD | M8002A | 2005-06-13 | 8076.9 | 2020-03-09 | 2023-11-15
NERVE STIMULATOR | TENS MACHINE - MAMA TENS | TENSCARE | XL-Y1M | 2005-06-08 | 30
AUDIO DOPPLER | AUDIO DOPPLER | HUNTLEIGH | MD2 | 2005-05-19 | 622.8
NERVE STIMULATOR | NERVE STIMULATOR | TENSCARE | XL-Y1 | 2005-05-11 | 180
TRANSCUT NERVE STIMULATOR | TENS | BOOTS | 33-74-491 | 2005-05-11 | 60
EXERCISE BICYCLE | SEMI-RECUMBENT EXERCISE BICYCLE | JOHNSON | JPB-5100 | 2005-06-29 | 1794 | 2024-07-05 | 2025-07-05
HANDPIECE MICROMOTOR | ENDODONTIC MICROMOTOR | DENTSPLY LTD | X-SMART | 2005-06-22 | 779.94 | 2023-01-11 16:22 | 2025-01-11
HANDPIECE MICROMOTOR | ENDODONTIC MICROMOTOR | DENTSPLY LTD | X-SMART | 2005-06-22 | 779.94 | 2023-01-11 16:14 | 2025-01-11
SAND-BLAST-MACHINE | MINI SANDBLAST KIT | DELDENT LTD | DUSTINN 2000 W/MINIB | 2005-06-21 | 360 | 2023-08-02 | 2024-08-08
SAND-BLAST-MACHINE | MINI SANDBLAST KIT | DELDENT LTD | DUSTINN 2000 W/MINIB | 2005-06-21 | 360 | 2024-05-01 | 2025-04-16
SAND-BLAST-MACHINE | MINI SANDBLAST KIT | DELDENT LTD | DUSTINN 2000 W/MINIB | 2005-06-21 | 360
SAND-BLAST-MACHINE | MINI SANDBLAST KIT | DELDENT LTD | DUSTINN 2000 W/MINIB | 2005-06-21 | 360 | 2021-06-03 | 2025-04-16
SAND-BLAST-MACHINE | MINI SANDBLAST KIT | DELDENT LTD | DUSTINN 2000 W/MINIB | 2005-06-21 | 360
SAND-BLAST-MACHINE | MINI SANDBLAST KIT | DELDENT LTD | DUSTINN 2000 W/MINIB | 2005-06-21 | 360
SAND-BLAST-MACHINE | MINI SANDBLAST KIT | DELDENT LTD | DUSTINN 2000 W/MINIB | 2005-06-21 | 360
HANDPIECE | DENTAL HANDPIECE | KAVO | 625 | 2005-06-17 | 480
HANDPIECE | DENTAL HANDPIECE | KAVO | 625 | 2005-06-17 | 480
HANDPIECE | DENTAL HANDPIECE | KAVO | 625 | 2005-06-17 | 480
HANDPIECE | DENTAL HANDPIECE | KAVO | 625 | 2005-06-17 | 480
HANDPIECE | DENTAL HANDPIECE | KAVO | 625 | 2005-06-17 | 480
HANDPIECE | DENTAL HANDPIECE | KAVO | 625 | 2005-06-17 | 480
HANDPIECE | DENTAL HANDPIECE | MICROMEGA | 10E | 2005-06-15 | 300
TOOTH COLOUR DIAGNOSTIC KIT | TOOTH COLOUR DIAGNOSTIC KIT | VITA | EASYSHADE | 2005-07-28 | 3600 | 2023-10-24 | 2024-10-24
HEATED GUTTA-PERCHA UNIT | GUTTA-PERCHA UNIT | DENTSPLY LTD | THERMAPREP PLUS | 2005-06-09 | 240 | 2022-04-26 | 2024-04-16
VITAL SIGNS MONITOR | VITAL SIGNS MONITOR: NBP/SPO2/TEMP. | WELCH ALLYN | SPOT 420(NBP/SPO2/T) | 2005-06-10 | 954 | 2021-12-20 | 2024-12-20
AMBULATORY ARRHYTHMIA MONITOR | AMBULATORY ECG RECORDER | NOVACOR UK | R.TEST 3 EVOLUTION | 2005-11-03 | 1200
AMBULATORY ARRHYTHMIA MONITOR | AMBULATORY ECG RECORDER | NOVACOR UK | R.TEST 3 EVOLUTION | 2005-11-03 | 1200
BALANCE | BALANCE | AVERY | HP2200 | 2005-10-10 | 1032 | 2023-11-21 | 2024-11-21
GAS REGULATOR & FLOWMETER | DIRECT DIAL FLOWMETER 0.01 - 0.1 L/MIN | THERAPY EQUIPMENT | 6562 | 2005-07-18 | 121.2 | 2024-07-03 | 2025-07-03
GAS REGULATOR & FLOWMETER | DIRECT DIAL FLOWMETER 0 - 0.25 L/MIN | THERAPY EQUIPMENT | 6563 | 2005-06-23 | 104.4 | 2023-05-17 | 2025-08-01
CONTRAST INJECTOR | ANGIOMAT ILLUMENA INJECTOR | MALLINCKRODT | ANGIOMAT ILLUMENA | 2006-01-17 | 15600
COUCH | COUCH | STRYKER | 5051 | 2006-06-01 | 7747.944 | 2024-02-16 | 2026-02-16
COUCH | COUCH | STRYKER | 5051 | 2006-06-01 | 7747.956 | 2024-02-16 | 2026-02-16
ULTRASOUND SCANNER | ULTRASOUND SYSTEM | TOSHIBA MED | SSA-790A | 2007-02-21 | 109200 | 2024-03-27 | 2025-03-27
FAILURE ALARM | PRESSURE MONITOR | KORR MED | RSS100-HR | 2005-06-09 | 12000
COUCH | COUCH 3-SECTION HYDRAULIC | PLINTH 2000 | 503HW | 2005-07-16 | 1200 | 2021-02-10 | 2023-07-01
COUCH | COUCH 3-SECTION HYDRAULIC | PLINTH 2000 | 503HW | 2005-07-16 | 1200 | 2021-04-12 | 2023-07-01
COUCH | COUCH 3-SECTION HYDRAULIC | PLINTH 2000 | 503HW | 2005-07-16 | 1200 | 2021-02-10 | 2023-07-01
INFLATION/PUMP UNIT | FOOT - PRESSURE PUMP | NOVAMEDIX | AV IMPULSE SYSTEM | 2005-05-19 | 150 | 2023-07-20 | 2024-07-20
INFLATION/PUMP UNIT | FOOT - PRESSURE PUMP | NOVAMEDIX | AV IMPULSE SYSTEM | 2005-05-19 | 150 | 2023-07-19 | 2024-07-19
INFLATION/PUMP UNIT | FOOT - PRESSURE PUMP | NOVAMEDIX | AV IMPULSE SYSTEM | 2005-05-19 | 150
INFLATION/PUMP UNIT | FOOT - PRESSURE PUMP | NOVAMEDIX | AV IMPULSE SYSTEM | 2005-05-19 | 150 | 2023-07-19 | 2024-07-19
INFLATION/PUMP UNIT | FOOT - PRESSURE PUMP | NOVAMEDIX | AV IMPULSE SYSTEM | 2005-05-19 | 150 | 2023-07-20 | 2024-07-20
INFLATION/PUMP UNIT | FOOT - PRESSURE PUMP | NOVAMEDIX | AV IMPULSE SYSTEM | 2005-05-19 | 150 | 2023-07-19 | 2024-07-19
PAPER SHREDDER | PAPER SHREDDER | REXEL | P215 DURASTEEL | 2005-08-25 | 227.28
PAPER FOLDING MACHINE | PAPER FOLDING MACHINE | SUPERFAX INT | PF215 | 2005-09-22 | 1890
SCAVENGING UNIT | SCAVENGING UNIT | R.A. MEDICAL | MEDI-SCAN | 2005-05-25 | 720 | 2024-05-07 | 2025-04-12
WAX HOTPLATE | HEATED REGISTRATION BLOCK TRIMMER | SILVERTREE | GB100 | 2005-06-02 | 376.8 | 2022-09-09 | 2024-09-09
WAX HOTPLATE | HEATED REGISTRATION BLOCK TRIMMER | SILVERTREE | GB100 | 2005-06-02 | 376.8 | 2024-02-29 | 2026-02-28
WAX HOTPLATE | HEATED REGISTRATION BLOCK TRIMMER | SILVERTREE | GB100 | 2005-06-02 | 376.8 | 2022-02-10 | 2024-08-15
WAX HOTPLATE | HEATED REGISTRATION BLOCK TRIMMER | SILVERTREE | GB100 | 2005-06-02 | 376.8 | 2023-01-18 15:26 | 2025-01-18
WAX HOTPLATE | HEATED REGISTRATION BLOCK TRIMMER | SILVERTREE | GB100 | 2005-06-02 | 376.8 | 2023-01-06 15:03 | 2025-01-07
OXIMETER | HAND HELD PULSE OXIMETER | NELLCOR | NPB40 | 2005-05-19 | 1560
HANDPIECE | HANDPIECE | W&H UK LTD | SYNEA TA98L | 2005-01-01 | 519.6
BENCH PRESS | BENCH PRESS HYDRAULIC | UGIN DENTARE | PLEASE ENTER MODEL! (1032) | 2005-05-12 | 408.9
GAS REGULATOR & FLOWMETER | OXYGEN THERAPY EQUIPMENT | THERAPY EQUIPMENT | 5100 | 2005-06-02 | 180
REGULATOR | MEDIREG WITH SCHRADER - PIN INDEX O2 | THERAPY EQUIPMENT | 5037 | 2005-10-04 | 114.72 |  | 2025-04-01
SUCTION UNIT | SUCTION - LAERDAL - BATTERY | LAERDAL | LSU-2 | 2005-05-10 | 816 | 2022-10-04 | 2025-10-04
EXAMINATION LAMP | EXAMINATION LAMP | DARAY | MOBILE FLEX | 2005-05-04 | 922.8 | 2023-06-05
MICROSCOPE | FLUORESCENCE MICROSCOPE | NIKON | ELCIPSE E400 | 2005-05-04 | 7560 | 2021-04-12 | 2023-07-01
SPEECH AID | SPEECH AID | SERVOX | LAC-SA0001 | 2005-05-09 | 630
ENDODONTIC UNIT | SYSTEM GT ENDO UNIT | ATR | TECHNIC | 2005-06-13 | 1200
CHART ILLUMINATOR | CHART ILLUMINATOR | PRECISION VI | CAT 2425 | 2005-05-26 | 540 | 2024-05-13 | 2025-01-01
CRYO UNIT | CRYO UNIT | Wallach Surgical Devices Inc | LL100 | 2005-05-24 | 1374 |  | 2023-07-01
COUCH | COUCH - HIGH/LOW | AKRON | 9822/3/3HS | 2005-05-11 | 2220 | 2024-06-28 | 2025-06-28
EXAMINATION LAMP | EXAMINATION LAMP | DARAY | MOBILE FLEX | 2005-05-04 | 922.8 |  | 2023-07-01
X-RAY VIEWER | X-RAY VIEWER | DENTSPLY LTD | 67-0445 | 2005-04-28 | 894 | 2024-05-14 | 2026-04-15
PATIENT HOIST | PATIENT HOIST - OVERHEAD | GULDMANN | GH2 | 2005-04-28 | 6600 | 2024-05-15 | 2024-11-15
SPHYGMOMANOMETER | SPHYGMOMANOMETER | ACCOSON LTD | ANEROID | 2005-05-11 | 118.8
HANDPIECE | DENTAL HANDPIECE | W&H UK LTD | SYNEA TA-96L | 2005-05-09 | 540
SUCTION CONTROLLER | SUCTION CONTROLLER | EAST HEALTH | HIGH-SUCTION | 2005-05-05 | 240
ENDODONTIC UNIT | SYSTEM GT ENDO UNIT | ATR | TECHNIC | 2005-04-19 | 1200 | 2024-05-15 | 2025-04-16
X-RAY VIEWER | X-RAY VIEWER | DENTSPLY LTD | 67-0445 | 2005-04-28 | 894 | 2024-05-15 | 2026-04-12
X-RAY VIEWER | X-RAY VIEWER | DENTSPLY LTD | 67-0445 | 2005-04-28 | 894 | 2024-05-16 | 2026-04-11
APEX LOCATOR | APEX LOCATOR | DENTSPLY LTD | RAY-PEX 4 | 2005-04-20 | 600 | 2022-03-02 | 2025-04-16
HEATED GUTTA-PERCHA UNIT | GUTTA-PERCHA UNIT | DENTSPLY LTD | THERMAPREP PLUS | 2005-04-20 | 240 | 2024-04-22 | 2025-04-15
FLAT SCREEN DISPLAY | LCD COLOUR MONITOR CCL316 | TOTOKU | CDL2106A | 2005-06-06 | 8400
FLAT SCREEN DISPLAY | LCD COLOUR MONITOR CCL316 | TOTOKU | CDL2106A | 2005-06-06 | 8400
COMPUTER WORKSTATION | PC WORKSTATION AND MEDICA GRAPHICS CARD | DELL COMPUTERS | PRECISION 670 | 2005-06-07 | 8400
COMPUTER WORKSTATION | PC WORKSTATION AND MEDICA GRAPHICS CARD | DELL COMPUTERS | PRECISION 670 | 2005-06-07 | 8400
COMPUTER WORKSTATION | PC WORKSTATION AND MEDICA GRAPHICS CARD | DELL COMPUTERS | PRECISION 670 | 2005-06-07 | 8400
DIGITAL BENCH | DIGITAL BENCH ELECTROMETER/MULTIMETER | KEITHLY | 619 | 2006-03-14 | 600 | 2024-08-30 | 2025-08-30
SOLDERING IRON | SOLDERING IRON SSW | WELLER | WS 51 | 2005-05-12 | 172.416
MODULE | ELECTRONIC FLOWMETER | PHILIPS LTD | M1026-60144 | 2005-04-08 | 1020
DIAGNOSTIC SYSTEM | DIAGNOSTIC SYSTEM | WELCH ALLYN | 767 DIAGNOSTIC SYSTEM | 2005-05-05 | 600
NEBULIZER | NEBULIZER | MEDIC AID | PORTANEB | 2005-04-01 | 126
NEBULIZER | NEBULIZER | MEDIC AID | PORTANEB | 2005-04-01 | 126
HANDPIECE | HANDPIECE | W&H UK LTD | SYNEA TA98L | 2005-08-15 | 519.6
HANDPIECE | DENTAL HANDPIECE | W&H UK LTD | SYNEA 960LT | 2005-03-17 | 540
HANDPIECE | HANDPIECE | W&H UK LTD | SYNEA TA98L | 2005-03-17 | 519.6
HANDPIECE | DENTAL HANDPIECE | W&H UK LTD | SYNEA 960LT | 2005-03-17 | 540
HANDPIECE | DENTAL HANDPIECE | W&H UK LTD | SYNEA 960LT | 2005-03-17 | 540
HANDPIECE | DENTAL HANDPIECE | W&H UK LTD | TREND WD56 | 2005-03-17 | 240
HANDPIECE | DENTAL HANDPIECE | W&H UK LTD | TREND WD56 | 2005-03-17 | 240
HANDPIECE | DENTAL HANDPIECE | W&H UK LTD | TREND WD56 | 2005-03-17 | 240
HANDPIECE | DENTAL HANDPIECE | W&H UK LTD | TREND WD56 | 2005-03-17 | 240
HANDPIECE | DENTAL HANDPIECE | W&H UK LTD | TREND WD56 | 2005-03-17 | 240
HANDPIECE | DENTAL HANDPIECE | W&H UK LTD | TREND WD56 | 2005-03-17 | 240
HANDPIECE | DENTAL HANDPIECE | W&H UK LTD | SYNEA 960LT | 2005-03-17 | 540
HANDPIECE | DENTAL HANDPIECE | W&H UK LTD | SYNEA WA-66LT | 2005-03-17 | 480
HANDPIECE | DENTAL HANDPIECE | W&H UK LTD | SYNEA 960LT | 2005-03-17 | 540
HANDPIECE | DENTAL HANDPIECE | W&H UK LTD | SYNEA 960LT | 2005-03-17 | 540
HANDPIECE | DENTAL HANDPIECE | W&H UK LTD | SYNEA WA-66LT | 2005-03-17 | 480
HANDPIECE | DENTAL HANDPIECE | W&H UK LTD | SYNEA 960LT | 2005-03-17 | 540
HANDPIECE | DENTAL HANDPIECE | W&H UK LTD | SYNEA 960LT | 2005-03-17 | 540
HANDPIECE | DENTAL HANDPIECE | W&H UK LTD | SYNEA 960LT | 2005-03-17 | 540
HANDPIECE MICROMOTOR | HANDPIECE MICROMOTOR | BIEN-AIR UK | MC3 | 2005-03-17 | 840
HANDPIECE MICROMOTOR | HANDPIECE MICROMOTOR | BIEN-AIR UK | MC3 | 2005-03-17 | 840
NEBULIZER | NEBULIZER | MEDIC AID | PORTANEB | 2005-04-01 | 126
OXIMETER | PULSE OXIMETER | NELLCOR | N-550 | 2005-04-01 | 1920 | 2022-12-13 11:31 | 2025-12-01
DENTAL CHAIR | DENTAL CHAIR | BELMONT | 037 | 2005-03-19 | 9517.5 | 2023-02-03 10:58 | 2024-02-03
NEBULIZER | NEBULIZER | MEDIC AID | PORTANEB | 2005-03-08 | 126
NEBULIZER | NEBULIZER | MEDIC AID | PORTANEB | 2005-03-08 | 126
NEBULIZER | NEBULIZER | MEDIC AID | PORTANEB | 2005-03-08 | 126
NEBULIZER | NEBULIZER | MEDIC AID | PORTANEB | 2005-03-08 | 126
NEBULIZER | NEBULIZER | MEDIC AID | PORTANEB | 2005-03-08 | 126
MULTI-MEASUREMENT SERVER | MULTI-MEASUREMENT SERVER | PHILIPS LTD | M3001A | 2005-03-30 | 3372
MULTI-MEASUREMENT SERVER | MULTI-MEASUREMENT SERVER | PHILIPS LTD | M3001A | 2005-03-30 | 3372
CARDIAC OUTPUT COMP | MODULE CARDIAC OUTPUT | PHILIPS LTD | M1012A | 2005-03-30 | 3000
SUCTION PUMP | SUCTION PUMP-BATTERY | DEVILBISS | 7305P-U | 2005-05-09 | 360 | 2022-06-15 | 2025-06-15
AUDIO DOPPLER | AUDIO DOPPLER | HUNTLEIGH | D920 | 2005-05-05 | 354
CO2 MODULE | MODULE CO2 MICROSTREAM | PHILIPS LTD | M3015A | 2005-04-26 | 3360 | 2019-09-03 | 2025-08-15
PATIENT MONITOR | PATIENT MONITOR INTELLIVUE MP30 | PHILIPS LTD | M8002A | 2005-04-26 | 13457.544 | 2024-02-28 | 2027-02-28
VITAL SIGNS MONITOR | VITAL SIGNS MONITOR: NBP/SPO2/TEMP. | WELCH ALLYN | SPOT 420(NBP/SPO2) | 2005-07-21 | 2400 |  | 2024-09-15
DENTAL CHAIR | DENTAL CHAIR | BELMONT | 037 | 2005-03-31 | 6834 | 2024-05-15 | 2025-04-12
DENTAL UNIT | DENTAL UNIT | MINERVA | 3260 | 2005-03-31 | 6834 | 2024-05-15 | 2025-04-12
BALANCE | BALANCE | AVERY | HP2200 | 2005-04-11 | 1162.8 | 2023-08-02 | 2024-08-02
VITAL SIGNS MONITOR | VITAL SIGNS MONITOR : NIBP, SPO2 | WELCH ALLYN | 53N00 (VSM 300) | 2005-03-31 | 6834 | 2022-05-13 | 2025-04-15
MULTI-MEASUREMENT SERVER | MULTI-MEASUREMENT SERVER | PHILIPS LTD | M3001A | 2005-03-24 | 3372
VITAL SIGNS MONITOR | VITAL SIGNS MONITOR: NBP/SPO2/TEMP. | WELCH ALLYN | SPOT 420(NBP/SPO2) | 2005-04-08 | 2400 | 2022-10-24 | 2025-08-15
GAS REGULATOR & FLOWMETER | DIRECT DIAL FLOWMETER 0 - 1 L/MIN | THERAPY EQUIPMENT | 6561 | 2005-07-07 | 88.2 | 2021-04-08 | 2025-04-01
BP MODULE | BP MODULE | PHILIPS LTD | M1006B | 2005-05-27 | 606
MULTI-MEASUREMENT SERVER | MULTI-MEASUREMENT SERVER | PHILIPS LTD | M3001A | 2005-05-04 | 3372
ELECTRIC BED | ELECTRIC BED | LINET UK | ELEGANZA 3000 | 2005-03-09 | 2160 | 2024-04-16 | 2025-04-16
ELECTRIC BED | ELECTRIC BED | LINET UK | ELEGANZA 3000 | 2005-03-09 | 2160 | 2023-10-18 | 2024-10-18
ELECTRIC BED | ELECTRIC BED | LINET UK | ELEGANZA 3000 | 2005-03-09 | 2160 | 2023-04-25 | 2024-11-01
ELECTRIC BED | ELECTRIC BED | LINET UK | ELEGANZA 3000 | 2005-03-09 | 2160 | 2022-04-01 | 2024-11-01
ELECTRIC BED | ELECTRIC BED | LINET UK | ELEGANZA 3000 | 2005-03-09 | 2160 | 2020-12-13 | 2024-11-01
ELECTRIC BED | ELECTRIC BED | LINET UK | ELEGANZA 3000 | 2005-03-09 | 2160 | 2023-10-19 | 2024-10-19
ELECTRIC BED | ELECTRIC BED | LINET UK | ELEGANZA 3000 | 2005-03-09 | 2160 | 2023-02-07 09:44 | 2024-11-01
ELECTRIC BED | ELECTRIC BED | LINET UK | ELEGANZA 3000 | 2005-03-09 | 1800 | 2023-03-09 10:57 | 2024-11-01
ELECTRIC BED | ELECTRIC BED | LINET UK | ELEGANZA 3000 | 2005-03-09 | 1800 | 2022-07-21 | 2024-11-01
ELECTRIC BED | ELECTRIC BED | LINET UK | ELEGANZA 3000 | 2005-03-09 | 1800 | 2022-11-25 20:34 | 2024-11-01
ELECTRIC BED | ELECTRIC BED | LINET UK | ELEGANZA 3000 | 2005-03-09 | 1800 | 2020-12-13 | 2024-11-01
ELECTRIC BED | ELECTRIC BED | LINET UK | ELEGANZA 3000 | 2005-03-08 | 1800 | 2023-04-28 | 2024-11-01
ELECTRIC BED | ELECTRIC BED | LINET UK | ELEGANZA 3000 | 2005-03-08 | 1800 | 2023-08-23 | 2024-08-23
ELECTRIC BED | ELECTRIC BED | LINET UK | ELEGANZA 3000 | 2005-03-08 | 1800 | 2021-11-06 | 2024-11-01
ELECTRIC BED | ELECTRIC BED | LINET UK | ELEGANZA 3000 | 2005-03-08 | 2160 | 2023-03-06 09:37 | 2024-11-01
ELECTRIC BED | ELECTRIC BED | LINET UK | ELEGANZA 3000 | 2005-03-08 | 2160 | 2023-06-02 | 2024-11-01
ELECTRIC BED | ELECTRIC BED | LINET UK | ELEGANZA 3000 | 2005-03-08 | 2160 | 2022-11-09 20:28 | 2024-11-01
ELECTRIC BED | ELECTRIC BED | LINET UK | ELEGANZA 3000 | 2005-03-08 | 2160 | 2023-04-17 | 2024-11-01
ELECTRIC BED | ELECTRIC BED | LINET UK | ELEGANZA 3000 | 2005-03-08 | 2160 | 2023-01-20 17:07 | 2024-11-01
NEBULIZER | NEBULIZER | MEDIC AID | PORTANEB | 2005-03-08 | 126
NEBULIZER | NEBULIZER | MEDIC AID | PORTANEB | 2005-03-08 | 126
NEBULIZER | NEBULIZER | MEDIC AID | PORTANEB | 2005-03-08 | 126
NEBULIZER | NEBULIZER | MEDIX LTD | AC4000 | 2005-02-24 | 106.8
OXIMETER | PULSE OXIMETER | NELLCOR | N-550 | 2005-02-17 | 1920 | 2022-12-13 10:48 | 2025-12-15
SUCTION CONTROLLER | SUCTION CONTROLLER | EAST HEALTH | HIGH-SUCTION | 2005-02-07 | 240
COUCH | MULTI-PURPOSE TILT TABLE | AKRON | A9622 | 2005-01-18 | 5400 | 2021-11-16 | 2024-11-15
COUCH | COUCH - VARIABLE HIGH/LOW | AKRON | A7242/3/3HS | 2005-01-18 | 3360 | 2024-01-23 | 2026-12-14
VISION TESTER | PC UNIT INCLUDING SOFTWARE | MEDICAL DIGI | OCULAR MOTILITY ANA. | 2005-03-16 | 9540
POWERED TABLE | POWERED TABLE | SBISA | 4213EDCN | 2005-03-16 | 600 | 2023-06-26 | 2024-05-06
ELECTRIC BED | ELECTRIC BED | LINET UK | ELEGANZA 3000 | 2005-03-08 | 1848 | 2023-09-20 | 2024-09-20
ELECTRIC BED | ELECTRIC BED | LINET UK | ELEGANZA 3000 | 2005-03-08 | 1848 | 2020-12-20 | 2024-11-01
ELECTRIC BED | ELECTRIC BED | LINET UK | ELEGANZA STANDARD(1) | 2005-03-08 | 1848 | 2023-01-09 17:36 | 2024-11-01
ELECTRIC BED | ELECTRIC BED | LINET UK | ELEGANZA 3000 | 2005-03-08 | 1848 | 2020-12-13 | 2024-11-01
ELECTRIC BED | ELECTRIC BED | LINET UK | ELEGANZA STANDARD(1) | 2005-03-08 | 1848 | 2021-11-15 | 2024-11-01
ELECTRIC BED | ELECTRIC BED | LINET UK | ELEGANZA STANDARD(1) | 2005-03-08 | 1848 | 2023-10-18 | 2024-10-18
ELECTRIC BED | ELECTRIC BED | LINET UK | ELEGANZA STANDARD(1) | 2005-03-09 | 1848 | 2023-03-14 09:27 | 2024-03-14
NEBULIZER HEATER | NEBULIZER HEATER | HUDSON RCI | AQUATHERM III | 2005-03-17 | 352.8 | 2022-10-11 | 2024-10-01
HANDPIECE | DENTAL HANDPIECE | W&H UK LTD | TREND WD56 | 2005-03-17 | 240
NEBULIZER HEATER | NEBULIZER HEATER | HUDSON RCI | AQUATHERM III | 2005-03-17 | 352.8 | 2022-10-14 | 2024-10-01
PORTABLE BINOCULAR MICROSCOPE | PORTABLE BINOCULAR MICROSCOPE | WELCH ALLYN | 20504H | 2005-03-17 | 672
SUCTION CONTROLLER | SUCTION CONTROLLER | EAST HEALTH | HIGH-SUCTION | 2005-06-29 | 96
SUCTION CONTROLLER | SUCTION CONTROLLER | EAST HEALTH | HIGH-SUCTION | 2005-08-11 | 240
PMG TERMINALS | MEDICAL AIR 7 BAR AIR SPLITTER | OXYLITRE | MA7 SPLITTER | 2005-06-17 | 96.6
AMBULATORY ARRHYTHMIA MONITOR | AMBULATORY ECG RECORDER | SPACELABS | LIFECARD CF | 2005-06-10 | 2197.2
SPHYGMOMANOMETER | SPHYGMOMANOMETER | SPEIDEL & KE | MAXI STABIL 3 | 2005-04-28 | 90
COUCH | COUCH - 3 SECTION | AKRON | MERIT 3 | 2005-03-23 | 1200 | 2022-08-30 | 2025-09-15
TRANSFORMER | TRANSFORMER | WELCH ALLYN | 73326 | 2005-03-16 | 210
FAILURE ALARM | FAILURE ALARM | PENLON | IDP | 2005-02-28 | 952.8 | 2024-01-23 | 2025-02-13
ELECTRIC BED | ELECTRIC BED | LINET UK | ELEGANZA 3000 | 2005-03-08 | 1800 | 2023-01-03 11:31 | 2024-11-01
ELECTRIC BED | ELECTRIC BED | LINET UK | ELEGANZA 3000 | 2005-03-08 | 1800 | 2023-11-03 | 2024-11-03
EXTENSION BLOCK |  | MEMO-INTERNAL | EXT BLOCK 6-WAY WP | 2005-04-20 | 180 | 2024-07-16 | 2026-07-15
MILLING MACHINE | TURRET MILLING MACHINE | XYZ MACHINE | 10318 | 2005-08-01 | 27523.2 | 2023-08-04 | 2024-07-10
WAX HEATER | WAX HEATER | AMANN | NO FLAME PLUS | 2007-05-15 | 276 | 2024-03-15 | 2026-06-17
LATHE MACHINE | LATHE MACHINE | XYZ MACHINE | 1340 CENTRE LATHE | 2005-02-17 | 11455.2 | 2022-12-23 09:55
PRINTER | PRINTER - LASER MONO | HP | LASERJET 4300TN | 2006-01-20 | 1200
PROCESSOR - DENTAL | PROCESSOR - DENTAL | MEDIVANCE IN | VELOPEX-INTRA-X | 2005-07-27 | 1560 | 2023-08-18 | 2024-08-18
COMPUTER WORKSTATION | IMAGE NAVIGATOR | ESAOTE BIOME | NAVIGATOR | 2005-02-08 | 216000
ULTRASOUND SCANNER | ULTRASOUND SCANNER | ESAOTE BIOME | TECHNOS MPX | 2005-02-08 | 216000
ULTRASOUND SCANNER | ULTRASOUND SCANNER | BOSTON SCIENTIFIC | GALAXY 2 | 2005-02-18 | 180000
ELECTRIC BED | ELECTRIC BED | LINET UK | ELEGANZA 3000 | 2005-03-09 | 2160 | 2023-05-18 | 2024-11-01
ELECTRIC BED | ELECTRIC BED | LINET UK | ELEGANZA 3000 | 2005-03-09 | 1848 |  | 2024-11-01
ELECTRIC BED | ELECTRIC BED | LINET UK | ELEGANZA 3000 | 2005-03-09 | 1848 | 2020-12-06 | 2024-11-01
ELECTRIC BED | ELECTRIC BED | LINET UK | ELEGANZA 3000 | 2005-03-09 | 1848 |  | 2024-11-01
ELECTRIC BED | ELECTRIC BED | LINET UK | ELEGANZA 3000 | 2005-03-09 | 2160 | 2024-06-03 | 2025-06-03
ELECTRIC BED | ELECTRIC BED | LINET UK | ELEGANZA 3000 | 2005-03-09 | 2160 | 2022-10-20 18:22 | 2024-11-01
TRANSCUT NERVE STIMULATOR | DUAL CHANNEL STIMULATOR | EVERYWAY MED | EV803 | 2005-02-10 | 120
SCALES | SCALES - FLUID | SALTER | 305 | 2005-02-16 | 60 | 2022-02-10 | 2024-11-15
PATIENT MONITOR | PATIENT MONITOR INTELLIVUE MP30 | PHILIPS LTD | M8002A | 2005-07-08 | 11200.8 | 2022-12-07 15:49 | 2025-12-14
BAG SEALER | BAG SEALER | GETINGE SURG | ZENSEAL ZS-6 | 2005-02-24 | 6000
TRANSCUT NERVE STIMULATOR | NEURO MUSCULAR STIMULATOR | VERITY | NEUROTRAC 4/ECS400 | 2005-03-31 | 93.06
TRANSCUT NERVE STIMULATOR | NEURO MUSCULAR STIMULATOR | VERITY | NEUROTRAC 4/ECS400 | 2005-03-31 | 93.06
TRANSCUT NERVE STIMULATOR | NEURO MUSCULAR STIMULATOR | VERITY | NEUROTRAC 4/ECS400 | 2005-03-31 | 93.06
TRANSCUT NERVE STIMULATOR | NEURO MUSCULAR STIMULATOR | VERITY | NEUROTRAC 4/ECS400 | 2005-03-31 | 93.06
ELECTRIC BED | ELECTRIC BED | LINET UK | ELEGANZA 3000 | 2005-03-21 | 1848 | 2022-04-22 | 2024-11-01
ELECTRIC BED | ELECTRIC BED | HNE | C880L/R/2P.CONTOURA | 2005-02-28 | 2280
MICROBLENDER | MICROBLENDER | BIRD | 10011A | 2005-02-18 | 1080 | 2022-07-15 | 2024-07-01
MICROBLENDER | MICROBLENDER | BIRD | 3800 | 2005-02-18 | 1080 | 2022-01-12 | 2024-01-01
ENTONOX DEMAND SYSTEM | ENTONOX DEMAND VALVE | THERAPY EQUIPMENT | ENTONOX | 2005-02-22 | 219 | 2023-03-23 12:20 | 2025-08-01
ENTONOX DEMAND SYSTEM | ENTONOX DEMAND VALVE | THERAPY EQUIPMENT | ENTONOX | 2005-02-22 | 219 | 2022-06-06 | 2026-06-06
ENTONOX DEMAND SYSTEM | ENTONOX DEMAND VALVE | THERAPY EQUIPMENT | ENTONOX | 2005-02-14 | 219 |  | 2024-10-01
ENTONOX DEMAND SYSTEM | ENTONOX DEMAND VALVE | THERAPY EQUIPMENT | ENTONOX | 2005-02-14 | 219 |  | 2025-05-01
ENTONOX DEMAND SYSTEM | ENTONOX DEMAND VALVE | THERAPY EQUIPMENT | ENTONOX | 2005-02-14 | 219 | 2019-06-10 | 2025-05-01
BENCH P.S.U. | BENCH P.S.U. | FARNELL LTD | ET30/2 | 2005-02-24 | 144 | 2024-03-05 | 2027-03-05
BAG SEALER | BAG SEALER | GETINGE SURG | ZENSEAL ZS-6 | 2005-02-23 | 6000
HANDPIECE | HANDPIECE | W&H UK LTD | TOPAIR 895 | 2005-02-02 | 540
ULTRASOUND | FAMIO 5 ULTRASOUND | TOSHIBA MED | SSA-510A/E1 | 2005-02-10 | 12000 | 2024-01-29 | 2025-01-02
THERMAL PRINTER | THERMAL PRINTER | MITSUBISHI | P93E | 2005-02-10 | 360 | 2024-01-29 | 2025-01-02
ULTRASOUND | FAMIO 5 ULTRASOUND | TOSHIBA MED | SSA-510A/E1 | 2005-02-10 | 12000 | 2024-02-28 | 2025-01-08
THERMAL PRINTER | THERMAL PRINTER | MITSUBISHI | P93E | 2005-02-10 | 360 | 2024-02-29 | 2025-01-08
MULTI-MEASUREMENT SERVER | MULTI-MEASUREMENT SERVER | PHILIPS LTD | M3001A | 2006-04-25 | 3372
SPHYGMOMANOMETER | SPHYGMOMANOMETER | WELCH ALLYN | TYCOS | 2005-03-03 | 90 | 2022-04-27 | 2024-01-15
BATTERY CHECKER | BATTERY CHECKER | ASTRATEC | CHECKMATE III | 2005-03-08 | 1002 | 2022-11-22 10:18 | 2025-11-22
WAX HEATER | WAX HEATER | AMANN | NO FLAME PLUS | 2005-03-10 | 276 | 2022-07-04 | 2026-06-17
COLOUR MONITOR | MONITOR | PANASONIC | WV-BM900 | 2005-01-28 | 300
COLOUR MONITOR | MONITOR | PANASONIC | WV-BM900 | 2005-01-28 | 300
RADIOMETER PHOTOMETER | RESEARCH RADIOMETER (LIGHT METER) | INTERNATIONA | IL1700 | 2005-01-28 | 1440
ELECTRODIAG.NEUROPHYSIOLOGICAL | ELECTRO PHYSIOLOGY SYSTEM | DIAGNOSYS UK | ESPION | 2005-01-28 | 90000
SCALES | SCALES - STAND ON | SECA | 761 | 2005-02-24 | 78 | 2021-03-15 | 2024-11-15
SUCTION UNIT | MOBILE THEATRE SUCTION | THERAPY EQUIPMENT | 4760 | 2005-02-14 | 654
ROTABLATOR | ROTABLATOR | SCIMED | RC5000 | 2005-01-11 | 7061.988 |  | 2024-07-15
VACUUM CLEANER | V9 HEPA DRY TUB VACUUM CLEANER | VICTOR | V9 | 2005-01-04 | 89.988 | 2022-01-27
ENTONOX DEMAND SYSTEM | ENTONOX DEMAND VALVE | THERAPY EQUIPMENT | ENTONOX | 2005-02-01 | 204 | 2022-06-17 | 2025-08-01
ENTONOX DEMAND SYSTEM | ENTONOX DEMAND VALVE | THERAPY EQUIPMENT | ENTONOX | 2005-01-24 | 172.8 |  | 2025-08-01
SPHYGMOMANOMETER | SPHYGMOMANOMETER | HAWKSLEY | PLEASE ENTER MODEL! (140) | 2005-01-24 | 42
SPHYGMOMANOMETER | SPHYGMOMANOMETER | ACCOSON LTD | DESK | 2005-01-14 | 42 | 2019-10-15 | 2024-11-01
POLISHING M/C | ANGLE POLISHER | FEIN UK LTD | WPO 12-27E | 2005-01-13 | 336 | 2022-09-06
SCALES | SCALES - BABY | SECA | 335 | 2004-01-01 | 358.8 | 2022-01-12 | 2024-11-15
ULTRASOUND-CARDIO | ULTRASOUND SCANNER - CARDIO | GE LIMITED | VIVID 7 | 2004-12-30 | 204427.908
BATTERY CHECKER | BATTERY CHECKER | ENERGY ACCES | SBS3002 | 2004-12-08 | 233.928
VITAL SIGNS MONITOR | VITAL SIGNS MONITOR: NBP. | OMRON | M5-I (HEM-757A-E) | 2004-11-26 | 119.94
WATER BATH | WATER BATH | NICKEL ELECTRO | NE1-9P | 2004-11-15 | 1200 | 2022-11-21 16:31 | 2025-12-12
NERVE STIMULATOR | NERVE STIMULATOR | POLYMEDIC | POLYSTIM | 2004-11-09 | 240
NERVE STIMULATOR | NERVE STIMULATOR | POLYMEDIC | POLYSTIM | 2004-11-09 | 240 | 2022-03-03 | 2025-04-15
COUCH | COUCH - VARIABLE HIGH/LOW | AKRON | A3321 | 2004-11-08 | 960 | 2022-11-28 10:34 | 2025-12-15
COUCH | COUCH - VARIABLE H/L | AKRON | A3221 | 2004-11-08 | 960 | 2022-01-31 | 2025-01-15
ULTRASONIC SCALER | ULTRASONIC SCALER | DENTSPLY LTD | CAVITRON SELECT SPS | 2005-09-16 | 1959.9 | 2023-01-17 15:06 | 2024-08-15
ULTRASONIC SCALER | ULTRASONIC SCALER | DENTSPLY LTD | CAVITRON SELECT SPS | 2005-09-16 | 1959.9 | 2023-01-17 16:28 | 2024-08-15
FURNACE | FURNACE - PORCELAIN | IVOCLAR-VIVA | P200 | 2005-08-01 | 3939.12 | 2024-03-15 | 2026-06-17
R.A. MACHINE | R.A. MACHINE | MATRX MEDICA | QUANTIFLEX MDM | 2005-10-04 | 3000 | 2024-04-29 | 2024-10-15
SCAVENGING UNIT | SCAVENGING UNIT | R.A. MEDICAL | MEDI-SCAN | 2005-10-04 | 720
TRANSCUT NERVE STIMULATOR | DUAL CHANNEL STIMULATOR | EVERYWAY MED | EV803 | 2005-02-10 | 120
CARDIAC STIMULATOR | CARDIAC STIMULATOR | MICROPACE | EPS320 | 2005-02-10 | 11985 |  | 2025-07-15
EXAMINATION LAMP | EXAMINATION LAMP | MARTIN | ML301 | 2005-01-28 | 600 | 2020-11-17 | 2025-07-15
PAIN STIMULATOR | TENS MACHINE | CEFAR | PRIMO | 2004-12-22 | 83.4
CENTRIFUGE | CENTRIFUGE | CAPRICORN LA | CEP2000 | 2004-12-15 | 1440
SUCTION UNIT | MOBILE THEATRE SUCTION | THERAPY EQUIPMENT | 4760 | 2004-12-14 | 654
FIBRE OPTIC SOURCE | FIBRE OPTIC SOURCE | WELCH ALLYN | SOLARC | 2005-01-26 | 3480 | 2024-02-02 | 2024-12-13
PRESSURE TEST EQUIP | FORCE GAUGE | MECMESIN | FORCE GAUGE 100N | 2005-01-06 | 390 | 2024-06-14 | 2025-06-14
HANDPIECE MICROMOTOR | HANDPIECE MICROMOTOR | KAVO | K9 TYPE 950 | 2004-11-26 | 600
EXTENSION LEAD | MAINS EXTENSION LEAD | RS | 488-674 | 2005-03-07 | 24
VAPORIZERS | VAPORIZER - ISOFLURANE | DATEX-OHMEDA | TEC7 ISO | 2004-11-23 | 2323.2 | 2024-02-05 | 2025-02-05
VAPORIZERS | VAPORIZER - SEVOFLURANE | DATEX-OHMEDA | TEC7 SEVO | 2004-11-23 | 2400 | 2024-02-05 | 2025-02-05
HYDR.TROLLEY JACK | HYDRAULIC TROLLEY JACK | CLARKE | CTJ2LR | 2004-11-23 | 36
PACEMAKER | PACEMAKER | VITATRON | MEP2000 | 2004-12-13 | 1200
AUDIO DOPPLER | DOPPLER MODULE | HUNTLEIGH | (PPG)VASCULAR-RL-MODULE | 2004-12-02 | 3000
COUCH | COUCH - VARIABLE H/L | W.S.ROTHBAND | VARIHEIGHT | 2005-01-14 | 1800 | 2021-12-14 | 2024-08-14
MULTI-MEASUREMENT SERVER | MULTI-MEASUREMENT SERVER | PHILIPS LTD | M3000A | 2005-01-04 | 3372
GRINDING MACHINE | SLOW RUNNING GRINDER 8 INCH | AXMINSTER PO | AW85RG | 2005-01-05 | 163.848 | 2024-06-03 | 2025-06-03
PEDESTAL DRILLS | PILLAR DRILL | AXMINSTER PO | ND 16F | 2005-01-05 | 203.94 | 2024-06-03 | 2025-06-03
VITAL SIGNS MONITOR | VITAL SIGNS MONITOR: NBP/SPO2/TEMP. | WELCH ALLYN | SPOT 420(NBP/SPO2) | 2005-01-06 | 2400 | 2022-07-06 | 2025-04-15
MULTI-MEASUREMENT SERVER | MULTI-MEASUREMENT SERVER | PHILIPS LTD | M3001A | 2004-10-27 | 3372
MULTI-MEASUREMENT SERVER | MULTI-MEASUREMENT SERVER | PHILIPS LTD | M3001A | 2004-12-20 | 3372
OXIMETER | HAND HELD PULSE OXIMETER | NELLCOR | NPB40 | 2004-11-01 | 1560
PATIENT MONITOR | PATIENT MONITOR INTELLIVUE MP20 | PHILIPS LTD | M8001A | 2004-10-27 | 7200 |  | 2025-04-15
MULTI-MEASUREMENT SERVER | MULTI-MEASUREMENT SERVER | PHILIPS LTD | M3001A | 2004-10-27 | 3372
PATIENT MONITOR | PATIENT MONITOR INTELLIVUE MP20 | PHILIPS LTD | M8001A | 2004-10-27 | 7200 | 2019-07-11 | 2025-04-15
MULTI-MEASUREMENT SERVER | MULTI-MEASUREMENT SERVER | PHILIPS LTD | M3001A | 2004-10-27 | 3372
PATIENT MONITOR | PATIENT MONITOR INTELLIVUE MP20 | PHILIPS LTD | M8001A | 2004-10-27 | 7200 | 2023-04-06 09:22 | 2026-04-06
TRANSCUT NERVE STIMULATOR | TENS | BOOTS | 33-74-491 | 2004-09-02 | 60
TRANSCUT NERVE STIMULATOR | TENS | BOOTS | 33-74-491 | 2004-09-03 | 60
PATIENT MONITOR | PATIENT MONITOR INTELLIVUE MP20 | PHILIPS LTD | M8001A | 2004-10-27 | 7200 | 2022-02-07 | 2025-04-13
HANDPIECE | HANDPIECE | W&H UK LTD | S11 | 2002-01-01 | 660
NEBULIZER TEST RIG | NEBULIZER TEST RIG | MEDIC AID | PORTABLE | 2004-11-30 | 180
WAX DISPENSER |  | R. LAMB | PLEASE ENTER MODEL! (501) | 2004-11-24 | 480 | 2021-06-30 | 2025-06-18
HANDPIECE | HANDPIECE | W&H UK LTD | S11 | 2002-01-01 | 660
HANDPIECE MICROMOTOR | HANDPIECE MICROMOTOR | BIEN-AIR UK | BASCH | 2002-01-01 | 1687.2
TRANSCUT NERVE STIMULATOR | DUAL CHANNEL STIMULATOR | EVERYWAY MED | TPN200 PLUS MOD N601 | 2004-09-29 | 60
BATTERY CHECKER | BATTERY CHECKER | ENERGY ACCES | SBS3002 | 2004-10-01 | 233.928 | 2023-10-03 | 2026-10-15
NI/BP MODULE | MODULE NIBP | PHILIPS LTD | M1008B | 2004-09-28 | 2264.4
NERVE STIMULATOR | NERVE STIMULATOR | POLYMEDIC | POLYSTIM | 2004-09-24 | 240
VASCULAR FLOW DETECT | PORTABLE DOPPLER UNIT | SCIMED | ELITE 100 | 2004-09-21 | 360 | 2019-07-31
SUCTION UNIT | SUCTION - LAERDAL - BATTERY | LAERDAL | LSU-2 | 2004-09-07 | 816 | 2022-09-09 | 2025-10-15
SUCTION CONTROLLER | SUCTION CONTROLLER | EAST HEALTH | HIGH-SUCTION | 2004-10-18 | 240
SPHYGMOMANOMETER | SPHYGMOMANOMETER | ACCOSON LTD | HOSPITAL | 2004-08-25 | 42 | 2019-07-18
NEBULIZER | NEBULIZER | MEDIC AID | PORTANEB | 2004-08-26 | 126
NEBULIZER | NEBULIZER | MEDIC AID | PORTANEB | 2004-08-26 | 126
NEBULIZER | NEBULIZER | MEDIC AID | PORTANEB | 2004-08-26 | 126
NEBULIZER | NEBULIZER | MEDIC AID | PORTANEB | 2004-08-26 | 126
NEBULIZER | NEBULIZER | MEDIC AID | PORTANEB | 2004-08-26 | 126
NEBULIZER | NEBULIZER | MEDIC AID | PORTANEB | 2004-08-26 | 126
SUCTION CONTROLLER | SUCTION CONTROLLER | EAST HEALTH | HIGH-SUCTION | 2004-08-25 | 240
DIAGNOSTIC SYSTEM | DIAGNOSTIC SYSTEM | WELCH ALLYN | 767 DIAGNOSTIC SYSTEM | 2004-08-20 | 600
DIAGNOSTIC SYSTEM | DIAGNOSTIC SYSTEM | WELCH ALLYN | 767 DIAGNOSTIC SYSTEM | 2004-08-20 | 600 | 2020-09-15
COUCH | COUCH - OPERATING - TRAUMA TROLLEY | HILL-ROM | TRANSTAR | 2004-08-19 | 3481.2 | 2022-03-31 | 2025-02-15
TRANSCUT NERVE STIMULATOR | DUAL CHANNEL OBSTETRIC TENS | BODY CLOCK | FEMME | 2004-08-13 | 90
NEBULIZER | NEBULIZER | MEDIC AID | PORTANEB | 1997-01-01 | 126
MULTI-MEASUREMENT SERVER | MULTI-MEASUREMENT SERVER | PHILIPS LTD | M3001A | 2004-08-09 | 3372
SPHYGMOMANOMETER | SPHYGMOMANOMETER | SPEIDEL & KE | MAXI STABIL 3 | 2004-07-28 | 90
NEBULIZER | NEBULIZER | MEDIC AID | PORTANEB | 2004-07-27 | 126
NEBULIZER | NEBULIZER | MEDIC AID | PORTANEB | 2004-07-27 | 126
NEBULIZER | NEBULIZER | MEDIC AID | PORTANEB | 2004-07-27 | 126
NI/BP MODULE | MODULE NIBP | PHILIPS LTD | M1008B | 2004-07-27 | 2264.4
NEBULIZER | NEBULIZER | MEDIX LTD | AC2000HF | 2004-07-19 | 126
NEBULIZER | NEBULIZER | MEDIC AID | PORTANEB | 2004-07-19 | 126
TRANSCUT NERVE STIMULATOR | TRANSCUTANEOUS NERVE STIMULATOR | VERITY | NEUROTRAC 3/ECS300 | 2004-07-09 | 36
AUDIO DOPPLER | AUDIO DOPPLER | HUNTLEIGH | FD1 | 2004-07-08 | 283.2
SUCTION CONTROLLER | SUCTION CONTROLLER | EAST HEALTH | HIGH-SUCTION | 2004-07-07 | 240
HANDPIECE | DENTAL HANDPIECE | KAVO | 632E | 2004-06-16 | 480
HANDPIECE MICROMOTOR | HANDPIECE MICROMOTOR | KAVO | K9 TYPE 950 | 2004-06-28 | 600
HANDPIECE | DENTAL HANDPIECE | KAVO | 13A | 2004-06-15 | 720
HANDPIECE | DENTAL HANDPIECE | KAVO | 13A | 2004-06-15 | 720
HANDPIECE | DENTAL HANDPIECE | KAVO | 13A | 2004-06-15 | 720
HANDPIECE | DENTAL HANDPIECE | KAVO | 13A | 2004-06-15 | 720
HANDPIECE | DENTAL HANDPIECE | KAVO | 13A | 2004-06-15 | 720
HANDPIECE | DENTAL HANDPIECE | KAVO | 13A | 2004-06-15 | 720
HANDPIECE | DENTAL HANDPIECE | KAVO | 7A | 2004-06-15 | 360
HANDPIECE | DENTAL HANDPIECE | KAVO | 7A | 2004-06-15 | 360
HANDPIECE | DENTAL HANDPIECE | KAVO | 7A | 2004-06-15 | 360
HANDPIECE | DENTAL HANDPIECE | KAVO | 7A | 2004-06-15 | 360
OAE SCREENER | OAE SCREENER | GN OTOMETRIC | ACCUSCREEN | 2004-12-01 | 30000 | 2023-06-01 | 2025-06-20
NEBULIZER | NEBULIZER | MEDIC AID | FREEWAY | 2004-11-02 | 169.2
TRANSCUT NERVE STIMULATOR | DUAL CHANNEL STIMULATOR | EVERYWAY MED | TPN200 PLUS MOD N601 | 2004-10-19 | 60
NERVE STIMULATOR | TRANSCUTANEOUS NERVE STIMULATOR | NIDD VALLEY | 100910 | 2004-10-15 | 120
X-RAY VIEWER | X-RAY VIEWER | DENTSPLY LTD | 67-0445 | 2004-10-05 | 120 | 2024-04-29 | 2025-04-05
UNINTERRUPTIBLE POWER SUPPLY | UNINTERRUPTIBLE POWER SUPPLY | POWERWARE | PW9120 1000I | 2005-07-11 | 360
COUCH | COUCH - VARIABLE H/L | W.S.ROTHBAND | VARIHEIGHT | 2004-10-28 | 1800
OXIMETER CHARGER | PULSE OXIMETER CHARGER | DATEX-OHMEDA | 15 | 2005-06-20 | 194.58
SUCTION CONTROLLER | SUCTION CONTROLLER | EAST HEALTH | HIGH-SUCTION | 2005-02-15 | 240
HUMIDIFIER | HUMIDIFIER | F & P | MR850 | 2004-09-16 | 1200 | 2024-06-07 | 2025-06-01
HUMIDIFIER | HUMIDIFIER | F & P | MR850 | 2004-09-16 | 1200 | 2024-02-02 | 2025-02-01
HUMIDIFIER | HUMIDIFIER | F & P | MR850 | 2004-09-16 | 1200 | 2024-04-18 | 2025-04-17
HUMIDIFIER | HUMIDIFIER | F & P | MR850 | 2004-09-16 | 1200 | 2024-06-05 | 2025-06-01
VIDEO PRINTER | VIDEO PRINTER | SONY | UP-21MD | 2004-09-30 | 2100 | 2024-07-25 | 2025-07-25
PATIENT HOIST | PATIENT HOIST - OVERHEAD | LIKO | LIKORALL 242 S | 2005-01-02 | 5760 | 2024-07-24 | 2025-07-24
OXIMETER CHARGER | PULSE OXIMETER CHARGER | DATEX-OHMEDA | 15 | 2005-01-24 | 194.58
PRESSURE SAUCEPAN | PRESSURE SAUCEPAN | DENTAURUM | POLYCLAV | 2004-10-26 | 180
SUCTION UNIT | THEATRE SUCTION UNIT | THERAPY EQUIPMENT | 7760 | 2004-10-01 | 654
SUCTION UNIT | SUCTION - LAERDAL - BATTERY | LAERDAL | LSU-2 | 2001-11-01 | 816 | 2024-05-30 | 2027-05-30
NEBULIZER | NEBULIZER | MEDIC AID | PORTANEB | 2004-08-24 | 126
TROLLEY | TROLLEY | MEDICART LTD | ATLANTECH | 2004-09-22 | 240 | 2023-06-08 | 2024-06-08
ARTHROSCOPY SURGICAL SHAVER | ARTHOSCOPIC SHAVER SYSTEM | ATLANTECH | REVOLUTION SHAVER | 2004-09-16 | 7200 | 2024-03-22 | 2025-05-15
VIEW PANEL DISPLAY | FLAT SCREEN MONITOR | MARQUETTE | CDL1553A | 2004-09-15 | 1200
AUDIO DOPPLER | AUDIO DOPPLER | HUNTLEIGH | FD1 | 2004-09-14 | 283.2
SUCTION CONTROLLER | SUCTION CONTROLLER | PENLON | SC760 | 2004-10-12 | 56.4
APEX LOCATOR | APEX LOCATOR | DENTSPLY LTD | RAY-PEX 4 | 2004-10-12 | 600 | 2024-10-15 | 2025-04-15
VITAL SIGNS MONITOR | VITAL SIGNS MONITOR: NBP/SPO2/TEMP. | WELCH ALLYN | LIFESIGN(NBP/SPO2/T) | 2004-09-27 | 2400 | 2020-03-03 | 2026-04-14
NEBULIZER | NEBULIZER | MEDIX LTD | AC4000 | 2004-09-17 | 106.8
HIGH DOSE RATE AFTERLOADER | HIGH DOSE RATE AFTERLOADER | VARIAN | GAMMAMED PLUS | 2004-08-01 | 124839.984
CAVITY SET | CAVITY SET | P C WERTH | TEST CAVITIES | 2004-09-07 | 211.5
PRESSURE GAUGE | PRESSURE METER | COMARK | C9557 | 2004-08-18 | 376.476 | 2023-10-24 | 2024-10-24
PRESSURE GAUGE | PRESSURE METER | COMARK | C9557 | 2004-08-18 | 376.476 | 2024-01-03 | 2025-01-03
CARDIAC OUTPUT COMP | MODULE CARDIAC OUTPUT | PHILIPS LTD | M1012A | 2004-09-27 | 3000
OXIMETER CHARGER | PULSE OXIMETER CHARGER | DATEX-OHMEDA | 15 | 2005-06-20 | 194.58
CAPACITOR DISCHARGER | CAPACITOR DISCHARGER | AD ELEKTRONIK GMBH | DISCHARGER | 2020-10-01 | 144
CAPACITOR DISCHARGER | CAPACITOR DISCHARGER | MEDTRONIC | 822-00011 | 2004-10-28 | 144.612
SCALES | SCALES - COLUMN | SECA | 778 | 2004-10-21 | 360 | 2023-11-30 | 2024-11-15
SCALES | SCALES - STAND ON | SECA | 761 | 2004-10-21 | 78 | 2021-03-15 | 2024-11-15
IMPACT DRILL | IMPACT DRILL | BOSCH | GSB 16RE | 2004-12-07 | 83.196
CALIBRATOR BP | CALIBRATOR BP | BIOTEK | 601AE | 2000-01-01 | 270
ELECTRIC COT | ELECTRIC COT | HNE | 31300E/LX | 2001-04-04 | 1410
SUCTION CONTROLLER | SUCTION CONTROLLER - OLD STYLE | THERAPY EQUIPMENT | 4701 | 2004-09-06 | 166.8
SUCTION UNIT | SUCTION - LAERDAL - BATTERY | LAERDAL | LSU-2 | 2004-10-28 | 816 | 2023-06-29 | 2026-06-29
FIBRE OPTIC SOURCE | FIBRE OPTIC SOURCE | WELCH ALLYN | SOLARC | 2004-10-01 | 3480 | 2024-03-22 | 2025-03-22
OXIMETER | HAND HELD PULSE OXIMETER | NELLCOR | NPB40 | 2004-07-20 | 1560
OXIMETER | HAND HELD PULSE OXIMETER | NELLCOR | NPB40 | 2004-07-20 | 1560
SPHYGMOMANOMETER | SPHYGMOMANOMETER | HAWKSLEY | PLEASE ENTER MODEL! (140) | 2005-01-24 | 42
SCALES | SCALES - BABY | SECA | 834 | 2004-07-08 | 180 | 2023-12-07 | 2024-11-15
SUCTION CONTROLLER | SUCTION CONTROLLER | PENLON | SC760 | 2004-06-30 | 56.4
SUCTION CONTROLLER | SUCTION CONTROLLER | PENLON | SC760 | 2004-06-30 | 56.4
SUCTION CONTROLLER | SUCTION CONTROLLER | PENLON | SC760 | 2004-06-30 | 56.4
SUCTION CONTROLLER | SUCTION CONTROLLER | PENLON | SC760 | 2004-06-30 | 56.4
SUCTION CONTROLLER | SUCTION CONTROLLER | PENLON | SC760 | 2004-06-30 | 56.4
SUCTION CONTROLLER | SUCTION CONTROLLER | PENLON | SC760 | 2004-06-30 | 56.4
HANDPIECE | DENTAL HANDPIECE | KAVO | 639 | 2004-08-09 | 576
LIGHT CURE UNIT | LIGHT CURE HANDPIECE | BIEN-AIR UK | UNILIGHT | 2004-08-10 | 516
SPEAKER/AMPLIFIER | COMMUNICATOR | SARABEC | CRESCENDO 20 | 2004-08-02 | 300
MIXERS | MIXER | 3M HEALTH CARE | PENTAMIX 2 | 2004-07-20 | 1200 | 2023-10-18 | 2024-10-18
WAX HEATER | WAX HEATER | AMANN | NO FLAME | 2004-07-05 | 480 | 2021-12-20 | 2025-06-18
PRESSURE GAUGE | 0-100 PSI GAUGE | SWAGELOK | PGI-63B-PG100-LAOX-J | 2004-07-02 | 28.2 | 2023-10-24 | 2024-10-10
PRESSURE GAUGE | 0-100 PSI GAUGE | SWAGELOK | PGI-63B-PG100-LAOX-J | 2004-07-02 | 28.2 | 2023-10-24 | 2024-10-10
DENTAL LIGHT | DENTAL LIGHT | BELMONT | 502T | 2004-07-01 | 1800 | 2024-05-15 | 2025-04-11
AMALGAM DISPENSER | AMALGAM DISPENSER | DE GOTZEN | SOFTLY 8 | 2004-07-01 | 420 | 2024-05-14 | 2026-05-14
LIGHT CURE UNIT | LIGHT CURE UNIT | MEGA-PHYSIK | CROMALUX 100 | 2004-07-01 | 360 | 2022-05-10 | 2024-04-16
POWER SCREWDRIVER | 4.8 VOLT CORDLESS SCREWDRIVER | ARGOS | BSD5616 CHALLENGE | 2004-09-09 | 17.988
GEL WARMER | ULTRASOUND GEL WARMER | DIAG. SONAR | SONARWARM | 2004-11-01 | 180
ENTONOX DEMAND SYSTEM | ENTONOX DEMAND VALVE | THERAPY EQUIPMENT | ENTONOX | 2004-07-21 | 219 | 2022-10-20 | 2024-11-15
HUMIDIFIER | HUMIDIFIER | F & P | MR850 | 2004-09-10 | 1200 | 2024-04-19 | 2025-04-19
OXYGEN ANALYSER | PORTABLE OXYGEN MONITOR | TELEDYNE | MX300-1 | 2004-07-08 | 416.1
OXYGEN ANALYSER | PORTABLE OXYGEN MONITOR | TELEDYNE | MX300-1 | 2004-07-08 | 416.1
COUCH | COUCH - 2 SECTION ELECTRIC | BRISTOL MAID (HOSP.M.CRAFT) | CC/VH/E2 | 2004-07-09 | 1020 | 2022-06-10 | 2025-06-10
GAS REGULATOR & FLOWMETER | FLOW REG AIR BULLNOSE 1-15L | THERAPY EQUIPMENT | 5155 | 2004-06-21 | 97.8
CORDLESS DRILL | CORDLESS DRILL C/W 2 BATTERIES AND CHARGER | DEWALT | DW980 | 2004-05-27 | 264
SPHYGMOMANOMETER | SPHYGMOMANOMETER | SPEIDEL & KE | MAXI STABIL 3 | 2004-06-28 | 90
SPHYGMOMANOMETER | SPHYGMOMANOMETER | SPEIDEL & KE | MAXI STABIL 3 | 2004-06-28 | 90
SUCTION CONTROLLER | SUCTION CONTROLLER | EAST HEALTH | HIGH-SUCTION | 2004-06-30 | 240
SUCTION CONTROLLER | SUCTION CONTROLLER | EAST HEALTH | HIGH-SUCTION | 2004-06-30 | 240
SUCTION CONTROLLER | SUCTION CONTROLLER | EAST HEALTH | HIGH-SUCTION | 2004-06-30 | 240
SUCTION CONTROLLER | SUCTION CONTROLLER | EAST HEALTH | HIGH-SUCTION | 2004-06-30 | 240
SUCTION CONTROLLER | SUCTION CONTROLLER | EAST HEALTH | HIGH-SUCTION | 2004-06-17 | 240
SPHYGMOMANOMETER | SPHYGMOMANOMETER | SPEIDEL & KE | MAXI STABIL 3 | 2004-06-16 | 182.4
SPHYGMOMANOMETER | SPHYGMOMANOMETER | SPEIDEL & KE | MAXI STABIL 3 | 2004-06-16 | 182.4
SPHYGMOMANOMETER | SPHYGMOMANOMETER | SPEIDEL & KE | MAXI STABIL 3 | 2004-06-15 | 90
SPHYGMOMANOMETER | SPHYGMOMANOMETER | SPEIDEL & KE | MAXI STABIL 3 | 2004-06-15 | 90
TRANSFORMER | OPHTHALMOSCOPE/OTOSCOPE UNIVERSAL CHARGER | WELCH ALLYN | 7114 | 2004-06-17 | 360 | 2023-10-31 | 2026-04-10
PAIN STIMULATOR | TENS MACHINE | CEFAR | PRIMO | 2004-05-18 | 83.4
PAIN STIMULATOR | TENS MACHINE | CEFAR | PRIMO | 2004-05-18 | 83.4
PAIN STIMULATOR | TENS MACHINE | CEFAR | PRIMO | 2004-05-18 | 83.4
PAIN STIMULATOR | TENS MACHINE | CEFAR | PRIMO | 2004-05-18 | 83.4
PAIN STIMULATOR | TENS MACHINE | CEFAR | PRIMO | 2004-05-18 | 83.4
PAIN STIMULATOR | TENS MACHINE | CEFAR | PRIMO | 2004-05-18 | 83.4
PAIN STIMULATOR | TENS MACHINE | CEFAR | PRIMO | 2004-05-18 | 83.4
PAIN STIMULATOR | TENS MACHINE | CEFAR | PRIMO | 2004-05-18 | 83.4
PAIN STIMULATOR | TENS MACHINE | CEFAR | PRIMO | 2004-05-18 | 83.4
PAIN STIMULATOR | TENS MACHINE | CEFAR | PRIMO | 2004-05-18 | 83.4
PAIN STIMULATOR | TENS MACHINE | CEFAR | PRIMO | 2004-05-18 | 83.4
PAIN STIMULATOR | TENS MACHINE | CEFAR | PRIMO | 2004-05-18 | 83.4
PAIN STIMULATOR | TENS MACHINE | CEFAR | PRIMO | 2004-05-18 | 83.4
PAIN STIMULATOR | TENS MACHINE | CEFAR | PRIMO | 2004-05-18 | 83.4
PAIN STIMULATOR | TENS MACHINE | CEFAR | PRIMO | 2004-05-18 | 83.4
PAIN STIMULATOR | TENS MACHINE | CEFAR | PRIMO | 2004-05-18 | 83.4
PAIN STIMULATOR | TENS MACHINE | CEFAR | PRIMO | 2004-05-18 | 83.4
PAIN STIMULATOR | TENS MACHINE | CEFAR | PRIMO | 2004-05-18 | 83.4
PAIN STIMULATOR | TENS MACHINE | CEFAR | PRIMO | 2004-05-18 | 83.4
NERVE STIMULATOR | NERVE STIMULATOR | SPEMBLY | PULSAR | 2004-05-14 | 300
AUDIO DOPPLER | AUDIO DOPPLER | HUNTLEIGH | FD1 | 2004-05-17 | 283.2
TRANSCUT NERVE STIMULATOR | DUAL CHANNEL STIMULATOR | EVERYWAY MED | EV803 | 2004-05-10 | 120
PAIN STIMULATOR | TENS MACHINE | CEFAR | PRIMO | 2004-05-10 | 132
BATTERY PACK | BATTERY PACK | ARJO HUNTLEIGH | 24V BATTERY | 2004-06-10 | 186
SPHYGMOMANOMETER | SPHYGMOMANOMETER | SPEIDEL & KE | MAXI STABIL 3 | 2004-06-15 | 90
SPHYGMOMANOMETER | SPHYGMOMANOMETER | SPEIDEL & KE | MAXI STABIL 3 | 2004-06-15 | 90
MULTI-MEASUREMENT SERVER | MULTI-MEASUREMENT SERVER | PHILIPS LTD | M3001A | 2004-06-01 | 3372
MULTI-MEASUREMENT SERVER | MULTI-MEASUREMENT SERVER | PHILIPS LTD | M3001A | 2004-06-01 | 3372
SUCTION CONTROLLER | SUCTION CONTROLLER | EAST HEALTH | HIGH-SUCTION | 2004-12-12 | 103.2
AMBULATORY ARRHYTHMIA MONITOR | AMBULATORY ECG RECORDER | NOVACOR UK | R.TEST 3 EVOLUTION | 2004-12-06 | 1200
AMBULATORY ARRHYTHMIA MONITOR | AMBULATORY ECG RECORDER | NOVACOR UK | R.TEST 3 EVOLUTION | 2004-12-06 | 1200
BRICK MODULE | BRICK MODULE | MARQUETTE | TRAM 450 SL | 2004-10-11 | 9600
MULTI-MEASUREMENT SERVER | MULTI-MEASUREMENT SERVER | PHILIPS LTD | M3001A | 2004-11-05 | 3372
PRESSURE GAUGE | PRESSURE METER | COMARK | C9557 | 2004-06-07 | 376.476 | 2024-01-03 | 2025-01-03
PRESSURE GAUGE | PRESSURE METER | COMARK | C9557 | 2004-06-07 | 376.476 | 2024-01-03 | 2025-01-03
EXHALE HYDROGEN MONITOR | HYDROGEN BREATH TESTER | MEDIPLUS | HYDRAHALE | 2004-08-26 | 900
TEMP MONITOR | HANDHELD THERMOMETER | TME | MM2000 | 2004-05-25 | 303.156 | 2024-09-18 | 2025-09-18
TEMP PROBE - FOOD | TEMP PROBE - FOOD | KANE MAY | KM21 | 2004-05-05 | 55.38
FIBRESCOPE | RHINO-LARYNGO FIBRESCOPE | OLYMPUS | ENF-GP | 2003-01-01 | 10842.9
OXIMETER | PULSE OXIMETER | NELLCOR | N-550 | 2004-04-15 | 1920 | 2022-01-05 | 2025-12-15
SUCTION UNIT | SUCTION - LAERDAL - BATTERY | LAERDAL | LSU-2 | 2004-05-10 | 816 | 2024-06-06 | 2027-06-15
SUCTION CONTROLLER | SUCTION CONTROLLER | EAST HEALTH | HIGH-SUCTION | 2004-05-11 | 240
SPHYGMOMANOMETER | SPHYGMOMANOMETER | SPEIDEL & KE | MAXI STABIL 3 | 2004-04-27 | 90
PATIENT MONITOR | PATIENT MONITOR | PHILIPS LTD | M3046A | 2004-04-02 | 7370.832
NEBULIZER | NEBULIZER | MEDIC AID | PORTANEB | 2004-04-06 | 126
NEBULIZER | NEBULIZER | MEDIC AID | PORTANEB | 2004-04-06 | 126
FAILURE ALARM | FAILURE ALARM | PENLON | IDP | 2004-04-19 | 240 | 2022-05-19 | 2023-05-19
HEARING AID ANALYSER | HEARING AID ANALYSER | FRYER | FP35C | 2004-02-24 | 4800
HEARING AID ANALYSER | HEARING AID ANALYSER | FRYER | FP35C | 2004-02-24 | 4800
HEARING AID ANALYSER | HEARING AID ANALYSER | FRYER | FP35C | 2004-02-24 | 4800
HEARING AID ANALYSER | HEARING AID ANALYSER | FRYER | FP35C | 2004-02-24 | 4800
HANDPIECE | DENTAL HANDPIECE | KAVO | 7A | 2004-06-15 | 360
HANDPIECE | DENTAL HANDPIECE | KAVO | 7A | 2004-06-15 | 360
HANDPIECE | DENTAL HANDPIECE | KAVO | 650C | 2004-04-04 | 660
HANDPIECE | DENTAL HANDPIECE | KAVO | 7LN | 2004-04-23 | 420
HANDPIECE MICROMOTOR | HANDPIECE MICROMOTOR | KAVO | K9 TYPE 4930 | 2004-03-25 | 480
HANDPIECE MICROMOTOR | HANDPIECE MICROMOTOR | KAVO | K9 TYPE 4930 | 2004-03-25 | 480
HANDPIECE MICROMOTOR | HANDPIECE MICROMOTOR | BIEN-AIR UK | MC3 | 2004-03-09 | 840
HANDPIECE MICROMOTOR | HANDPIECE MICROMOTOR | BIEN-AIR UK | MC3 | 2004-03-09 | 840
OXIMETER | PULSE OXIMETER WRIST | MINOLTA | PULSOX-3I | 2004-03-23 | 660
OXIMETER | PULSE OXIMETER WRIST | MINOLTA | PULSOX-3I | 2004-03-23 | 660
OXIMETER | PULSE OXIMETER WRIST | MINOLTA | PULSOX-3I | 2004-03-23 | 660
OXIMETER | PULSE OXIMETER WRIST | MINOLTA | PULSOX-3I | 2004-03-23 | 660
AURISCOPE/OTOSCOPE | AURISCOPE/OTOSCOPE | KEELER | STANDARD(AURI/OTO) | 2004-03-23 | 90
CHARGER | CHARGER UNIT | MAQUET (UK) | 3110-26E9 | 2004-03-18 | 360
PEAKFLOW METER | PEAKFLOW METER | FERRARIS LTD | WRIGHT | 2004-04-23 | 600
AMBULATORY ARRHYTHMIA MONITOR | AMB.ARRHYTH.MON | INSTROMEDIX | KING OF HEARTS | 2004-04-16 | 2400
AMBULATORY ARRHYTHMIA MONITOR | AMB.ARRHYTH.MON | INSTROMEDIX | KING OF HEARTS | 2004-04-16 | 2400
AMBULATORY ARRHYTHMIA MONITOR | AMB.ARRHYTH.MON | INSTROMEDIX | KING OF HEARTS | 2004-04-16 | 2400
COUCH | COUCH - PLINTH | PLINTH 2000 | PLINTH COUCH | 2004-04-28 | 1800 | 2022-04-19 | 2025-04-19
INCUBATOR | REFRIGERATING INCUBATOR | VELP SCIENTI | FTC90I | 2005-08-03 | 600 | 2024-03-27 | 2025-03-27
PEAKFLOW METER | PEAKFLOW METER | FERRARIS LTD | WRIGHT | 2004-04-23 | 600
AREA ALARM SYSTEM | MEDICAL GAS ALARM | SHIRE | AREA ALARM | 2005-03-04 | 420 | 2024-09-17 | 2024-12-20
ELECTRIC BED | ELECTRIC BED | LINET UK | ELEGANZA 3000 | 2004-02-18 | 1848 | 2023-06-19 | 2024-11-01
TELEMETRY/ECG | TELEMETRY TRANSMITTER | MARQUETTE | APEX | 2004-03-17 | 1200
TELEMETRY/ECG | TELEMETRY TRANSMITTER | MARQUETTE | APEX | 2004-03-17 | 1200
ELECTRIC BED | ELECTRIC BED | LINET UK | ELEGANZA 3000 | 2004-02-18 | 1848 | 2020-07-08 | 2024-11-01
ELECTRIC BED | ELECTRIC BED | LINET UK | ELEGANZA 3000 | 2004-02-18 | 1848 | 2022-12-28 20:32 | 2024-11-01
ELECTRIC BED | ELECTRIC BED | LINET UK | ELEGANZA 3000 | 2004-02-18 | 1848 | 2024-01-29 | 2025-01-29
ELECTRIC BED | ELECTRIC BED | LINET UK | ELEGANZA 3000 | 2004-02-18 | 1848 | 2023-07-28 | 2024-07-28
ELECTRIC BED | ELECTRIC BED | LINET UK | ELEGANZA 3000 | 2004-02-18 | 1848 | 2023-08-01 | 2024-08-01
ELECTRIC BED | ELECTRIC BED | LINET UK | ELEGANZA 3000 | 2004-02-18 | 1848 | 2023-04-04 | 2024-11-01
ELECTRIC BED | ELECTRIC BED | LINET UK | ELEGANZA 3000 | 2004-02-18 | 1848 | 2024-05-08 | 2025-05-08
NEBULIZER | NEBULIZER | MEDIC AID | PORTANEB | 2004-04-14 | 126
NEBULIZER | NEBULIZER | MEDIC AID | PORTANEB | 2004-04-14 | 126
NEBULIZER | NEBULIZER | MEDIC AID | PORTANEB | 2004-04-14 | 126
NEBULIZER | NEBULIZER | MEDIC AID | PORTANEB | 2004-04-14 | 126
NEBULIZER | NEBULIZER | MEDIC AID | PORTANEB | 2004-04-14 | 126
NEBULIZER | NEBULIZER | MEDIC AID | PORTANEB | 2004-04-14 | 126
NERVE STIMULATOR | NERVE STIMULATOR | POLYMEDIC | POLYSTIM | 2000-01-01 | 240
SUCTION CONTROLLER | SUCTION CONTROLLER | EAST HEALTH | HIGH-SUCTION | 2004-03-22 | 111.6
SUCTION CONTROLLER | SUCTION CONTROLLER | EAST HEALTH | HIGH-SUCTION | 2004-03-22 | 111.6
SUCTION CONTROLLER | SUCTION CONTROLLER | EAST HEALTH | HIGH-SUCTION | 2004-03-22 | 111.6
OXIMETER | PULSE OXIMETER | NELLCOR | N-550 | 2004-03-23 | 1920 | 2022-12-13 10:21 | 2026-01-15
SUCTION UNIT | SUCTION - LAERDAL - BATTERY | LAERDAL | LSU-2 | 2004-03-01 | 816 | 2019-12-04 | 2025-12-15
CARDIAC OUTPUT COMP | MODULE CARDIAC OUTPUT | PHILIPS LTD | M1012A | 2004-02-23 | 2094
CARDIAC OUTPUT COMP | MODULE CARDIAC OUTPUT | PHILIPS LTD | M1012A | 2004-02-23 | 2094
MULTI-MEASUREMENT SERVER | MULTI-MEASUREMENT SERVER | PHILIPS LTD | M3001A | 2004-02-23 | 3372
PATIENT MONITOR | PATIENT MONITOR INTELLIVUE MP70 | PHILIPS LTD | M8007A | 2004-02-23 | 8434.8 | 2020-03-26 | 2026-02-15
MULTI-MEASUREMENT SERVER | MULTI-MEASUREMENT SERVER | PHILIPS LTD | M3001A | 2004-02-23 | 3372
AMPLIFIER | SPEECH AMPLIFIER | HEARING PROD | ECHOVOICE | 2004-03-18 | 120
AMPLIFIER | SPEECH AMPLIFIER | HEARING PROD | ECHOVOICE | 2004-03-18 | 120
SUCTION CONTROLLER | SUCTION CONTROLLER | EAST HEALTH | HIGH-SUCTION | 2004-03-22 | 111.6
FAILURE ALARM | FAILURE ALARM | PENLON | IDP | 2004-03-16 | 1680 | 2024-01-19 | 2025-02-13
SCALES | SCALES - CHAIR | SECA | 959 | 2004-03-03 | 1200 | 2023-11-28 | 2024-11-15
ELECTRIC BED | ELECTRIC BED | LINET UK | ELEGANZA 3000 | 2004-02-25 | 1848 | 2020-12-20 | 2024-11-01
ELECTRIC BED | ELECTRIC BED | LINET UK | ELEGANZA STANDARD(1) | 2004-02-25 | 1848 | 2022-12-22 20:23 | 2024-11-01
ELECTRIC BED | ELECTRIC BED | LINET UK | ELEGANZA STANDARD(1) | 2004-02-24 | 1848 | 2023-05-10 | 2024-05-10
ELECTRIC BED | ELECTRIC BED | LINET UK | ELEGANZA STANDARD(1) | 2004-02-25 | 1848 | 2021-02-19 | 2024-11-01
ELECTRIC BED | ELECTRIC BED | LINET UK | ELEGANZA STANDARD(1) | 2004-02-25 | 1848 | 2023-11-29 | 2024-11-29
ELECTRIC BED | ELECTRIC BED | LINET UK | ELEGANZA STANDARD(1) | 2004-02-25 | 1848 | 2020-12-20 | 2024-11-01
ELECTRIC BED | ELECTRIC BED | LINET UK | ELEGANZA STANDARD(1) | 2004-02-25 | 1848 | 2022-06-16 | 2024-11-01
ELECTRIC BED | ELECTRIC BED | LINET UK | ELEGANZA STANDARD(1) | 2004-02-25 | 1848 |  | 2024-11-01
ELECTRIC BED | ELECTRIC BED | LINET UK | ELEGANZA STANDARD(1) | 2004-02-25 | 1848 | 2022-04-22 18:39 | 2024-11-01
ELECTRIC BED | ELECTRIC BED | LINET UK | ELEGANZA STANDARD(1) | 2004-02-25 | 1848 | 2023-12-22 | 2024-12-22
ELECTRIC BED | ELECTRIC BED | LINET UK | ELEGANZA STANDARD(1) | 2004-02-25 | 1848 | 2020-12-20 | 2024-11-01
ELECTRIC BED | ELECTRIC BED | LINET UK | ELEGANZA STANDARD(1) | 2004-02-25 | 1848 | 2023-05-18 | 2024-05-18
ELECTRIC BED | ELECTRIC BED | LINET UK | ELEGANZA STANDARD(1) | 2004-02-25 | 1848 | 2022-08-30 11:56 | 2024-11-01
ELECTRIC BED | ELECTRIC BED | LINET UK | ELEGANZA COMPACT | 2004-02-25 | 2156.4 | 2023-06-23 | 2024-11-01
ELECTRIC BED | ELECTRIC BED | LINET UK | ELEGANZA STANDARD(1) | 2004-02-25 | 1848 | 2023-04-04 | 2024-04-04
ELECTRIC BED | ELECTRIC BED | LINET UK | ELEGANZA COMPACT | 2004-02-25 | 1848 | 2020-12-21 | 2024-11-01
ELECTRIC BED | ELECTRIC BED | LINET UK | ELEGANZA STANDARD(1) | 2004-02-25 | 1848 | 2021-03-25 | 2024-11-01
ELECTRIC BED | ELECTRIC BED | LINET UK | ELEGANZA COMPACT | 2004-02-25 | 1848 | 2021-06-28 | 2024-11-01
ELECTRIC BED | ELECTRIC BED | LINET UK | ELEGANZA STANDARD(1) | 2004-02-25 | 1848 | 2023-03-30 10:55 | 2024-03-30
ELECTRIC BED | ELECTRIC BED | LINET UK | ELEGANZA STANDARD(1) | 2004-02-25 | 1848 | 2023-11-30 | 2024-11-30
ELECTRIC BED | ELECTRIC BED | LINET UK | ELEGANZA STANDARD(1) | 2004-02-25 | 1848 | 2021-06-28 | 2024-11-01
ELECTRIC BED | ELECTRIC BED | LINET UK | ELEGANZA STANDARD(1) | 2004-02-25 | 1848 | 2020-12-24 | 2024-11-01
ELECTRIC BED | ELECTRIC BED | LINET UK | ELEGANZA STANDARD(1) | 2004-02-25 | 1848 | 2020-11-06 | 2024-11-01
VENTILATOR | VENTILATOR | PENLON | NUFFIELD 200 | 2004-03-22 | 3960 | 2024-03-18 | 2025-03-15
FAILURE ALARM | FAILURE ALARM | PENLON | IDP | 2004-03-01 | 1680 | 2024-01-26 | 2025-02-13
SUCTION CONTROLLER | SUCTION CONTROLLER | EAST HEALTH | HIGH-SUCTION | 2004-03-10 | 106.8
SUCTION CONTROLLER | SUCTION CONTROLLER | EAST HEALTH | HIGH-SUCTION | 2004-03-10 | 106.8
SUCTION CONTROLLER | SUCTION CONTROLLER | EAST HEALTH | HIGH-SUCTION | 2004-03-10 | 106.8
SUCTION CONTROLLER | SUCTION CONTROLLER | EAST HEALTH | HIGH-SUCTION | 2004-03-10 | 106.8
SUCTION CONTROLLER | SUCTION CONTROLLER | EAST HEALTH | HIGH-SUCTION | 2004-03-10 | 106.8
NEBULIZER | NEBULIZER | MEDIX LTD | AC4000 | 2004-02-16 | 114
NEBULIZER | NEBULIZER | MEDIX LTD | AC4000 | 2004-02-10 | 106.8
X-RAY VIEWER | VIEWING LANTERN | ILFORD | MARK IV | 1990-01-02 | 120
SUCTION CONTROLLER | SUCTION CONTROLLER | EAST HEALTH | HIGH-SUCTION | 2004-01-26 | 240
SUCTION CONTROLLER | SUCTION CONTROLLER | EAST HEALTH | HIGH-SUCTION | 2004-05-02 | 102
SUCTION CONTROLLER | SUCTION CONTROLLER | EAST HEALTH | HIGH-SUCTION | 2004-01-26 | 240
SUCTION CONTROLLER | SUCTION CONTROLLER | EAST HEALTH | HIGH-SUCTION | 2004-01-26 | 240
SUCTION CONTROLLER | SUCTION CONTROLLER | EAST HEALTH | HIGH-SUCTION | 2004-06-07 | 240
SUCTION CONTROLLER | LOW SUCTION CONTROLLER | EAST HEALTH | LOW | 2004-01-26 | 240
SUCTION CONTROLLER | LOW SUCTION CONTROLLER | EAST HEALTH | LOW | 2004-01-26 | 240
FIRST AID KIT | FIRST AID KIT | NA | FIXED | 2004-02-10 | 30
PATIENT MONITOR | PATIENT MONITOR | GE LIMITED | DASH 3000 | 2004-02-04 | 6000 | 2022-07-04 | 2025-07-04
ARRHYTHMIA ANNE | ALS BABY TRAINER | LAERDAL | 08003040 | 2004-04-01 | 834
VIBRATOR PLASTER | PLASTER VIBRATOR | BIOSTAT | VIBRATOR | 2004-02-18 | 348 | 2020-02-10 | 2024-12-18
VIBRATOR PLASTER | PLASTER VIBRATOR | BIOSTAT | VIBRATOR | 2004-02-18 | 348 | 2020-02-10 | 2024-12-18
DENTAL LIGHT | PORTABLE DENTAL LIGHT | DARAY | HALUX MT | 2004-07-07 | 480 | 2021-06-30 | 2024-04-16
LIGHT CURE UNIT | LIGHT CURE UNIT | J & S DAVIS | CURELUX CV80 | 2004-06-28 | 267.9 | 2023-01-17 11:18 | 2024-08-15
EXERCISE BICYCLE | EXERCISE BICYCLE | REEBOK | RB 1000 | 2004-03-17 | 238.8
ROUTER MACHINE | ARCH ROVER | ZEISER | FR 1 | 2004-03-24 | 624 | 2024-03-15 | 2026-06-17
SUCTION - DENTAL | DENTAL SUCTION UNIT | DURR DENTAL | US300 TYPE 7122-01 | 2004-03-09 | 600 | 2024-05-01 | 2025-04-12
SUCTION - DENTAL | DENTAL SUCTION UNIT | DURR DENTAL | US300 TYPE 7122-01 | 2004-03-09 | 600 | 2024-05-01 | 2025-04-15
DENTAL UNIT | DENTAL UNIT | ENGLE DENTAL | MICRO II | 2004-03-15 | 2400
DENAR ARTICULATOR | DENTAL ARTICULATOR | SAM | MRI300 | 2004-03-23 | 3000
DENAR ARTICULATOR | DENTAL ARTICULATOR | SAM | MRI300 | 2004-03-23 | 3000
DENTAL LIGHT | DENTAL LIGHT | BELMONT | 502T | 2004-02-12 | 1800 | 2024-04-22 | 2025-04-15
LIGHT CURE UNIT | LIGHT CURE UNIT | MEGA-PHYSIK | CROMALUX 100 | 2004-02-12 | 360 | 2024-10-15 | 2025-04-15
DENTAL UNIT | DENTAL UNIT | MINERVA | 3260 | 2004-02-12 | 3000 | 2024-04-22 | 2025-04-11
ELECTRIC BED | ELECTRIC BED | LINET UK | ELEGANZA STANDARD(1) | 2004-01-28 | 1848 | 2023-04-25 | 2024-04-25
HEATER BLOCK | HEATER BLOCK | BAXTER HEALTHCARE | FIBRINOTHERM | 2004-06-08 | 300 | 2024-01-30 | 2024-12-20
PATIENT HOIST | PATIENT HOIST - MOBILE | ARJO HUNTLEIGH | ENCORE | 2004-06-04 | 6000 | 2024-07-09 | 2025-01-09
SPEECH AID | SPEECH AID | SERVOX | LAC-SA0001 | 2004-02-24 | 630
ELECTRIC BED | ELECTRIC BED | LINET UK | ELEGANZA STANDARD(1) | 2004-02-25 | 1848 | 2020-12-24 | 2024-11-01
ELECTRIC BED | ELECTRIC BED | LINET UK | ELEGANZA STANDARD(1) | 2004-02-25 | 1848 | 2021-09-06 | 2024-11-01
ELECTRIC BED | ELECTRIC BED | LINET UK | ELEGANZA STANDARD(1) | 2004-01-28 | 1848 | 2020-12-20 | 2024-11-01
SUCTION - DENTAL | SUCTION - DENTAL | DURR DENTAL | VS300 TYPE 7123-01 | 2005-03-22 | 960 | 2024-04-29 | 2025-04-05
WAX HEATER | WAX HEATER | AMANN | NO FLAME | 2004-06-22 | 480 | 2024-03-14 | 2026-06-17
R.A. MACHINE | R.A. MACHINE | CYPRANE LTD | D/MDM | 2004-02-16 | 1200 | 2024-05-01 | 2024-10-12
ELECTRIC BED | ELECTRIC BED | LINET UK | ELEGANZA STANDARD(1) | 2004-01-28 | 1848 | 2020-07-20 | 2024-11-01
ELECTRIC BED | ELECTRIC BED | LINET UK | ELEGANZA STANDARD(1) | 2004-01-28 | 1848 | 2024-02-23 | 2025-02-23
ELECTRIC BED | ELECTRIC BED | LINET UK | ELEGANZA STANDARD(1) | 2004-01-28 | 1848 | 2022-01-20 | 2024-11-01
ELECTRIC BED | ELECTRIC BED | LINET UK | ELEGANZA STANDARD(1) | 2004-01-28 | 1848 | 2023-06-01 | 2024-06-01
ELECTRIC BED | ELECTRIC BED | LINET UK | ELEGANZA STANDARD(1) | 2004-01-28 | 1848 | 2024-01-25 | 2025-01-25
ELECTRIC BED | ELECTRIC BED | LINET UK | ELEGANZA STANDARD(1) | 2004-01-28 | 1848 | 2023-03-20 09:44 | 2024-03-20
ELECTRIC BED | ELECTRIC BED | LINET UK | ELEGANZA STANDARD(1) | 2004-01-28 | 1848 | 2023-06-05 | 2024-06-05
SUCTION UNIT | SUCTION - LAERDAL - BATTERY | LAERDAL | LSU-2 | 2004-01-26 | 816 | 2022-10-06 | 2025-10-06
VASCULAR FLOW DETECT | PORTABLE DOPPLER UNIT | SCIMED | ELITE 100 | 2004-02-04 | 360
PACEMAKER | PACEMAKER - SEQUENTIAL | BIOTRONIK | EDP30A | 2004-02-09 | 1980
PACEMAKER | PACEMAKER - SEQUENTIAL | BIOTRONIK | EDP30A | 2004-02-09 | 1980
OAE SCREENER | OAE SCREENER | GN OTOMETRIC | ACCUSCREEN | 2004-01-22 | 6600
OAE SCREENER | OAE SCREENER | GN OTOMETRIC | ACCUSCREEN | 2004-01-22 | 6600
OAE SCREENER | OAE SCREENER | GN OTOMETRIC | ACCUSCREEN | 2004-01-22 | 6600
OAE SCREENER | OAE SCREENER | GN OTOMETRIC | ACCUSCREEN | 2004-01-22 | 6600
OAE SCREENER | OAE SCREENER | GN OTOMETRIC | ACCUSCREEN | 2004-01-22 | 6600
OAE SCREENER | OAE SCREENER | GN OTOMETRIC | ACCUSCREEN | 2004-01-22 | 6600
OAE SCREENER | OAE SCREENER | GN OTOMETRIC | ACCUSCREEN | 2004-01-22 | 6600
OAE SCREENER | OAE SCREENER | GN OTOMETRIC | ACCUSCREEN | 2004-01-22 | 6600
OAE SCREENER | OAE SCREENER | GN OTOMETRIC | ACCUSCREEN | 2004-01-22 | 6600
OAE SCREENER | OAE SCREENER | GN OTOMETRIC | ACCUSCREEN | 2004-01-22 | 6600
OAE SCREENER | OAE SCREENER | GN OTOMETRIC | ACCUSCREEN | 2004-01-22 | 6600
OAE SCREENER | OAE SCREENER | GN OTOMETRIC | ACCUSCREEN | 2004-01-22 | 6600
OAE SCREENER | OAE SCREENER | GN OTOMETRIC | ACCUSCREEN | 2004-01-22 | 6600
OAE SCREENER | OAE SCREENER | GN OTOMETRIC | ACCUSCREEN | 2004-01-22 | 6600
SUCTION CONTROLLER | SUCTION CONTROLLER | EAST HEALTH | HIGH-SUCTION | 2004-03-11 | 240
SUCTION CONTROLLER | SUCTION CONTROLLER | EAST HEALTH | HIGH-SUCTION | 2004-03-11 | 240
SUCTION CONTROLLER | SUCTION CONTROLLER | EAST HEALTH | HIGH-SUCTION | 2004-03-11 | 240
MODULE HOLDER | MODULE HOLDER | PHILIPS LTD | M8048A | 2004-02-02 | 1273.2
BP MODULE | BP MODULE | PHILIPS LTD | M1006B | 2004-02-24 | 606
SUCTION CONTROLLER | SUCTION CONTROLLER | EAST HEALTH | HIGH-SUCTION | 2004-02-09 | 240
SCALES | SCALES - STAND ON | AVERY | HL120 | 2003-01-01 | 1200 | 2022-01-12 | 2024-11-15
SCALES | SCALES - CHAIR | SECA | 959 | 2003-01-01 | 790.8 | 2023-11-17 | 2024-11-15
BENDER | PLASTIC BENDER | C.R.CLARKE | 1000 | 2004-05-27 | 622.8 | 2021-06-15
AREA ALARM SYSTEM | MEDICAL GAS ALARM | SHIRE | AREA ALARM | 2005-03-04 | 420 | 2024-09-17 | 2024-12-20
GAS REGULATOR & FLOWMETER | MEDICAL AIR REDUCING SETS | NORGREN MART | 20AG/4G | 2004-01-21 | 528 | 2024-08-06 | 2024-11-20
DUPLEX ACTIVE SCAVENGING SYS | DUPLEX ANAESTHETIC GAS SCAVENGING UNIT | EAST HEALTH | DUPLEX | 2004-01-21 | 1507.2 | 2024-09-23 | 2024-11-20
AREA ALARM SYSTEM | MEDICAL GAS ALARM | SHIRE | SA-6 | 2004-01-21 | 420 | 2024-09-23 | 2024-11-20
AREA ALARM SYSTEM | MEDICAL GAS ALARM | SHIRE | SA-6 | 2004-01-21 | 420 | 2024-09-23 | 2024-11-20
AREA ALARM SYSTEM | MEDICAL GAS ALARM | SHIRE | SA-6 | 2004-01-21 | 420 | 2024-10-09 | 2025-01-20
AREA ALARM SYSTEM | MEDICAL GAS ALARM | SHIRE | SA-6 | 2004-01-21 | 420 | 2024-10-09 | 2025-01-20
AREA ALARM SYSTEM | MEDICAL GAS ALARM | SHIRE | SA-6 | 2004-01-21 | 420 | 2024-10-09 | 2025-01-20
DIGITAL CAMERA | DIGITAL CAMERA | SONY | MVC FD200 | 2004-10-04 | 300
SUCTION CONTROLLER | SUCTION CONTROLLER | EAST HEALTH | HIGH-SUCTION | 2004-02-17 | 240
SUCTION CONTROLLER | SUCTION CONTROLLER | EAST HEALTH | HIGH-SUCTION | 2004-01-09 | 240
TLD OVEN | TLD ANNEALING OVEN | CARBOLITE | TLD28 MKII | 2002-05-21 | 840 | 2022-11-18 13:20 | 2023-11-18
TORQUE WRENCH | TORQUE WRENCH 5-40L6.FT | NORBAR | SL1 | 2004-03-08 | 57.492 | 2024-01-19 | 2026-01-19
FREEFIELD AUDIOMETER | FREE FIELD AUDIOMETER | MEG | SS3 | 2004-04-01 | 954 | 2024-05-10 | 2025-05-10
FREEFIELD AUDIOMETER | FREE FIELD AUDIOMETER | MEG | SS3 | 2004-04-01 | 954 | 2024-05-07 | 2025-05-07
SUCTION UNIT | SUCTION - LAERDAL - BATTERY | LAERDAL | LSU-2 | 2004-01-27 | 816 | 2024-02-23 | 2027-02-23
SCAVENGING UNIT | SCAVENGING UNIT | R.A. MEDICAL | MEDI-SCAN | 2004-01-21 | 720 | 2024-04-22 | 2025-04-11
WAX HEATER | WAX HEATER | AMANN | NO FLAME | 2004-04-19 | 480 | 2021-11-30 | 2025-06-18
WAX HEATER | WAX HEATER | AMANN | NO FLAME | 2004-04-19 | 480 | 2024-03-15 | 2026-06-17
PRESSURE SAUCEPAN | PRESSURE SAUCEPAN | LEONE | T1335-00 | 2004-05-18 | 240
SUCTION CONTROLLER | SUCTION CONTROLLER | EAST HEALTH | HIGH-SUCTION | 2004-01-09 | 240
SUCTION CONTROLLER | SUCTION CONTROLLER | EAST HEALTH | HIGH-SUCTION | 2004-01-09 | 240
SCREENING AUDIOMETER | SCREENING AUDIOMETER | INTERACOUSTICS | KS8 | 2003-12-19 | 853.2 | 2023-12-06 | 2024-12-06
PAIN STIMULATOR | TENS MACHINE | CEFAR | PRIMO | 2003-12-05 | 132
SUCTION UNIT | SUCTION - LAERDAL - BATTERY | LAERDAL | LSU-2 | 2004-01-22 | 816 | 2022-10-07 | 2025-10-07
ELECTRIC BED | ELECTRIC BED | LINET UK | ELEGANZA STANDARD(1) | 2004-01-15 | 1848 | 2024-05-29 | 2025-05-29
ELECTRIC BED | ELECTRIC BED | LINET UK | ELEGANZA COMPACT | 2003-12-08 | 2156.4 | 2024-01-07 | 2025-01-07
AREA ALARM SYSTEM | MEDICAL GAS ALARM | SHIRE | AREA ALARM | 2005-03-04 | 420 | 2024-09-17 | 2024-12-20
AREA ALARM SYSTEM | MEDICAL GAS ALARM | SHIRE | AREA ALARM | 2005-03-04 | 420 | 2024-09-17 | 2024-12-20
AREA ALARM SYSTEM | MEDICAL GAS ALARM | SHIRE | AREA ALARM | 2003-12-01 | 420 | 2024-09-17 | 2024-12-20
AREA ALARM SYSTEM | MEDICAL GAS ALARM | SHIRE | AREA ALARM | 2005-08-09 | 420 | 2024-09-17 | 2024-12-20
CENTRAL ALARM SYSTEM | MEDICAL GAS ALARM | SHIRE | SDX-15 | 2003-12-01 | 1520.4 | 2024-09-17 | 2024-12-20
GAS REGULATOR & FLOWMETER | MEDICAL AIR REDUCING SETS | NORGREN MART | 20AG/4G | 2003-12-01 | 660 | 2024-09-17 | 2024-12-20
AREA ALARM SYSTEM | MEDICAL GAS ALARM | SHIRE | AREA ALARM | 2003-12-01 | 420 | 2024-09-17 | 2024-12-20
AREA ALARM SYSTEM | MEDICAL GAS ALARM | SHIRE | AREA ALARM | 2003-12-01 | 420 | 2024-09-17 | 2024-12-20
AREA ALARM SYSTEM | MEDICAL GAS ALARM | SHIRE | AREA ALARM | 2003-12-01 | 420 | 2024-09-17 | 2024-12-20
AREA ALARM SYSTEM | MEDICAL GAS ALARM | SHIRE | AREA ALARM | 2003-12-01 | 420 | 2024-09-17 | 2024-12-20
CENTRAL ALARM SYSTEM | MEDICAL GAS ALARM | SHIRE | SDX-15 | 2003-12-01 | 1520.4 | 2024-09-17 | 2024-12-20
AREA ALARM SYSTEM | MEDICAL GAS ALARM | SHIRE | AREA ALARM | 2003-12-01 | 420 | 2024-09-17 | 2024-12-20
DUPLEX ACTIVE SCAVENGING SYS | AGSS POWER UNIT | EAST HEALTH | 4.0KW | 2003-12-01 | 6214.8 | 2024-09-17 | 2024-12-20
CENTRAL ALARM SYSTEM | MEDICAL GAS ALARM | SHIRE | SDX-15 | 2003-12-01 | 1520.4 | 2024-09-17 | 2024-12-20
CENTRAL ALARM SYSTEM | MEDICAL GAS ALARM | SHIRE | SDX-15 | 2005-03-04 | 1520.4 | 2024-09-17 | 2024-12-20
OSCIL/DIG/STOR | DIGITAL STORAGE SCOPE | PHILIPS LTD | DSO 5012A | 2007-12-28 | 2760 | 2024-08-30 | 2025-08-30
DIETARY FEED PUMP | ENTERAL FEED PUMP | FRESENIUS | APPLIX SMART | 2007-06-08 | 720
COUCH | DAY SURGERY TROLLEY | PORTSMOUTH S | QA2 | 2007-05-17 | 2400 | 2021-11-10 | 2024-10-14
HANDPIECE | DENTAL HANDPIECE | W&H UK LTD | E25 EXCO | 2004-01-26 | 300
CRYO PROBE | CRYO PROBE | WALLAC | 900603 | 2003-03-11 | 1572
HANDPIECE | HANDPIECE-AIR ROTA | KAVO | 642B | 2003-11-25 | 780
HANDPIECE | HANDPIECE | W&H UK LTD | 956A | 2003-11-06 | 576
HANDPIECE | HANDPIECE | W&H UK LTD | 956A | 2003-11-06 | 576
HANDPIECE | DENTAL HANDPIECE | KAVO | 650C | 2003-11-06 | 660
HANDPIECE | DENTAL HANDPIECE | W&H UK LTD | SYNEA TA 98 LM | 2003-10-10 | 480
HANDPIECE | DENTAL HANDPIECE | W&H UK LTD | SYNEA TA 98 LM | 2003-10-10 | 480
HANDPIECE | DENTAL HANDPIECE | W&H UK LTD | SYNEA TA 98 LM | 2003-10-10 | 480
HANDPIECE | DENTAL HANDPIECE | W&H UK LTD | SYNEA TA 98 LM | 2003-10-10 | 480
HANDPIECE | DENTAL HANDPIECE | W&H UK LTD | SYNEA TA 98 LM | 2003-10-10 | 480
PATTERN GENERATOR | PATTERN GENERATOR | OZAN | TELETEST 2 | 2004-01-13 | 196.8
SUCTION UNIT | SUCTION - LAERDAL - BATTERY | LAERDAL | LSU-2 | 2003-11-13 | 816 | 2023-06-05 | 2024-06-05
ELECTRIC BED | ELECTRIC BED | LINET UK | ELEGANZA STANDARD(1) | 2003-12-05 | 1848 | 2023-06-21 | 2024-06-21
ELECTRIC BED | ELECTRIC BED | LINET UK | ELEGANZA STANDARD(1) | 2003-12-05 | 1848 | 2021-11-06 | 2024-11-01
AREA ALARM SYSTEM | MEDICAL GAS ALARM | SHIRE | AREA ALARM | 2003-12-01 | 420 | 2024-09-17 | 2024-12-20
VARIABLE H/L COUCH | VARIABLE H/L COUCH | HNE | 3222 | 2003-11-21 | 672 | 2020-01-16 | 2025-12-15
GAS REGULATOR & FLOWMETER | MEDICAL AIR REDUCING SETS | NORGREN MART | 20AG/4G | 2003-12-01 | 660 | 2024-09-17 | 2024-12-20
SPHYGMOMANOMETER | SPHYGMOMANOMETER | SPEIDEL & KE | MAXI STABIL 3 | 2003-11-14 | 90
VITAL SIGNS MONITOR | VITAL SIGNS MONITOR: NBP. | OMRON | M5-I (HEM-757A-E) | 2003-11-12 | 119.94
SUCTION UNIT | SUCTION - LAERDAL - BATTERY | LAERDAL | LSU-2 | 2003-12-29 | 816 | 2022-11-21 09:17 | 2025-12-15
CURRENT CLAMP METER | CURRENT CLAMP METER | LEM | PR200N | 2004-12-15 | 168.3 | 2021-10-21 | 2022-10-21
FILM SCANNER | FILM SCANNER | NIKON | SUPERCOOLSCAN 4000ED | 2003-11-07 | 1488
SUCTION CONTROLLER | SUCTION CONTROLLER | EAST HEALTH | HIGH-SUCTION | 2002-01-01 | 240
PACEMAKER PATIENT MONITOR | PACEMAKER PATIENT MONITOR | NUMED | PACEVIEW | 2003-10-24 | 1800
AMBULATORY ARRHYTHMIA MONITOR | AMB.ARRHYTH.MON | INSTROMEDIX | RHYTHMCARD | 2003-10-15 | 698.4
AMBULATORY ARRHYTHMIA MONITOR | AMB.ARRHYTH.MON | INSTROMEDIX | KING OF HEARTS | 2003-10-15 | 2400
AMBULATORY ARRHYTHMIA MONITOR | AMB.ARRHYTH.MON | INSTROMEDIX | RHYTHMCARD | 2003-10-15 | 698.4
VACUUM PUMP | VACUUM DISPLAY - ANALOG | EDWARDS LIFESCIENCES | AGD 102 1M | 2003-10-10 | 318
VACUUM PUMP | VACUUM GAUGE | EDWARDS LIFESCIENCES | AIM-S-NW25 | 2003-10-10 | 484.8
BATTERY CHARGER | BATTERY CHARGER - FREEWAY FREEDOM | PROFILE RESP | RG0002F03 | 2003-09-25 | 85.308
BATTERY CHARGER | BATTERY CHARGER - FREEWAY FREEDOM | PROFILE RESP | RG0002F03 | 2003-09-25 | 85.308
BATTERY CHARGER | BATTERY CHARGER - FREEWAY FREEDOM | PROFILE RESP | RG0002F03 | 2003-09-25 | 85.308
BATTERY CHARGER | BATTERY CHARGER - FREEWAY FREEDOM | PROFILE RESP | RG0002F03 | 2003-09-25 | 85.308
BATTERY CHARGER | BATTERY CHARGER - FREEWAY FREEDOM | PROFILE RESP | RG0002F03 | 2003-09-25 | 85.308
BATTERY CHARGER | BATTERY CHARGER - FREEWAY FREEDOM | PROFILE RESP | RG0002F03 | 2003-09-25 | 85.308
NEBULIZER | NEBULIZER | MEDIC AID | PORTANEB | 2003-10-02 | 126
NEBULIZER | NEBULIZER | MEDIC AID | PORTANEB | 2003-10-02 | 126
NEBULIZER | NEBULIZER | MEDIX LTD | ECONONEB | 2000-01-01 | 118.8
BP MODULE | BP MODULE | PHILIPS LTD | M1006B | 2003-09-25 | 606
NEBULIZER | NEBULIZER | MEDIC AID | PORTANEB | 2003-09-24 | 126
NEBULIZER | NEBULIZER | MEDIC AID | PORTANEB | 2003-09-24 | 126
NEBULIZER | NEBULIZER | MEDIC AID | PORTANEB | 2003-09-24 | 126
NEBULIZER | NEBULIZER | MEDIC AID | PORTANEB | 2003-09-24 | 126
NEBULIZER | NEBULIZER | MEDIC AID | PORTANEB | 2003-09-24 | 126
AUDIO DOPPLER | AUDIO DOPPLER | HUNTLEIGH | FD1 | 2003-09-11 | 283.2
TEMP PROBE - FOOD | TEMP PROBE - FOOD | KANE MAY | KM21 | 2002-01-01 | 55.38
AMPLIFIER | SPEECH AMPLIFIER | HEARING PROD | ECHOVOICE | 2004-05-13 | 120
AREA ALARM SYSTEM | MEDICAL GAS ALARM | SHIRE | AREA ALARM | 2003-12-01 | 420 | 2024-09-17 | 2024-12-20
AREA ALARM SYSTEM | MEDICAL GAS ALARM | SHIRE | AREA ALARM | 2003-12-01 | 420 | 2024-09-17 | 2024-12-20
AREA ALARM SYSTEM | MEDICAL GAS ALARM | SHIRE | AREA ALARM | 2003-12-01 | 420 | 2024-09-17 | 2024-12-20
GAS REGULATOR & FLOWMETER | CALIBRATION GAS REGULATOR | DATEX-OHMEDA | 755534 | 2003-09-10 | 156
OXIMETER | PULSE OXIMETER | NELLCOR | N-550 | 2003-09-03 | 1920 | 2021-12-08
CALB. MANOMETER | CALB.MANOMETER | SIEMENS LTD | CALIBRATION MANOMETER | 2003-09-01 | 60 | 2021-07-21
SUCTION CONTROLLER | SUCTION CONTROLLER | EAST HEALTH | HIGH-SUCTION | 2003-08-29 | 240
SUCTION CONTROLLER | SUCTION CONTROLLER | EAST HEALTH | HIGH-SUCTION | 2003-08-29 | 240
SUCTION CONTROLLER | SUCTION CONTROLLER | EAST HEALTH | HIGH-SUCTION | 2003-08-29 | 240
ELECTRIC COT | ELECTRIC COT | HNE | 31300E/LX | 2001-04-19 | 1410
EXERCISE BICYCLE | EXERCISE BICYCLE | HORIZON FITN | RSC100 | 2004-03-31 | 420
SUCTION UNIT | SUCTION - LAERDAL - BATTERY | LAERDAL | LSU-2 | 2004-03-31 | 816 | 2022-10-14 | 2025-10-14
SUCTION UNIT | SUCTION - LAERDAL - BATTERY | LAERDAL | LSU-2 | 2004-03-30 | 816 | 2023-03-15 12:27 | 2026-03-15
ANALYSER-URINE CHEM | URINALYSIS MACHINE | SIEMENS LTD | CLINITEK STATUS | 2004-05-11 | 1800
VITAL SIGNS MONITOR | VITAL SIGNS MONITOR: NBP. | OMRON | M4 | 2004-04-05 | 83.196
GAS REGULATOR & FLOWMETER | PIN INDEX O2 DIALREG | THERAPY EQUIPMENT | 5055 | 2004-03-12 | 126.6
SCALES | SCALES - BABY | SECA | 757 | 2004-03-31 | 690 | 2019-06-03 | 2024-11-15
INTRACRANIAL PRESSURE MONITOR | MEASURE INTRACRANIAL PRESSURE | CODMAN | ICP EXPRESS | 2004-02-23 | 1800
BP MODULE | BP MODULE | PHILIPS LTD | M1006B | 2004-02-16 | 606
BP MODULE | BP MODULE | PHILIPS LTD | M1006B | 2004-02-16 | 606
AMBULATORY ARRHYTHMIA MONITOR | AMBULATORY ECG RECORDER | SPACELABS | LIFECARD CF | 2004-02-11 | 2197.2
TEMP MODULE | TEMP MODULE | PHILIPS LTD | M1029A | 2004-01-26 | 600
TEMP MODULE | TEMP MODULE | PHILIPS LTD | M1029A | 2004-01-15 | 600
BP MODULE | BP MODULE | PHILIPS LTD | M1006B | 2004-01-13 | 606
TEMP MODULE | TEMP MODULE | PHILIPS LTD | M1029A | 2004-02-16 | 600
FREEFIELD AUDIOMETER | FREEFIELD AUDIOMETER | KAMPLEX | PA2 | 2003-11-21 | 288 | 2023-12-29 | 2024-12-29
TRANSFORMER | OPHTHALMOSCOPE/OTOSCOPE UNIVERSAL CHARGER | WELCH ALLYN | 7114 | 2003-10-08 | 360
PACEMAKER | ASYNCHRONOUS OESOPHAGEAL CARDIAC PACEMAKER | FIAB | 2007 | 2003-09-12 | 1680
BABY INCUBATOR | INCUBATOR/COT | DRAEGER | 8000 WB | 2003-12-16 | 10800 | 2024-03-19 | 2025-03-19
SCALES | SCALES - BODY COMPOSITION ANALYSER | TANITA | BC-418MA(BCA) | 2003-11-28 | 2880 | 2021-03-15 | 2024-11-15
OXYGEN ANALYSER | OXYGEN ANALYSER | HUDSON RCI | 5800 | 2003-11-17 | 444
NEBULIZER | NEBULIZER | MEDIX LTD | AC4000 | 2003-10-30 | 106.8
NEBULIZER | NEBULIZER | MEDIX LTD | AC4000 | 2003-10-30 | 106.8
NEBULIZER | NEBULIZER | PARI MEDICAL | PARI BOY N085 | 2003-10-17 | 138
NEBULIZER | NEBULIZER | PARI MEDICAL | PARI BOY N085 | 2003-10-17 | 138
NEBULIZER | NEBULIZER | PARI MEDICAL | PARI BOY N085 | 2003-10-17 | 138
EEG MONITOR | EEG MONITOR - 16 CHANNEL | WALTER GRAPH | NERVUS MONITOR | 2003-10-16 | 18000 | 2023-06-28 | 2024-06-28
PLASTER SAW | PLASTER SAW WITH VACUUM | DESOUTTER MEDICAL | CC5 | 2003-10-15 | 1972.8 | 2023-09-22 | 2024-09-22
COUCH | DAY SURGERY TROLLEY | ANETIC AID | QA3 | 2003-09-01 | 3120 | 2021-10-04 | 2024-09-15
COUCH | DAY SURGERY TROLLEY | ANETIC AID | QA3 | 2003-09-01 | 3120 |  | 2024-12-18
SUCTION CONTROLLER | SUCTION CONTROLLER | EAST HEALTH | HIGH-SUCTION | 2003-07-23 | 240
SUCTION CONTROLLER | SUCTION CONTROLLER | EAST HEALTH | HIGH-SUCTION | 2003-07-23 | 240
SUCTION CONTROLLER | SUCTION CONTROLLER | EAST HEALTH | HIGH-SUCTION | 2003-07-23 | 240
SUCTION CONTROLLER | SUCTION CONTROLLER | EAST HEALTH | HIGH-SUCTION | 2003-07-23 | 240
SUCTION CONTROLLER | SUCTION CONTROLLER | EAST HEALTH | HIGH-SUCTION | 2003-07-23 | 240
SUCTION CONTROLLER | SUCTION CONTROLLER | EAST HEALTH | HIGH-SUCTION | 2003-07-23 | 240
SUCTION CONTROLLER | SUCTION CONTROLLER | EAST HEALTH | HIGH-SUCTION | 2003-07-23 | 240
GAS REGULATOR & FLOWMETER | OXYGEN THERAPY EQUIPMENT | THERAPY EQUIPMENT | 5100 | 2003-11-26 | 150.672
LIGHT CURE UNIT | LIGHT CURE UNIT | J & S DAVIS | CURELUX CV80 | 2003-09-12 | 258 | 2022-05-19 | 2024-11-20
VIDEO CAMERA | VIDEO CAMERA | SONY | DCR-PC110E | 2003-10-10 | 960
CENTRIFUGE | CENTRIFUGE | HERAEUS EQUI | LABOFUGE 200 | 2003-10-21 | 1800
HANDPIECE KNEE CONTROL | HANDPIECE KNEE CONTROL UNIT | W&H UK LTD | MF-PERFECTA 9978 | 2003-10-09 | 840 | 2024-03-25 | 2026-06-17
HANDPIECE KNEE CONTROL | HANDPIECE KNEE CONTROL UNIT | W&H UK LTD | MF-PERFECTA 9978 | 2003-10-09 | 840 | 2024-03-22 | 2026-06-17
SUCTION - DENTAL | DENTAL SUCTION UNIT | DURR DENTAL | US300 TYPE 7122-01 | 2003-12-23 | 600 | 2024-04-22 | 2025-04-11
PATIENT HOIST | PATIENT HOIST - OVERHEAD | CHILTERN MED | WISPA 200LT | 2003-12-23 | 1308 | 2023-05-22 | 2024-05-23
DENTAL X-RAY UNIT | DENTAL X-RAY UNIT - MOBIL | SATELEC | X-MIND | 2003-12-23 | 2520 | 2024-02-13 | 2025-02-13
ULTRASONIC SCALER | ULTRASONIC SCALER | DENTSPLY LTD | CAVITRON SPS | 2003-11-06 | 1200 | 2024-04-24 | 2025-04-14
OPHTHALMIC CHAIR | OPHTHALMIC CHAIR | PRENCO MED | MOORFIELD(CHAIR) | 2003-12-11 | 2160
VIS/FIELD ANALYSER | DOUBLE POWER TABLE | HUMPHREY INS | PLEASE ENTER MODEL! (279) | 2003-10-30 | 2400
ULTRASONIC SCALER | ULTRASONIC SCALER | DENTSPLY LTD | CAVITRON SELECT SPS | 2003-10-14 | 1959.9 | 2023-06-30 | 2024-06-30
DIGITAL VIDEO RECORDER | DIGITAL VIDEO CASSETTE RECORDER | SONY | DSR-11 | 2003-10-10 | 2400
OPHTHALMOSCOPE | OPHTHALMOSCOPE | KEELER | STANDARD(OPTHALMO) | 2003-09-30 | 134.268
BATTERY PACK | BATTERY PACK | ARJO HUNTLEIGH | 24V BATTERY | 2003-10-02 | 186
SPEECH AID | SPEECH AID | SERVOX | LAC-SA0001 | 2003-09-23 | 630
ELECTRIC BED | ELECTRIC BED | LINET UK | ELEGANZA COMPACT | 2003-09-10 | 2156.4 |  | 2024-11-01
AMALGAM DISPENSER | AMALGAM DISPENSER | DE GOTZEN | SOFTLY 8 | 2003-08-21 | 420 | 2023-09-06 | 2025-09-06
AMALGAM DISPENSER | AMALGAM DISPENSER | DE GOTZEN | SOFTLY 8 | 2003-09-09 | 420 | 2024-04-29 | 2025-04-05
AMALGAM DISPENSER | AMALGAM DISPENSER | DE GOTZEN | SOFTLY 8 | 2003-08-21 | 420 | 2023-09-06 | 2025-09-06
AMALGAM DISPENSER | AMALGAM DISPENSER | DE GOTZEN | SOFTLY 8 | 2003-08-21 | 420 | 2023-09-06 | 2025-09-06
AMALGAM DISPENSER | AMALGAM DISPENSER | DE GOTZEN | SOFTLY 8 | 2003-08-21 | 420 | 2023-09-06 | 2025-09-06
UNINTERRUPTIBLE POWER SUPPLY | UNINTERRUPTIBLE POWER SUPPLY | AMERICAN POWER CONVERSION (APC) | SUA1000J (SMART-UPS 1000) | 2003-08-21 | 300
PAIN STIMULATOR | TENS MACHINE | CEFAR | PRIMO | 2003-06-11 | 132
PAIN STIMULATOR | TENS MACHINE | CEFAR | PRIMO | 2003-06-11 | 132
PAIN STIMULATOR | TENS MACHINE | CEFAR | PRIMO | 2003-06-11 | 132
PAIN STIMULATOR | TENS MACHINE | CEFAR | PRIMO | 2003-06-11 | 132
PAIN STIMULATOR | TENS MACHINE | CEFAR | PRIMO | 2003-06-11 | 132
PAIN STIMULATOR | TENS MACHINE | CEFAR | PRIMO | 2003-06-11 | 132
PAIN STIMULATOR | TENS MACHINE | CEFAR | PRIMO | 2003-06-11 | 132
PAIN STIMULATOR | TENS MACHINE | CEFAR | PRIMO | 2003-06-11 | 132
PAIN STIMULATOR | TENS MACHINE | CEFAR | PRIMO | 2003-06-11 | 132
HUMIDIFIER | HUMIDIFIER | F & P | MR850 | 2003-08-13 | 1200 | 2024-02-29 | 2025-02-28
HUMIDIFIER | HUMIDIFIER | F & P | MR850 | 2003-08-13 | 1200 | 2024-08-09 | 2025-08-09
ELECTRIC BED | ELECTRIC BED | LINET UK | ELEGANZA STANDARD(1) | 2002-09-23 | 2156.4 | 2024-01-04 | 2025-01-04
PATIENT TROLLEY | PATIENT TROLLEY | HOSKINS | 540/577 | 2002-09-23 | 2156.4 | 2021-12-20 | 2024-12-12
HEATED GUTTA-PERCHA UNIT | GUTTA-PERCHA UNIT | DENTSPLY LTD | THERMAPREP PLUS | 2003-07-10 | 240 | 2022-04-26 | 2024-04-16
HEATED GUTTA-PERCHA UNIT | GUTTA-PERCHA UNIT | DENTSPLY LTD | THERMAPREP PLUS | 2003-07-10 | 240 | 2024-10-15 | 2025-04-15
HEATED GUTTA-PERCHA UNIT | GUTTA-PERCHA UNIT | DENTSPLY LTD | THERMAPREP PLUS | 2003-07-10 | 240 | 2024-05-02 | 2025-04-11
DENTAL FILM PROCESSOR | DENTAL X-RAY FILM PROCESSOR | VELOPEX | EXTRA-X MKIV | 2004-05-27 | 1800 | 2023-02-21 10:29 | 2024-02-21
ELECTRONIC THERMOMETER | TEMPERATURE PROBE | FLUKE | 80T-150U | 2003-10-13 | 142.8 | 2024-01-10 | 2025-01-10
SIMULATOR MLC | SIMULATOR MLC | VARIAN | ACUITY | 2003-06-16 | 583539.78
STEPPING MACHINE | COMBINATION EXERCISE STEPPING UNIT | REEBOK | BODY TREC XL 200 | 2003-08-06 | 5182.2 | 2024-07-05 | 2025-07-05
HUMIDIFIER | HUMIDIFIER | F & P | MR850 | 2003-07-29 | 1200 | 2024-02-21 | 2025-02-01
INJECTOR SUCTION | INJECTOR SUCTION | THERAPY EQUIPMENT | ZZ | 2003-07-17 | 314.4
INJECTOR SUCTION | INJECTOR SUCTION | THERAPY EQUIPMENT | ZZ | 2003-07-17 | 314.4
INJECTOR SUCTION | INJECTOR SUCTION | THERAPY EQUIPMENT | ZZ | 2003-07-17 | 314.4
INJECTOR SUCTION | INJECTOR SUCTION | THERAPY EQUIPMENT | ZZ | 2003-07-17 | 314.4
INJECTOR SUCTION | INJECTOR SUCTION | THERAPY EQUIPMENT | ZZ | 2003-07-17 | 314.4
INJECTOR SUCTION | INJECTOR SUCTION | THERAPY EQUIPMENT | ZZ | 2003-07-17 | 314.4
EEG AMPLIFIER | ACQUISITION AMPLIFIER | MICRO MEDICAL (NOW CAREFUSION) | SD32R | 2003-07-16 | 24000
MOBILE LAMP | LAMP HOUSE UNIT | MICRO MEDICAL (NOW CAREFUSION) | FLASH 10S | 2003-07-16 | 6000
FLAT SCREEN DISPLAY | FLAT SCREEN MONITOR | IIYAMA | AS4611UT | 2003-07-15 | 360
NI/BP MODULE | MODULE NIBP | PHILIPS LTD | M1008B | 2003-07-14 | 2264.4
SCALES | SCALES - COLUMN | SECA | 778 | 2003-09-02 | 360 | 2022-11-18 12:11 | 2024-11-15
SPHYGMOMANOMETER | SPHYGMOMANOMETER | ACCOSON LTD | ANEROID | 2003-06-23 | 118.8
BATTERY CHECKER | BATTERY CHECKER | ENERGY ACCES | SBS3002 | 2003-06-12 | 233.928
HANDPIECE | DENTAL HANDPIECE | W&H UK LTD | SYNEA TA 98 LM | 2003-10-10 | 480
HANDPIECE | DENTAL HANDPIECE | KAVO | 640B | 2003-07-10 | 927.6
HANDPIECE | DENTAL HANDPIECE | W&H UK LTD | SYNEA WA-66LT | 2003-08-18 | 480
HANDPIECE | DENTAL HANDPIECE | W&H UK LTD | SYNEA WA-66LT | 2003-08-18 | 480
HANDPIECE | DENTAL HANDPIECE | W&H UK LTD | SYNEA WA-66LT | 2003-08-18 | 480
PRESSURE GAUGE | PRESSURE GAUGE | DUTCH OPHTHA | HONAN | 2003-07-10 | 348
HANDPIECE | DENTAL HANDPIECE | KAVO | 181M | 1990-01-01 | 540
HANDPIECE | HANDPIECE-AIR ROTA | KAVO | 642B | 2003-08-19 | 780
HANDPIECE | DENTAL HANDPIECE | W&H UK LTD | TREND HD43 | 2003-05-15 | 240
HANDPIECE | DENTAL HANDPIECE | W&H UK LTD | TREND WD56 | 2003-05-15 | 240
HANDPIECE | DENTAL HANDPIECE | W&H UK LTD | TREND WD56 | 2003-05-15 | 240
HANDPIECE | DENTAL HANDPIECE | W&H UK LTD | TREND WD56 | 2003-05-15 | 240
HANDPIECE | HANDPIECE | W&H UK LTD | SYNEA TA98L | 2003-05-15 | 519.6
HANDPIECE | HANDPIECE | W&H UK LTD | SYNEA TA98L | 2003-05-15 | 519.6
HANDPIECE | HANDPIECE STRAIGHT | W&H UK LTD | 943E | 1997-01-01 | 540
LEAKSEEKER | REFRIGERANT LEAK DETECTOR | KANE MAY | RD99 | 2003-08-26 | 118.8
SPEECH AID | SPEECH AID | SERVOX | LAC-SA0001 | 2003-06-17 | 630
EXAMINATION LAMP | EXAMINATION LAMP | DARAY | E.N.T. FLEX | 2003-06-25 | 922.8 |  | 2025-07-15
ELECTRIC BED | ELECTRIC BED | LINET UK | ELEGANZA STANDARD(1) | 2003-05-07 | 1848 | 2020-08-19 | 2024-11-01
NEBULIZER | NEBULIZER | PARI MEDICAL | JUNIOR BOY (GREEN) | 2003-08-25 | 174.84
NEBULIZER | NEBULIZER | PARI MEDICAL | JUNIOR BOY (GREEN) | 2003-08-25 | 174.84
NEBULIZER | NEBULIZER | PARI MEDICAL | JUNIOR BOY (GREEN) | 2003-08-25 | 174.84
NEBULIZER | NEBULIZER | PARI MEDICAL | JUNIOR BOY (GREEN) | 2003-08-25 | 174.84
NEBULIZER | NEBULIZER | PARI MEDICAL | JUNIOR BOY (GREEN) | 2003-08-25 | 174.84
NEBULIZER | NEBULIZER | PARI MEDICAL | JUNIOR BOY (GREEN) | 2003-08-25 | 174.84
NEBULIZER | NEBULIZER | PARI MEDICAL | JUNIOR BOY (GREEN) | 2003-08-25 | 174.84
NEBULIZER | NEBULIZER | PARI MEDICAL | JUNIOR BOY (GREEN) | 2003-08-25 | 174.84
CO2 MODULE | MODULE CO2 MICROSTREAM | PHILIPS LTD | M3015A | 2003-08-13 | 3360 | 2024-03-06 | 2025-03-06
VITAL SIGNS MONITOR | VITAL SIGNS MONITOR: NBP/SPO2/TEMP. | CRITIKON | PROCARE 400 | 2003-08-06 | 2880 | 2022-11-11 15:25 | 2025-05-15
SCALES | SCALES - COLUMN | SECA | 778 | 2001-01-01 | 506.196 | 2023-11-30 | 2024-11-15
SCALES | SCALES - COLUMN | SECA | 778 | 2001-01-01 | 506.196 | 2023-11-30 | 2024-11-15
SCALES | SCALES - COLUMN | SECA | 778 | 2001-01-01 | 506.196 | 2023-11-30 | 2024-11-15
EEG AMPLIFIER | ACQUISITION AMPLIFIER | MICRO MEDICAL (NOW CAREFUSION) | SD32R | 2003-07-23 | 24000
SCALES | SCALES - STAND ON | SECA | 770 | 2004-10-21 | 351.6 | 2019-06-03 | 2024-11-15
FREEFIELD AUDIOMETER | FREEFIELD AUDIOMETER | KAMPLEX | PA2 | 2003-07-02 | 288 | 2024-02-09 | 2025-02-09
PAIN STIMULATOR | TENS MACHINE | CEFAR | PRIMO | 2003-06-11 | 83.4
PAIN STIMULATOR | TENS MACHINE | CEFAR | PRIMO | 2003-06-11 | 83.4
PAIN STIMULATOR | TENS MACHINE | CEFAR | PRIMO | 2003-06-11 | 83.4
PAIN STIMULATOR | TENS MACHINE | CEFAR | PRIMO | 2003-06-11 | 83.4
PAIN STIMULATOR | TENS MACHINE | CEFAR | PRIMO | 2003-06-11 | 83.4
PAIN STIMULATOR | TENS MACHINE | CEFAR | PRIMO | 2003-06-11 | 83.4
PAIN STIMULATOR | TENS MACHINE | CEFAR | PRIMO | 2003-06-11 | 83.4
PAIN STIMULATOR | TENS MACHINE | CEFAR | PRIMO | 2003-06-11 | 83.4
PAIN STIMULATOR | TENS MACHINE | CEFAR | PRIMO | 2003-06-11 | 83.4
TEMP MODULE | TEMP MODULE | PHILIPS LTD | M1029A | 2003-06-17 | 600
PACEMAKER | PACEMAKER - EXTERNAL BIFOCAL | BIOTRONIK | EDP30S | 2003-02-03 | 3360
HUMIDIFIER | HEATED RESPIRATORY HUMIDIFIER | F & P | HC150 | 2003-05-29 | 150
HUMIDIFIER | HEATED RESPIRATORY HUMIDIFIER | F & P | HC150 | 2003-05-29 | 150
HUMIDIFIER | HEATED RESPIRATORY HUMIDIFIER | F & P | HC150 | 2003-05-29 | 150
HUMIDIFIER | HEATED RESPIRATORY HUMIDIFIER | F & P | HC150 | 2003-05-29 | 150
HUMIDIFIER | HEATED RESPIRATORY HUMIDIFIER | F & P | HC150 | 2003-05-29 | 150
HANDPIECE | DENTAL HANDPIECE | W&H UK LTD | 50 | 2003-05-19 | 480
X-RAY VIEWER | X-RAY VIEWER | RINN PRODUCT | 67-0420 | 2003-05-12 | 90 | 2024-04-22 | 2025-04-15
DENTAL BUNSEN | DENTAL BUNSEN | CARBOLITE | SAFE-AIR | 2003-05-15 | 108 | 2024-04-29 | 2025-04-05
LIGHT CURE UNIT | LIGHT CURE UNIT | J & S DAVIS | CURELUX CV80 | 2003-06-25 | 258 | 2024-08-23 | 2025-08-01
VACUUM PUMP | VACUUM PUMP - FOR PROGROMAT | IVOCLAR-VIVA | VP3 | 2003-06-11 | 360 | 2024-03-18 | 2026-06-17
LIGHT CURE UNIT | INDIVIDO LIGHT BOX (LIGHT CURE) | VOCO | INDIVIDO | 2003-06-12 | 352.5 | 2024-03-11 | 2026-06-17
HANDPIECE | DENTAL HANDPIECE | W&H UK LTD | E25 EXCO | 2003-05-12 | 300
HANDPIECE MICROMOTOR | MICROMOTOR CONTROLLER | NSK | VOLVERE GX | 2003-05-15 | 600 | 2024-04-22 | 2025-04-11
FURNACE | FURNACE - PORCELAIN | IVOCLAR-VIVA | PROGRAMAT P100 | 2003-06-11 | 3720 | 2024-03-18 | 2026-06-17
DENTAL LIGHT | DENTAL LIGHT | DARAY | MKII/IIE | 2003-05-15 | 1320
AUDIO DOPPLER | AUDIO DOPPLER | HUNTLEIGH | D920 | 2010-07-30 | 354
DIGITAL HAND HELD | DIGITAL HAND HELD MULTIMETER | FLUKE | 112 | 2003-06-24 | 210 | 2023-12-18 | 2025-12-18
OXIMETER | PULSE OXIMETER WRIST | MINOLTA | PULSOX-3I | 2003-07-07 | 660
OXIMETER | PULSE OXIMETER WRIST | MINOLTA | PULSOX-3I | 2003-06-18 | 660
SUCTION CONTROLLER | SUCTION CONTROLLER | EAST HEALTH | HIGH-SUCTION | 2003-05-06 | 240
HANDPIECE | HANDPIECE | W&H UK LTD | SYNEA TA98L | 2003-05-12 | 519.6
HANDPIECE MICROMOTOR | HANDPIECE MICROMOTOR | KAVO | K11 TYPE 4990 | 2003-04-23 | 1442.4
HEATED GLOVES | HEATED GLOVES | VACUUM REFLE | PLEASE ENTER MODEL! (1047) | 2003-05-09 | 60
NEBULIZER | NEBULIZER | MEDIC AID | PORTANEB | 2003-05-14 | 126
ELECTRIC BED | ELECTRIC BED | LINET UK | ELEGANZA STANDARD(1) | 2003-05-09 | 1848 | 2023-04-24 | 2024-04-24
ELECTRIC BED | ELECTRIC BED | LINET UK | ELEGANZA STANDARD(1) | 2003-05-09 | 1848 | 2023-10-11 | 2024-10-11
ELECTRIC BED | ELECTRIC BED | LINET UK | ELEGANZA STANDARD(1) | 2003-05-09 | 1848 | 2020-12-24 | 2024-11-01
ELECTRIC BED | ELECTRIC BED | LINET UK | ELEGANZA STANDARD(1) | 2003-05-01 | 1848 | 2021-11-06 | 2024-11-01
ELECTRIC BED | ELECTRIC BED | LINET UK | ELEGANZA STANDARD(1) | 2003-05-01 | 1848 | 2022-10-03 19:40 | 2024-11-01
OXIMETER CHARGER | PULSE OXIMETER CHARGER | DATEX-OHMEDA | 15 | 2003-05-07 | 194.58
SUCTION UNIT | SUCTION - LAERDAL - BATTERY | LAERDAL | LSU-2 | 2003-05-07 | 816 | 2023-04-21 13:09 | 2026-02-01
ULTRASOUND PROBE | ULTRASOUND PROBE | GE LIMITED | P9603AD | 2003-05-06 | 9600
ULTRASOUND PROBE | ULTRASOUND PROBE | GE LIMITED | P9601AS | 2003-05-06 | 12000
AMBULATORY ARRHYTHMIA MONITOR | AMB.ARRHYTH.MON | INSTROMEDIX | KING OF HEARTS | 2003-04-16 | 2400
AMBULATORY ARRHYTHMIA MONITOR | AMB.ARRHYTH.MON | INSTROMEDIX | KING OF HEARTS | 2003-04-16 | 2400
ELECTRIC BED | ELECTRIC BED | LINET UK | ELEGANZA STANDARD(1) | 2003-04-11 | 1848 | 2020-12-20 | 2024-11-01
ELECTRIC BED | ELECTRIC BED | LINET UK | ELEGANZA STANDARD(1) | 2003-04-11 | 1848 | 2022-11-24 10:11 | 2024-11-01
ELECTRIC BED | ELECTRIC BED | LINET UK | ELEGANZA STANDARD(1) | 2003-04-11 | 1848 | 2023-11-22 | 2024-11-22
ELECTRIC BED | ELECTRIC BED | LINET UK | ELEGANZA STANDARD(1) | 2003-04-11 | 1848 | 2023-08-24 | 2024-08-24
ELECTRIC BED | ELECTRIC BED | LINET UK | ELEGANZA STANDARD(1) | 2003-04-11 | 1848 | 2023-11-10 | 2024-11-10
AMBULATORY ARRHYTHMIA MONITOR | AMB.ARRHYTH.MON | INSTROMEDIX | KING OF HEARTS | 2003-04-23 | 2400
AMBULATORY ARRHYTHMIA MONITOR | AMB.ARRHYTH.MON | INSTROMEDIX | KING OF HEARTS | 2003-04-23 | 2400
ELECTRIC BED | ELECTRIC BED | LINET UK | ELEGANZA STANDARD(1) | 2003-04-11 | 1848 | 2023-11-29 | 2024-11-29
ULTRASOUND PROBE | ULTRASOUND PROBE | TOSHIBA MED | PVG-366M | 2003-04-29 | 18000
VITAL SIGNS MONITOR | VITAL SIGNS MONITOR: NBP. | OMRON | M5-I (HEM-757A-E) | 2003-04-25 | 119.94
GAS REGULATOR & FLOWMETER | OXYGEN GAUGE | MEC CO. LTD | PIN INDEX | 2003-05-06 | 114
MULTI-MEASUREMENT SERVER | MULTI-MEASUREMENT SERVER | PHILIPS LTD | M3000A | 2003-06-27 | 3372
SUCTION CONTROLLER | SUCTION CONTROLLER | EAST HEALTH | HIGH-SUCTION | 2003-05-07 | 240
ULTRASOUND SCANNER | ULTRASOUND SCANNER | TOSHIBA MED | SSA 770A | 2003-08-19 | 144000
SPHYGMOMANOMETER | SPHYGMOMANOMETER | SPEIDEL & KE | MAXI STABIL 3 | 2003-07-08 | 90
SPHYGMOMANOMETER | SPHYGMOMANOMETER | SPEIDEL & KE | MAXI STABIL 3 | 2003-07-08 | 90
SPHYGMOMANOMETER | SPHYGMOMANOMETER | SPEIDEL & KE | MAXI STABIL 3 | 2003-07-08 | 90
SPHYGMOMANOMETER | SPHYGMOMANOMETER | SPEIDEL & KE | MAXI STABIL 3 | 2003-07-08 | 90
SPHYGMOMANOMETER | SPHYGMOMANOMETER | SPEIDEL & KE | MAXI STABIL 3 | 2003-07-08 | 90
SPHYGMOMANOMETER | SPHYGMOMANOMETER | SPEIDEL & KE | MAXI STABIL 3 | 2003-07-08 | 90
SPHYGMOMANOMETER | SPHYGMOMANOMETER | SPEIDEL & KE | MAXI STABIL 3 | 2003-07-08 | 90
SPHYGMOMANOMETER | SPHYGMOMANOMETER | SPEIDEL & KE | MAXI STABIL 3 | 2003-07-08 | 90
SPHYGMOMANOMETER | SPHYGMOMANOMETER | SPEIDEL & KE | MAXI STABIL 3 | 2003-07-08 | 90
SPHYGMOMANOMETER | SPHYGMOMANOMETER | SPEIDEL & KE | MAXI STABIL 3 | 2003-07-08 | 90
SPHYGMOMANOMETER | SPHYGMOMANOMETER | SPEIDEL & KE | MAXI STABIL 3 | 2003-07-08 | 90
SPHYGMOMANOMETER | SPHYGMOMANOMETER | SPEIDEL & KE | MAXI STABIL 3 | 2003-07-08 | 90
AUDIO DOPPLER | AUDIO DOPPLER | HUNTLEIGH | D920 | 2003-07-15 | 354
SUCTION UNIT | SUCTION - LAERDAL - BATTERY | LAERDAL | LSU-2 | 2003-06-26 | 816 | 2022-12-01 16:08 | 2025-12-15
NEBULIZER | NEBULIZER | MEDIX LTD | AC4000 | 2003-06-06 | 106.8
BRONCHOSCOPE | BRONCHOSCOPE | OLYMPUS | BF-P240 | 2003-04-14 | 19914
TEST EQUIP/SPEC | AGSS COMMISSIONING KIT | MEC CO. LTD | PLEASE ENTER MODEL! (634) | 2003-03-31 | 1200
GAS & VACUUM FLOW/PRESSURE | 3 GUN PRESSURE AND FLOW MEDICAL GAS TEST SET | MEC CO. LTD | 2005NP | 2003-03-31 | 600 | 2024-06-12 | 2025-06-12
TEMP PROBE | HEAT PROBE UNIT | OLYMPUS | HPU-20 | 2003-04-14 | 8088
ULTRASOUND SCANNER | ULTRASOUND SCANNER | TOSHIBA MED | NEMIO 10 | 2003-04-03 | 36600
NEBULIZER | NEBULIZER | MEDIC AID | PORTANEB | 2003-03-27 | 126
DIAGNOSTIC SYSTEM | DIAGNOSTIC SYSTEM | WELCH ALLYN | 767 DIAGNOSTIC SYSTEM | 2003-04-03 | 600
HANDPIECE MICROMOTOR | HANDPIECE MICROMOTOR | KAVO | K11 TYPE 4990 | 2003-04-23 | 1442.4
DENTAL X-RAY UNIT | WALL MOUNTED DENTAL X-RAY MACHINE | SATELEC | X-MIND SYSTEM F03169 | 2003-05-01 | 2520 | 2023-10-06 | 2024-10-01
AMALGAM DISPENSER | AMALGAM DISPENSER | DE GOTZEN | SOFTLY 8 | 2003-05-12 | 420 | 2024-04-22 | 2026-04-22
DENTAL BUNSEN | DENTAL BUNSEN | CARBOLITE | SAFE-AIR | 2003-03-25 | 108 | 2022-04-26 | 2024-04-16
DIAGNOSTIC SYSTEM | DIAGNOSTIC SYSTEM | WELCH ALLYN | 767 DIAGNOSTIC SYSTEM | 2003-04-09 | 600
ULTRASOUND PROBE | ULTRASOUND PROBE | FUJIFILM SONOSITE | C15E | 2003-04-08 | 2400
CHARGER/PSU | POWER SUPPLY/CHARGER | FUJIFILM SONOSITE | P00538-02 | 2003-04-08 | 60
MODULE | ACQUISITION MODULE | MARQUETTE | CAM 14 | 2003-04-28 | 4425.6
POWER SUPPLY | POWERS SUPPLY FOR S/5 MONITOR | DATEX-OHMEDA | N-LPOW | 2003-04-01 | 1200
BATTERY CHARGER | BATTERY CHARGER FOR S/5 MONITOR | DATEX-OHMEDA | F-LBAT | 2003-04-01 | 2400
POWER SUPPLY | POWERS SUPPLY FOR S/5 MONITOR | DATEX-OHMEDA | N-LPOW | 2003-04-01 | 1200
TRANSPORT MONITOR | TRANSPORT MONITOR S/5 | GE LIMITED | F-LM1 | 2003-04-01 | 15600 |  | 2024-07-15
BATTERY CHARGER | BATTERY CHARGER FOR S/5 MONITOR | DATEX-OHMEDA | F-LBAT | 2003-04-01 | 2400
DOPPLER CHARGER | DOPPLER CHARGER | SCIMED | PLEASE ENTER MODEL! (841) | 2003-04-03 | 60
BATTERY CHECKER | BATTERY CHECKER | ASTRATEC | CHECKMATE II | 2003-04-03 | 1120.956 | 2020-11-16
BLOOD GAS ANALYSER | OXYGENATION PORTABLE LAB | WERFEN | GEMOPL | 2003-03-20 | 900 |  | 2025-07-15
ELECTRIC BED | ELECTRIC BED | LINET UK | ELEGANZA STANDARD(1) | 2003-04-28 | 1848 | 2024-01-06 | 2025-01-06
ELECTRIC BED | ELECTRIC BED | LINET UK | ELEGANZA STANDARD(1) | 2003-04-28 | 1848 | 2023-11-30 | 2024-11-30
ELECTRIC BED | ELECTRIC BED | LINET UK | ELEGANZA STANDARD(1) | 2003-04-28 | 1848 | 2021-11-29 | 2024-11-01
SCALES | SCALES - STAND ON | SECA | 701 | 2003-04-14 | 420 | 2023-12-05 | 2024-11-15
OXIMETER CHARGER | PULSE OXIMETER CHARGER | DATEX-OHMEDA | 15 | 2003-06-04 | 194.58
OXIMETER | PULSE OXIMETER FINGERTIP | NONIN | 9500 ONYX | 2003-05-27 | 420
OXIMETER | PULSE OXIMETER FINGERTIP | NONIN | 9500 ONYX | 2003-05-27 | 420
FLUID WARMER | BOTTLE WARMER & FOOD HEATER | MOTHERCARE | TYPE 03 | 2003-05-20 | 18
SUCTION CONTROLLER | SUCTION CONTROLLER | EAST HEALTH | HIGH-SUCTION | 2003-09-10 | 240
SUCTION CONTROLLER | SUCTION CONTROLLER | EAST HEALTH | HIGH-SUCTION | 2003-12-17 | 240
SUCTION CONTROLLER | SUCTION CONTROLLER | EAST HEALTH | HIGH-SUCTION | 2003-09-10 | 240
SUCTION CONTROLLER | SUCTION CONTROLLER | EAST HEALTH | HIGH-SUCTION | 2003-12-17 | 240
SUCTION CONTROLLER | SUCTION CONTROLLER | EAST HEALTH | HIGH-SUCTION | 2004-10-12 | 240
SUCTION CONTROLLER | SUCTION CONTROLLER | EAST HEALTH | HIGH-SUCTION | 2003-12-17 | 240
SUCTION CONTROLLER | SUCTION CONTROLLER | EAST HEALTH | HIGH-SUCTION | 2003-04-30 | 106.8
SUCTION CONTROLLER | SUCTION CONTROLLER | EAST HEALTH | HIGH-SUCTION | 2004-12-21 | 103.2
SUCTION CONTROLLER | SUCTION CONTROLLER | EAST HEALTH | HIGH-SUCTION | 2003-09-10 | 240
SUCTION CONTROLLER | SUCTION CONTROLLER | EAST HEALTH | HIGH-SUCTION | 2007-09-21 | 240
SUCTION CONTROLLER | SUCTION CONTROLLER | EAST HEALTH | HIGH-SUCTION | 2003-12-17 | 240
SUCTION CONTROLLER | SUCTION CONTROLLER | EAST HEALTH | HIGH-SUCTION | 2003-12-17 | 240
SUCTION CONTROLLER | SUCTION CONTROLLER | EAST HEALTH | HIGH-SUCTION | 2003-09-05 | 240
SUCTION CONTROLLER | SUCTION CONTROLLER | EAST HEALTH | HIGH-SUCTION | 2003-12-17 | 240
SUCTION CONTROLLER | SUCTION CONTROLLER | EAST HEALTH | HIGH-SUCTION | 2004-09-13 | 240
SUCTION CONTROLLER | SUCTION CONTROLLER | EAST HEALTH | HIGH-SUCTION | 2003-12-17 | 240
SUCTION CONTROLLER | SUCTION CONTROLLER | EAST HEALTH | HIGH-SUCTION | 2003-09-09 | 240
SUCTION CONTROLLER | SUCTION CONTROLLER | EAST HEALTH | HIGH-SUCTION | 2006-03-22 | 240
SUCTION CONTROLLER | SUCTION CONTROLLER | EAST HEALTH | HIGH-SUCTION | 2003-12-17 | 240
SUCTION CONTROLLER | SUCTION CONTROLLER | EAST HEALTH | HIGH-SUCTION | 2010-02-26 | 240
SUCTION CONTROLLER | SUCTION CONTROLLER | EAST HEALTH | HIGH-SUCTION | 2006-06-08 | 124.8
SUCTION CONTROLLER | SUCTION CONTROLLER | EAST HEALTH | HIGH-SUCTION | 2003-12-17 | 240
ELECTRIC BED | ELECTRIC BED | LINET UK | ELEGANZA STANDARD(1) | 2003-05-09 | 1848 | 2022-06-30 | 2024-11-01
SCALES | SCALES - CHAIR | SECA | 959 | 2000-01-01 | 1200 | 2023-12-06 | 2024-11-15
TORCH | RECHARGEABLE EMERGENCY TORCH 20W | RS | 743-117 | 2003-03-18 | 86.22 | 2023-07-20 | 2024-07-20
HOT AIR GUN | HOT AIR GUN - THERMOSTATICALLY CONTROLLED | BOSCH | GHG 650 LCE | 2003-03-06 | 202.8 | 2024-02-21 | 2025-02-21
VAPORIZERS | VAPORIZER - ISOFLURANE | BLEASE | DATUM ISO | 2003-03-13 | 2400 | 2024-06-28 | 2025-07-15
MODULE | ACQUISITION MODULE | MARQUETTE | CAM 14 | 2003-03-06 | 4425.6
CARDIOVERSION | INTERNAL CARDIOVERSION | EP MEDSYSTEM | ALERT COMPANION II | 2003-03-13 | 7200
SCALES | SCALES - CHAIR | SECA | 959 | 2003-03-12 | 1200 | 2023-11-28 | 2024-11-15
CENTRIFUGE REFRIGERATED | HIGH CAPACITY BENCH CENTRIFUGE | HETTICH | ROTANTA 460 | 2007-03-21 | 6000
PRECISION COMPONENT ANALYSER | COMPONENT ANALYSER | PEAK SCIENT | DCA55 | 2003-02-27 | 113.388
NI/BP MODULE | MODULE NIBP | PHILIPS LTD | M1008B | 2003-02-26 | 2264.4
PAIN STIMULATOR | PAIN STIMULATOR | CEFAR | DUM 2.4K | 2003-02-25 | 144
ECG MONITOR | ECG MONITOR | IVY BIOMEDIC | 101T | 2003-02-25 | 2400 | 2019-08-08 | 2024-05-14
SCALES | SCALES - BABY | SECA | 835 | 2003-02-27 | 295.2 | 2022-11-17 20:17 | 2024-11-15
SCALES | SCALES - HOIST | LIKO | 2835 | 2003-03-05 | 120 | 2022-11-16 20:56 | 2024-11-15
ELECTRIC BED | ELECTRIC BED | LINET UK | ELEGANZA STANDARD(1) | 2003-04-24 | 1848 | 2021-01-11 | 2024-11-01
AUTO TOY TESTER & WARBLE GEN | AUTOMATED TOY TEST & WARBLE GENERATOR | CHAC/IHR | P | 2003-05-23 | 1200 | 2023-09-04 | 2024-09-04
AUTO TOY TESTER & WARBLE GEN | AUTOMATED TOY TEST & WARBLE GENERATOR | CHAC/IHR | P | 2003-05-23 | 1200 | 2023-12-29 | 2024-12-29
AUTO TOY TESTER & WARBLE GEN | AUTOMATED TOY TEST & WARBLE GENERATOR | CHAC/IHR | P | 2003-05-23 | 1200 | 2024-03-05 | 2025-03-05
AMBULATORY ARRHYTHMIA MONITOR | AMBULATORY ECG RECORDER | SPACELABS | LIFECARD CF | 2003-02-24 | 2152.8
ENTONOX DEMAND SYSTEM | ENTONOX DEMAND VALVE | THERAPY EQUIPMENT | ENTONOX | 2003-03-18 | 219 | 2022-01-10 | 2026-01-10
VITAL SIGNS MONITOR | VITAL SIGNS MONITOR: NBP/SPO2/TEMP. | WELCH ALLYN | SPOT 420(NBP/SPO2/T) | 2003-02-21 | 2400 | 2020-06-08 | 2024-08-01
VERNIER HT GAUGE | VERNIER HT GAUGE | MITUTOYO LTD | 514-103 | 2003-02-13 | 269.544
VERNIER CALLIPER 24 | VERNIER CALIPER 600MM | MITUTOYO LTD | 160-103 | 2003-02-14 | 316.788 | 2021-07-26
MICROMETER | MICROMETER, EXTERNAL 175-200 | MITUTOYO LTD | 103-144-10 | 2003-02-13 | 105.324 | 2021-07-26 | 2024-07-26
DEPTH GAUGE | DEPTH GAUGE | MOORE & WRIG | 891M | 2003-02-13 | 112.8
MICROMETER | MICROMETER, EXTERNAL 275-300 | MITUTOYO LTD | 103-148-10 | 2004-02-03 | 144 | 2021-07-27 | 2024-07-27
MICROMETER | MICROMETER, EXTERNAL 225-250 | MITUTOYO LTD | 103-146-10 | 2003-02-14 | 118.968 | 2021-07-26 | 2024-07-26
MICROMETER | MICROMETER, EXTERNAL 250-275 | MITUTOYO LTD | 103-147-10H | 2003-02-14 | 126.216 | 2021-07-26 | 2024-07-26
MICROMETER | MICROMETER, EXTERNAL 200-225 | MITUTOYO LTD | 103-145-10H | 2003-02-14 | 114.348 | 2021-07-26 | 2024-07-26
BATTERY PACK | BATTERY PACK | ARJO HUNTLEIGH | KPA0100 | 2003-03-05 | 216
NEBULIZER | NEBULIZER | MEDIX LTD | AC4000 | 2003-03-19 | 106.8
COUCH | DAY SURGERY TROLLEY | PORTSMOUTH S | QA2 | 2004-02-10 | 2400 | 2021-12-06 | 2024-10-14
COUCH | DAY SURGERY TROLLEY | PORTSMOUTH S | QA2 | 2004-02-10 | 2400 | 2021-11-10 | 2024-10-14
DIAL TEST INDICATOR | LEVER DIAL TEST INDICATOR | VERDICT | c | 2003-02-05 | 60
MICROMETER | MICROMETER SET OF 3 | MITUTOYO LTD | PLEASE ENTER MODEL! (626) | 2003-02-05 | 147.6 | 2021-07-26 | 2024-07-26
MICROMETER | MICROMETER, INTERNAL 25 TO 50 | MITUTOYO LTD | 141-101 | 2003-02-05 | 74.76 | 2022-09-06 | 2024-08-24
MICROMETER | MICROMETER, EXTERNAL 125 TO 150MM | MITUTOYO LTD | 103-142-10 | 2003-02-05 | 86.1 | 2021-07-26 | 2024-07-26
MICROMETER | MICROMETER, INTERNAL 50 TO 300MM | MITUTOYO LTD | 141-206 | 2003-02-05 | 162.54 | 2022-09-06 | 2024-08-24
DIAL TEST INDICATOR | DIAL TEST INDICATOR | MITUTOYO LTD | 241308 | 2003-02-05 | 42 | 2022-09-06 | 2024-08-24
MICROMETER | MICROMETER, EXTERNAL 150-175 | MITUTOYO LTD | 103-143-10 | 2003-02-13 | 94.404 | 2021-07-26 | 2024-07-26
MICROMETER | MICROMETER, EXTERNAL 100-125MM | MITUTOYO LTD | 103-141-10 | 2003-02-14 | 76.968 | 2021-07-26 | 2024-07-26
MICROMETER | MICROMETER, EXTERNAL 75-100MM | MITUTOYO LTD | 103-140-10 | 2003-02-05 | 70.2 | 2021-07-27 | 2024-07-27
AMBULATORY ARRHYTHMIA MONITOR | AMBULATORY ECG RECORDER | SPACELABS | LIFECARD CF | 2003-02-18 | 2152.8
AMBULATORY ARRHYTHMIA MONITOR | AMBULATORY ECG RECORDER | SPACELABS | LIFECARD CF | 2003-02-18 | 2152.8
AMBULATORY ARRHYTHMIA MONITOR | AMBULATORY ECG RECORDER | SPACELABS | LIFECARD CF | 2003-02-18 | 2152.8
AMBULATORY ARRHYTHMIA MONITOR | AMBULATORY ECG RECORDER | SPACELABS | LIFECARD CF | 2003-02-18 | 2152.8
AMBULATORY ARRHYTHMIA MONITOR | AMBULATORY ECG RECORDER | SPACELABS | LIFECARD CF | 2003-02-18 | 2152.8
BAG SEALER | BAG SEALER | JENCONS LTD | PLEASE ENTER MODEL! (361) | 2003-02-21 | 501.96
GAS REGULATOR & FLOWMETER | PIN INDEX O2 DIALREG | THERAPY EQUIPMENT | 5055 | 2003-02-21 | 126.6
ELECTRIC BED | ELECTRIC BED | LINET UK | ELEGANZA COMPACT | 2003-02-05 | 2156.4 | 2020-12-04 | 2024-11-01
PRINTER | PRINTER - INKJET | HP | DESKJET 920C | 2003-02-24 | 180
GAS REGULATOR & FLOWMETER | REGULATOR - TWO STAGE | MEC CO. LTD | TWO STAGE | 2003-02-13 | 156.48
PRESSURE TEST GAUGE | PRESSURE TEST GAUGE | PEGASUS | SERVICE TEST KIT | 2003-02-28 | 397.884
AUDIO DOPPLER | FOETAL MONITOR | SONICAID | 121 | 2003-02-05 | 348
TRANSFORMER | TRANSFORMER | WELCH ALLYN | 73324 | 2003-02-13 | 345.264 | 2022-11-22 09:25 | 2025-11-15
NI/BP MODULE | MODULE NIBP | PHILIPS LTD | M1008B | 2003-02-18 | 2264.4
VASCULAR FLOW DETECT | PORTABLE DOPPLER UNIT | SCIMED | ELITE 100 | 2003-02-12 | 360 | 2023-11-24 | 2024-11-24
ELECTRONIC THERMOMETER | TEMPERATURE PROBE | FLUKE | 80T-150U | 2003-02-24 | 142.8 | 2023-10-16 | 2024-10-16
X-RAY VIEWER | X-RAY VIEWER | DENTSPLY LTD | 67-0445 | 2003-05-12 | 120 | 2024-05-15 | 2026-04-15
AMALGAM DISPENSER | AMALGAM DISPENSER | DE GOTZEN | SOFTLY 8 | 2003-05-12 | 420 | 2023-09-28 | 2025-09-28
WAX HEATER | HOTTY MELTING POT AND TRANSFORMER | RENFERT | HOTTY 1459-0000 | 2003-04-24 | 160.524 | 2024-03-15 | 2026-06-17
X-RAY VIEWER | X-RAY VIEWER | RINN PRODUCT | 67-0420 | 2003-05-12 | 90 | 2024-04-24 | 2025-04-14
AMALGAM DISPENSER | AMALGAM DISPENSER | DE GOTZEN | SOFTLY 8 | 2003-05-12 | 420 | 2022-11-07 11:26 | 2024-11-07
LIGHT CURE UNIT | LIGHT CURE UNIT | MEGA-PHYSIK | CROMALUX 100 | 2003-05-12 | 360 | 2024-04-22 | 2025-04-16
SCALES | SCALES - STAND ON | SECA | 880 | 2003-02-11 | 210 | 2022-01-12 | 2024-11-15
SPHYGMOMANOMETER | SPHYGMOMANOMETER | SPEIDEL & KE | MAXI STABIL 3 | 2003-02-06 | 96
SPHYGMOMANOMETER | SPHYGMOMANOMETER | SPEIDEL & KE | MAXI STABIL 3 | 2003-02-06 | 96
SPHYGMOMANOMETER | SPHYGMOMANOMETER | SPEIDEL & KE | MAXI STABIL 3 | 2003-02-06 | 96
DOPPLER UNIT | DOPPLER UNIT | SCIMED | 100 | 2003-02-24 | 240
SHAKER | ORBITAL SHAKER | STUART SCIEN | S01 | 1990-01-01 | 1440
PAIN STIMULATOR | PAIN STIMULATOR | CEFAR | DUM 2.4K | 2003-01-23 | 144
PAIN STIMULATOR | TENS MACHINE | JPM PRODUCTS | 200 PLUS | 2003-01-23 | 30
PAIN STIMULATOR | TENS MACHINE | JPM PRODUCTS | 200 PLUS | 2003-01-23 | 30
DIGITAL VIDEO RECORDER |  | SONY | DKR-700P | 2003-01-31 | 2400
LIGHT SOURCE | XENON LIGHT SOURCE | OLYMPUS | CLV-U40 | 2003-01-31 | 4800
ULTRASOUND PROBE | ULTRASOUND PROBE | BK MEDICAL | 8659 | 2003-01-28 | 12210
ULTRASOUND PROBE | ULTRASOUND PROBE | BK MEDICAL | 8666 | 2003-01-28 | 17010
NEBULIZER | NEBULIZER | MEDIX LTD | AC2000HF | 1999-12-30 | 126 | 2023-11-14 | 2024-12-11
AUDIO DOPPLER | AUDIO DOPPLER | HUNTLEIGH | D900 | 2002-01-01 | 336
SUCTION CONTROLLER | SUCTION CONTROLLER | EAST HEALTH | HIGH-SUCTION | 2003-01-16 | 240
TRANSCUT NERVE STIMULATOR | DUAL CHANNEL STIMULATOR | EVERYWAY MED | TPN200 PLUS MOD N601 | 2003-01-09 | 60
TRANSCUT NERVE STIMULATOR | DUAL CHANNEL STIMULATOR | EVERYWAY MED | TPN200 PLUS MOD N601 | 2003-01-09 | 60
TRANSCUT NERVE STIMULATOR | DUAL CHANNEL STIMULATOR | EVERYWAY MED | TPN200 PLUS MOD N601 | 2003-01-09 | 60
DIATHERMY MACHINE | DIATHERMY MACHINE | VALLEYLAB | LIGASURE-8 | 2003-01-29 | 13200 | 2022-12-12 14:45 | 2025-01-11
SUCTION CONTROLLER | SUCTION CONTROLLER | EAST HEALTH | HIGH-SUCTION | 2003-01-30 | 240
SUCTION CONTROLLER | SUCTION CONTROLLER | EAST HEALTH | HIGH-SUCTION | 2003-01-13 | 240
SUCTION CONTROLLER | SUCTION CONTROLLER | EAST HEALTH | HIGH-SUCTION | 2003-01-10 | 240
SUCTION CONTROLLER | SUCTION CONTROLLER | EAST HEALTH | HIGH-SUCTION | 2003-01-31 | 240
SUCTION CONTROLLER | SUCTION CONTROLLER | EAST HEALTH | HIGH-SUCTION | 2003-01-31 | 240
SUCTION CONTROLLER | SUCTION CONTROLLER | EAST HEALTH | HIGH-SUCTION | 2003-01-31 | 240
SUCTION CONTROLLER | SUCTION CONTROLLER | EAST HEALTH | HIGH-SUCTION | 2003-01-31 | 240
SUCTION CONTROLLER | SUCTION CONTROLLER | EAST HEALTH | HIGH-SUCTION | 2003-01-31 | 240
SUCTION CONTROLLER | SUCTION CONTROLLER | EAST HEALTH | HIGH-SUCTION | 2003-01-31 | 240
SUCTION CONTROLLER | SUCTION CONTROLLER | EAST HEALTH | HIGH-SUCTION | 2003-01-31 | 240
SUCTION CONTROLLER | SUCTION CONTROLLER | EAST HEALTH | HIGH-SUCTION | 2003-01-31 | 240
SUCTION CONTROLLER | SUCTION CONTROLLER | EAST HEALTH | HIGH-SUCTION | 2003-01-31 | 240
SUCTION CONTROLLER | SUCTION CONTROLLER | EAST HEALTH | HIGH-SUCTION | 2003-01-17 | 240
SUCTION CONTROLLER | SUCTION CONTROLLER | EAST HEALTH | HIGH-SUCTION | 2003-01-17 | 240
SUCTION CONTROLLER | SUCTION CONTROLLER | EAST HEALTH | HIGH-SUCTION | 2003-01-17 | 240
SUCTION CONTROLLER | SUCTION CONTROLLER | EAST HEALTH | HIGH-SUCTION | 2003-01-17 | 240
SUCTION CONTROLLER | SUCTION CONTROLLER | EAST HEALTH | HIGH-SUCTION | 2003-01-17 | 240
SUCTION CONTROLLER | SUCTION CONTROLLER | EAST HEALTH | HIGH-SUCTION | 2003-01-17 | 106.8
SUCTION CONTROLLER | SUCTION CONTROLLER | EAST HEALTH | HIGH-SUCTION | 2003-01-17 | 240
SUCTION CONTROLLER | SUCTION CONTROLLER | EAST HEALTH | HIGH-SUCTION | 2003-01-17 | 106.8
SUCTION CONTROLLER | SUCTION CONTROLLER | EAST HEALTH | HIGH-SUCTION | 2003-01-17 | 106.8
SUCTION CONTROLLER | SUCTION CONTROLLER | EAST HEALTH | HIGH-SUCTION | 2003-01-17 | 106.8
HANDPIECE MICROMOTOR | HANDPIECE MICROMOTOR | BIEN-AIR UK | BASCH | 2003-04-10 | 1687.2
HANDPIECE MICROMOTOR | HANDPIECE MICROMOTOR | BIEN-AIR UK | BASCH | 2003-04-10 | 1687.2
HANDPIECE MICROMOTOR | HANDPIECE MICROMOTOR | BIEN-AIR UK | BASCH | 2003-04-10 | 1687.2
HANDPIECE MICROMOTOR | HANDPIECE MICROMOTOR | BIEN-AIR UK | BASCH | 2003-04-10 | 1687.2
HANDPIECE MICROMOTOR | HANDPIECE MICROMOTOR | BIEN-AIR UK | ISOLITE | 2003-02-28 | 799.2
HANDPIECE | DENTAL HANDPIECE | KAVO | 640B | 2003-02-23 | 927.6
HANDPIECE | DENTAL HANDPIECE | KAVO | 640C | 2003-04-04 | 648
HANDPIECE | DENTAL HANDPIECE | KAVO | 640C | 2002-12-09 | 648
HANDPIECE MICROMOTOR | HANDPIECE MICROMOTOR | KAVO | K9 TYPE 950 | 2003-03-21 | 600
HANDPIECE | DENTAL HANDPIECE | KAVO | 7A | 2002-12-11 | 360
PLASTER CHISEL | PLASTER CHISEL | ROEN S.A.S. | ATD178 | 2002-11-28 | 186
OXIMETER | HAND HELD OXIMETER | PHILIPS LTD | M4529A | 2003-01-23 | 958.8
DIAGNOSTIC SET | DIAGNOSTIC SET | KEELER | VISTA | 2002-12-31 | 176.64 | 2020-02-10 | 2024-12-18
DIAGNOSTIC SET | DIAGNOSTIC SET | KEELER | VISTA | 2002-12-31 | 176.64 | 2020-02-07 | 2024-12-18
SLIT LAMP TABLE | SLIT LAMP TABLE | KEELER | ELECTRIC ELEVATION | 2003-03-10 | 1800 | 2024-01-26 | 2025-01-26
SLIT LAMP | SLIT LAMP | KEELER | SL33ZOOM | 2003-03-10 | 5160 | 2024-02-06 | 2025-02-06
LIGHT CURE UNIT | LIGHT CURE UNIT | SHOFU | SOLIDLITE EX | 2003-03-13 | 1140 | 2024-03-15 | 2026-06-17
SCALES | SCALES - COLUMN | SECA | 710 | 2004-04-23 | 600 | 2021-03-15 | 2024-11-15
EXAMINATION CHAIR | EXAMINATION CHAIR | FRASTEMA | 88AD | 2003-03-21 | 1266 | 2022-04-21 | 2023-04-21
HANDPIECE | DENTAL HANDPIECE | W&H UK LTD | TREND AP-46 | 2003-01-02 | 600
APPLANATION TONOM | APPLANATION TONOMETER | HAAG STREIT | T900 | 2002-12-30 | 660
APPLANATION TONOM | APPLANATION TONOMETER | HAAG STREIT | T900 | 2002-12-30 | 660
APPLANATION TONOM | APPLANATION TONOMETER | HAAG STREIT | T900 | 2002-12-30 | 660
APPLANATION TONOM | APPLANATION TONOMETER | HAAG STREIT | T900 | 2002-12-30 | 660
APPLANATION TONOM | APPLANATION TONOMETER | HAAG STREIT | T900 | 2002-12-30 | 660
APPLANATION TONOM | APPLANATION TONOMETER | HAAG STREIT | T900 | 2002-12-30 | 660
APPLANATION TONOM | APPLANATION TONOMETER | HAAG STREIT | T900 | 2007-09-01 | 660
FOUR-SIDED TEST TYPE | SNELLEN CHART | GATEHOUSE | 4 SIDED TT-MANUAL ID | 2002-12-31 | 540
SUCTION UNIT | SUCTION - LAERDAL - BATTERY | LAERDAL | LSU-2 | 2003-01-29 | 816 | 2024-06-26 | 2027-06-26
PRESSURE INFUSOR PUMP | PRESSURE INFUSOR - RANGER | AUGUSTINE MEDICAL | 90031 | 2003-01-27 | 1794 | 2023-04-12 09:49 | 2024-04-04
MULTI FLUID WARMER | BLOOD AND FLUID WARMER | AUGUSTINE MEDICAL | RANGER 245 | 2003-01-27 | 1794 | 2023-04-04 15:11 | 2024-04-04
MULTI FLUID WARMER | BLOOD AND FLUID WARMER | AUGUSTINE MEDICAL | RANGER 245 | 2003-01-27 | 1794 | 2019-09-11 | 2024-06-15
PATIENT MONITOR | PATIENT MONITOR | GE LIMITED | DASH 3000 | 2003-01-15 | 6000 | 2021-10-20 | 2025-07-15
PAIN ANALYSER | DOLOMETER - PAIN THRESHOLD TESTER | SALTER | PLEASE ENTER MODEL! (816) | 2003-01-21 | 120
APPLANATION TONOM | TONOMETER | HAAG STREIT | AT900 | 2002-12-30 | 1440
SLIT LAMP | SLIT LAMP | HAAG STREIT | BM900 | 2002-12-30 | 9030 | 2024-05-13 | 2025-01-05
SLIT LAMP | SLIT LAMP | HAAG STREIT | BM900 | 2002-12-30 | 9030 | 2024-04-11 | 2025-02-01
SLIT LAMP | SLIT LAMP | HAAG STREIT | BM900 | 2002-12-30 | 9030 | 2024-03-01 | 2025-01-08
SLIT LAMP | SLIT LAMP | HAAG STREIT | BM900 | 2002-12-30 | 9030 | 2023-12-12 | 2024-12-04
SLIT LAMP | SLIT LAMP | HAAG STREIT | BM900 | 2002-12-30 | 9030 | 2024-01-19 | 2025-01-15
SLIT LAMP | SLIT LAMP | HAAG STREIT | BM900 | 2002-12-30 | 9030 | 2022-08-05 | 2023-08-05
SLIT LAMP | SLIT LAMP | HAAG STREIT | BM900 | 2002-12-30 | 9030 | 2024-05-13 | 2025-01-19
SLIT LAMP | SLIT LAMP | HAAG STREIT | BM900 | 2002-12-30 | 9030 | 2024-01-19 | 2025-01-10
APPLANATION TONOM | APPLANATION TONOMETER | HAAG STREIT | T900 | 2003-01-15 | 660
DIAGNOSTIC SET | DIAGNOSTIC SET | KEELER | VISTA | 2003-01-15 | 176.64 | 2022-06-16 | 2024-06-16
ELECT.SURG.ANALYZER | ELECTROSURGICAL ANALYSER | METRON | QA-ES | 2002-12-20 | 8460 | 2024-07-05 | 2025-07-05
TRANSFORMER | POWER PACK | KEELER | 1952-P-2032 | 2002-12-30 | 1439.616 | 2020-03-18 | 2025-06-15
OPHTHALMOSCOPE-INDIRECT | INDIRECT OPHTHALMOSCOPE | KEELER | ALL PUPIL II | 2002-12-30 | 600
DENAR ARTICULATOR | DENTAL ARTICULATOR | DENTSPLY LTD | FREEPLANE | 2003-01-28 | 360
INDUCTION CASTING MC | INDUCTION CASTING MACHINE | SEIT ELECTRO | DSI+PR | 2003-01-16 | 8565.756 | 2024-03-11 | 2026-06-17
HANDPIECE | DENTAL HANDPIECE | W&H UK LTD | TREND AP-44 | 2003-01-02 | 600
OPHTHALMOSCOPE-INDIRECT | INDIRECT OPHTHALMOSCOPE | KEELER | ALL PUPIL II | 2002-12-30 | 600
OPHTHALMOSCOPE-INDIRECT | INDIRECT OPHTHALMOSCOPE | KEELER | ALL PUPIL II | 2002-12-30 | 600
OPHTHALMOSCOPE-INDIRECT | INDIRECT OPHTHALMOSCOPE | KEELER | ALL PUPIL II | 2002-12-30 | 600
DIAGNOSTIC SET | DIAGNOSTIC SET | KEELER | VISTA | 2002-12-31 | 176.64 | 2024-04-18 | 2025-08-24
OPHTHALMOSCOPE-INDIRECT | INDIRECT OPHTHALMOSCOPE | KEELER | ALL PUPIL II | 2002-12-30 | 600 | 2020-03-13 | 2025-11-15
SUCTION CONTROLLER | SUCTION CONTROLLER | EAST HEALTH | HIGH-SUCTION | 2003-02-04 | 240
DIAL TEST INDICATOR | DIAL TEST INDICATOR | MITUTOYO LTD | 241308 | 2002-12-20 | 72
VAPORIZERS | VAPORIZER - ISOFLURANE | DATEX-OHMEDA | TEC7 ISO | 2002-12-18 | 2323.2 | 2024-02-05 | 2025-02-05
SPEAKER/AMPLIFIER | SPEAKER/AMPLIFIER | SARABEC | CRESCENDO-10 | 2002-12-17 | 180
SPEECH AID | SPEECH AID | SERVOX | INTON | 2003-01-08 | 720
MULTI-MEASUREMENT SERVER | MULTI-MEASUREMENT SERVER | PHILIPS LTD | M3001A | 2003-01-02 | 3372
TEMP MODULE | TEMP MODULE | PHILIPS LTD | M1029A | 2003-01-02 | 600
MULTI-MEASUREMENT SERVER | MULTI-MEASUREMENT SERVER | PHILIPS LTD | M3001A | 2003-01-02 | 3372
EEG MONITOR | EEG MONITOR | ASPECT | A-2000 | 2002-12-16 | 6240
LIGHT SOURCE | LIGHT SOURCE | OLYMPUS | CLK-4 | 2002-12-13 | 720 | 2023-03-13 16:06 | 2024-10-15
POWER SCREWDRIVER | CORDLESS/RECHARGEABLE SCREWDRIVER | PANASONIC | EY503 | 2003-03-10 | 60
EXTENSION LEAD | CABLE REEL | SCAN ROLL | CABS | 2003-02-14 | 28.236
EXTENSION LEAD | CABLE REEL | SCAN ROLL | CABS | 2003-02-14 | 28.236
EXTENSION LEAD | CABLE REEL | SCAN ROLL | CABS | 2003-02-14 | 28.236
EXTENSION LEAD | CABLE REEL | SCAN ROLL | CABS | 2003-02-14 | 28.236
BATTERY PACK | BATTERY PACK | ARJO HUNTLEIGH | 24V BATTERY | 2002-12-04 | 186
SUCTION CONTROLLER | SUCTION CONTROLLER | EAST HEALTH | HIGH-SUCTION | 2002-11-28 | 240
OPHTHALMOSCOPE | OPHTHALMOSCOPE | KEELER | 1102-P-1041 | 2002-11-22 | 240
SUCTION CONTROLLER | SUCTION CONTROLLER | EAST HEALTH | HIGH-SUCTION | 2002-12-16 | 240
SUCTION CONTROLLER | SUCTION CONTROLLER | EAST HEALTH | HIGH-SUCTION | 2002-12-03 | 240
SUCTION CONTROLLER | SUCTION CONTROLLER - OLD STYLE | THERAPY EQUIPMENT | 4701 | 2002-11-27 | 166.8
SUCTION CONTROLLER | SUCTION CONTROLLER - OLD STYLE | THERAPY EQUIPMENT | 4701 | 2002-11-27 | 166.8
SYRINGE DRIVER | SYRINGE DRIVER | GRASEBY | 3500 | 2002-12-02 | 2400
LIGHT SOURCE | LIGHT SOURCE - XENON 300 | KARL STORZ | 20133120 | 2002-11-27 | 4200 | 2024-09-10 | 2026-07-15
INSUFFLATOR CO2 | INSUFFLATION UNIT | OLYMPUS | UHI-3 | 2002-12-31 | 7800 | 2024-01-05 | 2026-01-05
VAPORIZERS | VAPORIZER - ISOFLURANE | PENLON | SIGMA DELTA(ISO) | 2002-12-16 | 2400 | 2021-05-07
COUCH | DAY SURGERY TROLLEY | MERIVAARA | RAPIDO | 2003-01-03 | 3643.2 | 2022-08-12 | 2025-07-14
NEBULIZER | NEBULIZER | MEDIC AID | PORTANEB-INTER-QV7B | 2002-12-11 | 138
URINE FLOWRATE/VOL. | URINE FLOWRATE/VOL. | DANTEC | URODYNE1000 | 2002-12-16 | 6000
BP MODULE | BP MODULE | PHILIPS LTD | M1006B | 2002-12-23 | 606
BP MODULE | BP MODULE | PHILIPS LTD | M1006B | 2002-12-23 | 606
MULTI-MEASUREMENT SERVER | MULTI-MEASUREMENT SERVER | PHILIPS LTD | M3000A | 2002-12-23 | 3372
BP MODULE | BP MODULE | PHILIPS LTD | M1006B | 2002-12-23 | 606
URINE FLOWRATE/VOL. | URINE FLOWRATE/VOL. | DANTEC | URODYNE1000 | 2002-01-01 | 6000
HANDPIECE | HANDPIECE | W&H UK LTD | 956A | 2002-12-05 | 660
HANDPIECE | HANDPIECE | W&H UK LTD | 956A | 2002-12-05 | 660
HANDPIECE | HANDPIECE | W&H UK LTD | 956A | 2002-12-05 | 660
HANDPIECE | DENTAL HANDPIECE | KAVO | 20LH | 2002-11-21 | 346.8
HANDPIECE | DENTAL HANDPIECE | KAVO | 20LH | 2002-11-21 | 346.8
HANDPIECE | DENTAL HANDPIECE | KAVO | 20LH | 2002-11-21 | 346.8
HANDPIECE | DENTAL HANDPIECE | KAVO | 637B | 2002-11-21 | 539.1
HANDPIECE | DENTAL HANDPIECE | KAVO | 637B | 2002-11-21 | 539.1
HANDPIECE | DENTAL HANDPIECE | KAVO | 655C | 2002-11-21 | 576
HANDPIECE | HANDPIECE | W&H UK LTD | SYNEA HA-43A | 2002-10-31 | 480
HANDPIECE | HANDPIECE | W&H UK LTD | S11 | 2002-10-31 | 540
HANDPIECE | HANDPIECE | W&H UK LTD | S11 | 2002-10-31 | 540
HANDPIECE | HANDPIECE | W&H UK LTD | S11 | 2002-10-31 | 540
HANDPIECE | HANDPIECE | W&H UK LTD | S11 | 2002-10-31 | 540
HANDPIECE | HANDPIECE | W&H UK LTD | S11 | 2002-10-31 | 540
HANDPIECE | HANDPIECE | W&H UK LTD | S11 | 2002-10-31 | 540
HANDPIECE | HANDPIECE | W&H UK LTD | S11 | 2002-10-31 | 540
HANDPIECE | HANDPIECE | W&H UK LTD | S11 | 2002-10-31 | 540
HANDPIECE | HANDPIECE | W&H UK LTD | S11 | 2002-10-31 | 540
HANDPIECE | HANDPIECE | W&H UK LTD | S11 | 2002-10-31 | 540
HANDPIECE | HANDPIECE | W&H UK LTD | S11 | 2002-10-31 | 540
HANDPIECE | HANDPIECE | W&H UK LTD | S11 | 2002-10-31 | 540
HANDPIECE | HANDPIECE | W&H UK LTD | S11 | 2002-10-31 | 540
HANDPIECE | HANDPIECE | W&H UK LTD | S11 | 2002-10-31 | 540
HANDPIECE | HANDPIECE | W&H UK LTD | S11 | 2002-10-31 | 540
HANDPIECE | HANDPIECE | W&H UK LTD | S11 | 2002-10-31 | 540
HANDPIECE | HANDPIECE | W&H UK LTD | S11 | 2002-10-31 | 540
HANDPIECE | HANDPIECE | W&H UK LTD | S11 | 2002-10-31 | 540
HANDPIECE | DENTAL HANDPIECE | KAVO | 7CH | 2002-11-01 | 480
HANDPIECE | DENTAL HANDPIECE | KAVO | 7CH | 2002-11-01 | 480
HANDPIECE | DENTAL HANDPIECE | KAVO | 7CH | 2002-11-01 | 480
HANDPIECE | DENTAL HANDPIECE | KAVO | 7CH | 2002-11-01 | 480
HANDPIECE | DENTAL HANDPIECE | KAVO | 7CH | 2002-11-01 | 480
HANDPIECE | DENTAL HANDPIECE | KAVO | 7CH | 2002-11-01 | 480
HANDPIECE | DENTAL HANDPIECE | KAVO | 7CH | 2002-11-01 | 480
HANDPIECE | DENTAL HANDPIECE | KAVO | 7CH | 2002-11-01 | 480
HANDPIECE | DENTAL HANDPIECE | KAVO | 7CH | 2002-11-01 | 480
HANDPIECE | DENTAL HANDPIECE | W&H UK LTD | SYNEA WA56A | 2002-10-31 | 360
HANDPIECE | DENTAL HANDPIECE | W&H UK LTD | SYNEA WA56A | 2002-10-31 | 360
HANDPIECE | DENTAL HANDPIECE | W&H UK LTD | SYNEA WA56A | 2002-10-31 | 360
HANDPIECE | DENTAL HANDPIECE | W&H UK LTD | SYNEA WA56A | 2002-10-31 | 360
HANDPIECE | DENTAL HANDPIECE | W&H UK LTD | SYNEA WA56A | 2002-10-31 | 360
HANDPIECE | DENTAL HANDPIECE | W&H UK LTD | SYNEA WA56A | 2002-10-31 | 360
HANDPIECE | DENTAL HANDPIECE | W&H UK LTD | SYNEA WA56A | 2002-10-31 | 360
HANDPIECE | DENTAL HANDPIECE | W&H UK LTD | SYNEA WA56A | 2002-10-31 | 360
HANDPIECE | DENTAL HANDPIECE | W&H UK LTD | SYNEA WA56A | 2002-10-31 | 360
HANDPIECE | DENTAL HANDPIECE | W&H UK LTD | SYNEA WA56A | 2002-10-31 | 360
HANDPIECE | DENTAL HANDPIECE | W&H UK LTD | SYNEA WA56A | 2002-10-31 | 360
HANDPIECE | DENTAL HANDPIECE | W&H UK LTD | SYNEA WA56A | 2002-10-31 | 360
HANDPIECE | DENTAL HANDPIECE | W&H UK LTD | SYNEA WA56A | 2002-10-31 | 360
HANDPIECE | DENTAL HANDPIECE | W&H UK LTD | SYNEA WA56A | 2002-10-31 | 360
HANDPIECE | DENTAL HANDPIECE | W&H UK LTD | SYNEA WA56A | 2002-10-31 | 360
HANDPIECE | DENTAL HANDPIECE | W&H UK LTD | SYNEA WA56A | 2002-10-31 | 360
HANDPIECE | DENTAL HANDPIECE | W&H UK LTD | SYNEA WA56A | 2002-10-31 | 360
HANDPIECE | DENTAL HANDPIECE | W&H UK LTD | SYNEA WA56A | 2002-10-31 | 360
HANDPIECE | DENTAL HANDPIECE | W&H UK LTD | SYNEA WA56A | 2002-10-31 | 360
HANDPIECE | DENTAL HANDPIECE | W&H UK LTD | SYNEA WA56A | 2002-10-31 | 360
HANDPIECE | DENTAL HANDPIECE | W&H UK LTD | SYNEA WA56A | 2002-10-31 | 360
HANDPIECE | DENTAL HANDPIECE | W&H UK LTD | SYNEA WA56A | 2002-10-31 | 360
HANDPIECE | DENTAL HANDPIECE | W&H UK LTD | SYNEA WA56A | 2002-10-31 | 360
HANDPIECE | DENTAL HANDPIECE | W&H UK LTD | SYNEA WA56A | 2002-10-31 | 360
HANDPIECE | DENTAL HANDPIECE | W&H UK LTD | SYNEA WA56A | 2002-10-31 | 360
HANDPIECE | DENTAL HANDPIECE | W&H UK LTD | SYNEA WA56A | 2002-10-31 | 360
HANDPIECE | DENTAL HANDPIECE | W&H UK LTD | SYNEA WA56A | 2002-10-31 | 360
HANDPIECE | DENTAL HANDPIECE | W&H UK LTD | SYNEA WA56A | 2002-10-31 | 360
HANDPIECE | DENTAL HANDPIECE | W&H UK LTD | SYNEA WA56A | 2002-10-31 | 360
HANDPIECE | HANDPIECE | W&H UK LTD | SYNEA HA-43A | 2002-10-31 | 480
HANDPIECE | HANDPIECE | W&H UK LTD | SYNEA HA-43A | 2002-10-31 | 480
HANDPIECE | HANDPIECE | W&H UK LTD | SYNEA HA-43A | 2002-10-31 | 480
HANDPIECE | HANDPIECE | W&H UK LTD | SYNEA HA-43A | 2002-10-31 | 480
HANDPIECE | HANDPIECE | W&H UK LTD | SYNEA HA-43A | 2002-10-31 | 480
HANDPIECE | HANDPIECE | W&H UK LTD | SYNEA HA-43A | 2002-10-31 | 480
HANDPIECE | HANDPIECE | W&H UK LTD | SYNEA HA-43A | 2002-10-31 | 480
HANDPIECE | HANDPIECE | W&H UK LTD | SYNEA HA-43A | 2002-10-31 | 480
HANDPIECE | HANDPIECE | W&H UK LTD | SYNEA HA-43A | 2002-10-31 | 480
HANDPIECE | HANDPIECE | W&H UK LTD | SYNEA HA-43A | 2002-10-31 | 480
HANDPIECE | HANDPIECE | W&H UK LTD | SYNEA HA-43A | 2002-10-31 | 480
HANDPIECE | HANDPIECE | W&H UK LTD | SYNEA HA-43A | 2002-10-31 | 480
HANDPIECE | HANDPIECE | W&H UK LTD | SYNEA HA-43A | 2002-10-31 | 480
HANDPIECE | HANDPIECE | W&H UK LTD | SYNEA HA-43A | 2002-10-31 | 480
HANDPIECE | HANDPIECE | W&H UK LTD | SYNEA HA-43A | 2002-10-31 | 480
HANDPIECE | HANDPIECE | W&H UK LTD | SYNEA HA-43A | 2002-10-31 | 480
HANDPIECE | HANDPIECE | W&H UK LTD | SYNEA HA-43A | 2002-10-31 | 480
HANDPIECE | HANDPIECE | W&H UK LTD | SYNEA HA-43A | 2002-10-31 | 480
HANDPIECE | DENTAL HANDPIECE | KAVO | 655C | 2002-10-31 | 576
HANDPIECE | DENTAL HANDPIECE | KAVO | 655C | 2002-10-31 | 576
HANDPIECE | DENTAL HANDPIECE | KAVO | 655C | 2002-10-31 | 576
HANDPIECE | DENTAL HANDPIECE | KAVO | 655C | 2002-10-31 | 576
HANDPIECE | DENTAL HANDPIECE | KAVO | 655C | 2002-10-31 | 576
HANDPIECE | DENTAL HANDPIECE | KAVO | 655C | 2002-10-31 | 576
HANDPIECE | DENTAL HANDPIECE | KAVO | 655C | 2002-10-31 | 576
HANDPIECE | DENTAL HANDPIECE | KAVO | 655C | 2002-10-31 | 576
HANDPIECE | DENTAL HANDPIECE | KAVO | 655C | 2002-10-31 | 576
HANDPIECE | DENTAL HANDPIECE | KAVO | 655C | 2002-10-31 | 576
HANDPIECE | DENTAL HANDPIECE | KAVO | 655C | 2002-10-31 | 576
HANDPIECE | DENTAL HANDPIECE | KAVO | 655C | 2002-10-31 | 576
HANDPIECE | DENTAL HANDPIECE | KAVO | 655C | 2002-10-31 | 576
HANDPIECE | DENTAL HANDPIECE | KAVO | 655C | 2002-10-31 | 576
HANDPIECE | DENTAL HANDPIECE | KAVO | 655C | 2002-10-31 | 576
HANDPIECE | DENTAL HANDPIECE | KAVO | 655C | 2002-10-31 | 576
HANDPIECE | DENTAL HANDPIECE | KAVO | 655C | 2002-10-31 | 576
HANDPIECE | DENTAL HANDPIECE | KAVO | 655C | 2002-10-31 | 576
HANDPIECE | DENTAL HANDPIECE | KAVO | 655C | 2002-10-31 | 576
HANDPIECE | DENTAL HANDPIECE | KAVO | 655C | 2002-10-31 | 576
HANDPIECE | DENTAL HANDPIECE | KAVO | 655C | 2002-10-31 | 576
HANDPIECE | DENTAL HANDPIECE | KAVO | 655C | 2002-10-31 | 576
HANDPIECE | DENTAL HANDPIECE | KAVO | 655C | 2002-10-31 | 576
HANDPIECE | DENTAL HANDPIECE | KAVO | 655C | 2002-10-31 | 576
HANDPIECE | DENTAL HANDPIECE | KAVO | 655C | 2002-10-31 | 576
HANDPIECE | DENTAL HANDPIECE | KAVO | 655C | 2002-10-31 | 576
HANDPIECE | DENTAL HANDPIECE | KAVO | 655C | 2002-10-31 | 576
HANDPIECE | DENTAL HANDPIECE | KAVO | 655C | 2002-10-31 | 576
HANDPIECE | DENTAL HANDPIECE | KAVO | 655C | 2002-10-31 | 576
TRANSCUT NERVE STIMULATOR | DUAL CHANNEL STIMULATOR | EVERYWAY MED | TPN200 PLUS MOD N601 | 2002-12-06 | 60
TRANSCUT NERVE STIMULATOR | DUAL CHANNEL STIMULATOR | EVERYWAY MED | TPN200 PLUS MOD N601 | 2003-01-09 | 60
AUDIOMETRY | SOUND LEVEL METER | B & K | 2260 INVESTIGATOR | 2002-11-25 | 20514.132 | 2024-09-25 | 2025-03-11
AUDIOMETRY | ARTIFICIAL MASTOID | B & K | 4930 | 2002-11-25 | 1200 | 2024-09-23 | 2025-03-11
AUDIOMETRY | 1/2 INCH MICROPHONE | B & K | 4192 | 2002-11-25 | 924.96 | 2024-09-24 | 2025-03-11
AUDIOMETRY | AUDIOMETRY | B & K | 4153 | 2002-11-25 | 960 | 2024-09-23 | 2025-03-11
MICROSCOPE | MICROSCOPE | LEICA | DMLS | 2000-10-10 | 13485.312 | 2024-08-27 | 2025-08-27
AUDIO DOPPLER | FOETAL MONITOR | SONICAID | 121 | 2002-11-26 | 348
MULTI-MEASUREMENT SERVER | MULTI-MEASUREMENT SERVER | PHILIPS LTD | M3000A | 2002-11-14 | 3372
MULTI-MEASUREMENT SERVER | MULTI-MEASUREMENT SERVER | PHILIPS LTD | M3000A | 2002-11-14 | 3372
HEATING PAD | HEAT PAD | WINTERWARM | HP5/L | 2002-11-18 | 16.8
ELECTRIC BED | ELECTRIC BED | LINET UK | ELEGANZA COMPACT | 2002-11-21 | 2156.4 | 2023-04-04 | 2024-11-01
HEATING PAD | HEAT PAD | WINTERWARM | HP5/L | 2002-11-18 | 16.8
VITAL SIGNS MONITOR | VITAL SIGNS MONITOR: NBP. | RIESTER | R1-CHAMPION | 2002-11-07 | 90
NEBULIZER | NEBULIZER | MEDIC AID | PN50 | 2003-01-23 | 126.96
HANDPIECE | DENTAL HANDPIECE | W&H UK LTD | 975AE | 2002-10-31 | 540
PLASTER CHISEL | PLASTER CHISEL | ROEN S.A.S. | ATD178 | 2002-11-28 | 186
VITAL SIGNS MONITOR | VITAL SIGNS MONITOR: NBP/SPO2/TEMP. | WELCH ALLYN | LIFESIGN(NBP/SPO2/T) | 2002-11-15 | 2160 | 2022-06-28 | 2025-06-13
AMALGAM DISPENSER | AMALGAM DISPENSER | DE GOTZEN | SOFTLY 8 | 2002-11-15 | 240 | 2022-06-28 | 2024-06-28
HANDPIECE | DENTAL HANDPIECE | KAVO | 625 | 2002-12-09 | 480
LIGHT CURE UNIT | LIGHT CURE UNIT | J & S DAVIS | CURELUX CV80 | 2002-11-15 | 258
DENTAL UNIT | DENTAL UNIT | ADEC DENTAL | 4400IC | 2002-11-21 | 3360 | 2022-06-28 | 2023-06-28
HANDPIECE | DENTAL HANDPIECE | W&H UK LTD | WS-75 E/KM | 2002-11-13 | 480
IMPLANT DRILL | IMPLANT DRILL | W&H UK LTD | IMPLANTMED | 2002-11-12 | 6000 | 2023-01-11 16:03 | 2025-01-11
ULTRASONIC SCALER | ULTRASONIC SCALER | DENTSPLY LTD | CAVITRON SPS | 2002-11-20 | 1200 | 2022-06-28 | 2023-06-28
ELECTRIC THERMOMETER | ELECTRONIC THERMOMETER (BATTERY) | WELCH ALLYN | 678 | 2002-10-24 | 120
ELECTRIC THERMOMETER | ELECTRONIC THERMOMETER (BATTERY) | WELCH ALLYN | 678 | 2002-10-24 | 120
FAX MACHINE | FAX MACHINE LASER | SAMSUNG | SF.S100 | 2003-01-17 | 180
ELECTRIC BED | ELECTRIC BED | LINET UK | ELEGANZA STANDARD(1) | 2002-11-07 | 1848 | 2020-07-12 | 2024-11-01
SPHYGMOMANOMETER | SPHYGMOMANOMETER | ACCOSON LTD | FREESTYLE | 2002-11-13 | 48
SUCTION UNIT | SUCTION - LAERDAL - BATTERY | LAERDAL | LSU-2 | 2002-11-14 | 816 | 2022-10-27 15:32 | 2025-11-15
BAG SEALER | BAG SEALER | PACKER | 300/CP | 2002-11-06 | 160.8 | 2021-10-06 | 2024-02-15
HANDPIECE MICROMOTOR | HANDPIECE MICROMOTOR | KAVO | K9 TYPE 950 | 2002-10-15 | 600
VITALITY SCANNER | VITALITY SCANNER | PARKER | DIGITEST D6260 | 2002-10-15 | 282
VITAL SIGNS MONITOR | VITAL SIGNS MONITOR: NBP. | OMRON | RX | 2002-10-10 | 84
FURNACE | FURNACE | CARBOLITE | BWF 11/13 | 2002-10-01 | 2160 | 2024-03-11 | 2026-06-17
FURNACE | FURNACE | CARBOLITE | BWF 11/13 | 2002-10-01 | 2160 | 2024-03-11 | 2026-06-17
BOILING OUT MC | BOILING OUT MACHINE | DREVE | LABORMAT-SD | 2002-09-17 | 3000 | 2020-02-10 | 2024-12-18
LIGHT CURE UNIT | LIGHT CURE UNIT | J & S DAVIS | CURELUX CV80 | 2002-09-05 | 258 | 2023-01-17 11:20 | 2024-08-15
GAS REGULATOR & FLOWMETER | OXYGENT THERAPY EQUIPMENT | THERAPY EQUIPMENT | 5150 | 2002-10-24 | 66
SUCTION CONTROLLER | SUCTION CONTROLLER | EAST HEALTH | HIGH-SUCTION | 2002-10-22 | 240
SUCTION UNIT | SUCTION - LAERDAL - BATTERY | LAERDAL | LSU-2 | 2002-10-22 | 816 | 2022-05-20 | 2026-03-15
SUCTION CONTROLLER | SUCTION CONTROLLER | EAST HEALTH | HIGH-SUCTION | 2002-10-10 | 240
VITAL SIGNS MONITOR | VITAL SIGNS MONITOR: NBP. | OMRON | HEM-705CP | 2002-09-02 | 153.696
VITAL SIGNS MONITOR | VITAL SIGNS MONITOR: NBP. | OMRON | HEM-705CP | 2002-09-02 | 153.696
COUCH | COUCH - HIGH/LOW | AKRON | 9822/3/3HS | 2002-08-14 | 1044 | 2022-04-01 | 2023-07-01
DIAGNOSTIC SYSTEM | DIAGNOSTIC SYSTEM | WELCH ALLYN | 767 DIAGNOSTIC SYSTEM | 2002-08-19 | 600
NEBULIZER | NEBULIZER | MEDIC AID | FREEWAY | 2002-10-08 | 169.2
OXIMETER | HAND HELD OXIMETER | PHILIPS LTD | M4529A | 2002-09-18 | 958.8 | 2021-10-07 | 2024-07-15
SUCTION CONTROLLER | SUCTION CONTROLLER | EAST HEALTH | HIGH-SUCTION | 2002-09-25 | 240
PATIENT HOIST | PATIENT HOIST - OVERHEAD | CHILTERN MED | WISPA TURBO | 2002-07-23 | 1177.2 | 2024-03-26 | 2024-09-26
EXAMINATION LAMP | PORTABLE MINOR SURGERY LAMP | BRANDON MEDICAL | BME50 | 2002-09-26 | 600
HANDPIECE MICROMOTOR | MICROMOTOR CONTROLLER | BIEN-AIR UK | TECHNOBOX 810 | 2002-10-15 | 960 | 2024-05-01 | 2025-04-15
HANDPIECE MICROMOTOR | HANDPIECE MICROMOTOR | BIEN-AIR UK | ISOLITE | 1994-07-01 | 799.2
HANDPIECE MICROMOTOR | HANDPIECE MICROMOTOR | BIEN-AIR UK | ISOLITE | 1994-07-01 | 799.2
VITALITY SCANNER | PULP VITALITY TESTER | DIGITEST | D626D | 2002-08-12 | 282
CURING BATH | CURING BATH | INTERLAB PRO | 3A | 2002-08-20 | 598.8 | 2024-03-05 | 2026-06-17
CURING BATH | CURING BATH | INTERLAB PRO | 3A | 2002-08-20 | 598.8 | 2021-06-25 | 2025-06-18
VACUUM PUMP | VACUUM PUMP - FOR PROGROMAT | IVOCLAR-VIVA | VP3 | 2002-08-20 | 360 | 2024-03-15 | 2026-06-17
FURNACE | FURNACE - PORCELAIN | IVOCLAR-VIVA | PROGRAMAT P100 | 2002-08-20 | 3720 | 2024-03-15 | 2026-06-17
PRESSURE SAUCEPAN | PRESSURE SAUCEPAN | DENTAURUM | POLYCLAV | 2002-07-22 | 183.6
FLOWMETER TEST GAUGE | WATER FLOWMETER TEST GAUGE | CINCINNATI S | TFR | 2004-04-27 | 600
BANDSAWS | BANDSAWS | AXMINSTER PO | BS350 | 2002-07-01 | 586.8 | 2023-07-05 | 2024-07-05
BELT SANDER | BELT SANDER - AXMINSTER COMBINATION 12 INCH DISC - 6 INCH | AXMINSTER PO | SBD-612J | 2002-07-01 | 586.8 | 2023-07-05 | 2024-07-05
SUCTION CONTROLLER | SUCTION CONTROLLER | EAST HEALTH | HIGH-SUCTION | 2002-11-12 | 240
VITAL SIGNS MONITOR | VITAL SIGNS MONITOR: NBP/SPO2/TEMP. | WELCH ALLYN | SPOT 420(NBP/SPO2) | 2002-11-12 | 2400 | 2021-12-20 | 2024-12-20
SUCTION UNIT | SUCTION - LAERDAL - BATTERY | LAERDAL | LSU-2 | 2002-11-06 | 816 | 2024-08-06 | 2027-08-06
SUCTION CONTROLLER | SUCTION CONTROLLER | EAST HEALTH | HIGH-SUCTION | 2002-09-26 | 240
SUCTION CONTROLLER | SUCTION CONTROLLER | EAST HEALTH | HIGH-SUCTION | 2002-09-26 | 240
SUCTION CONTROLLER | SUCTION CONTROLLER | EAST HEALTH | HIGH-SUCTION | 2002-09-26 | 240
SUCTION CONTROLLER | SUCTION CONTROLLER | EAST HEALTH | HIGH-SUCTION | 2002-09-26 | 240
SUCTION CONTROLLER | SUCTION CONTROLLER | EAST HEALTH | HIGH-SUCTION | 2002-09-26 | 240
SUCTION CONTROLLER | SUCTION CONTROLLER | EAST HEALTH | HIGH-SUCTION | 2002-08-02 | 240
SUCTION CONTROLLER | SUCTION CONTROLLER | EAST HEALTH | HIGH-SUCTION | 2002-08-01 | 240
SUCTION CONTROLLER | SUCTION CONTROLLER | EAST HEALTH | HIGH-SUCTION | 2002-07-26 | 240
SUCTION CONTROLLER | SUCTION CONTROLLER | EAST HEALTH | HIGH-SUCTION | 2002-08-02 | 240
MEDICAL VACUUM PLANT | MEDICAL VACUUM PLANT | NA | VACUUM PLANT | 2002-06-11 | 1200 | 2024-10-09 | 2024-10-20
MEDICAL AIR PLANT | MEDICAL AIR PLANT | CLARKE AIR | PLEASE ENTER MODEL! (154) | 2002-06-11 | 6000 | 2024-10-09 | 2024-10-20
OXYGEN MANIFOLD | OXYGEN MANIFOLD | GASARC | PLEASE ENTER MODEL! (16) | 2002-06-11 | 6000 | 2024-10-09 | 2024-10-20
BATTERY CHARGER | BATTERY CHARGER | BIOTRONIK | ACD300 | 2002-10-09 | 120
DUAL CHAMBER THRESHOLD ANALYSR | DUAL CHAMBER THRESHOLD ANALYSER | BIOTRONIK | ERA300 | 2002-10-09 | 4800
SUCTION CONTROLLER | SUCTION CONTROLLER | EAST HEALTH | HIGH-SUCTION | 2002-10-31 | 103.2
BATTERY THERMOMETER | BATTERY THERMOMETER | BRAUN | THERMOSCAN PR01 | 2002-07-29 | 36
CRIMP TOOL | CRIMP TOOL | FARNELL LTD | BNC | 2002-06-19 | 96
ELECTRIC BED | ELECTRIC BED | LINET UK | ELEGANZA STANDARD(1) | 2002-05-17 | 1848 | 2020-08-10 | 2024-11-01
TLD READER | TLD READER | HARSHAW-QS | 5500 | 2002-05-21 | 47083.2
VACUUM PUMP | VACUUM PUMP | C.AUSTEN | DYMAX 30 | 2002-05-21 | 207.912 | 2024-01-05 | 2026-01-05
SUCTION CONTROLLER | SUCTION CONTROLLER | EAST HEALTH | HIGH-SUCTION | 2002-08-27 | 240
SUCTION UNIT | MOBILE THEATRE SUCTION | THERAPY EQUIPMENT | 4760 | 2002-07-08 | 654
POWER SUPPLY | POWER SUPPLY | ASTRATEC | CHECKMATE II-CPP | 2002-06-13 | 415.956 | 2021-10-06 | 2024-10-06
DOSEMETER | DOSEMETER | PTW-FREIBURG | DIAMENTOR M2 | 2002-05-23 | 2880
GAS REGULATOR & FLOWMETER | 02 REGULATOR BULLNOSE | MEC CO. LTD | GASS4 BULLNOSE | 2002-06-20 | 48.72
SUCTION CONTROLLER | SUCTION CONTROLLER | EAST HEALTH | HIGH-SUCTION | 2004-01-09 | 240
LENS ANALYZER | AUTO LENSMETER | CANON | XEED 1 | 2002-05-27 | 3944.4 | 2024-02-05 | 2026-03-15
CAST VACUUM | AUTOPSY SAW SYSTEM | DESOUTTER MEDICAL | CCS(AUTOPSY SAW) | 2002-08-05 | 1320 | 2022-05-17
GAS REGULATOR & FLOWMETER | 02 REGULATOR BULLNOSE | MEC CO. LTD | GASS4 BULLNOSE | 2002-07-04 | 72
NEBULIZER | NEBULIZER | MEDIC AID | PORTANEB- INTER-ASF | 2002-06-11 | 130.8
NEBULIZER | NEBULIZER | MEDIC AID | PORTANEB- INTER-ASF | 2002-06-11 | 130.8
CHARGER/PSU | SPIROMETER PSU | VITALOGRAPH | SW171 | 2002-05-13 | 1182
AMBULATORY ARRHYTHMIA MONITOR | AMBULATORY ECG RECORDER | SPACELABS | LIFECARD CF | 2002-05-01 | 2197.2
NEBULIZER | NEBULIZER | MEDIC AID | PORTANEB | 2002-04-30 | 126
OXIMETER CHARGER | PULSE OXIMETER CHARGER | DATEX-OHMEDA | 15 | 2002-05-16 | 92.916
ELECTRIC THERMOMETER | ELECTRONIC THERMOMETER (BATTERY) | WELCH ALLYN | 678 | 2002-05-29 | 120
OXIMETER CHARGER | PULSE OXIMETER CHARGER | DATEX-OHMEDA | 15 | 2002-05-21 | 194.58
AMBULATORY ARRHYTHMIA MONITOR | AMBULATORY ECG RECORDER | SPACELABS | LIFECARD CF | 2002-05-14 | 2152.8
AMBULATORY ARRHYTHMIA MONITOR | AMBULATORY ECG RECORDER | SPACELABS | LIFECARD CF | 2002-05-14 | 2152.8
OXIMETER CHARGER | PULSE OXIMETER CHARGER | DATEX-OHMEDA | 15 | 2002-04-30 | 92.916
INFLATION/PUMP UNIT | FOOT - PRESSURE PUMP | NOVAMEDIX | AV IMPULSE SYSTEM | 2002-04-25 | 150 | 2023-07-19 | 2024-07-19
INFLATION/PUMP UNIT | FOOT - PRESSURE PUMP | NOVAMEDIX | AV IMPULSE SYSTEM | 2002-04-25 | 150 | 2023-07-19 | 2024-07-19
GAS REGULATOR & FLOWMETER | 02 REGULATOR BULLNOSE | MEC CO. LTD | GASS4 BULLNOSE | 2002-04-24 | 72
SUCTION CONTROLLER | SUCTION CONTROLLER | EAST HEALTH | HIGH-SUCTION | 2002-04-02 | 240
TELEMETRY/ECG | ECG TELEMETRY TRANSMITTER | SIEMENS LTD | SIRECUST | 2002-04-15 | 2400
HEATING PAD | HEAT PAD | WINTERWARM | HP5/L | 2002-04-08 | 16.8
HEATING PAD | HEAT PAD | WINTERWARM | HP5/L | 2002-04-08 | 16.8
HEATING PAD | HEAT PAD | WINTERWARM | HP5/L | 2002-04-08 | 16.8
HEATING PAD | HEAT PAD | WINTERWARM | HP5/L | 2002-04-08 | 16.8
CALB. MANOMETER | CALB.MANOMETER | SIEMENS LTD | CALIBRATION MANOMETER | 2002-04-17 | 60 | 2021-08-12
AMBULATORY ARRHYTHMIA MONITOR | AMBULATORY ECG RECORDER | SPACELABS | LIFECARD CF | 2002-05-14 | 2152.8
VITAL SIGNS MONITOR | VITAL SIGNS MONITOR: NBP/SPO2/TEMP. | WELCH ALLYN | SPOT 420(NBP/SPO2/T) | 2002-03-28 | 2400 | 2020-02-06 | 2025-04-22
ELECTRIC THERMOMETER | ELECTRONIC THERMOMETER (BATTERY) | WELCH ALLYN | 678 | 2002-04-08 | 120
BP MODULE | IBP MODULE | SIEMENS LTD | HEMOMED | 2002-04-15 | 1200
TRANSFORMER | TRANSFORMER | WELCH ALLYN | 73324 | 2002-04-25 | 345.264
AUDIO DOPPLER | AUDIO DOPPLER | HUNTLEIGH | D920 | 2002-04-17 | 360 | 2023-12-05
ULTRASOUND TEST BALANCE | ULTRASOUND OUTPUT BALANCE | EMS | RTB 01 | 2002-03-27 | 240
HEATING PAD | HEAT PAD | WINTERWARM | HP5/L | 2002-04-10 | 16.8
LIFT/HOIST | CHAIN DRIVEN PULLEY SYSTEM | MORRISFLEX | 190 SERIES | 2002-09-03 | 168 | 2024-07-30 | 2025-07-30
LIFTING EQUIP | ALUMINIUM LIFTING GANTRY | REID LIFTING | P-G AGF 100CU | 2002-08-03 | 3616.8 | 2024-04-23 | 2025-04-23
VACUUM PUMP | VACUUM PUMP,VACUUM BAG | GAST MANUF | 72R555-V10-622TX | 2002-03-20 | 1200 | 2024-08-14 | 2025-08-14
VACUUM PUMP | VACUUM PUMP,VACUUM BAG | GAST MANUF | 72R555-V10-622TX | 2002-03-20 | 1200 | 2024-09-18 | 2025-07-21
COUCH | COUCH - PLINTH | PLINTH 2000 | PLINTH COUCH | 2002-03-25 | 960 | 2023-11-10 | 2026-11-15
SOUND LEVEL METER | SOUND LEVEL METER | LUCAS DAWE U | 1405D | 2002-03-11 | 600 | 2024-10-18 | 2025-10-18
SPHYGMOMANOMETER | SPHYGMOMANOMETER | SPEIDEL & KE | PRIMUS-STABIL 3 | 2002-04-24 | 51.6
SPHYGMOMANOMETER | SPHYGMOMANOMETER | SPEIDEL & KE | PRIMUS-STABIL 3 | 2002-04-24 | 51.6
DENTAL X-RAY UNIT | WALL MOUNTED DENTAL X-RAY MACHINE | SATELEC | X-MIND SYSTEM F03169 | 2002-06-27 | 2208 | 2024-09-24 | 2025-09-24
PATIENT HOIST | PATIENT HOIST - MOBILE | CHILTERN MED | WISPA HIGH LIFT | 2002-06-27 | 1200 | 2024-04-29 | 2024-10-15
LIGHT CURE UNIT | LIGHT CURE UNIT | DENTSPLY LTD | TRIAD2000(DUPLICATE) | 2002-05-21 | 598.8 | 2024-03-26 | 2026-06-17
DENTAL LIGHT | DENTAL LIGHT | ADEC DENTAL | 6300 | 2002-05-15 | 1525.2 | 2024-02-21 | 2024-02-21
DENTAL LIGHT | DENTAL LIGHT | ADEC DENTAL | 6300 | 2002-05-15 | 1525.2 | 2019-10-16 | 2025-07-16
DENTAL X-RAY UNIT | WALL MOUNTED DENTAL X-RAY MACHINE | SATELEC | X-MIND SYSTEM F03169 | 2002-06-27 | 2208 | 2024-09-24 | 2025-09-24
LIGHT CURE UNIT | LIGHT CURE UNIT | KERR DENTAL | OPTILUX-501 | 2002-03-06 | 600 | 2019-11-01 | 2025-03-18
SUCTION CONTROLLER | SUCTION CONTROLLER | EAST HEALTH | HIGH-SUCTION | 2002-02-12 | 240
HANDPIECE MICROMOTOR | HANDPIECE MICROMOTOR | BIEN-AIR UK | ISOLITE | 2002-09-09 | 799.2
HANDPIECE | DENTAL HANDPIECE | KAVO | 7A | 2002-07-17 | 360
HANDPIECE | DENTAL HANDPIECE | KAVO | 7A | 2002-07-17 | 360
CRYO PROBE | CRYO PROBE | WALLAC | 900603 | 2002-06-25 | 1572
HANDPIECE | HANDPIECE-AIR ROTA | KAVO | 642B | 2002-07-01 | 780
HANDPIECE MICROMOTOR | HANDPIECE MICROMOTOR | BIEN-AIR UK | MC3 | 2002-06-11 | 840
HANDPIECE MICROMOTOR | HANDPIECE MICROMOTOR | BIEN-AIR UK | MC3 | 2002-05-15 | 840
HANDPIECE MICROMOTOR | HANDPIECE MICROMOTOR | KAVO | K9 TYPE 950 | 2002-04-25 | 600
HANDPIECE | HANDPIECE | W&H UK LTD | FINE AIR 396 | 2002-02-05 | 540
HANDPIECE | DENTAL HANDPIECE | W&H UK LTD | TOPAIR 395 | 2002-02-05 | 540
HANDPIECE | DENTAL HANDPIECE | W&H UK LTD | TOPAIR 395 | 2002-02-05 | 540
HANDPIECE | HANDPIECE | W&H UK LTD | FINE AIR 396 | 2002-02-05 | 540
COUCH | COUCH - BOBATH PLINTH | HOSKINS | REHAB | 2002-02-01 | 1200
GAS REGULATOR & FLOWMETER | 02 REGULATOR BULLNOSE | MEC CO. LTD | GASS4 BULLNOSE | 2002-01-25 | 72
BP MODULE | BP MODULE | PHILIPS LTD | M1006B | 2002-01-21 | 1800
SUCTION CONTROLLER | SUCTION CONTROLLER | EAST HEALTH | HIGH-SUCTION | 2002-01-21 | 240
SUCTION CONTROLLER | SUCTION CONTROLLER | EAST HEALTH | HIGH-SUCTION | 2002-01-21 | 240
SUCTION CONTROLLER | SUCTION CONTROLLER | EAST HEALTH | HIGH-SUCTION | 2002-01-21 | 240
PATIENT HOIST | PATIENT HOIST - OVERHEAD | CHILTERN MED | WISPA TURBO | 2002-01-17 | 1177.2 | 2024-03-15 | 2024-09-15
PATIENT HOIST | PATIENT HOIST - OVERHEAD | CHILTERN MED | WISPA TURBO | 2002-01-17 | 1177.2 | 2024-03-22 | 2024-09-22
SUCTION CONTROLLER | SUCTION CONTROLLER | EAST HEALTH | HIGH-SUCTION | 2002-01-14 | 240
SUCTION CONTROLLER | SUCTION CONTROLLER | EAST HEALTH | HIGH-SUCTION | 2002-01-14 | 240
SUCTION CONTROLLER | SUCTION CONTROLLER | EAST HEALTH | HIGH-SUCTION | 2002-01-14 | 240
SUCTION CONTROLLER | SUCTION CONTROLLER | EAST HEALTH | HIGH-SUCTION | 2002-01-14 | 240
SUCTION CONTROLLER | SUCTION CONTROLLER | EAST HEALTH | HIGH-SUCTION | 2002-01-14 | 240
GAS REGULATOR & FLOWMETER | 02 REGULATOR BULLNOSE | MEC CO. LTD | GASS4 BULLNOSE | 2002-03-18 | 72
LABEL PRINTER | PRINTER - LABEL | DYMO | 5500 | 2002-06-28 | 192
DENSITOMETER | SENSITOMETER | X-RITE | 334 | 2002-03-01 | 720
CRIMP TOOL | 50 & 75 OHM CRIMP TOOL (BNC) | RS | 193-972 | 2002-07-02 | 73.08
NEBULIZER | NEBULIZER | MEDIC AID | PORTANEB | 2002-03-20 | 126
NEBULIZER | NEBULIZER | MEDIC AID | PORTANEB | 2002-03-20 | 72
NEBULIZER | NEBULIZER | MEDIC AID | PORTANEB | 2002-03-20 | 126
TRANSFORMER | OPHTHALMOSCOPE/OTOSCOPE UNIVERSAL CHARGER | WELCH ALLYN | 7114 | 2002-02-28 | 360 | 2020-03-10 | 2025-03-15
TRANSFORMER | OPHTHALMOSCOPE/OTOSCOPE UNIVERSAL CHARGER | WELCH ALLYN | 7114 | 2002-02-28 | 360 | 2021-11-18 | 2025-12-15
TRANSFORMER | OPHTHALMOSCOPE/OTOSCOPE UNIVERSAL CHARGER | WELCH ALLYN | 7114 | 2002-02-28 | 360 | 2021-12-07 | 2024-12-15
TRANSFORMER | OPHTHALMOSCOPE/OTOSCOPE UNIVERSAL CHARGER | WELCH ALLYN | 7114 | 2002-02-28 | 360
SPHYGMOMANOMETER | SPHYGMOMANOMETER | SPEIDEL & KE | MAXI STABIL 3 | 2002-02-27 | 90
SPHYGMOMANOMETER | SPHYGMOMANOMETER | SPEIDEL & KE | MAXI STABIL 3 | 2002-02-27 | 90
PRESSURE GAUGE | PRESSURE METER | COMARK | C9557 | 2002-04-25 | 376.476 | 2022-05-16
BATTERY CHECKER | BATTERY CHECKER | ASTRATEC | CHECKMATE II | 2002-04-24 | 1200 | 2020-12-16
NEBULIZER | NEBULIZER | MEDIC AID | PORTANEB | 2002-03-06 | 126
NEBULIZER | NEBULIZER | MEDIC AID | PORTANEB | 2002-03-06 | 126
OPHTHALMOSCOPE | OPHTHALMOSCOPE BINOCULAR INDIRECT | WELCH ALLYN | 12500 | 2002-02-22 | 576 | 2022-10-14
NEBULIZER | NEBULIZER | HENLEYS | AQUILON | 2002-03-06 | 134.4
PAIN STIMULATOR | PAIN STIMULATOR | CEFAR | DUM 2.4K | 2002-03-12 | 144
TEST WEIGHT | TEST WEIGHT TRANSPORTER | SLINGSBY | PLEASE ENTER MODEL! (900) | 2002-02-18 | 4200
HEADLIGHT SYSTEM | PORTABLE BINOCULAR MICROSCOPE | WELCH ALLYN | 20504S LUMIVIEW | 2002-04-10 | 654.888
VAPORIZERS | VAPORIZER - ISOFLURANE | DATEX-OHMEDA | TEC7 ISO | 2004-04-23 | 2323.2 | 2024-05-17 | 2025-05-15
ELECTRIC BED | ELECTRIC BED | HILL-ROM | EVOLUTION LI156E | 2002-01-23 | 3000
PAIN STIMULATOR | PAIN STIMULATOR | CEFAR | DUM 2.4K | 2002-01-22 | 144
PAIN STIMULATOR | PAIN STIMULATOR | CEFAR | DUM 2.4K | 2002-01-22 | 144
PAIN STIMULATOR | PAIN STIMULATOR | CEFAR | DUM 2.4K | 2002-01-22 | 144
PAIN STIMULATOR | PAIN STIMULATOR | CEFAR | DUM 2.4K | 2002-01-22 | 144
PAIN STIMULATOR | PAIN STIMULATOR | CEFAR | DUM 2.4K | 2002-01-22 | 144
PAIN STIMULATOR | PAIN STIMULATOR | CEFAR | DUM 2.4K | 2002-01-22 | 144
PAIN STIMULATOR | PAIN STIMULATOR | CEFAR | DUM 2.4K | 2002-01-22 | 144
PAIN STIMULATOR | PAIN STIMULATOR | CEFAR | DUM 2.4K | 2002-01-22 | 144
PAIN STIMULATOR | PAIN STIMULATOR | CEFAR | DUM 2.4K | 2002-01-22 | 144
PAIN STIMULATOR | PAIN STIMULATOR | CEFAR | DUM 2.4K | 2002-01-22 | 144
PAIN STIMULATOR | PAIN STIMULATOR | CEFAR | DUM 2.4K | 2002-01-22 | 144
CAPNOGRAPH | CAPNOCHECK II CAPNOGRAPH | SMITH IND | BCI 8400B | 2002-01-22 | 2488.8
PAIN STIMULATOR | PAIN STIMULATOR | CEFAR | DUM 2.4K | 2002-01-22 | 144
SUCTION CONTROLLER | SUCTION CONTROLLER | DATEX-OHMEDA | SUCTION CON | 2006-01-01 | 240
SUCTION CONTROLLER | SUCTION CONTROLLER | DATEX-OHMEDA | SUCTION CON | 1986-09-01 | 240
SUCTION CONTROLLER | SUCTION CONTROLLER | DATEX-OHMEDA | SUCTION CON | 1986-09-01 | 240
SUCTION CONTROLLER | SUCTION CONTROLLER | DATEX-OHMEDA | SUCTION CON | 1986-09-01 | 240
SUCTION CONTROLLER | SUCTION CONTROLLER | DATEX-OHMEDA | SUCTION CON | 1986-09-01 | 240
SUCTION CONTROLLER | SUCTION CONTROLLER | DATEX-OHMEDA | SUCTION CON | 1986-09-01 | 240
SUCTION CONTROLLER | SUCTION CONTROLLER | DATEX-OHMEDA | SUCTION CON | 1986-09-01 | 240
SUCTION CONTROLLER | SUCTION CONTROLLER | DATEX-OHMEDA | SUCTION CON | 1986-09-01 | 240
SUCTION CONTROLLER | SUCTION CONTROLLER | DATEX-OHMEDA | SUCTION CON | 1986-09-01 | 240
SUCTION CONTROLLER | SUCTION CONTROLLER | DATEX-OHMEDA | SUCTION CON | 1986-09-01 | 240
SUCTION CONTROLLER | SUCTION CONTROLLER | DATEX-OHMEDA | SUCTION CON | 1986-09-01 | 240
SUCTION CONTROLLER | SUCTION CONTROLLER | DATEX-OHMEDA | SUCTION CON | 1986-09-01 | 240
SUCTION CONTROLLER | SUCTION CONTROLLER | DATEX-OHMEDA | SUCTION CON | 1986-09-01 | 240
SUCTION CONTROLLER | SUCTION CONTROLLER | DATEX-OHMEDA | SUCTION CON | 1986-09-01 | 240
TERMINAL OUTLETS & AVSU | TERMINAL OUTLETS & AVSU | MEMO-INTERNAL | PMG-WGH-G-CAR | 2012-01-01 | 180 | 2024-09-17 | 2024-12-20
TERMINAL OUTLETS & AVSU | TERMINAL OUTLETS & AVSU | MEMO-INTERNAL | PMG-WGH-G-AEC | 2016-03-10 | 180 | 2024-09-17 | 2024-12-20
TERMINAL OUTLETS & AVSU | TERMINAL OUTLETS & AVSU | MEMO-INTERNAL | PMG-WGH-G-X-RAY-PREP-REC | 2009-06-02 | 180 | 2024-09-17 | 2024-12-20
TERMINAL OUTLETS & AVSU | TERMINAL OUTLETS & AVSU | MEMO-INTERNAL | PMG-WGH-G-SAU | 2007-01-01 | 180 | 2024-09-17 | 2024-12-20
TERMINAL OUTLETS & AVSU | TERMINAL OUTLETS & AVSU | MEMO-INTERNAL | PMG-WGH-G-QUANTOCK | 2014-01-01 | 180 | 2024-09-17 | 2024-12-20
TERMINAL OUTLETS & AVSU | TERMINAL OUTLETS & AVSU | MEMO-INTERNAL | PMG-WGH-2-ENDO | 2011-04-08 | 180 | 2024-09-17 | 2024-12-20
TERMINAL OUTLETS & AVSU | TERMINAL OUTLETS & AVSU | MEMO-INTERNAL | PMG-WGH-1-ONCOLOGY | 2006-01-01 | 180 | 2024-09-17 | 2024-12-20
TERMINAL OUTLETS & AVSU | TERMINAL OUTLETS & AVSU | MEMO-INTERNAL | PMG-WGH-1-HARPTREE-HIGHCARE | 2006-01-01 | 180 | 2024-09-17 | 2024-12-20
TERMINAL OUTLETS & AVSU | TERMINAL OUTLETS & AVSU | MEMO-INTERNAL | PMG-WGH/1/MAU | 2005-08-08 | 180 | 2024-09-17 | 2024-12-20
TERMINAL OUTLETS & AVSU | TERMINAL OUTLETS & AVSU | MEMO-INTERNAL | PMG-WGH/2/CDU | 2014-09-04 | 180 | 2024-09-17 | 2024-12-20
TERMINAL OUTLETS & AVSU | TERMINAL OUTLETS & AVSU | MEMO-INTERNAL | PMG-WGH/DAY.THR2 | 2004-04-22 | 180 | 2024-09-17 | 2024-12-20
TERMINAL OUTLETS & AVSU | TERMINAL OUTLETS & AVSU | MEMO-INTERNAL | PMG-WGH/DAY.THR1 | 2004-04-22 | 0 | 2024-09-17 | 2024-12-20
TERMINAL OUTLETS & AVSU | TERMINAL OUTLETS & AVSU | MEMO-INTERNAL | PMG-WGH/DAY.TH.B | 2004-04-22 | 0 | 2024-09-17 | 2024-12-20
TERMINAL OUTLETS & AVSU | TERMINAL OUTLETS & AVSU | MEMO-INTERNAL | PMG-WGH/DAY.TH.A | 2004-04-22 | 0 | 2024-09-17 | 2024-12-20
TERMINAL OUTLETS & AVSU | TERMINAL OUTLETS & AVSU | MEMO-INTERNAL | PMG-WGH/THEA/4 | 2004-04-22 | 0 | 2024-09-17 | 2024-12-20
TERMINAL OUTLETS & AVSU | TERMINAL OUTLETS & AVSU | MEMO-INTERNAL | PMG-WGH/THEA/3 | 2004-04-22 | 0 | 2024-09-17 | 2024-12-20
TERMINAL OUTLETS & AVSU | TERMINAL OUTLETS & AVSU | MEMO-INTERNAL | PMG-WGH/THEA/2 | 2004-04-22 | 0 | 2024-09-17 | 2024-12-20
TERMINAL OUTLETS & AVSU | TERMINAL OUTLETS & AVSU | MEMO-INTERNAL | PMG-WGH/THEA/1 | 2004-04-22 | 0 | 2024-09-17 | 2024-12-20
TERMINAL OUTLETS & AVSU | TERMINAL OUTLETS & AVSU | MEMO-INTERNAL | PMG-WGH/WATERSIDE | 1994-05-06 | 0 | 2024-09-17 | 2024-12-20
TERMINAL OUTLETS & AVSU | TERMINAL OUTLETS & AVSU | MEMO-INTERNAL | PMG-WGH/SCANNER | 1992-04-01 | 0 | 2024-09-17 | 2024-12-20
TERMINAL OUTLETS & AVSU | TERMINAL OUTLETS & AVSU | MEMO-INTERNAL | PMG-WGH/X-RAY | 1986-08-01 | 0 | 2024-09-17 | 2024-12-20
TERMINAL OUTLETS & AVSU | TERMINAL OUTLETS & AVSU | MEMO-INTERNAL | PMG-WGH-1-HARPTREE | 1986-08-01 | 0 | 2024-09-17 | 2024-12-20
TERMINAL OUTLETS & AVSU | TERMINAL OUTLETS & AVSU | MEMO-INTERNAL | PMG-WGH/BERROW | 1986-08-01 | 0 | 2024-09-17 | 2024-12-20
TERMINAL OUTLETS & AVSU | TERMINAL OUTLETS & AVSU | MEMO-INTERNAL | PMG-WGH/KEWSTOKE | 1986-08-01 | 0 | 2024-09-17 | 2024-12-20
TERMINAL OUTLETS & AVSU | TERMINAL OUTLETS & AVSU | MEMO-INTERNAL | PMG-WGH/THEA/REC | 1986-08-01 | 0 | 2024-09-17 | 2024-12-20
TERMINAL OUTLETS & AVSU | TERMINAL OUTLETS & AVSU | MEMO-INTERNAL | PMG-WGH/UPHILL | 1986-08-01 | 0 | 2024-09-17 | 2024-12-20
TERMINAL OUTLETS & AVSU | TERMINAL OUTLETS & AVSU | MEMO-INTERNAL | PMG-WGH/ST.HOLM | 1986-08-01 | 0 | 2024-09-17 | 2024-12-20
TERMINAL OUTLETS & AVSU | TERMINAL OUTLETS & AVSU | MEMO-INTERNAL | PMG-WGH/HUTTON | 1986-08-01 | 0 | 2024-09-17 | 2024-12-20
TERMINAL OUTLETS & AVSU | TERMINAL OUTLETS & AVSU | MEMO-INTERNAL | PMG-WGH/CHEDDAR | 1986-08-01 | 180 | 2024-09-17 | 2024-12-20
TERMINAL OUTLETS & AVSU | TERMINAL OUTLETS & AVSU | MEMO-INTERNAL | PMG-WGH/ASHCOMBE | 2017-06-12 | 0 | 2024-09-17 | 2024-12-20
TERMINAL OUTLETS & AVSU | TERMINAL OUTLETS & AVSU | MEMO-INTERNAL | PMG-WGH/W.SHOP | 1986-08-01 | 0 | 2024-09-17 | 2024-12-20
TERMINAL OUTLETS & AVSU | TERMINAL OUTLETS & AVSU | MEMO-INTERNAL | PMG-WGH/ITU/CCU | 1986-08-01 | 0 | 2024-09-17 | 2024-12-20
TERMINAL OUTLETS & AVSU | TERMINAL OUTLETS & AVSU | B.O.C. | PMG | 1998-08-26 | 0 | 2024-10-09 | 2024-10-20
TERMINAL OUTLETS & AVSU | TERMINAL OUTLETS & AVSU | MEMO-INTERNAL | PMG-TSWB-6-PMG-EAST-EQUIP-STORE | 2023-09-26 | 0 | 2024-10-09 | 2025-01-20
TERMINAL OUTLETS & AVSU | TERMINAL OUTLETS & AVSU | MEMO-INTERNAL | PMG-TSWB-6-PMG-NORTH WEST | 2023-05-25 | 0 | 2024-10-09 | 2025-01-20
TERMINAL OUTLETS & AVSU | TERMINAL OUTLETS & AVSU | MEMO-INTERNAL | PMG-TSWB-6-PMG-NORTH EAST | 2023-05-25 | 0 | 2024-10-09 | 2025-01-20
TERMINAL OUTLETS & AVSU | TERMINAL OUTLETS & AVSU | MEMO-INTERNAL | PMG-QB-2-A217-X-RAY-CHEST | 2023-01-06 | 0 | 2024-08-20 | 2024-11-20
TERMINAL OUTLETS & AVSU | TERMINAL OUTLETS & AVSU | MEMO-INTERNAL | PMG-QB-2-A225-VASCULAR | 2023-01-06 | 0 | 2024-08-20 | 2024-11-20
TERMINAL OUTLETS & AVSU | TERMINAL OUTLETS & AVSU | MEMO-INTERNAL | PMG-TSWB-6-PMG-EAST-ISOLATION29 | 2022-10-17 | 0 | 2024-10-09 | 2025-01-20
TERMINAL OUTLETS & AVSU | TERMINAL OUTLETS & AVSU | MEMO-INTERNAL | PMG-TSWB-6-PMG-EAST | 2022-10-13 | 0 | 2024-10-09 | 2025-01-20
TERMINAL OUTLETS & AVSU | TERMINAL OUTLETS & AVSU | MEMO-INTERNAL | PMG-TSWB-6-PMG-EAST-ISOLATION32 | 2022-10-13 | 0 | 2024-10-09 | 2025-01-20
TERMINAL OUTLETS & AVSU | TERMINAL OUTLETS & AVSU | MEMO-INTERNAL | PMG-TSWB-6-PMG-EAST-ISOLATION31 | 2022-10-13 | 0 | 2024-10-09 | 2025-01-20
TERMINAL OUTLETS & AVSU | TERMINAL OUTLETS & AVSU | MEMO-INTERNAL | PMG-TSWB-6-PMG-EAST-ISOLATION30 | 2022-10-13 | 0 | 2024-10-09 | 2025-01-20
TERMINAL OUTLETS & AVSU | TERMINAL OUTLETS & AVSU | MEMO-INTERNAL | PMG-TSWB-6-PMG-EAST-DEPARTMENTAL | 2022-10-13 | 0 | 2024-10-09 | 2025-01-20
TERMINAL OUTLETS & AVSU | TERMINAL OUTLETS & AVSU | MEMO-INTERNAL | PMG-KEB-3-B301 | 2016-09-20 | 0 | 2024-08-20 | 2024-11-20
TERMINAL OUTLETS & AVSU | TERMINAL OUTLETS & AVSU | MEMO-INTERNAL | PMG-KEB-5-B501-RHEUM | 2016-09-20 | 0 | 2024-08-20 | 2024-11-20
TERMINAL OUTLETS & AVSU | TERMINAL OUTLETS & AVSU | MEMO-INTERNAL | PMG-QB-2-X-RAY-REC | 2015-08-05 | 420 | 2024-08-20 | 2024-11-20
TERMINAL OUTLETS & AVSU | TERMINAL OUTLETS & AVSU | MEMO-INTERNAL | PMG-QB-9-MEMO | 2015-07-20 | 0 | 2024-08-20 | 2024-11-20
TERMINAL OUTLETS & AVSU | TERMINAL OUTLETS & AVSU | MEMO-INTERNAL | PMG-TSWB-6-PMG-WEST-CIRCUITB | 2014-06-10 | 0 | 2024-10-09 | 2025-01-20
TERMINAL OUTLETS & AVSU | TERMINAL OUTLETS & AVSU | MEMO-INTERNAL | PMG-TSWB-6-PMG-WEST-CIRCUITA | 2014-06-10 | 0 | 2024-10-09 | 2025-01-20
TERMINAL OUTLETS & AVSU | TERMINAL OUTLETS & AVSU | MEMO-INTERNAL | PMG-TSWB-6-PMG-WEST-CIRCUITB-ISOLATION14 | 2014-06-10 | 0 | 2024-10-09 | 2025-01-20
TERMINAL OUTLETS & AVSU | TERMINAL OUTLETS & AVSU | MEMO-INTERNAL | PMG-TSWB-6-PMG-WEST-CIRCUITA-ISOLATION14 | 2014-06-10 | 0 | 2024-10-09 | 2025-01-20
TERMINAL OUTLETS & AVSU | TERMINAL OUTLETS & AVSU | MEMO-INTERNAL | PMG-TSWB-6-PMG-WEST-CIRCUITB-ISOLATION17 | 2014-06-10 | 0 | 2024-10-09 | 2025-01-20
TERMINAL OUTLETS & AVSU | TERMINAL OUTLETS & AVSU | MEMO-INTERNAL | PMG-TSWB-6-PMG-WEST-CIRCUITA-ISOLATION17 | 2014-06-10 | 0 | 2024-10-09 | 2025-01-20
TERMINAL OUTLETS & AVSU | TERMINAL OUTLETS & AVSU | MEMO-INTERNAL | PMG-TSWB-6-PMG-WEST-CIRCUITB-ISOLATION20 | 2014-06-10 | 0 | 2024-10-09 | 2025-01-20
TERMINAL OUTLETS & AVSU | TERMINAL OUTLETS & AVSU | MEMO-INTERNAL | PMG-TSWB-6-PMG-WEST-CIRCUITA-ISOLATION20 | 2014-06-10 | 0 | 2024-10-09 | 2025-01-20
TERMINAL OUTLETS & AVSU | TERMINAL OUTLETS & AVSU | MEMO-INTERNAL | PMG-TSWB-9-PMG-WEST | 2014-12-04 | 0 | 2024-10-09 | 2025-01-20
TERMINAL OUTLETS & AVSU | TERMINAL OUTLETS & AVSU | MEMO-INTERNAL | PMG-TSWB-9-PMG-EAST | 2014-12-04 | 0 | 2024-10-09 | 2025-01-20
TERMINAL OUTLETS & AVSU | TERMINAL OUTLETS & AVSU | MEMO-INTERNAL | PMG-STM/PLANT | 2005-12-02 | 0 | 2024-10-09 | 2024-12-20
TERMINAL OUTLETS & AVSU | TERMINAL OUTLETS & AVSU | MEMO-INTERNAL | PMG-STM/MANIFOLD | 2005-12-02 | 0 | 2024-10-09 | 2024-12-20
TERMINAL OUTLETS & AVSU | TERMINAL OUTLETS & AVSU | MEMO-INTERNAL | PMG-STM/GYNAE/RE | 2005-12-02 | 0 | 2024-10-09 | 2024-12-20
TERMINAL OUTLETS & AVSU | TERMINAL OUTLETS & AVSU | MEMO-INTERNAL | PMG-STM/GYNAE/1&2AN. | 2005-12-02 | 0 | 2024-10-09 | 2024-12-20
TERMINAL OUTLETS & AVSU | TERMINAL OUTLETS & AVSU | MEMO-INTERNAL | PMG-STM/GYN/TH5 | 2005-12-02 | 0 | 2024-10-09 | 2024-12-20
TERMINAL OUTLETS & AVSU | TERMINAL OUTLETS & AVSU | MEMO-INTERNAL | PMG-STM/ENT/OPD | 1972-01-01 | 0 | 2024-10-09 | 2024-12-20
TERMINAL OUTLETS & AVSU | TERMINAL OUTLETS & AVSU | MEMO-INTERNAL | PMG-STM/ENT/TH4 | 1989-01-01 | 0 | 2024-10-09 | 2024-12-20
TERMINAL OUTLETS & AVSU | TERMINAL OUTLETS & AVSU | MEMO-INTERNAL | PMG-STM/ENT/TH3 | 1989-01-01 | 0 | 2024-10-09 | 2024-12-20
TERMINAL OUTLETS & AVSU | TERMINAL OUTLETS & AVSU | MEMO-INTERNAL | PMG-STM-GYNAE/TH2 | 1989-01-01 | 0 | 2024-10-09 | 2024-12-20
TERMINAL OUTLETS & AVSU | TERMINAL OUTLETS & AVSU | MEMO-INTERNAL | PMG-STM/GYNAE/TH1 | 1989-01-01 | 0 | 2024-10-09 | 2024-12-20
TERMINAL OUTLETS & AVSU | TERMINAL OUTLETS & AVSU | MEMO-INTERNAL | PMG-STM/D/SCBU | 1975-01-01 | 0 | 2024-10-09 | 2024-12-20
TERMINAL OUTLETS & AVSU | TERMINAL OUTLETS & AVSU | MEMO-INTERNAL | PMG-STM/WD78 | 1975-01-01 | 0 | 2024-10-09 | 2024-12-20
TERMINAL OUTLETS & AVSU | TERMINAL OUTLETS & AVSU | MEMO-INTERNAL | PMG-STM/E/WD76 | 1975-01-01 | 0 | 2024-10-09 | 2024-12-20
TERMINAL OUTLETS & AVSU | TERMINAL OUTLETS & AVSU | MEMO-INTERNAL | PMG-STM/E/WD74 | 1975-01-01 | 0 | 2024-10-09 | 2024-12-20
TERMINAL OUTLETS & AVSU | TERMINAL OUTLETS & AVSU | MEMO-INTERNAL | PMG-STM/ANTI-NATAL | 1975-01-01 | 0 | 2024-10-09 | 2024-12-20
TERMINAL OUTLETS & AVSU | TERMINAL OUTLETS & AVSU | MEMO-INTERNAL | PMG-STM/E/WD72 | 1975-01-01 | 0 | 2024-10-09 | 2024-12-20
TERMINAL OUTLETS & AVSU | TERMINAL OUTLETS & AVSU | MEMO-INTERNAL | PMG-STM/E/WD71 | 1975-01-01 | 0 | 2024-10-09 | 2024-12-20
TERMINAL OUTLETS & AVSU | TERMINAL OUTLETS & AVSU | MEMO-INTERNAL | PMG-STM/C/CDS | 1975-01-01 | 0 | 2024-10-09 | 2024-12-20
TERMINAL OUTLETS & AVSU | TERMINAL OUTLETS & AVSU | MEMO-INTERNAL | PMG-STM/X-RAY | 1975-01-01 | 0 | 2024-10-09 | 2024-12-20
TERMINAL OUTLETS & AVSU | TERMINAL OUTLETS & AVSU | MEMO-INTERNAL | PMG-BCH-6-CRF | 2023-10-09 | 0 | 2024-10-09 | 2025-01-20
TERMINAL OUTLETS & AVSU | TERMINAL OUTLETS & AVSU | MEMO-INTERNAL | PMG-BCH-3-A&E-EXAM | 2017-09-10 | 0 | 2024-10-09 | 2025-01-20
TERMINAL OUTLETS & AVSU | TERMINAL OUTLETS & AVSU | MEMO-INTERNAL | PMG-BCH-3-A&E-RESUS | 2017-09-10 | 0 | 2024-10-09 | 2025-01-20
TERMINAL OUTLETS & AVSU | TERMINAL OUTLETS & AVSU | MEMO-INTERNAL | PMG-BCH-5-HDU-DUAL-B | 2016-10-28 | 0 | 2024-10-09 | 2025-01-20
TERMINAL OUTLETS & AVSU | TERMINAL OUTLETS & AVSU | MEMO-INTERNAL | PMG-BCH-5-HDU-DUAL-A | 2016-10-28 | 0 | 2024-10-09 | 2025-01-20
TERMINAL OUTLETS & AVSU | TERMINAL OUTLETS & AVSU | MEMO-INTERNAL | PMG-BCH-5-SCHOOL | 2014-03-10 | 0 | 2024-10-09 | 2025-01-20
TERMINAL OUTLETS & AVSU | TERMINAL OUTLETS & AVSU | MEMO-INTERNAL | PMG-BCH-5-WD33-BURNS HDU-1-6 BACK SINGLE ROOM | 2014-05-30 | 0 | 2024-10-09 | 2025-01-20
TERMINAL OUTLETS & AVSU | TERMINAL OUTLETS & AVSU | MEMO-INTERNAL | PMG-BCH-5-WD33-BURNS HDU-1-6 FRONT TREATMENT ROOM | 2014-05-30 | 0 | 2024-10-09 | 2025-01-20
TERMINAL OUTLETS & AVSU | TERMINAL OUTLETS & AVSU | MEMO-INTERNAL | PMG-BCH/5/BURNS | 2014-05-30 | 0 | 2024-10-09 | 2025-01-20
TERMINAL OUTLETS & AVSU | TERMINAL OUTLETS & AVSU | MEMO-INTERNAL | PMG-BCH-4-CSP | 2013-11-28 | 0 | 2024-10-09 | 2025-01-20
TERMINAL OUTLETS & AVSU | TERMINAL OUTLETS & AVSU | MEMO-INTERNAL | PMG-BCH-4-MRI | 2013-11-28 | 0 | 2024-10-09 | 2025-01-20
TERMINAL OUTLETS & AVSU | TERMINAL OUTLETS & AVSU | MEMO-INTERNAL | PMG-BCH-4-TH6-BURNS | 2013-11-28 | 0 | 2024-10-21 | 2025-01-20
TERMINAL OUTLETS & AVSU | TERMINAL OUTLETS & AVSU | MEMO-INTERNAL | PMG-BCH-4-TH5-C.CATH.HYBRID | 2013-11-28 | 0 | 2024-10-21 | 2025-01-20
TERMINAL OUTLETS & AVSU | TERMINAL OUTLETS & AVSU | MEMO-INTERNAL | PMG-BCH-4-TH7-NEURO | 2013-11-28 | 0 | 2024-10-21 | 2025-01-20
TERMINAL OUTLETS & AVSU | TERMINAL OUTLETS & AVSU | MEMO-INTERNAL | PMG-BCH/6/MEL | 2005-12-02 | 0 | 2024-10-09 | 2025-01-20
TERMINAL OUTLETS & AVSU | TERMINAL OUTLETS & AVSU | MEMO-INTERNAL | PMG-BCH/7/PHYSIO | 2001-10-05 | 0 | 2024-10-09 | 2025-01-20
TERMINAL OUTLETS & AVSU | TERMINAL OUTLETS & AVSU | MEMO-INTERNAL | PMG-BCH/4/TH.4 | 2001-09-11 | 0 | 2024-10-21 | 2025-01-20
TERMINAL OUTLETS & AVSU | TERMINAL OUTLETS & AVSU | MEMO-INTERNAL | PMG-BCH/4/TH.3 | 2001-09-11 | 0 | 2024-10-21 | 2025-01-20
TERMINAL OUTLETS & AVSU | TERMINAL OUTLETS & AVSU | MEMO-INTERNAL | PMG-BCH/4/TH.2 | 2001-09-11 | 0 | 2024-10-21 | 2025-01-20
TERMINAL OUTLETS & AVSU | TERMINAL OUTLETS & AVSU | MEMO-INTERNAL | PMG-BCH/4/RECOVERY | 2001-09-11 | 0 | 2024-10-09 | 2025-01-20
TERMINAL OUTLETS & AVSU | TERMINAL OUTLETS & AVSU | MEMO-INTERNAL | MISSING | 2001-09-11 | 0 | 2024-10-09 | 2025-01-20
TERMINAL OUTLETS & AVSU | TERMINAL OUTLETS & AVSU | MEMO-INTERNAL | PMG-BCH/5/C.CATH | 2001-09-11 | 0 | 2024-10-21 | 2025-01-20
TERMINAL OUTLETS & AVSU | TERMINAL OUTLETS & AVSU | MEMO-INTERNAL | PMG-BCH/3/WD39 | 2001-09-11 | 0 | 2024-10-09 | 2025-01-20
TERMINAL OUTLETS & AVSU | TERMINAL OUTLETS & AVSU | MEMO-INTERNAL | PMG-BCH/6/WD32 | 2001-09-11 | 0 | 2024-10-09 | 2025-01-20
TERMINAL OUTLETS & AVSU | TERMINAL OUTLETS & AVSU | MEMO-INTERNAL | PMG-BCH/5/WD33 | 1984-01-01 | 0 | 2024-10-09 | 2025-01-20
TERMINAL OUTLETS & AVSU | TERMINAL OUTLETS & AVSU | MEMO-INTERNAL | PMG-BCH/5/WD35 | 1984-01-01 | 0 | 2024-10-09 | 2025-01-20
TERMINAL OUTLETS & AVSU | TERMINAL OUTLETS & AVSU | MEMO-INTERNAL | PMG-BCH/5/WD38A | 1984-01-01 | 0 | 2024-10-09 | 2025-01-20
TERMINAL OUTLETS & AVSU | TERMINAL OUTLETS & AVSU | MEMO-INTERNAL | PMG-BCH/6/WD31 | 1984-01-01 | 0 | 2024-10-09 | 2025-01-20
TERMINAL OUTLETS & AVSU | TERMINAL OUTLETS & AVSU | MEMO-INTERNAL | PMG-BCH/7/BMT | 1984-01-01 | 0 | 2024-10-09 | 2025-01-20
TERMINAL OUTLETS & AVSU | TERMINAL OUTLETS & AVSU | MEMO-INTERNAL | PMG-BCH/5/WD34 | 1984-01-01 | 0 | 2024-10-09 | 2025-01-20
TERMINAL OUTLETS & AVSU | TERMINAL OUTLETS & AVSU | MEMO-INTERNAL | PMG-BCH/4/PICU | 1984-01-01 | 0 | 2024-10-09 | 2025-01-20
TERMINAL OUTLETS & AVSU | TERMINAL OUTLETS & AVSU | MEMO-INTERNAL | PMG-BCH/4/WD37 | 1984-01-01 | 0 | 2024-10-09 | 2025-01-20
TERMINAL OUTLETS & AVSU | TERMINAL OUTLETS & AVSU | MEMO-INTERNAL | PMG-BCH/4/TH.1 | 1984-01-01 | 0 | 2024-10-21 | 2025-01-20
TERMINAL OUTLETS & AVSU | TERMINAL OUTLETS & AVSU | MEMO-INTERNAL | PMG-BCH/3/OPD | 1984-01-01 | 0 | 2024-10-09 | 2025-01-20
TERMINAL OUTLETS & AVSU | TERMINAL OUTLETS & AVSU | MEMO-INTERNAL | PMG-BCH/6/DAY UNIT | 1986-01-01 | 0 | 2024-10-09 | 2025-01-20
TERMINAL OUTLETS & AVSU | TERMINAL OUTLETS & AVSU | MEMO-INTERNAL | PMG-BCH/3/A&E | 1987-01-01 | 0 | 2024-10-09 | 2025-01-20
TERMINAL OUTLETS & AVSU | TERMINAL OUTLETS & AVSU | MEMO-INTERNAL | PMG-BCH/3/X-RAY | 1980-01-01 | 0 | 2024-10-09 | 2025-01-20
TERMINAL OUTLETS & AVSU | TERMINAL OUTLETS & AVSU | MEMO-INTERNAL | PMG-BEH/RICH.CRS | 2006-07-24 | 0 | 2024-08-14 | 2024-11-20
TERMINAL OUTLETS & AVSU | TERMINAL OUTLETS & AVSU | MEMO-INTERNAL | PMG-BEH/RECOVERY | 1986-01-01 | 0 | 2024-09-16 | 2024-11-20
TERMINAL OUTLETS & AVSU | TERMINAL OUTLETS & AVSU | MEMO-INTERNAL | PMG-BEH/TH4 | 1986-01-01 | 0 | 2024-09-16 | 2024-11-20
TERMINAL OUTLETS & AVSU | TERMINAL OUTLETS & AVSU | MEMO-INTERNAL | PMG-BEH/TH3(2) | 1986-01-01 | 0 | 2024-09-16 | 2024-11-20
TERMINAL OUTLETS & AVSU | TERMINAL OUTLETS & AVSU | MEMO-INTERNAL | PMG-BEH/TH2 | 1986-01-01 | 0 | 2024-09-16 | 2024-11-20
TERMINAL OUTLETS & AVSU | TERMINAL OUTLETS & AVSU | MEMO-INTERNAL | PMG-BEH/VICTORIA | 1986-01-01 | 0 | 2024-08-14 | 2024-11-20
TERMINAL OUTLETS & AVSU | TERMINAL OUTLETS & AVSU | MEMO-INTERNAL | PMG-BEH/KING | 1986-01-01 | 0 | 2024-08-14 | 2024-11-20
TERMINAL OUTLETS & AVSU | TERMINAL OUTLETS & AVSU | MEMO-INTERNAL | PMG-BEH/GLOS | 1986-01-01 | 0 | 2024-08-14 | 2024-11-20
TERMINAL OUTLETS & AVSU | TERMINAL OUTLETS & AVSU | MEMO-INTERNAL | PMG-BEH/PLANT ROOM | 1986-01-01 | 0 | 2024-08-14 | 2024-11-20
TERMINAL OUTLETS & AVSU | TERMINAL OUTLETS & AVSU | MEMO-INTERNAL | PMG-BEH/TH1 | 1986-01-01 | 0 | 2024-09-16 | 2024-11-20
TERMINAL OUTLETS & AVSU | TERMINAL OUTLETS & AVSU | MEMO-INTERNAL | PMG-BDH-G-CLEFT-OMFS | 2014-09-15 | 0 | 2024-08-14 | 2024-11-20
TERMINAL OUTLETS & AVSU | TERMINAL OUTLETS & AVSU | MEMO-INTERNAL | PMG-BDH/ORAL/MED | 1982-01-01 | 0 | 2024-08-14 | 2024-11-20
GAS REGULATOR & FLOWMETER | MEDICAL AIR REDUCING SETS | NA | PLEASE ENTER MODEL! (230) | 1997-09-04 | 0 | 2024-08-14 | 2024-11-20
TERMINAL OUTLETS & AVSU | TERMINAL OUTLETS & AVSU | MEMO-INTERNAL | PMG-BDH/B3 | 2001-01-01 | 0 | 2024-08-14 | 2024-11-20
TERMINAL OUTLETS & AVSU | TERMINAL OUTLETS & AVSU | MEMO-INTERNAL | PMG-BDH/GEN/ANAES | 1982-01-01 | 0 | 2024-08-14 | 2024-11-20
TERMINAL OUTLETS & AVSU | TERMINAL OUTLETS & AVSU | MEMO-INTERNAL | PMG-BDH/RECOVERY | 1982-01-01 | 0 | 2024-08-14 | 2024-11-20
TERMINAL OUTLETS & AVSU | TERMINAL OUTLETS & AVSU | MEMO-INTERNAL | PMG-BDH/ORAL/SURG | 1982-01-01 | 0 | 2024-08-14 | 2024-11-20
TERMINAL OUTLETS & AVSU | TERMINAL OUTLETS & AVSU | MEMO-INTERNAL | PMG-BHI/6/CL05 | 2024-02-14 | 0 | 2024-07-17 | 2024-10-20
TERMINAL OUTLETS & AVSU | TERMINAL OUTLETS & AVSU | MEMO-INTERNAL | PMG-BHI/5/MRI-CT | 2009-06-19 | 0 | 2024-10-09 | 2025-01-20
TERMINAL OUTLETS & AVSU | TERMINAL OUTLETS & AVSU | MEMO-INTERNAL | PMG-BHI/5/OPD | 2009-06-19 | 0 | 2024-10-09 | 2025-01-20
TERMINAL OUTLETS & AVSU | TERMINAL OUTLETS & AVSU | MEMO-INTERNAL | PMG-BHI/6/CICU | 2009-06-19 | 0 | 2024-10-09 | 2025-01-20
TERMINAL OUTLETS & AVSU | TERMINAL OUTLETS & AVSU | MEMO-INTERNAL | PMG-BHI/6/CCU | 2009-06-19 | 0 | 2024-10-09 | 2025-01-20
TERMINAL OUTLETS & AVSU | TERMINAL OUTLETS & AVSU | MEMO-INTERNAL | PMG-BHI/6/CL04 | 2009-06-19 | 0 | 2024-07-17 | 2024-10-20
TERMINAL OUTLETS & AVSU | TERMINAL OUTLETS & AVSU | MEMO-INTERNAL | PMG-BHI/6/CL03 | 2009-06-19 | 0 | 2024-07-17 | 2024-10-20
TERMINAL OUTLETS & AVSU | TERMINAL OUTLETS & AVSU | MEMO-INTERNAL | PMG-BHI/6/CL02 | 2009-06-19 | 0 | 2024-07-17 | 2024-10-20
TERMINAL OUTLETS & AVSU | TERMINAL OUTLETS & AVSU | MEMO-INTERNAL | PMG-BHI/6/CL01 | 2009-06-19 | 0 | 2024-07-17 | 2024-10-20
TERMINAL OUTLETS & AVSU | TERMINAL OUTLETS & AVSU | MEMO-INTERNAL | MISSING | 2009-06-19 | 0 | 2024-09-23 | 2024-11-20
TERMINAL OUTLETS & AVSU | TERMINAL OUTLETS & AVSU | MEMO-INTERNAL | PMG-BHI/6/TH.REC | 2009-06-19 | 0 | 2024-07-17 | 2024-10-20
TERMINAL OUTLETS & AVSU | TERMINAL OUTLETS & AVSU | MEMO-INTERNAL | PMG-BHI/6/D.CASE | 2009-06-19 | 0 | 2024-10-09 | 2025-01-20
TERMINAL OUTLETS & AVSU | TERMINAL OUTLETS & AVSU | MEMO-INTERNAL | PMG-BHI/8/WD54 | 2009-06-19 | 0 | 2024-10-09 | 2025-01-20
TERMINAL OUTLETS & AVSU | TERMINAL OUTLETS & AVSU | MEMO-INTERNAL | PMG-BHI/8/WD53 | 2009-06-19 | 0 | 2024-10-09 | 2025-01-20
TERMINAL OUTLETS & AVSU | TERMINAL OUTLETS & AVSU | MEMO-INTERNAL | PMG-BHI/7/WD52 | 2009-06-19 | 0 | 2024-10-09 | 2025-01-20
TERMINAL OUTLETS & AVSU | TERMINAL OUTLETS & AVSU | MEMO-INTERNAL | PMG-BHI/7/WD51 | 2009-06-19 | 0 | 2024-10-09 | 2025-01-20
TERMINAL OUTLETS & AVSU | TERMINAL OUTLETS & AVSU | MEMO-INTERNAL | PMG-BHOC-7-1BED | 2014-02-20 | 0 | 2024-09-17 | 2024-12-20
TERMINAL OUTLETS & AVSU | TERMINAL OUTLETS & AVSU | MEMO-INTERNAL | PMG-BHOC/2/BUNKER G | 2014-02-20 | 0 | 2024-09-17 | 2024-12-20
TERMINAL OUTLETS & AVSU | TERMINAL OUTLETS & AVSU | MEMO-INTERNAL | PMG-BHOC/2/BUNKER G | 2014-03-09 | 0 | 2024-09-17 | 2024-12-20
TERMINAL OUTLETS & AVSU | TERMINAL OUTLETS & AVSU | MEMO-INTERNAL | PMG-BHOC/1/TYA | 2014-02-20 | 0 | 2024-09-17 | 2024-12-20
TERMINAL OUTLETS & AVSU | TERMINAL OUTLETS & AVSU | MEMO-INTERNAL | PMG-BHOC/2/TYA | 2014-02-20 | 0 | 2024-09-17 | 2024-12-20
TERMINAL OUTLETS & AVSU | TERMINAL OUTLETS & AVSU | MEMO-INTERNAL | PMG-BHOC/3/APHERESIS | 2014-02-20 | 0 | 2024-09-17 | 2024-12-20
TERMINAL OUTLETS & AVSU | TERMINAL OUTLETS & AVSU | MEMO-INTERNAL | PMG-BOC/E/OPD | 2006-03-23 | 0 | 2024-09-17 | 2024-12-20
TERMINAL OUTLETS & AVSU | TERMINAL OUTLETS & AVSU | MEMO-INTERNAL | PMG-BOC/E/X-RAY | 2006-03-23 | 0 | 2024-09-17 | 2024-12-20
TERMINAL OUTLETS & AVSU | TERMINAL OUTLETS & AVSU | MEMO-INTERNAL | PMG-BOC/SCANNER | 2001-10-05 | 0 | 2024-09-17 | 2024-12-20
TERMINAL OUTLETS & AVSU | TERMINAL OUTLETS & AVSU | MEMO-INTERNAL | PMG-BOC/BRACHY | 1998-07-24 | 0 | 2024-09-17 | 2024-12-20
TERMINAL OUTLETS & AVSU | TERMINAL OUTLETS & AVSU | MEMO-INTERNAL | PMG-BOC/G.FLOOR | 1970-01-01 | 0 | 2024-09-17 | 2024-12-20
TERMINAL OUTLETS & AVSU | TERMINAL OUTLETS & AVSU | MEMO-INTERNAL | PMG-BOC/F FLOOR | 1970-01-01 | 0 | 2024-09-17 | 2024-12-20
TERMINAL OUTLETS & AVSU | TERMINAL OUTLETS & AVSU | MEMO-INTERNAL | PMG-BOC/E.FLOOR | 1970-01-01 | 0 | 2024-09-17 | 2024-12-20
TERMINAL OUTLETS & AVSU | TERMINAL OUTLETS & AVSU | MEMO-INTERNAL | PMG-BOC/B.FLOOR | 1970-01-01 | 0 | 2024-09-17 | 2024-12-20
TERMINAL OUTLETS & AVSU | TERMINAL OUTLETS & AVSU | MEMO-INTERNAL | PMG-TSWB-7-PMG-EAST-STREET | 2014-06-10 | 0 | 2024-10-09 | 2025-01-20
TERMINAL OUTLETS & AVSU | TERMINAL OUTLETS & AVSU | MEMO-INTERNAL | PMG-TSWB-7-PMG-EAST | 2014-06-10 | 0 | 2024-10-09 | 2025-01-20
TERMINAL OUTLETS & AVSU | TERMINAL OUTLETS & AVSU | MEMO-INTERNAL | PMG-TSWB-7-PMG-WEST-STREET-ISOLATION | 2014-06-10 | 0 | 2024-10-09 | 2025-01-20
TERMINAL OUTLETS & AVSU | TERMINAL OUTLETS & AVSU | MEMO-INTERNAL | PMG-TSWB-7-PMG-WEST-STREET | 2014-06-10 | 0 | 2024-10-09 | 2025-01-20
TERMINAL OUTLETS & AVSU | TERMINAL OUTLETS & AVSU | MEMO-INTERNAL | PMG-TSWB-8-PMG-WEST-ISOLATION | 2014-06-10 | 0 | 2024-10-09 | 2025-01-20
TERMINAL OUTLETS & AVSU | TERMINAL OUTLETS & AVSU | MEMO-INTERNAL | PMG-TSWB-8-PMG-WEST-STREET | 2014-06-10 | 0 | 2024-10-09 | 2025-01-20
TERMINAL OUTLETS & AVSU | TERMINAL OUTLETS & AVSU | MEMO-INTERNAL | PMG-TSWB-8-PMG-EAST-STREET | 2014-06-10 | 0 | 2024-10-09 | 2025-01-20
TERMINAL OUTLETS & AVSU | TERMINAL OUTLETS & AVSU | MEMO-INTERNAL | PMG-TSWB-8-PMG-EAST | 2014-06-10 | 0 | 2024-10-09 | 2025-01-20
TERMINAL OUTLETS & AVSU | TERMINAL OUTLETS & AVSU | MEMO-INTERNAL | PMG-BCH-5-TSWB-PMG-TH2 | 2014-03-15 | 0 | 2024-10-21 | 2025-01-20
TERMINAL OUTLETS & AVSU | TERMINAL OUTLETS & AVSU | MEMO-INTERNAL | PMG-TSWB-3-PMG | 2014-08-03 | 0 | 2024-10-09 | 2025-01-20
TERMINAL OUTLETS & AVSU | TERMINAL OUTLETS & AVSU | MEMO-INTERNAL | PMG-TSWB-3-PMG-NORTHWEST-DEPARTMENTAL | 2014-08-03 | 0 | 2024-10-09 | 2025-01-20
TERMINAL OUTLETS & AVSU | TERMINAL OUTLETS & AVSU | MEMO-INTERNAL | PMG-TSWB-3-PMG-NORTHWEST | 2014-08-03 | 0 | 2024-10-09 | 2025-01-20
TERMINAL OUTLETS & AVSU | TERMINAL OUTLETS & AVSU | MEMO-INTERNAL | PMG-TSWB-3-PMG-SOUTHEAST | 2014-08-03 | 0 | 2024-10-09 | 2025-01-20
TERMINAL OUTLETS & AVSU | TERMINAL OUTLETS & AVSU | MEMO-INTERNAL | PMG-TSWB-3-PMG-NORTHEAST | 2014-08-03 | 0 | 2024-10-09 | 2025-01-20
TERMINAL OUTLETS & AVSU | TERMINAL OUTLETS & AVSU | MEMO-INTERNAL | PMG-TSWB-3-PMG-WEST-ISOLATION | 2014-08-03 | 0 | 2024-10-09 | 2025-01-20
TERMINAL OUTLETS & AVSU | TERMINAL OUTLETS & AVSU | MEMO-INTERNAL | PMG-TSWB-4-PMG-NORTHWEST | 2014-08-03 | 0 | 2024-10-09 | 2025-01-20
TERMINAL OUTLETS & AVSU | TERMINAL OUTLETS & AVSU | MEMO-INTERNAL | PMG-TSWB-4-PMG-SOUTHWEST | 2014-08-03 | 0 | 2024-10-09 | 2025-01-20
TERMINAL OUTLETS & AVSU | TERMINAL OUTLETS & AVSU | MEMO-INTERNAL | PMG-TSWB-4-PMG-NORTHEAST | 2014-08-03 | 0 | 2024-10-09 | 2025-01-20
TERMINAL OUTLETS & AVSU | TERMINAL OUTLETS & AVSU | MEMO-INTERNAL | PMG-TSWB-4-PMG-SOUTHEAST | 2014-08-03 | 0 | 2024-10-09 | 2025-01-20
TERMINAL OUTLETS & AVSU | TERMINAL OUTLETS & AVSU | MEMO-INTERNAL | PMG-BCH-5-TSWB-PMG-EAST-STREET | 2014-03-15 | 0 | 2024-10-09 | 2025-01-20
TERMINAL OUTLETS & AVSU | TERMINAL OUTLETS & AVSU | MEMO-INTERNAL | PMG-BCH-5-TSWB-PMG-TH1 | 2014-03-15 | 0 | 2024-10-21 | 2025-01-20
TERMINAL OUTLETS & AVSU | TERMINAL OUTLETS & AVSU | MEMO-INTERNAL | PMG-BRI/WD5B | 2011-08-31 | 0 | 2024-08-20 | 2024-11-20
TERMINAL OUTLETS & AVSU | TERMINAL OUTLETS & AVSU | MEMO-INTERNAL | PMG-BRI/WD5B | 2001-01-01 | 0 | 2024-10-09 | 2025-01-20
TERMINAL OUTLETS & AVSU | TERMINAL OUTLETS & AVSU | MEMO-INTERNAL | PMG-BRI/D.SURG.REC.2 | 1998-07-24 | 0 | 2024-09-23 | 2024-11-20
TERMINAL OUTLETS & AVSU | TERMINAL OUTLETS & AVSU | MEMO-INTERNAL | PMG-BRI/WD16 | 1996-08-02 | 0 | 2024-08-20 | 2024-11-20
TERMINAL OUTLETS & AVSU | TERMINAL OUTLETS & AVSU | MEMO-INTERNAL | PMG-BRI/WD5A | 2001-01-01 | 0 | 2024-10-09 | 2025-01-20
TERMINAL OUTLETS & AVSU | TERMINAL OUTLETS & AVSU | MEMO-INTERNAL | PMG-BRI/MDU | 1985-01-01 | 0 | 2024-08-20 | 2024-11-20
TERMINAL OUTLETS & AVSU | TERMINAL OUTLETS & AVSU | MEMO-INTERNAL | PMG-BRI/CCU | 1960-01-01 | 0 | 2024-10-09 | 2025-01-20
TERMINAL OUTLETS & AVSU | TERMINAL OUTLETS & AVSU | MEMO-INTERNAL | PMG-BRI/HDU | 2001-09-28 | 0 | 2024-08-20 | 2024-11-20
TERMINAL OUTLETS & AVSU | TERMINAL OUTLETS & AVSU | MEMO-INTERNAL | PMG-BRI/HGT/8 | 2001-09-28 | 0 | 2024-09-23 | 2024-11-20
TERMINAL OUTLETS & AVSU | TERMINAL OUTLETS & AVSU | MEMO-INTERNAL | PMG-BRI/HGT/7 | 2001-09-28 | 0 | 2024-09-23 | 2024-11-20
TERMINAL OUTLETS & AVSU | TERMINAL OUTLETS & AVSU | MEMO-INTERNAL | PMG-BRI/HGT/6 | 2001-09-28 | 0 | 2024-09-23 | 2024-11-20
TERMINAL OUTLETS & AVSU | TERMINAL OUTLETS & AVSU | MEMO-INTERNAL | PMG-BRI/HGT/5 | 2001-09-28 | 0 | 2024-09-23 | 2024-11-20
TERMINAL OUTLETS & AVSU | TERMINAL OUTLETS & AVSU | MEMO-INTERNAL | PMG-BRI/HGT/4 | 2001-09-28 | 0 | 2024-09-23 | 2024-11-20
TERMINAL OUTLETS & AVSU | TERMINAL OUTLETS & AVSU | MEMO-INTERNAL | PMG-BRI/HGT/3 | 2001-09-28 | 0 | 2024-09-23 | 2024-11-20
TERMINAL OUTLETS & AVSU | TERMINAL OUTLETS & AVSU | MEMO-INTERNAL | PMG-BRI/HGT/2 | 2001-09-28 | 0 | 2024-09-23 | 2024-11-20
TERMINAL OUTLETS & AVSU | TERMINAL OUTLETS & AVSU | MEMO-INTERNAL | PMG-BRI/HGT/1 | 1983-01-01 | 0 | 2024-09-23 | 2024-11-20
TERMINAL OUTLETS & AVSU | TERMINAL OUTLETS & AVSU | MEMO-INTERNAL | PMG-BRI/HGT/RECOVERY | 1983-01-01 | 0 | 2024-09-23 | 2024-11-20
TERMINAL OUTLETS & AVSU | TERMINAL OUTLETS & AVSU | MEMO-INTERNAL | PMG-BRI/WD14 | 1960-01-01 | 0 | 2024-08-20 | 2024-11-20
TERMINAL OUTLETS & AVSU | TERMINAL OUTLETS & AVSU | MEMO-INTERNAL | PMG-BRI/WD10 | 1960-01-01 | 0 | 2024-08-20 | 2024-11-20
TERMINAL OUTLETS & AVSU | TERMINAL OUTLETS & AVSU | MEMO-INTERNAL | PMG-BRI/WD6 | 1992-01-01 | 0 | 2024-08-20 | 2024-11-20
TERMINAL OUTLETS & AVSU | TERMINAL OUTLETS & AVSU | MEMO-INTERNAL | PMG-BRI/WD5A | 2011-08-31 | 0 | 2024-08-20 | 2024-11-20
TERMINAL OUTLETS & AVSU | TERMINAL OUTLETS & AVSU | MEMO-INTERNAL | PMG-BRI/X-RAY/MRI | 2005-12-02 | 0 | 2024-08-20 | 2024-11-20
TERMINAL OUTLETS & AVSU | TERMINAL OUTLETS & AVSU | MEMO-INTERNAL | PMG-BRI/A&E/OBS | 2005-12-02 | 0 | 2024-08-20 | 2024-11-20
TERMINAL OUTLETS & AVSU | TERMINAL OUTLETS & AVSU | MEMO-INTERNAL | PMG-BRI/A&E/RESU | 2005-12-02 | 0 | 2024-08-20 | 2024-11-20
TERMINAL OUTLETS & AVSU | TERMINAL OUTLETS & AVSU | MEMO-INTERNAL | PMG-BRI/HGT/9 | 2005-12-02 | 0 | 2024-09-23 | 2024-11-20
TERMINAL OUTLETS & AVSU | TERMINAL OUTLETS & AVSU | MEMO-INTERNAL | PMG-BRI/SHORT.S | 2005-12-02 | 0 | 2024-08-20 | 2024-11-20
TERMINAL OUTLETS & AVSU | TERMINAL OUTLETS & AVSU | MEMO-INTERNAL | PMG-BRI/ENDO.3&4&REC | 2005-12-02 | 0 | 2024-09-23 | 2024-11-20
TERMINAL OUTLETS & AVSU | TERMINAL OUTLETS & AVSU | MEMO-INTERNAL | PMG-BRI/ENDO.1&2 | 2005-12-02 | 0 | 2024-08-20 | 2024-11-20
TERMINAL OUTLETS & AVSU | TERMINAL OUTLETS & AVSU | MEMO-INTERNAL | PMG-BRI/DAY.SURG.TH2 | 2005-12-02 | 0 | 2024-09-23 | 2024-11-20
TERMINAL OUTLETS & AVSU | TERMINAL OUTLETS & AVSU | MEMO-INTERNAL | PMG-BRI/CHDU | 2005-12-02 | 0 | 2024-10-09 | 2025-01-20
TERMINAL OUTLETS & AVSU | TERMINAL OUTLETS & AVSU | MEMO-INTERNAL | PMG-BRI/CITU | 2005-12-02 | 0 | 2024-10-09 | 2025-01-20
TERMINAL OUTLETS & AVSU | TERMINAL OUTLETS & AVSU | MEMO-INTERNAL | PMG-BRI/WD2 | 1972-01-01 | 0 | 2024-08-20 | 2024-11-20
TERMINAL OUTLETS & AVSU | TERMINAL OUTLETS & AVSU | MEMO-INTERNAL | PMG-BRI/7/T.ROOM | 1972-01-01 | 0 | 2024-08-20 | 2024-11-20
TERMINAL OUTLETS & AVSU | TERMINAL OUTLETS & AVSU | B.O.C. | PMG | 1972-01-01 | 0 | 2024-10-09 | 2024-12-20
TERMINAL OUTLETS & AVSU | TERMINAL OUTLETS & AVSU | MEMO-INTERNAL | PMG-QB-5-A524 | 1972-01-01 | 0 | 2024-08-20 | 2024-11-20
TERMINAL OUTLETS & AVSU | TERMINAL OUTLETS & AVSU | MEMO-INTERNAL | PMG-BRI/WD3 | 1972-01-01 | 0 | 2024-08-20 | 2024-11-20
TERMINAL OUTLETS & AVSU | TERMINAL OUTLETS & AVSU | MEMO-INTERNAL | PMG-BRI/WD17 | 1972-01-01 | 0 | 2024-08-20 | 2024-11-20
TERMINAL OUTLETS & AVSU | TERMINAL OUTLETS & AVSU | MEMO-INTERNAL | PMG-BRI/WD18 | 1972-01-01 | 0 | 2024-08-20 | 2024-11-20
TERMINAL OUTLETS & AVSU | TERMINAL OUTLETS & AVSU | MEMO-INTERNAL | PMG-BRI/D.SURG.TH1 | 1972-01-01 | 0 | 2024-09-23 | 2024-11-20
TERMINAL OUTLETS & AVSU | TERMINAL OUTLETS & AVSU | MEMO-INTERNAL | PMG-BRI/A&E | 1972-01-01 | 0 | 2024-08-20 | 2024-11-20
TERMINAL OUTLETS & AVSU | TERMINAL OUTLETS & AVSU | MEMO-INTERNAL | PMG-BRI/X-RAY/L3 | 1972-01-01 | 0 | 2024-08-20 | 2024-11-20
TERMINAL OUTLETS & AVSU | TERMINAL OUTLETS & AVSU | MEMO-INTERNAL | PMG-BRI/X-RAY/L2 | 1972-01-01 | 0 | 2024-08-20 | 2024-11-20
TERMINAL OUTLETS & AVSU | TERMINAL OUTLETS & AVSU | MEMO-INTERNAL | PMG-BRI/CARDIOLOGY | 1972-01-01 | 0 | 2024-10-09 | 2025-01-20
TERMINAL OUTLETS & AVSU | TERMINAL OUTLETS & AVSU | MEMO-INTERNAL | PMG-BRI/RESPIRATORY | 1972-01-01 | 0 | 2024-08-20 | 2024-11-20
BATTERY THERMOMETER | BATTERY THERMOMETER | WELCH ALLYN | SURETEMP PLUS 692 | 2017-06-19 | 207.6
BATTERY THERMOMETER | BATTERY THERMOMETER | WELCH ALLYN | SURETEMP PLUS 692 | 2017-06-19 | 207.6
BATTERY THERMOMETER | BATTERY THERMOMETER | WELCH ALLYN | SURETEMP PLUS 692 | 2017-06-19 | 207.6
BATTERY THERMOMETER | BATTERY THERMOMETER | WELCH ALLYN | SURETEMP PLUS 692 | 2017-06-19 | 207.6
BATTERY THERMOMETER | BATTERY THERMOMETER | WELCH ALLYN | SURETEMP PLUS 692 | 2017-06-19 | 207.6
BATTERY THERMOMETER | BATTERY THERMOMETER | WELCH ALLYN | SURETEMP PLUS 692 | 2017-06-19 | 207.6
BATTERY THERMOMETER | BATTERY THERMOMETER | WELCH ALLYN | SURETEMP PLUS 692 | 2016-09-21 | 207.6
BATTERY THERMOMETER | BATTERY THERMOMETER | WELCH ALLYN | SURETEMP PLUS 692 | 2017-06-19 | 207.6
BATTERY THERMOMETER | BATTERY THERMOMETER | WELCH ALLYN | SURETEMP PLUS 692 | 2017-06-19 | 207.6
BATTERY THERMOMETER | BATTERY THERMOMETER | WELCH ALLYN | SURETEMP PLUS 692 | 2017-06-19 | 207.6
NEBULIZER | NEBULIZER | MEDIX LTD | AC2000 | 2017-06-16 | 240
NEBULIZER | NEBULIZER | MEDIX LTD | AC2000 | 2017-06-16 | 240
NEBULIZER | NEBULIZER | MEDIX LTD | AC2000 | 2017-06-16 | 240
NEBULIZER | NEBULIZER | MEDIX LTD | AC2000 | 2017-06-16 | 240
NEBULIZER | NEBULIZER | MEDIX LTD | AC2000 | 2017-06-16 | 240
NEBULIZER | NEBULIZER | MEDIX LTD | AC2000 | 2017-06-16 | 240
BATTERY THERMOMETER | BATTERY THERMOMETER | WELCH ALLYN | SURETEMP PLUS 692 | 2017-06-19 | 207.6
BATTERY THERMOMETER | BATTERY THERMOMETER | WELCH ALLYN | SURETEMP PLUS 692 | 2017-06-19 | 207.6
BATTERY THERMOMETER | BATTERY THERMOMETER | WELCH ALLYN | SURETEMP PLUS 692 | 2017-06-19 | 207.6
EXERCISE BICYCLE | EXERCISE BICYCLE | ERGOLINE GMBH | ERGOSELECT 100P | 2017-06-05 | 2400 | 2023-04-12 | 2024-03-02
SCALES | SCALES - FLUID | TERAOKA | DS-502 | 2017-06-08 | 226.8 | 2023-12-11 | 2024-11-15
SURGICAL DRILL | SURGICAL DRILL SYSTEM | COCHLEAR | OSSCORA | 2017-05-15 | 3771.6 | 2023-02-08 15:28 | 2027-10-15
DIATHERMY MACHINE | SURGERY SYSTEM | SMITH & NEPHEW | COBLATOR II | 2017-05-11 | 9600 | 2022-11-23 12:35 | 2025-11-17
NEBULIZER | NEBULIZER | PARI MEDICAL | TURBO BOY (BLK/GREY) | 2017-05-11 | 130.8
NEBULIZER | NEBULIZER | PARI MEDICAL | TURBO BOY (BLK/GREY) | 2017-05-11 | 130.8
NEBULIZER | NEBULIZER | PARI MEDICAL | TURBO BOY (BLK/GREY) | 2017-05-11 | 130.8
OXIMETER | PULSE OXIMETER | NELLCOR | PM100N | 2017-09-20 | 1200 | 2022-12-01 13:09 | 2025-11-15
EEG MACHINE | EEG MACHINE PATIENT BREAKOUT BOX | NATUS LTD | EMU40EX | 2017-05-04 | 18000
PATIENT WARMING SYSTEM | CONVECTIVE WARMING UNIT | CELSIUS MEDICAL | CALIMA | 2017-05-03 | 2040 | 2023-01-31 12:44 | 2024-12-16
VITAL SIGNS MONITOR | VITAL SIGNS MONITOR: NBP/SPO2/TEMP. | WELCH ALLYN | SPOT 420(NBP/SPO2) | 2017-04-19 | 2400 | 2023-02-24 12:51 | 2026-02-24
MICROSCOPE OPERATING | MICROSCOPE OPERATING | ZEISS | S-88 | 2017-04-07 | 76318.14 | 2024-03-22 | 2025-03-22
PATIENT HOIST | PATIENT HOIST - MOBILE | LIKO | GOLVO 8008 | 2017-04-06 | 6000 | 2023-07-21 | 2024-01-21
SUCTION UNIT | TWIN MOBILE SUCTION UNIT | THERAPY EQUIPMENT | 7763 | 2017-07-03 | 372
SUCTION CONTROLLER | SUCTION CONTROLLER | THERAPY EQUIPMENT | THORACIC | 2015-03-15 | 193.2
TYMPANIC THERMOMETER | TYMPANIC THERMOMETER | BRAUN | PRO 6000 | 2021-06-14 | 178.8
TYMPANIC THERMOMETER | TYMPANIC THERMOMETER | BRAUN | PRO 6000 | 2021-06-11 | 178.8
TYMPANIC THERMOMETER | TYMPANIC THERMOMETER | BRAUN | PRO 6000 | 2021-06-11 | 178.8
TYMPANIC THERMOMETER | TYMPANIC THERMOMETER | BRAUN | PRO 6000 | 2021-06-11 | 178.8
TYMPANIC THERMOMETER | TYMPANIC THERMOMETER | BRAUN | PRO 6000 | 2021-06-11 | 178.8
TYMPANIC THERMOMETER | TYMPANIC THERMOMETER | BRAUN | PRO 6000 | 2021-06-11 | 178.8
TYMPANIC THERMOMETER | TYMPANIC THERMOMETER | BRAUN | PRO 6000 | 2021-04-30 | 178.8
TYMPANIC THERMOMETER | TYMPANIC THERMOMETER | BRAUN | PRO 6000 | 2021-07-29 | 178.8
TYMPANIC THERMOMETER | TYMPANIC THERMOMETER | BRAUN | PRO 6000 | 2021-07-29 | 178.8
TYMPANIC THERMOMETER | TYMPANIC THERMOMETER | BRAUN | PRO 6000 | 2021-07-29 | 178.8
TYMPANIC THERMOMETER | TYMPANIC THERMOMETER | BRAUN | PRO 6000 | 2021-07-29 | 178.8
TYMPANIC THERMOMETER | TYMPANIC THERMOMETER | BRAUN | PRO 6000 | 2021-07-29 | 178.8
COUCH | COUCH 3-SECTION ELECTRIC | PLINTH 2000 | 503E | 2021-07-28 | 2559 | 2022-01-24 | 2027-07-15
COUCH | COUCH 3-SECTION ELECTRIC BARIATRIC ULTRASOUND | PLINTH 2000 | 50CT | 2021-07-28 | 2562 |  | 2024-12-15
INFUSION PUMP | INFUSION PUMP | B.BRAUN | INFUSOMAT SPACE | 2021-07-23 | 1500 | 2024-10-15 | 2026-10-15
BLOOD GAS ANALYSER | BLOOD TEST DEVICE | ALERE LTD | AFINION 2 | 2021-07-21 | 3529.2
HEIGHT GAUGE | HEIGHT MEASURING GAUGE - PAEDIATRIC | SECA | 416 | 2021-07-19 | 402
DRILL | CORE 2 POWERED INSTRUMENT DRIVER | STRYKER | CORE 2 CONSOLE | 2021-07-16 | 13200 | 2023-11-30 | 2024-11-30
VENTILATOR | VENTILATOR | RESMED LTD | AIRSENSE 10 AUTOSET | 2021-07-13 | 3600
VENTILATOR | VENTILATOR | RESMED LTD | AIRSENSE 10 AUTOSET | 2021-07-13 | 3600
VENTILATOR | VENTILATOR | RESMED LTD | AIRSENSE 10 AUTOSET | 2021-07-13 | 3600
VENTILATOR | VENTILATOR | RESMED LTD | AIRSENSE 10 AUTOSET | 2021-07-13 | 3600
TYMPANIC THERMOMETER | TYMPANIC THERMOMETER | COVIDIEN UK | GENIUS 3 | 2021-07-14 | 193.2 | 2024-08-07 | 2025-02-07
HEIGHT GAUGE | HEIGHT GAUGE | SECA | 216 | 2021-08-03 | 82.8
VENTILATOR | VENTILATOR | RESMED LTD | AIRSENSE 10 ELITE | 2021-07-13 | 3600
VENTILATOR | VENTILATOR | RESMED LTD | AIRSENSE 10 ELITE | 2021-07-13 | 3600
VENTILATOR | VENTILATOR | RESMED LTD | AIRSENSE 10 ELITE | 2021-07-13 | 3600
VENTILATOR | VENTILATOR | RESMED LTD | AIRSENSE 10 ELITE | 2021-07-13 | 3600
CARDIAC MON CHARGER | CHARGER MP2 | PHILIPS LTD | M8023A | 2021-07-13 | 900 | 2023-07-11 | 2025-07-13
VENTILATOR | VENTILATOR | RESMED LTD | AIRSENSE 10 ELITE | 2021-07-08 | 3600
VENTILATOR | VENTILATOR | RESMED LTD | AIRSENSE 10 ELITE | 2021-07-08 | 3600
VENTILATOR | VENTILATOR | RESMED LTD | AIRSENSE 10 ELITE | 2021-07-08 | 3600
VENTILATOR | VENTILATOR | RESMED LTD | AIRSENSE 10 ELITE | 2021-07-08 | 3600
INFLATION/PUMP UNIT | COMPRESSION SYSTEM | COVIDIEN UK | SCD 700 | 2021-07-06 | 0
INFLATION/PUMP UNIT | COMPRESSION SYSTEM | COVIDIEN UK | SCD 700 | 2021-07-06 | 0
ENDOSCOPE | ENDOSCOPE - VIDEO NASOPHARYNGOSCOPE | XION MEDICAL | XN P | 2021-07-07 | 21600
NASENDOSCOPE VIDEO SYSTEM | NASENDOSCOPE VIDEO SYSTEM | XION MEDICAL | MATRIX E SPECTAR | 2021-07-07 | 52129.38 |  | 2024-12-15
COUCH | COUCH 3-SECTION ELECTRIC | PLINTH 2000 | 503E | 2021-06-25 | 960 | 2022-01-21 | 2024-12-15
DIALYSIS MACHINE | HAEMO DIALYSIS MACHINE | NXSTAGE | SYSTEM ONE S | 2021-06-25 | 12784.992 |  | 2022-04-15
HEIGHT GAUGE | HEIGHT MEASURING SCALE/GAUGE | HOLTAIN LTD | HARPENDEN STADIOMETER | 2021-06-23 | 600
VENTILATOR | VENTILATOR | RESMED LTD | AIRSENSE 10 ELITE | 2021-06-22 | 3600
VENTILATOR | VENTILATOR | RESMED LTD | AIRSENSE 10 ELITE | 2021-06-22 | 3600
VENTILATOR | ASTRAL 150 VENTILATOR | RESMED LTD | ASTRAL 150 | 2021-06-18 | 7200 |  | 2024-11-01
VENTILATOR | ASTRAL 150 VENTILATOR | RESMED LTD | ASTRAL 150 | 2021-06-18 | 7200 |  | 2024-11-01
VENTILATOR | ASTRAL 150 VENTILATOR | RESMED LTD | ASTRAL 150 | 2021-06-18 | 7200 |  | 2024-11-01
TYMPANIC THERMOMETER | TYMPANIC THERMOMETER CONNEX MONITOR | WELCH ALLYN | PRO 6000 CONNEX | 2021-06-16 | 214.8
INFLATION/PUMP UNIT | COMPRESSION SYSTEM | COVIDIEN UK | SCD 700 | 2021-07-06 | 0
INFLATION/PUMP UNIT | COMPRESSION SYSTEM | COVIDIEN UK | SCD 700 | 2021-07-06 | 0
INFLATION/PUMP UNIT | COMPRESSION SYSTEM | COVIDIEN UK | SCD 700 | 2021-07-06 | 0
INFLATION/PUMP UNIT | COMPRESSION SYSTEM | COVIDIEN UK | SCD 700 | 2021-07-06 | 0
INFLATION/PUMP UNIT | COMPRESSION SYSTEM | COVIDIEN UK | SCD 700 | 2021-07-06 | 0
INFLATION/PUMP UNIT | COMPRESSION SYSTEM | COVIDIEN UK | SCD 700 | 2021-07-06 | 0
INFLATION/PUMP UNIT | COMPRESSION SYSTEM | COVIDIEN UK | SCD 700 | 2021-07-06 | 0
INFLATION/PUMP UNIT | COMPRESSION SYSTEM | COVIDIEN UK | SCD 700 | 2021-07-06 | 0
INFLATION/PUMP UNIT | COMPRESSION SYSTEM | COVIDIEN UK | SCD 700 | 2021-07-06 | 0
INFLATION/PUMP UNIT | COMPRESSION SYSTEM | COVIDIEN UK | SCD 700 | 2021-07-06 | 0
INFLATION/PUMP UNIT | COMPRESSION SYSTEM | COVIDIEN UK | SCD 700 | 2021-07-06 | 0
PMG TERMINALS | O2 SPLITTER - PLASTIC FITTINGS | THERAPY EQUIPMENT | 6111P | 2021-06-14 | 139.2
MEDICAL GAS HOSE | O2 EXTENSION HOSE | MEMO-INTERNAL | EXTENSION HOSE O2 | 2021-06-14 | 115.464 |  | 2025-06-12
DEFIBRILLATOR | DEFIBRILLATOR - PACED/SPO2/NIBP/CO2/IBP/TEMP | ZOLL MEDICAL | X SERIES | 2021-06-10 | 21108.6 | 2024-02-16 | 2025-02-16
VENTILATOR | VENTILATOR | RESMED LTD | AIRSENSE 10 ELITE | 2021-05-25 | 3600
VENTILATOR | VENTILATOR | RESMED LTD | AIRSENSE 10 ELITE | 2021-05-25 | 3600
TYMPANIC THERMOMETER | TYMPANIC THERMOMETER | BRAUN | PRO 6000 | 2021-05-24 | 178.8
TYMPANIC THERMOMETER | TYMPANIC THERMOMETER | BRAUN | PRO 6000 | 2021-05-24 | 178.8
TYMPANIC THERMOMETER | TYMPANIC THERMOMETER | BRAUN | PRO 6000 | 2021-05-24 | 178.8
HUMIDIFIER | HUMIDIFIER | F & P | MR850 | 2021-06-01 | 1320
WAX BATH | WAX BATH | WR MEDICAL ELECTRONICS CO. | THERABATH | 2021-05-21 | 210 |  | 2025-09-15
MEDICAL GAS HOSE | AIR- 4 BAR EXTENSION HOSE FEMALE NIST 3M | MEC CO. LTD | HA50 | 2021-06-14 | 47.7 |  | 2025-09-15
MEDICAL GAS HOSE | O2 EXTENSION HOSE - MEC | MEC CO. LTD | EXTENSION HOSE O2 - MEC | 2021-06-11 | 47.7 |  | 2025-09-15
SUCTION CONTROLLER | HIGH SUCTION CONTROLLER | THERAPY EQUIPMENT | DIAMOND RANGE HIGH | 2021-05-19 | 82.8
SUCTION CONTROLLER | HIGH SUCTION CONTROLLER | THERAPY EQUIPMENT | DIAMOND RANGE HIGH | 2021-05-19 | 82.8
VENTILATOR | ASTRAL 150 VENTILATOR | RESMED LTD | ASTRAL 150 | 2021-05-19 | 7200 |  | 2024-11-01
VENTILATOR | ASTRAL 150 VENTILATOR | RESMED LTD | ASTRAL 150 | 2021-05-19 | 7200 |  | 2024-11-01
VENTILATOR | ASTRAL 150 VENTILATOR | RESMED LTD | ASTRAL 150 | 2021-05-19 | 7200 |  | 2024-11-01
VENTILATOR | ASTRAL 150 VENTILATOR | RESMED LTD | ASTRAL 150 | 2021-05-19 | 7200 |  | 2024-11-01
AUDIO DOPPLER | POCKET AUDIO DOPPLER | ULTRASOUND TECHNOLOGIES LTD | PD1 | 2021-05-17 | 234
AUDIO DOPPLER | POCKET AUDIO DOPPLER | ULTRASOUND TECHNOLOGIES LTD | PD1 | 2021-05-17 | 234
DIALYSIS MACHINE | INFANT HAEMO DIALYSIS MACHINE | ALLMED MEDICAL | NIDUS | 2021-05-17 | 12000
TRANSPORT MONITOR | PATIENT MONITOR INTELLIVUE X3 (6mm NIBP Port) | PHILIPS LTD | INTELLIVUE X3 (6mm NIBP) | 2021-05-19 | 3796.536 | 2024-01-13 | 2027-01-13
DOCKING STATION | DOCKING STATION | PHILIPS LTD | INTELLIVUE DOCK | 2021-05-19 | 630 | 2024-07-25 | 2027-07-25
TYMPANIC THERMOMETER | TYMPANIC THERMOMETER | BRAUN | PRO 6000 | 2021-05-13 | 178.8
TYMPANIC THERMOMETER | TYMPANIC THERMOMETER | BRAUN | PRO 6000 | 2021-05-13 | 178.8
NEBULIZER | NEBULIZER | PARI MEDICAL | PARI BOY CLASSIC | 2021-05-12 | 410.4
NEBULIZER | NEBULIZER | PARI MEDICAL | PARI BOY CLASSIC | 2021-05-12 | 410.4
NEBULIZER | NEBULIZER | PARI MEDICAL | PARI BOY CLASSIC | 2021-05-12 | 410.4
NEBULIZER | NEBULIZER | PARI MEDICAL | PARI BOY CLASSIC | 2021-05-12 | 410.4
NEBULIZER | NEBULIZER | PARI MEDICAL | PARI BOY CLASSIC | 2021-05-12 | 410.4
NEBULIZER | NEBULIZER | PARI MEDICAL | PARI BOY CLASSIC | 2021-05-12 | 410.4
NEBULIZER | NEBULIZER | PARI MEDICAL | PARI BOY CLASSIC | 2021-05-12 | 410.4
NEBULIZER | NEBULIZER | PARI MEDICAL | PARI BOY CLASSIC | 2021-05-12 | 410.4
NEBULIZER | NEBULIZER | PARI MEDICAL | PARI BOY CLASSIC | 2021-05-12 | 410.4
NEBULIZER | NEBULIZER | PARI MEDICAL | PARI BOY CLASSIC | 2021-05-12 | 410.4
NEBULIZER | NEBULIZER | PARI MEDICAL | PARI BOY CLASSIC | 2021-05-12 | 410.4
NEBULIZER | NEBULIZER | PARI MEDICAL | PARI BOY CLASSIC | 2021-05-12 | 410.4
SUCTION UNIT | PORTABLE SUCTION UNIT | LAERDAL | LCSU4 | 2021-05-10 | 399.6 |  | 2024-06-15
SUCTION UNIT | PORTABLE SUCTION UNIT | LAERDAL | LCSU4 | 2021-05-10 | 399.6 |  | 2024-06-15
OXIMETER | PULSE OXIMETER | NELLCOR | PM100N | 2021-05-07 | 1200 | 2024-08-02 | 2027-05-07
OXIMETER | PULSE OXIMETER | NELLCOR | PM100N | 2021-05-07 | 1200 |  | 2024-05-07
TRANSPORT MONITOR | PATIENT MONITOR INTELLIVUE X3 (6mm NIBP Port) | PHILIPS LTD | INTELLIVUE X3 (6mm NIBP) | 2021-05-19 | 3796.536 | 2024-03-11 | 2027-03-11
DOCKING STATION | DOCKING STATION | PHILIPS LTD | INTELLIVUE DOCK | 2021-05-19 | 630 | 2024-07-25 | 2027-07-25
SYRINGE DRIVER | SYRINGE DRIVER | B.BRAUN | PERFUSOR SPACE | 2021-05-13 | 2640 |  | 2024-06-15
VENTILATOR | VENTILATOR | RESMED LTD | AIRSENSE 10 ELITE | 2021-04-20 | 3600
VENTILATOR | TRANSPORT VENTILATOR | HAMILTON MEDICAL | T1 | 2021-04-19 | 17238.78 | 2024-05-08 | 2025-05-18
EEG MACHINE | EEG SYSTEM 32-CHANNEL | NATUS LTD | XLTEK | 2021-04-13 | 42000 | 2023-06-29 | 2024-06-29
AUDIO DOPPLER | POCKET AUDIO DOPPLER | ULTRASOUND TECHNOLOGIES LTD | PD1 | 2021-05-05 | 1800
AUDIO DOPPLER | POCKET AUDIO DOPPLER | ULTRASOUND TECHNOLOGIES LTD | PD1 | 2021-05-05 | 1800
TYMPANIC THERMOMETER | TYMPANIC THERMOMETER | BRAUN | PRO 6000 | 2021-04-13 | 178.8
BLOOD GAS ANALYSER | BLOOD TEST DEVICE | ALERE LTD | AFINION 2 | 2021-04-09 | 2880
SPHYGMOMANOMETER | ANEROID SPHYGMOMANOMETER | WELCH ALLYN | DS54 | 2021-04-08 | 72
HUMIDIFIER | HUMIDIFIER | F & P | MR850 | 2021-04-08 | 1320
HUMIDIFIER | HUMIDIFIER | F & P | MR850 | 2021-04-08 | 1320
HUMIDIFIER | HUMIDIFIER | F & P | MR850 | 2021-04-08 | 1320
HUMIDIFIER | HUMIDIFIER | F & P | MR850 | 2021-04-08 | 1320
TRANSILLUMINATOR | VEIN VIEWING SYSTEM | ACCUVEIN | AV500 | 2021-04-08 | 4624.8
TRANSILLUMINATOR | VEIN VIEWING SYSTEM | ACCUVEIN | AV500 | 2021-04-08 | 4624.8
TRANSILLUMINATOR | VEIN VIEWING SYSTEM | ACCUVEIN | AV500 | 2021-04-08 | 4624.8
CONTROL-WARMING MATT | CONTROL-WARMING MATT | INSPIRATION | ALPHACORE 5 | 2021-04-08 | 2808 | 2024-01-26 | 2025-01-26
CONTROL-WARMING MATT | CONTROL-WARMING MATT | INSPIRATION | ALPHACORE 5 | 2021-04-08 | 2808 | 2024-01-26 | 2025-01-26
PATIENT HOIST | PATIENT HOIST - MOBILE | LIKO | GOLVO 9000 | 2021-04-07 | 6000 | 2023-07-18 | 2024-01-18
IRRIGATION SYSTEM | IRRIGATION PUMP - GI ENDOSCOPY | MEDIVATORS | EGA-500E | 2021-03-30 | 1680 | 2023-06-26 | 2025-06-26
IRRIGATION SYSTEM | IRRIGATION PUMP - GI ENDOSCOPY | MEDIVATORS | EGA-500E | 2021-03-30 | 1680 | 2024-01-20 | 2026-01-20
INSUFFLATOR CO2 | ENDOSCOPIC CO2 REGULATOR | MEDIVATORS | EGA-501E | 2021-03-29 | 4200 | 2023-06-26 | 2025-06-26
TYMPANIC THERMOMETER | TYMPANIC THERMOMETER | BRAUN | PRO 6000 | 2021-03-25 | 178.8
PATIENT HOIST | PATIENT HOIST - OVERHEAD | LIKO | 242 S | 2021-04-07 | 2400 | 2023-07-18 | 2024-01-18
PATIENT HOIST | PATIENT HOIST - OVERHEAD | LIKO | 242 S | 2021-03-24 | 2400 | 2023-07-18 | 2024-01-18
SUCTION CONTROLLER | HIGH SUCTION CONTROLLER | THERAPY EQUIPMENT | DIAMOND RANGE HIGH | 2021-07-01 | 82.8
SUCTION CONTROLLER | HIGH SUCTION CONTROLLER | THERAPY EQUIPMENT | DIAMOND RANGE HIGH | 2021-07-01 | 82.8
SUCTION CONTROLLER | HIGH SUCTION CONTROLLER | THERAPY EQUIPMENT | DIAMOND RANGE HIGH | 2021-07-01 | 82.8
MODULE | ELECTRONICS MODULE | KARL STORZ | 8402 X | 2021-07-05 | 12000
TYMPANIC THERMOMETER | TYMPANIC THERMOMETER CONNEX MONITOR | WELCH ALLYN | PRO 6000 CONNEX | 2021-07-21 | 214.8
TYMPANIC THERMOMETER | TYMPANIC THERMOMETER | BRAUN | PRO 6000 | 2021-03-26 | 178.8
TYMPANIC THERMOMETER | TYMPANIC THERMOMETER | BRAUN | PRO 6000 | 2021-03-19 | 178.8
PATIENT MONITOR | PATIENT MONITOR INTELLIVUE | PHILIPS LTD | MX450 | 2021-03-18 | 6090 |  | 2024-10-15
MULTI-MEASUREMENT SERVER | MULTI-MEASUREMENT SERVER | PHILIPS LTD | INTELLIVUE MMX | 2021-03-18 | 1899.216
NEBULIZER | NEBULIZER | PARI MEDICAL | PARI BOY CLASSIC | 2021-03-12 | 410.4
NEBULIZER | NEBULIZER | PARI MEDICAL | PARI BOY CLASSIC | 2021-03-12 | 410.4
NEBULIZER | NEBULIZER | PARI MEDICAL | PARI BOY CLASSIC | 2021-03-12 | 410.4
NEBULIZER | NEBULIZER | PARI MEDICAL | PARI BOY CLASSIC | 2021-03-12 | 410.4
INFUSION PUMP | INFUSION PUMP | B.BRAUN | INFUSOMAT SPACE | 2021-03-12 | 1500 | 2023-07-05 | 2025-07-05
HYDRO.DISSECT.PUMP | HYDROSURGERY SYSTEM | SMITH & NEPHEW | VERSAJET II | 2021-03-10 | 3120
NEBULIZER | NEBULIZER | PARI MEDICAL | EFLOW RAPID | 2021-03-10 | 510
NEBULIZER | NEBULIZER | PARI MEDICAL | EFLOW RAPID | 2021-03-10 | 510
NEBULIZER | NEBULIZER | PARI MEDICAL | EFLOW RAPID | 2021-03-10 | 510
HUMIDIFIER | HUMIDIFIER | F & P | MR850 | 2021-03-05 | 1200 | 2023-09-14 | 2024-10-01
HUMIDIFIER | HUMIDIFIER | F & P | MR850 | 2021-03-05 | 1200 | 2024-04-11 | 2025-06-01
NERVE STIMULATOR | NERVE STIMULATOR | SUNMED | SUNSTIM PRO | 2021-04-13 | 510
BATTERY SUPPORT UNIT | BATTERY SUPPORT UNIT | ZOLL MEDICAL | SUREPOWER | 2021-03-23 | 1200 | 2022-03-08 | 2024-03-12
DEFIBRILLATOR | DEFIBRILLATOR - PACED/SPO2/NIBP/CO2/IBP/TEMP | ZOLL MEDICAL | X SERIES | 2021-03-23 | 15210 | 2024-03-11 | 2025-03-11
SCALES | SCALES - BODY COMPOSITION ANALYSER | TANITA | MC-780MA | 2021-03-05 | 4798.8 | 2023-12-15 | 2024-11-15
VENTILATOR | VENTILATOR | RESMED LTD | STELLAR 100 | 2021-03-04 | 3600 |  | 2026-03-01
VENTILATOR | VENTILATOR | RESMED LTD | STELLAR 100 | 2021-03-04 | 3600 |  | 2026-03-01
VENTILATOR | VENTILATOR | RESMED LTD | STELLAR 100 | 2021-03-04 | 3600 |  | 2026-03-01
VENTILATOR | VENTILATOR | RESMED LTD | STELLAR 100 | 2021-03-04 | 3600 |  | 2026-03-01
VENTILATOR | VENTILATOR | RESMED LTD | STELLAR 100 | 2021-03-04 | 3600 |  | 2026-03-01
TYMPANIC THERMOMETER | TYMPANIC THERMOMETER | BRAUN | PRO 6000 | 2021-03-02 | 178.8
TYMPANIC THERMOMETER | TYMPANIC THERMOMETER | BRAUN | PRO 6000 | 2021-03-02 | 178.8
VENTILATOR | ASTRAL 150 VENTILATOR | RESMED LTD | ASTRAL 150 | 2021-03-01 | 7200 |  | 2024-11-01
VENTILATOR | ASTRAL 150 VENTILATOR | RESMED LTD | ASTRAL 150 | 2021-03-01 | 7200 |  | 2024-11-01
TYMPANIC THERMOMETER | TYMPANIC THERMOMETER | BRAUN | PRO 6000 | 2021-02-26 | 178.8
TYMPANIC THERMOMETER | TYMPANIC THERMOMETER | BRAUN | PRO 6000 | 2021-02-26 | 178.8
TYMPANIC THERMOMETER | TYMPANIC THERMOMETER | BRAUN | PRO 6000 | 2021-02-26 | 178.8
TYMPANIC THERMOMETER | TYMPANIC THERMOMETER | BRAUN | PRO 6000 | 2021-02-26 | 178.8
WARMING MATTRESS | WARMING MATTRESS | INDITHERM | OTM1 | 2021-02-25 | 968.4
SPHYGMOMANOMETER | ANEROID SPHYGMOMANOMETER | WELCH ALLYN | DS65 | 2021-02-18 | 82.8
SAO2/PLETH | MODULE SPO2/PLETH | PHILIPS LTD | M1020B | 2021-02-17 | 1946.28
VENTILATOR | VENTILATOR | RESMED LTD | STELLAR 100 | 2021-03-18 | 3600 |  | 2026-03-18
SCALES | SCALES - STAND ON | SECA | 876 | 2021-02-09 | 214.8 | 2022-11-24 16:22 | 2024-11-15
TYMPANIC THERMOMETER | TYMPANIC THERMOMETER | BRAUN | PRO 6000 | 2021-02-26 | 178.8
TYMPANIC THERMOMETER | TYMPANIC THERMOMETER | BRAUN | PRO 6000 | 2021-02-26 | 178.8
TYMPANIC THERMOMETER | TYMPANIC THERMOMETER | BRAUN | PRO 6000 | 2021-02-26 | 178.8
NASAL CPAP | NASAL CPAP | PHILIPS LTD | DREAMSTATION | 2021-02-22 | 538.8
NASAL CPAP | NASAL CPAP | PHILIPS LTD | DREAMSTATION | 2021-02-22 | 538.8
MODULE HOLDER | MODULE HOLDER | PHILIPS LTD | FMX-4 | 2021-02-09 | 210.672
TRANSPORT MONITOR | PATIENT MONITOR INTELLIVUE X3 (6mm NIBP Port) | PHILIPS LTD | INTELLIVUE X3 (6mm NIBP) | 2021-02-09 | 2996.136 |  | 2024-06-15
EEG MACHINE | EEG MACHINE PATIENT BREAKOUT BOX | NATUS LTD | EMU40EX | 2021-05-05 | 37104 | 2023-06-23 | 2024-12-15
TRANSPORT MONITOR | PATIENT MONITOR INTELLIVUE X3 (6mm NIBP Port) | PHILIPS LTD | INTELLIVUE X3 (6mm NIBP) | 2021-02-04 | 3796.536 |  | 2025-05-15
TRANSPORT MONITOR | PATIENT MONITOR INTELLIVUE X3 (6mm NIBP Port) | PHILIPS LTD | INTELLIVUE X3 (6mm NIBP) | 2021-02-04 | 3796.536 | 2024-01-13 | 2027-01-13
PATIENT MONITOR | PATIENT MONITOR INTELLIVUE | PHILIPS LTD | MX450 | 2021-02-04 | 3737.16 | 2024-04-04 | 2027-04-04
PATIENT MONITOR | PATIENT MONITOR INTELLIVUE | PHILIPS LTD | MX450 | 2021-02-04 | 3737.16 | 2024-01-29 | 2027-01-29
TRANSPORT MONITOR | PATIENT MONITOR INTELLIVUE X3 (6mm NIBP Port) | PHILIPS LTD | INTELLIVUE X3 (6mm NIBP) | 2021-02-04 | 3796.536 | 2024-03-11 | 2027-03-11
PATIENT MONITOR | PATIENT MONITOR INTELLIVUE | PHILIPS LTD | MX450 | 2021-02-04 | 3737.16 | 2024-03-11 | 2027-03-11
MULTI-MEASUREMENT SERVER | MULTI-MEASUREMENT SERVER | PHILIPS LTD | INTELLIVUE MMX | 2021-02-04 | 2078.184
CO2 MODULE | CO2 MODULE + PRESS & TEMP | PHILIPS LTD | 867041 B06 | 2021-02-04 | 3537.6 | 2024-02-03 | 2025-02-03
PATIENT MONITOR | PATIENT MONITOR INTELLIVUE | PHILIPS LTD | MX450 | 2021-02-04 | 3737.16 | 2024-03-11 | 2027-03-11
VENTILATOR | VENTILATOR EXPIRATORY CASSETTE - SERVO U | MAQUET | 6693752 | 2021-02-03 | 1059.6
VENTILATOR | VENTILATOR EXPIRATORY CASSETTE - SERVO U | MAQUET | 6693752 | 2021-02-03 | 1059.6
VENTILATOR | VENTILATOR EXPIRATORY CASSETTE - SERVO U | MAQUET | 6693752 | 2021-02-03 | 1059.6
VENTILATOR | VENTILATOR | MAQUET | SERVO U | 2021-02-03 | 37200 | 2023-10-06 | 2024-10-03
VENTILATOR | VENTILATOR | MAQUET | SERVO U | 2021-02-03 | 37200 | 2023-05-10 | 2024-04-03
VENTILATOR | VENTILATOR | MAQUET | SERVO U | 2021-02-03 | 37200 | 2024-10-18 | 2025-10-01
VENTILATOR | VENTILATOR | RESMED LTD | AIRSENSE 10 ELITE | 2021-01-26 | 3600
VENTILATOR | ASTRAL 150 VENTILATOR | RESMED LTD | ASTRAL 150 | 2021-01-26 | 7200 |  | 2024-11-01
VENTILATOR | ASTRAL 150 VENTILATOR | RESMED LTD | ASTRAL 150 | 2021-01-26 | 7200 |  | 2024-11-01
PATIENT MONITOR | PATIENT MONITOR | PHILIPS LTD | MX750 | 2021-02-09 | 6997.32 |  | 2026-06-15
TRANSPORT MONITOR | PATIENT MONITOR INTELLIVUE X3 (6mm NIBP Port) | PHILIPS LTD | INTELLIVUE X3 (6mm NIBP) | 2021-02-09 | 2996.136 | 2024-08-20 | 2027-08-20
PATIENT MONITOR | PATIENT MONITOR INTELLIVUE | PHILIPS LTD | MX450 | 2021-02-09 | 3807.936 | 2024-01-20 | 2027-01-20
TRANSPORT MONITOR | PATIENT MONITOR INTELLIVUE X3 (6mm NIBP Port) | PHILIPS LTD | INTELLIVUE X3 (6mm NIBP) | 2021-02-09 | 2996.136 |  | 2024-06-15
PATIENT MONITOR | PATIENT MONITOR INTELLIVUE | PHILIPS LTD | MX450 | 2021-02-09 | 3807.936 | 2024-02-01 | 2027-02-01
TRANSPORT MONITOR | PATIENT MONITOR INTELLIVUE X3 (6mm NIBP Port) | PHILIPS LTD | INTELLIVUE X3 (6mm NIBP) | 2021-02-09 | 2996.136 | 2024-02-01 | 2027-02-01
PATIENT MONITOR | PATIENT MONITOR INTELLIVUE | PHILIPS LTD | MX450 | 2021-02-09 | 3807.936 | 2024-02-01 | 2027-02-01
VENTILATOR | VENTILATOR | RESMED LTD | STELLAR 100 | 2021-01-21 | 3600 |  | 2026-01-20
VENTILATOR | ASTRAL 150 VENTILATOR | RESMED LTD | ASTRAL 150 | 2021-01-20 | 7200 |  | 2024-11-01
VENTILATOR | VENTILATOR | RESMED LTD | AIRSENSE 10 ELITE | 2021-01-20 | 3600
TRANSILLUMINATOR | ASTODIA DIAPHANOSCOPE | STIHLER ELECTRONIC | DIA120 | 2021-01-18 | 540
SCALES | SCALES - STAND ON | SECA | 875 | 2021-01-18 | 178.8 |  | 2024-11-15
SUCTION CONTROLLER | SUCTION CONTROLLER | THERAPY EQUIPMENT | THORACIC | 2021-01-18 | 235.2
VENTILATOR | ASTRAL 150 VENTILATOR | RESMED LTD | ASTRAL 150 | 2021-01-15 | 7200 |  | 2024-11-01
VENTILATOR | VENTILATOR | RESMED LTD | STELLAR 100 | 2021-01-14 | 3600 |  | 2026-01-14
VENTILATOR | VENTILATOR | RESMED LTD | STELLAR 100 | 2021-01-14 | 3600 |  | 2026-01-14
VENTILATOR | VENTILATOR | RESMED LTD | AIRSENSE 10 ELITE | 2021-01-14 | 3600
OXIMETER | PULSE OXIMETER | NELLCOR | PM100N | 2021-01-08 | 1200 | 2024-04-26 | 2027-04-26
SCALES | SCALES - PATIENT SLIDE | MARSDEN | M-999 | 2021-01-14 | 2874 |  | 2024-11-15
COMPUTER - DESKTOP | PERSONAL COMPUTER | DELL COMPUTERS | PRECISION 3550 | 2020-12-30 | 1200
EEG RECORDER | MYOQUICK EMG EEG RECORDER | MICROMED ELECTRONICS | MYOQUICK | 2020-12-30 | 30000 | 2024-07-24 | 2025-07-24
EXERCISE BICYCLE | EXERCISE BICYCLE | NORDICTRACK | NTEVEX76017 | 2020-12-16 | 300 | 2024-07-30 | 2025-07-30
MULTI-MEASUREMENT SERVER | MULTI-MEASUREMENT SERVER | PHILIPS LTD | INTELLIVUE MMX | 2020-12-02 | 2078.184
MODULE HOLDER | MODULE HOLDER | PHILIPS LTD | FMS-4 | 2020-12-02 | 556.08
PATIENT MONITOR | PATIENT MONITOR INTELLIVUE | PHILIPS LTD | MX800 | 2020-12-02 | 15977.52 |  | 2025-04-02
MODULE HOLDER | MODULE HOLDER | PHILIPS LTD | FMS-4 | 2020-12-02 | 556.08
PATIENT MONITOR | PATIENT MONITOR INTELLIVUE | PHILIPS LTD | MX800 | 2020-12-02 | 15977.52 |  | 2025-04-02
MODULE HOLDER | MODULE HOLDER | PHILIPS LTD | FMS-4 | 2020-12-02 | 556.08
PATIENT MONITOR | PATIENT MONITOR INTELLIVUE | PHILIPS LTD | MX800 | 2020-12-02 | 15977.52 |  | 2025-04-02
COUCH | DAY SURGERY TROLLEY | ANETIC AID | QA3 | 2020-12-07 | 3120 | 2022-07-22 | 2025-07-14
COUCH | DAY SURGERY TROLLEY | ANETIC AID | QA3 | 2020-12-07 | 3120 |  | 2025-01-10
COUCH | DAY SURGERY TROLLEY | ANETIC AID | QA3 | 2020-12-07 | 3120 | 2022-04-13 | 2025-04-14
COUCH | DAY SURGERY TROLLEY | ANETIC AID | QA3 | 2020-12-07 | 3120 | 2024-07-25 | 2027-07-25
COUCH | DAY SURGERY TROLLEY | ANETIC AID | QA3 | 2020-12-07 | 3120 | 2022-04-13 | 2027-01-10
COUCH | DAY SURGERY TROLLEY | ANETIC AID | QA3 | 2020-12-07 | 3120 | 2024-07-25 | 2027-07-25
SUCTION UNIT | SUCTION - LAERDAL - BATTERY | LAERDAL | LSU-2 | 2020-11-30 | 816 | 2023-10-04 | 2026-10-04
COUCH | COUCH - 2 SECTION ELECTRIC | MEDI-PLINTH | CA5100 | 2020-11-27 | 1020 |  | 2024-11-15
COUCH | COUCH - 2 SECTION ELECTRIC | MEDI-PLINTH | CA5100 | 2020-11-27 | 1020 | 2022-01-20 | 2024-12-15
ENDOSCOPY VIDEO SYSTEM | DIGITAL VIDEO LARYNGOSCOPE | KARL STORZ | 8403ZX | 2020-11-26 | 37260 | 2024-08-30 | 2025-08-30
SCALES | SCALES - FLUID | CAS CORPORATION | CAS SW | 2020-11-26 | 180 | 2023-12-13 | 2024-11-15
VITAL SIGNS MONITOR | VITAL SIGNS MONITOR: NIBP, NONIN SPO2, TEMP | WELCH ALLYN | 71WE CONNEX | 2020-11-25 | 1658.4 | 2023-10-18 | 2026-10-18
VITAL SIGNS MONITOR | VITAL SIGNS MONITOR: NIBP, SPO2, TEMP | WELCH ALLYN | 75CE CONNEX | 2020-11-24 | 2400 | 2024-03-25 | 2027-03-25
VITAL SIGNS MONITOR | VITAL SIGNS MONITOR: NIBP, SPO2, TEMP | WELCH ALLYN | 75CE CONNEX | 2020-11-24 | 2400 | 2024-03-25 | 2027-03-25
OXIMETER | PULSE OXIMETER | NELLCOR | PM100N | 2021-01-12 | 1200 | 2023-08-02 | 2026-08-02
IRRIGATION SYSTEM | INFILTRATION PUMP | BLACK & BLACK SURGICAL | B89055 | 2020-11-24 | 3900
OXIMETER | PULSE OXIMETER | NELLCOR | PM100N | 2020-11-23 | 1200 | 2023-08-01 | 2026-08-01
UNINTERRUPTIBLE POWER SUPPLY | UNINTERRUPTIBLE POWER SUPPLY | AMERICAN POWER CONVERSION (APC) | SMART-UPS SC450 | 2020-11-10 | 546 | 2024-01-05 | 2026-01-05
CENTRAL STATION | CENTRAL STATION INTELLIVUE INFORMATION CENTRE IX | PHILIPS LTD | PIIC IX | 2020-11-10 | 15000 | 2022-07-07 | 2024-11-15
FLAT SCREEN MONITOR - TOUCH | DISPLAY LCD FLAT SCREEN 24 INCH TOUCH SCREEN | ELO | ET2401L | 2020-11-10 | 752.4
ULTRASONIC DISINTEGRATOR | ULTRASONIC DISINTEGRATOR - CUSA 36KHZ HANDPIECE | INTEGRA NEUROSCIENCES LIMITED | STR HANDPIECE 36KHZ | 2020-11-09 | 6000 | 2023-05-25 | 2024-05-25
NETWORK HUB/SWITCH | NETWORK SWITCH | CISCO SYSTEMS | WS-C2960+24TC-S | 2020-11-02 | 1337.28
MULTI-MEASUREMENT SERVER | MULTI-MEASUREMENT SERVER | PHILIPS LTD | INTELLIVUE MMX | 2020-11-02 | 2078.184 | 2024-01-30
PATIENT MONITOR | PATIENT MONITOR INTELLIVUE | PHILIPS LTD | MX400 | 2020-11-02 | 2558.292 | 2024-01-27 | 2027-01-27
MULTI-MEASUREMENT SERVER | MULTI-MEASUREMENT SERVER | PHILIPS LTD | INTELLIVUE MMX | 2020-11-02 | 2078.184
PATIENT MONITOR | PATIENT MONITOR INTELLIVUE | PHILIPS LTD | MX400 | 2020-11-02 | 2558.292 | 2023-06-30 | 2026-06-30
MULTI-MEASUREMENT SERVER | MULTI-MEASUREMENT SERVER | PHILIPS LTD | INTELLIVUE MMX | 2020-11-02 | 2078.184 | 2024-01-30
PATIENT MONITOR | PATIENT MONITOR INTELLIVUE | PHILIPS LTD | MX400 | 2020-11-02 | 2558.292 |  | 2025-04-15
MULTI-MEASUREMENT SERVER | MULTI-MEASUREMENT SERVER | PHILIPS LTD | INTELLIVUE MMX | 2020-11-02 | 2078.184
PATIENT MONITOR | PATIENT MONITOR INTELLIVUE | PHILIPS LTD | MX400 | 2020-11-02 | 2558.292 |  | 2025-04-15
MULTI-MEASUREMENT SERVER | MULTI-MEASUREMENT SERVER | PHILIPS LTD | INTELLIVUE MMX | 2020-11-02 | 2078.184
PATIENT MONITOR | PATIENT MONITOR INTELLIVUE | PHILIPS LTD | MX400 | 2020-11-02 | 2558.292 | 2024-01-27 | 2027-01-27
COUCH | COUCH - 2 SECTION WIDE | SEERS MEDICAL | ST4562 | 2020-11-02 | 798 | 2023-06-30 | 2026-06-30
COUCH | COUCH - 2 SECTION WIDE | SEERS MEDICAL | ST4562 | 2020-11-02 | 798 | 2022-03-03
COUCH | COUCH - 2 SECTION - MECHANICAL | SEERS MEDICAL | SM2557 | 2020-11-02 | 798 |  | 2024-11-15
COUCH | COUCH | SEERS MEDICAL | SM3560-230T-1WH | 2020-11-02 | 798 | 2023-06-30 | 2026-06-30
COUCH | COUCH | SEERS MEDICAL | SM3560-230T-1WH | 2020-11-02 | 798 | 2023-06-29 | 2026-06-29
COUCH | COUCH | SEERS MEDICAL | SM3560-230T-1WH | 2020-11-02 | 798 | 2023-06-30 | 2026-06-30
COUCH | COUCH | SEERS MEDICAL | SM3560-230T-1WH | 2020-11-02 | 798 | 2023-06-29 | 2026-06-17
COUCH | COUCH - 2 SECTION - MECHANICAL | SEERS MEDICAL | SM2557 | 2020-11-02 | 798 |  | 2024-11-15
BAG WARMER | BAG WARMER | BAXTER HEALTHCARE | PD | 2020-10-21 | 506.4 | 2024-07-23 | 2025-07-23
SCALES | SCALES - CHAIR | SECA | 959 | 2020-10-14 | 630 | 2023-12-13 | 2024-11-15
AUDIO DOPPLER | POCKET AUDIO DOPPLER | ULTRASOUND TECHNOLOGIES LTD | PD1 | 2020-10-14 | 1800
AUDIO DOPPLER | POCKET AUDIO DOPPLER | ULTRASOUND TECHNOLOGIES LTD | PD1 | 2020-10-14 | 1800
SCALES | SCALES - BABY | SECA | 376 | 2020-10-05 | 373.5 | 2023-12-06 | 2024-11-15
OXIMETER | PULSE OXIMETER | NELLCOR | PM100N | 2020-09-22 | 846.78 | 2024-05-03 | 2027-05-03
OXIMETER | PULSE OXIMETER | NELLCOR | PM100N | 2020-09-22 | 846.78 | 2024-04-25 | 2027-04-25
OXIMETER | PULSE OXIMETER | NELLCOR | PM100N | 2020-09-22 | 846.78 | 2024-04-25 | 2027-04-25
COUCH | DAY SURGERY TROLLEY | ANETIC AID | QA3 | 2020-09-21 | 3482.7 | 2024-05-02 | 2027-05-02
COUCH | DAY SURGERY TROLLEY | ANETIC AID | QA3 | 2020-09-21 | 3482.7 |  | 2025-09-12
COUCH | DAY SURGERY TROLLEY | ANETIC AID | QA3 | 2020-09-21 | 3482.7 |  | 2025-09-15
COUCH | DAY SURGERY TROLLEY | ANETIC AID | QA3 | 2020-09-21 | 3482.7 |  | 2025-09-12
VENTILATOR | TRANSPORT VENTILATOR | HAMILTON MEDICAL | T1 | 2020-09-15 | 20400 | 2023-12-13 | 2024-11-16
VENTILATOR | TRANSPORT VENTILATOR | HAMILTON MEDICAL | T1 | 2020-09-15 | 20400 | 2024-01-11 | 2024-11-16
VENTILATOR | TRANSPORT VENTILATOR | HAMILTON MEDICAL | T1 | 2020-09-15 | 20400 | 2024-06-28 | 2025-06-01
DIATHERMY MACHINE | SURGERY SYSTEM | SMITH & NEPHEW | COBLATOR II | 2020-09-01 | 9600 |  | 2025-01-15
SPIROMETER | SPIROMETER | MEDICAL INTERNATIONAL RESEARCH (MIR) | SPIROBANK SMART | 2020-08-20 | 142.8
SPIROMETER | SPIROMETER | MEDICAL INTERNATIONAL RESEARCH (MIR) | SPIROBANK SMART | 2020-08-20 | 142.8
SPIROMETER | SPIROMETER | MEDICAL INTERNATIONAL RESEARCH (MIR) | SPIROBANK SMART | 2020-08-20 | 142.8
SPIROMETER | SPIROMETER | MEDICAL INTERNATIONAL RESEARCH (MIR) | SPIROBANK SMART | 2020-08-20 | 142.8
SPIROMETER | SPIROMETER | MEDICAL INTERNATIONAL RESEARCH (MIR) | SPIROBANK SMART | 2020-08-20 | 142.8
SPIROMETER | SPIROMETER | MEDICAL INTERNATIONAL RESEARCH (MIR) | SPIROBANK SMART | 2020-08-20 | 142.8
SPIROMETER | SPIROMETER | MEDICAL INTERNATIONAL RESEARCH (MIR) | SPIROBANK SMART | 2020-08-20 | 142.8
SPIROMETER | SPIROMETER | MEDICAL INTERNATIONAL RESEARCH (MIR) | SPIROBANK SMART | 2020-08-20 | 142.8
SPIROMETER | SPIROMETER | MEDICAL INTERNATIONAL RESEARCH (MIR) | SPIROBANK SMART | 2020-08-20 | 142.8
SPIROMETER | SPIROMETER | MEDICAL INTERNATIONAL RESEARCH (MIR) | SPIROBANK SMART | 2020-08-20 | 142.8
SPIROMETER | SPIROMETER | MEDICAL INTERNATIONAL RESEARCH (MIR) | SPIROBANK SMART | 2020-08-20 | 142.8
SPIROMETER | SPIROMETER | MEDICAL INTERNATIONAL RESEARCH (MIR) | SPIROBANK SMART | 2020-08-20 | 142.8
SPIROMETER | SPIROMETER | MEDICAL INTERNATIONAL RESEARCH (MIR) | SPIROBANK SMART | 2020-08-20 | 142.8
SPIROMETER | SPIROMETER | MEDICAL INTERNATIONAL RESEARCH (MIR) | SPIROBANK SMART | 2020-08-20 | 142.8
SPIROMETER | SPIROMETER | MEDICAL INTERNATIONAL RESEARCH (MIR) | SPIROBANK SMART | 2020-08-20 | 142.8
SPIROMETER | SPIROMETER | MEDICAL INTERNATIONAL RESEARCH (MIR) | SPIROBANK SMART | 2020-08-20 | 142.8
SPIROMETER | SPIROMETER | MEDICAL INTERNATIONAL RESEARCH (MIR) | SPIROBANK SMART | 2020-08-20 | 142.8
SPIROMETER | SPIROMETER | MEDICAL INTERNATIONAL RESEARCH (MIR) | SPIROBANK SMART | 2020-08-20 | 142.8
SPIROMETER | SPIROMETER | MEDICAL INTERNATIONAL RESEARCH (MIR) | SPIROBANK SMART | 2020-08-20 | 142.8
SPIROMETER | SPIROMETER | MEDICAL INTERNATIONAL RESEARCH (MIR) | SPIROBANK SMART | 2020-08-20 | 142.8
SPIROMETER | SPIROMETER | MEDICAL INTERNATIONAL RESEARCH (MIR) | SPIROBANK SMART | 2020-08-20 | 142.8
SPIROMETER | SPIROMETER | MEDICAL INTERNATIONAL RESEARCH (MIR) | SPIROBANK SMART | 2020-08-20 | 142.8
SPIROMETER | SPIROMETER | MEDICAL INTERNATIONAL RESEARCH (MIR) | SPIROBANK SMART | 2020-08-20 | 142.8
SPIROMETER | SPIROMETER | MEDICAL INTERNATIONAL RESEARCH (MIR) | SPIROBANK SMART | 2020-08-20 | 142.8
SPIROMETER | SPIROMETER | MEDICAL INTERNATIONAL RESEARCH (MIR) | SPIROBANK SMART | 2020-08-20 | 142.8
SPIROMETER | SPIROMETER | MEDICAL INTERNATIONAL RESEARCH (MIR) | SPIROBANK SMART | 2020-08-20 | 142.8
SPIROMETER | SPIROMETER | MEDICAL INTERNATIONAL RESEARCH (MIR) | SPIROBANK SMART | 2020-08-20 | 142.8
SPIROMETER | SPIROMETER | MEDICAL INTERNATIONAL RESEARCH (MIR) | SPIROBANK SMART | 2020-08-20 | 142.8
SPIROMETER | SPIROMETER | MEDICAL INTERNATIONAL RESEARCH (MIR) | SPIROBANK SMART | 2020-08-20 | 142.8
SPIROMETER | SPIROMETER | MEDICAL INTERNATIONAL RESEARCH (MIR) | SPIROBANK SMART | 2020-08-20 | 142.8
SPIROMETER | SPIROMETER | MEDICAL INTERNATIONAL RESEARCH (MIR) | SPIROBANK SMART | 2020-08-20 | 142.8
SPIROMETER | SPIROMETER | MEDICAL INTERNATIONAL RESEARCH (MIR) | SPIROBANK SMART | 2020-08-20 | 142.8
SPIROMETER | SPIROMETER | MEDICAL INTERNATIONAL RESEARCH (MIR) | SPIROBANK SMART | 2020-08-20 | 142.8
SPIROMETER | SPIROMETER | MEDICAL INTERNATIONAL RESEARCH (MIR) | SPIROBANK SMART | 2020-08-20 | 142.8
SPIROMETER | SPIROMETER | MEDICAL INTERNATIONAL RESEARCH (MIR) | SPIROBANK SMART | 2020-08-20 | 142.8
SPIROMETER | SPIROMETER | MEDICAL INTERNATIONAL RESEARCH (MIR) | SPIROBANK SMART | 2020-08-20 | 142.8
SPIROMETER | SPIROMETER | MEDICAL INTERNATIONAL RESEARCH (MIR) | SPIROBANK SMART | 2020-08-20 | 142.8
SPIROMETER | SPIROMETER | MEDICAL INTERNATIONAL RESEARCH (MIR) | SPIROBANK SMART | 2020-08-20 | 142.8
SPIROMETER | SPIROMETER | MEDICAL INTERNATIONAL RESEARCH (MIR) | SPIROBANK SMART | 2020-08-20 | 142.8
SPIROMETER | SPIROMETER | MEDICAL INTERNATIONAL RESEARCH (MIR) | SPIROBANK SMART | 2020-08-20 | 142.8
SPIROMETER | SPIROMETER | MEDICAL INTERNATIONAL RESEARCH (MIR) | SPIROBANK SMART | 2020-08-20 | 142.8
SPIROMETER | SPIROMETER | MEDICAL INTERNATIONAL RESEARCH (MIR) | SPIROBANK SMART | 2020-08-20 | 142.8
SPIROMETER | SPIROMETER | MEDICAL INTERNATIONAL RESEARCH (MIR) | SPIROBANK SMART | 2020-08-20 | 142.8
SPIROMETER | SPIROMETER | MEDICAL INTERNATIONAL RESEARCH (MIR) | SPIROBANK SMART | 2020-08-20 | 142.8
SPIROMETER | SPIROMETER | MEDICAL INTERNATIONAL RESEARCH (MIR) | SPIROBANK SMART | 2020-08-20 | 142.8
SPIROMETER | SPIROMETER | MEDICAL INTERNATIONAL RESEARCH (MIR) | SPIROBANK SMART | 2020-08-20 | 142.8
SPIROMETER | SPIROMETER | MEDICAL INTERNATIONAL RESEARCH (MIR) | SPIROBANK SMART | 2020-08-20 | 142.8
SPIROMETER | SPIROMETER | MEDICAL INTERNATIONAL RESEARCH (MIR) | SPIROBANK SMART | 2020-08-20 | 142.8
SPIROMETER | SPIROMETER | MEDICAL INTERNATIONAL RESEARCH (MIR) | SPIROBANK SMART | 2020-08-20 | 142.8
SPIROMETER | SPIROMETER | MEDICAL INTERNATIONAL RESEARCH (MIR) | SPIROBANK SMART | 2020-08-20 | 142.8
SPIROMETER | SPIROMETER | MEDICAL INTERNATIONAL RESEARCH (MIR) | SPIROBANK SMART | 2020-08-20 | 142.8
SPIROMETER | SPIROMETER | MEDICAL INTERNATIONAL RESEARCH (MIR) | SPIROBANK SMART | 2020-08-20 | 142.8
SPIROMETER | SPIROMETER | MEDICAL INTERNATIONAL RESEARCH (MIR) | SPIROBANK SMART | 2020-08-20 | 142.8
SPIROMETER | SPIROMETER | MEDICAL INTERNATIONAL RESEARCH (MIR) | SPIROBANK SMART | 2020-08-20 | 142.8
SPIROMETER | SPIROMETER | MEDICAL INTERNATIONAL RESEARCH (MIR) | SPIROBANK SMART | 2020-08-20 | 142.8
SPIROMETER | SPIROMETER | MEDICAL INTERNATIONAL RESEARCH (MIR) | SPIROBANK SMART | 2020-08-20 | 142.8
SPIROMETER | SPIROMETER | MEDICAL INTERNATIONAL RESEARCH (MIR) | SPIROBANK SMART | 2020-08-20 | 142.8
SPIROMETER | SPIROMETER | MEDICAL INTERNATIONAL RESEARCH (MIR) | SPIROBANK SMART | 2020-08-20 | 142.8
SPIROMETER | SPIROMETER | MEDICAL INTERNATIONAL RESEARCH (MIR) | SPIROBANK SMART | 2020-08-20 | 142.8
SPIROMETER | SPIROMETER | MEDICAL INTERNATIONAL RESEARCH (MIR) | SPIROBANK SMART | 2020-08-20 | 142.8
SPIROMETER | SPIROMETER | MEDICAL INTERNATIONAL RESEARCH (MIR) | SPIROBANK SMART | 2020-08-20 | 142.8
SPIROMETER | SPIROMETER | MEDICAL INTERNATIONAL RESEARCH (MIR) | SPIROBANK SMART | 2020-08-20 | 142.8
SPIROMETER | SPIROMETER | MEDICAL INTERNATIONAL RESEARCH (MIR) | SPIROBANK SMART | 2020-08-20 | 142.8
SPIROMETER | SPIROMETER | MEDICAL INTERNATIONAL RESEARCH (MIR) | SPIROBANK SMART | 2020-08-20 | 142.8
SPIROMETER | SPIROMETER | MEDICAL INTERNATIONAL RESEARCH (MIR) | SPIROBANK SMART | 2020-08-20 | 142.8
SPIROMETER | SPIROMETER | MEDICAL INTERNATIONAL RESEARCH (MIR) | SPIROBANK SMART | 2020-08-20 | 142.8
SPIROMETER | SPIROMETER | MEDICAL INTERNATIONAL RESEARCH (MIR) | SPIROBANK SMART | 2020-08-20 | 142.8
SPIROMETER | SPIROMETER | MEDICAL INTERNATIONAL RESEARCH (MIR) | SPIROBANK SMART | 2020-08-20 | 142.8
SPIROMETER | SPIROMETER | MEDICAL INTERNATIONAL RESEARCH (MIR) | SPIROBANK SMART | 2020-08-20 | 142.8
SPIROMETER | SPIROMETER | MEDICAL INTERNATIONAL RESEARCH (MIR) | SPIROBANK SMART | 2020-08-20 | 142.8
SPIROMETER | SPIROMETER | MEDICAL INTERNATIONAL RESEARCH (MIR) | SPIROBANK SMART | 2020-08-20 | 142.8
SPIROMETER | SPIROMETER | MEDICAL INTERNATIONAL RESEARCH (MIR) | SPIROBANK SMART | 2020-08-20 | 142.8
SPIROMETER | SPIROMETER | MEDICAL INTERNATIONAL RESEARCH (MIR) | SPIROBANK SMART | 2020-08-20 | 142.8
SPIROMETER | SPIROMETER | MEDICAL INTERNATIONAL RESEARCH (MIR) | SPIROBANK SMART | 2020-08-20 | 142.8
SPIROMETER | SPIROMETER | MEDICAL INTERNATIONAL RESEARCH (MIR) | SPIROBANK SMART | 2020-07-22 | 142.8
SPIROMETER | SPIROMETER | MEDICAL INTERNATIONAL RESEARCH (MIR) | SPIROBANK SMART | 2020-07-22 | 142.8
SPIROMETER | SPIROMETER | MEDICAL INTERNATIONAL RESEARCH (MIR) | SPIROBANK SMART | 2020-07-22 | 142.8
SPIROMETER | SPIROMETER | MEDICAL INTERNATIONAL RESEARCH (MIR) | SPIROBANK SMART | 2020-07-22 | 142.8
SPIROMETER | SPIROMETER | MEDICAL INTERNATIONAL RESEARCH (MIR) | SPIROBANK SMART | 2020-07-22 | 142.8
SPIROMETER | SPIROMETER | MEDICAL INTERNATIONAL RESEARCH (MIR) | SPIROBANK SMART | 2020-07-22 | 142.8
SPIROMETER | SPIROMETER | MEDICAL INTERNATIONAL RESEARCH (MIR) | SPIROBANK SMART | 2020-07-22 | 142.8
SPIROMETER | SPIROMETER | MEDICAL INTERNATIONAL RESEARCH (MIR) | SPIROBANK SMART | 2020-07-22 | 142.8
SPIROMETER | SPIROMETER | MEDICAL INTERNATIONAL RESEARCH (MIR) | SPIROBANK SMART | 2020-07-22 | 142.8
SPIROMETER | SPIROMETER | MEDICAL INTERNATIONAL RESEARCH (MIR) | SPIROBANK SMART | 2020-07-22 | 142.8
SPIROMETER | SPIROMETER | MEDICAL INTERNATIONAL RESEARCH (MIR) | SPIROBANK SMART | 2020-07-22 | 142.8
SPIROMETER | SPIROMETER | MEDICAL INTERNATIONAL RESEARCH (MIR) | SPIROBANK SMART | 2020-07-22 | 142.8
SPIROMETER | SPIROMETER | MEDICAL INTERNATIONAL RESEARCH (MIR) | SPIROBANK SMART | 2020-07-22 | 142.8
SPIROMETER | SPIROMETER | MEDICAL INTERNATIONAL RESEARCH (MIR) | SPIROBANK SMART | 2020-07-22 | 142.8
SPIROMETER | SPIROMETER | MEDICAL INTERNATIONAL RESEARCH (MIR) | SPIROBANK SMART | 2020-07-22 | 142.8
SPIROMETER | SPIROMETER | MEDICAL INTERNATIONAL RESEARCH (MIR) | SPIROBANK SMART | 2020-07-22 | 142.8
SPIROMETER | SPIROMETER | MEDICAL INTERNATIONAL RESEARCH (MIR) | SPIROBANK SMART | 2020-07-22 | 142.8
SPIROMETER | SPIROMETER | MEDICAL INTERNATIONAL RESEARCH (MIR) | SPIROBANK SMART | 2020-07-22 | 142.8
SPIROMETER | SPIROMETER | MEDICAL INTERNATIONAL RESEARCH (MIR) | SPIROBANK SMART | 2020-07-22 | 142.8
SPIROMETER | SPIROMETER | MEDICAL INTERNATIONAL RESEARCH (MIR) | SPIROBANK SMART | 2020-07-22 | 142.8
SPIROMETER | SPIROMETER | MEDICAL INTERNATIONAL RESEARCH (MIR) | SPIROBANK SMART | 2020-07-22 | 142.8
SPIROMETER | SPIROMETER | MEDICAL INTERNATIONAL RESEARCH (MIR) | SPIROBANK SMART | 2020-07-22 | 142.8
SPIROMETER | SPIROMETER | MEDICAL INTERNATIONAL RESEARCH (MIR) | SPIROBANK SMART | 2020-07-22 | 142.8
SPIROMETER | SPIROMETER | MEDICAL INTERNATIONAL RESEARCH (MIR) | SPIROBANK SMART | 2020-07-22 | 142.8
SPIROMETER | SPIROMETER | MEDICAL INTERNATIONAL RESEARCH (MIR) | SPIROBANK SMART | 2020-07-22 | 142.8
SPIROMETER | SPIROMETER | MEDICAL INTERNATIONAL RESEARCH (MIR) | SPIROBANK SMART | 2020-07-22 | 142.8
SPIROMETER | SPIROMETER | MEDICAL INTERNATIONAL RESEARCH (MIR) | SPIROBANK SMART | 2020-07-22 | 142.8
SPIROMETER | SPIROMETER | MEDICAL INTERNATIONAL RESEARCH (MIR) | SPIROBANK SMART | 2020-07-22 | 142.8
SPIROMETER | SPIROMETER | MEDICAL INTERNATIONAL RESEARCH (MIR) | SPIROBANK SMART | 2020-07-22 | 142.8
SPIROMETER | SPIROMETER | MEDICAL INTERNATIONAL RESEARCH (MIR) | SPIROBANK SMART | 2020-07-22 | 142.8
SPIROMETER | SPIROMETER | MEDICAL INTERNATIONAL RESEARCH (MIR) | SPIROBANK SMART | 2020-07-22 | 142.8
SPIROMETER | SPIROMETER | MEDICAL INTERNATIONAL RESEARCH (MIR) | SPIROBANK SMART | 2020-07-22 | 142.8
SPIROMETER | SPIROMETER | MEDICAL INTERNATIONAL RESEARCH (MIR) | SPIROBANK SMART | 2020-07-22 | 142.8
SPIROMETER | SPIROMETER | MEDICAL INTERNATIONAL RESEARCH (MIR) | SPIROBANK SMART | 2020-07-22 | 142.8
SPIROMETER | SPIROMETER | MEDICAL INTERNATIONAL RESEARCH (MIR) | SPIROBANK SMART | 2020-07-22 | 142.8
SPIROMETER | SPIROMETER | MEDICAL INTERNATIONAL RESEARCH (MIR) | SPIROBANK SMART | 2020-07-22 | 142.8
SPIROMETER | SPIROMETER | MEDICAL INTERNATIONAL RESEARCH (MIR) | SPIROBANK SMART | 2020-07-22 | 142.8
SPIROMETER | SPIROMETER | MEDICAL INTERNATIONAL RESEARCH (MIR) | SPIROBANK SMART | 2020-07-22 | 142.8
SPIROMETER | SPIROMETER | MEDICAL INTERNATIONAL RESEARCH (MIR) | SPIROBANK SMART | 2020-07-22 | 142.8
SPIROMETER | SPIROMETER | MEDICAL INTERNATIONAL RESEARCH (MIR) | SPIROBANK SMART | 2020-07-22 | 142.8
SPIROMETER | SPIROMETER | MEDICAL INTERNATIONAL RESEARCH (MIR) | SPIROBANK SMART | 2020-07-22 | 142.8
SPIROMETER | SPIROMETER | MEDICAL INTERNATIONAL RESEARCH (MIR) | SPIROBANK SMART | 2020-07-22 | 142.8
SPIROMETER | SPIROMETER | MEDICAL INTERNATIONAL RESEARCH (MIR) | SPIROBANK SMART | 2020-07-22 | 142.8
SPIROMETER | SPIROMETER | MEDICAL INTERNATIONAL RESEARCH (MIR) | SPIROBANK SMART | 2020-07-22 | 142.8
SPIROMETER | SPIROMETER | MEDICAL INTERNATIONAL RESEARCH (MIR) | SPIROBANK SMART | 2020-07-22 | 142.8
SPIROMETER | SPIROMETER | MEDICAL INTERNATIONAL RESEARCH (MIR) | SPIROBANK SMART | 2020-07-22 | 142.8
SPIROMETER | SPIROMETER | MEDICAL INTERNATIONAL RESEARCH (MIR) | SPIROBANK SMART | 2020-07-22 | 142.8
SPIROMETER | SPIROMETER | MEDICAL INTERNATIONAL RESEARCH (MIR) | SPIROBANK SMART | 2020-07-22 | 142.8
SPIROMETER | SPIROMETER | MEDICAL INTERNATIONAL RESEARCH (MIR) | SPIROBANK SMART | 2020-07-22 | 142.8
SPIROMETER | SPIROMETER | MEDICAL INTERNATIONAL RESEARCH (MIR) | SPIROBANK SMART | 2020-07-22 | 142.8
SPIROMETER | SPIROMETER | MEDICAL INTERNATIONAL RESEARCH (MIR) | SPIROBANK SMART | 2020-07-22 | 142.8
SPIROMETER | SPIROMETER | MEDICAL INTERNATIONAL RESEARCH (MIR) | SPIROBANK SMART | 2020-07-22 | 142.8
SPIROMETER | SPIROMETER | MEDICAL INTERNATIONAL RESEARCH (MIR) | SPIROBANK SMART | 2020-07-22 | 142.8
SPIROMETER | SPIROMETER | MEDICAL INTERNATIONAL RESEARCH (MIR) | SPIROBANK SMART | 2020-07-22 | 142.8
SPIROMETER | SPIROMETER | MEDICAL INTERNATIONAL RESEARCH (MIR) | SPIROBANK SMART | 2020-07-22 | 142.8
SPIROMETER | SPIROMETER | MEDICAL INTERNATIONAL RESEARCH (MIR) | SPIROBANK SMART | 2020-07-22 | 142.8
SPIROMETER | SPIROMETER | MEDICAL INTERNATIONAL RESEARCH (MIR) | SPIROBANK SMART | 2020-07-22 | 142.8
SPIROMETER | SPIROMETER | MEDICAL INTERNATIONAL RESEARCH (MIR) | SPIROBANK SMART | 2020-07-22 | 142.8
SPIROMETER | SPIROMETER | MEDICAL INTERNATIONAL RESEARCH (MIR) | SPIROBANK SMART | 2020-07-22 | 142.8
SPIROMETER | SPIROMETER | MEDICAL INTERNATIONAL RESEARCH (MIR) | SPIROBANK SMART | 2020-07-22 | 142.8
SPIROMETER | SPIROMETER | MEDICAL INTERNATIONAL RESEARCH (MIR) | SPIROBANK SMART | 2020-07-22 | 142.8
SPIROMETER | SPIROMETER | MEDICAL INTERNATIONAL RESEARCH (MIR) | SPIROBANK SMART | 2020-07-22 | 142.8
SPIROMETER | SPIROMETER | MEDICAL INTERNATIONAL RESEARCH (MIR) | SPIROBANK SMART | 2020-07-22 | 142.8
SPIROMETER | SPIROMETER | MEDICAL INTERNATIONAL RESEARCH (MIR) | SPIROBANK SMART | 2020-07-22 | 142.8
SPIROMETER | SPIROMETER | MEDICAL INTERNATIONAL RESEARCH (MIR) | SPIROBANK SMART | 2020-07-22 | 142.8
SPIROMETER | SPIROMETER | MEDICAL INTERNATIONAL RESEARCH (MIR) | SPIROBANK SMART | 2020-07-22 | 142.8
SPIROMETER | SPIROMETER | MEDICAL INTERNATIONAL RESEARCH (MIR) | SPIROBANK SMART | 2020-07-22 | 142.8
SPIROMETER | SPIROMETER | MEDICAL INTERNATIONAL RESEARCH (MIR) | SPIROBANK SMART | 2020-07-22 | 142.8
SPIROMETER | SPIROMETER | MEDICAL INTERNATIONAL RESEARCH (MIR) | SPIROBANK SMART | 2020-07-22 | 142.8
SPIROMETER | SPIROMETER | MEDICAL INTERNATIONAL RESEARCH (MIR) | SPIROBANK SMART | 2020-07-22 | 142.8
CHARGER | EPIDURAL PUMP CHARGER | CME MEDICAL | BODYGUARD 545 CHARGER | 2020-10-02 | 360
INFUSION PUMP | EPIDURAL PUMP | BD | BODYGUARD 545 COLORVISION | 2020-10-02 | 1560 | 2023-05-10 | 2024-05-10
CHARGER | EPIDURAL PUMP CHARGER | CME MEDICAL | BODYGUARD 545 CHARGER | 2020-10-02 | 360
INFUSION PUMP | EPIDURAL PUMP | BD | BODYGUARD 545 COLORVISION | 2020-10-02 | 1560 | 2023-02-24 13:01 | 2024-02-24
TRANSILLUMINATOR | ASTODIA DIAPHANOSCOPE | STIHLER ELECTRONIC | DIA120 | 2020-12-07 | 540
BAG WARMER | CAPD BAG WARMER | BAXTER HEALTHCARE | 1510WTP-V3 | 2020-12-08 | 506.4 | 2023-06-22 | 2025-07-23
TYMPANIC THERMOMETER | TYMPANIC THERMOMETER CONNEX MONITOR | WELCH ALLYN | PRO 6000 CONNEX | 2021-03-03 | 214.8
SUCTION CONTROLLER | THORACIC SUCTION | THERAPY EQUIPMENT | DIAMOND RANGE THORACIC | 2021-03-10 | 235.2
SPHYGMOMANOMETER | ANEROID SPHYGMOMANOMETER | WELCH ALLYN | DS65 | 2021-02-03 | 82.8
SPHYGMOMANOMETER | ANEROID SPHYGMOMANOMETER | WELCH ALLYN | DS66 | 2021-02-03 | 72
SPHYGMOMANOMETER | ANEROID SPHYGMOMANOMETER | WELCH ALLYN | DS65 | 2021-02-03 | 86.172
SPHYGMOMANOMETER | SPHYGMOMANOMETER | WELCH ALLYN | DS-6501-300 | 2021-01-05 | 69.6
LARYNGOSCOPE | C-MAC X IMAGER PED. LARYNGASCOPE BLADE | KARL STORZ | 8403XSP | 2020-12-30 | 13881.996
SYRINGE DRIVER | SYRINGE DRIVER | B.BRAUN | PERFUSOR SPACE | 2020-12-07 | 2640 | 2022-12-13 14:25 | 2024-12-13
SYRINGE DRIVER | SYRINGE DRIVER | B.BRAUN | PERFUSOR SPACE | 2020-12-07 | 2640 | 2022-10-31 11:41 | 2024-10-31
SYRINGE DRIVER | SYRINGE DRIVER | B.BRAUN | PERFUSOR SPACE | 2020-12-07 | 2640 | 2023-08-02 | 2024-12-15
SYRINGE DRIVER | SYRINGE DRIVER | B.BRAUN | PERFUSOR SPACE | 2020-12-07 | 2640 | 2023-08-02 | 2024-12-15
SYRINGE DRIVER | SYRINGE DRIVER | B.BRAUN | PERFUSOR SPACE | 2020-12-07 | 2640 | 2023-08-02 | 2024-12-15
SYRINGE DRIVER | SYRINGE DRIVER | B.BRAUN | PERFUSOR SPACE | 2020-12-07 | 2640 | 2022-12-13 14:48 | 2024-12-13
SYRINGE DRIVER | SYRINGE DRIVER | B.BRAUN | PERFUSOR SPACE | 2020-12-07 | 2640 | 2022-10-31 09:52 | 2024-10-31
SYRINGE DRIVER | SYRINGE DRIVER | B.BRAUN | PERFUSOR SPACE | 2020-12-07 | 2640 | 2023-06-09 | 2024-12-15
SYRINGE DRIVER | SYRINGE DRIVER | B.BRAUN | PERFUSOR SPACE | 2020-12-07 | 2640 | 2022-10-31 13:22 | 2024-10-31
SYRINGE DRIVER | SYRINGE DRIVER | B.BRAUN | PERFUSOR SPACE | 2020-12-02 | 2640 | 2022-12-13 16:17 | 2024-12-13
OXIMETER | HAND HELD PULSE OXIMETER | NELLCOR | PM10N | 2020-11-27 | 180
SUCTION CONTROLLER | HIGH SUCTION CONTROLLER | THERAPY EQUIPMENT | DIAMOND RANGE HIGH | 2020-11-11 | 81
SUCTION CONTROLLER | HIGH SUCTION CONTROLLER | THERAPY EQUIPMENT | DIAMOND RANGE HIGH | 2020-11-11 | 81
SUCTION CONTROLLER | HIGH SUCTION CONTROLLER | THERAPY EQUIPMENT | DIAMOND RANGE HIGH | 2020-11-11 | 81
SCALES | SCALES - BABY | SECA | 376 | 2020-11-05 | 373.5 | 2023-12-13 | 2024-11-15
INFUSION PUMP | INFUSION PUMP | B.BRAUN | INFUSOMAT SPACE | 2020-11-09 | 1500 | 2023-06-09 | 2025-06-09
INFUSION PUMP | INFUSION PUMP | B.BRAUN | INFUSOMAT SPACE | 2020-11-09 | 1500 | 2023-06-09 | 2025-06-09
VITAL SIGNS MONITOR | VITAL SIGNS MONITOR: NIBP, SPO2, TEMP | WELCH ALLYN | 75CE CONNEX | 2020-11-10 | 1704 | 2023-07-26 | 2026-07-26
VITAL SIGNS MONITOR | VITAL SIGNS MONITOR: NIBP, SPO2, TEMP | WELCH ALLYN | 75CE CONNEX | 2020-11-10 | 1704 | 2023-08-09 | 2026-08-09
SCALES | SCALES - CHAIR | SECA | 954 | 2021-02-03 | 780 | 2023-12-13 | 2024-11-15
NEBULIZER | NEBULIZER | PARI MEDICAL | EFLOW RAPID | 2020-12-01 | 510
NEBULIZER | NEBULIZER | PARI MEDICAL | EFLOW RAPID | 2020-12-01 | 510
NEBULIZER | NEBULIZER | PARI MEDICAL | EFLOW RAPID | 2020-12-01 | 510
HUMIDIFIER | HUMIDIFIER | F & P | MR850 | 2020-11-04 | 1200
VITAL SIGNS MONITOR | VITAL SIGNS MONITOR: NIBP, SPO2, TEMP | WELCH ALLYN | 74CE CONNEX | 2020-11-03 | 1800 | 2023-07-06 | 2026-07-06
VITAL SIGNS MONITOR | VITAL SIGNS MONITOR: NIBP, SPO2, TEMP | WELCH ALLYN | 74CE CONNEX | 2020-11-03 | 1800 | 2023-02-09 10:59 | 2026-02-14
SCALES | SCALES - CHAIR | SECA | 959 | 2020-11-03 | 630 | 2024-07-02 | 2024-11-15
SCALES | SCALES - BABY | SECA | 376 | 2020-11-03 | 384 | 2022-01-31 | 2024-11-15
SCALES | SCALES - STAND ON | SECA | 877 | 2020-11-03 | 240 | 2024-01-22 | 2024-11-15
DIAGNOSTIC SYSTEM | DIAGNOSTIC SYSTEM - WALL TRANSFORMER | WELCH ALLYN | GS777 | 2020-11-03 | 600
TYMPANIC THERMOMETER | THERMOMETER TEMPORAL SCANNER | EXERGEN CORP | TAT-5000 | 2020-10-28 | 450
SUCTION UNIT | MOBILE THEATRE SUCTION | THERAPY EQUIPMENT | 4760 | 2020-10-16 | 200.16
SUCTION CONTROLLER | HIGH SUCTION CONTROLLER | THERAPY EQUIPMENT | DIAMOND RANGE HIGH | 2023-01-10 | 107.4
DIAGNOSTIC SYSTEM | D-SCOPE DIAGNOSTIC SET - E LITHIUM | OPTICLAR | E-LITHIUM | 2020-10-06 | 1675.2
DIAGNOSTIC SYSTEM | D-SCOPE DIAGNOSTIC SET - E LITHIUM | OPTICLAR | E-LITHIUM | 2020-10-06 | 1675.2
DIAGNOSTIC SYSTEM | D-SCOPE DIAGNOSTIC SET - E LITHIUM | OPTICLAR | E-LITHIUM | 2020-10-06 | 1675.2
DIAGNOSTIC SYSTEM | D-SCOPE DIAGNOSTIC SET - E LITHIUM | OPTICLAR | E-LITHIUM | 2020-10-06 | 1675.2
DIAGNOSTIC SYSTEM | D-SCOPE DIAGNOSTIC SET - E LITHIUM | OPTICLAR | E-LITHIUM | 2020-10-06 | 1675.2
DIAGNOSTIC SYSTEM | D-SCOPE DIAGNOSTIC SET - E LITHIUM | OPTICLAR | E-LITHIUM | 2020-10-06 | 1675.2
GAS REGULATOR & FLOWMETER | DIRECT DIAL FLOWMETER 0 - 1 L/MIN | THERAPY EQUIPMENT | 6561 | 2020-10-06 | 117 | 2023-09-01 | 2024-09-14
GAS REGULATOR & FLOWMETER | DIRECT DIAL FLOWMETER 0 - 1 L/MIN | THERAPY EQUIPMENT | 6561 | 2020-10-06 | 117 | 2024-04-19 | 2025-05-17
PLASTER SAW | PLASTER SAW WITH VACUUM | DESOUTTER MEDICAL | CC7 | 2020-10-29 | 1972.668 | 2023-10-13 | 2024-10-13
PLASTER SAW | PLASTER SAW WITH VACUUM | DESOUTTER MEDICAL | CC7 | 2020-10-29 | 1972.668 | 2024-07-30 | 2025-07-30
DIAGNOSTIC SYSTEM | D-SCOPE DIAGNOSTIC SET - E LITHIUM | OPTICLAR | E-LITHIUM | 2020-09-29 | 1675.2
DIAGNOSTIC SYSTEM | D-SCOPE DIAGNOSTIC SET - E LITHIUM | OPTICLAR | E-LITHIUM | 2020-09-29 | 1675.2
DIAGNOSTIC SYSTEM | D-SCOPE DIAGNOSTIC SET - E LITHIUM | OPTICLAR | E-LITHIUM | 2020-09-29 | 1675.2
COUCH | COUCH | SEERS MEDICAL | SM3560-230T-1WH | 2020-11-02 | 798 | 2023-06-30 | 2026-06-30
TYMPANIC THERMOMETER | TYMPANIC THERMOMETER | BRAUN | PRO 6000 | 2021-04-09 | 178.8
NEBULIZER | NEBULIZER | PARI MEDICAL | EFLOW RAPID | 2020-09-14 | 697.2
NEBULIZER | NEBULIZER | PARI MEDICAL | EFLOW RAPID | 2020-09-14 | 697.2
SUCTION CONTROLLER | HIGH SUCTION CONTROLLER | THERAPY EQUIPMENT | DIAMOND RANGE HIGH | 2020-09-08 | 180
SPHYGMOMANOMETER | ANEROID SPHYGMOMANOMETER | WELCH ALLYN | DS65 | 2020-07-22 | 86.172
SPHYGMOMANOMETER | ANEROID SPHYGMOMANOMETER | WELCH ALLYN | DS65 | 2020-07-22 | 86.172
SCALES | SCALES - CHAIR | SECA | 959 | 2020-08-07 | 670.8 | 2021-04-14 | 2024-11-15
CHARGER | EPIDURAL PUMP CHARGER | CME MEDICAL | BODYGUARD 545 CHARGER | 2020-10-02 | 360
INFUSION PUMP | EPIDURAL PUMP | BD | BODYGUARD 545 COLORVISION | 2020-10-02 | 1560 | 2023-03-02 10:13 | 2024-03-02
CHARGER | EPIDURAL PUMP CHARGER | CME MEDICAL | BODYGUARD 545 CHARGER | 2020-10-02 | 360
INFUSION PUMP | EPIDURAL PUMP | BD | BODYGUARD 545 COLORVISION | 2020-10-02 | 1560 | 2024-06-04 | 2025-01-09
CHARGER | EPIDURAL PUMP CHARGER | CME MEDICAL | BODYGUARD 545 CHARGER | 2020-10-02 | 360
INFUSION PUMP | EPIDURAL PUMP | BD | BODYGUARD 545 COLORVISION | 2020-10-02 | 1560 | 2023-06-23 | 2024-06-23
CHARGER | EPIDURAL PUMP CHARGER | CME MEDICAL | BODYGUARD 545 CHARGER | 2020-10-01 | 360
INFUSION PUMP | EPIDURAL PUMP | BD | BODYGUARD 545 COLORVISION | 2020-10-01 | 1560 | 2024-04-23 | 2025-01-27
CHARGER | EPIDURAL PUMP CHARGER | CME MEDICAL | BODYGUARD 545 CHARGER | 2020-10-01 | 360
INFUSION PUMP | EPIDURAL PUMP | BD | BODYGUARD 545 COLORVISION | 2020-10-01 | 1560 | 2024-04-24 | 2025-03-07
CHARGER | EPIDURAL PUMP CHARGER | CME MEDICAL | BODYGUARD 545 CHARGER | 2020-10-01 | 360
INFUSION PUMP | EPIDURAL PUMP | BD | BODYGUARD 545 COLORVISION | 2020-10-01 | 1560 | 2024-10-23 | 2025-04-13
CHARGER | EPIDURAL PUMP CHARGER | CME MEDICAL | BODYGUARD 545 CHARGER | 2020-10-01 | 360
INFUSION PUMP | EPIDURAL PUMP | BD | BODYGUARD 545 COLORVISION | 2020-10-01 | 1560 | 2024-04-12 | 2025-03-10
CHARGER | EPIDURAL PUMP CHARGER | CME MEDICAL | BODYGUARD 545 CHARGER | 2020-10-01 | 360
INFUSION PUMP | EPIDURAL PUMP | BD | BODYGUARD 545 COLORVISION | 2020-10-01 | 1560 | 2023-03-02 15:12 | 2024-03-02
CHARGER | EPIDURAL PUMP CHARGER | CME MEDICAL | BODYGUARD 545 CHARGER | 2020-09-30 | 360
INFUSION PUMP | EPIDURAL PUMP | BD | BODYGUARD 545 COLORVISION | 2020-09-30 | 1560 | 2023-02-17 11:32 | 2024-02-17
CHARGER | EPIDURAL PUMP CHARGER | CME MEDICAL | BODYGUARD 545 CHARGER | 2020-09-30 | 360
INFUSION PUMP | EPIDURAL PUMP | BD | BODYGUARD 545 COLORVISION | 2020-09-30 | 1560 | 2024-06-03 | 2025-06-03
CHARGER | EPIDURAL PUMP CHARGER | CME MEDICAL | BODYGUARD 545 CHARGER | 2020-09-30 | 360
INFUSION PUMP | EPIDURAL PUMP | BD | BODYGUARD 545 COLORVISION | 2020-09-30 | 1560 | 2024-06-03 | 2025-04-21
CHARGER | EPIDURAL PUMP CHARGER | CME MEDICAL | BODYGUARD 545 CHARGER | 2020-09-30 | 360
INFUSION PUMP | EPIDURAL PUMP | BD | BODYGUARD 545 COLORVISION | 2020-09-30 | 1560 | 2024-06-04 | 2025-03-01
CHARGER | EPIDURAL PUMP CHARGER | CME MEDICAL | BODYGUARD 545 CHARGER | 2020-09-30 | 360
INFUSION PUMP | EPIDURAL PUMP | BD | BODYGUARD 545 COLORVISION | 2020-09-30 | 1560 | 2024-10-03 | 2025-05-22
SCALES | SCALES - BABY | SECA | 376 | 2020-08-10 | 576 | 2021-02-16 | 2024-11-15
SCALES | SCALES - BABY | SECA | 376 | 2020-08-10 | 576 | 2021-02-16 | 2024-11-15
OXIMETER | PULSE OXIMETER | NELLCOR | PM100N | 2020-08-19 | 1200 | 2023-08-01 | 2026-08-01
MICROSCOPE OPERATING | OPERATING MICROSCOPE WITH INTEGRAL HD VIDEO MONITOR/RECORDING | ZEISS | TIVATO 700 | 2020-09-08 | 104113.2 | 2022-07-22 | 2023-07-15
ENDOSCOPY VIDEO SYSTEM | DIGITAL VIDEO LARYNGOSCOPE | KARL STORZ | 8403ZX | 2020-07-13 | 14291.46 |  | 2024-05-15
ENDOSCOPY VIDEO SYSTEM | DIGITAL VIDEO LARYNGOSCOPE | KARL STORZ | 8403ZX | 2020-07-13 | 14291.46 |  | 2024-06-15
SUCTION UNIT | SUCTION - LAERDAL - BATTERY | LAERDAL | LSU-2 | 2020-07-07 | 816 | 2023-06-29 | 2026-06-29
HEIGHT GAUGE | HEIGHT MEASURING GAUGE - PAEDIATRIC | SECA | 416 | 2021-08-03 | 402
MICROBLENDER | AIR/OXYGEN BLENDER | BIOMED DEVICES | 2003I | 2020-06-04 | 960 | 2024-01-25 | 2025-06-01
MICROBLENDER | AIR/OXYGEN BLENDER | BIOMED DEVICES | 2003I | 2020-06-04 | 960 | 2023-10-05 | 2025-06-01
MICROBLENDER | AIR/OXYGEN BLENDER | BIOMED DEVICES | 2003I | 2020-06-04 | 960 | 2024-08-08 | 2025-06-01
MICROBLENDER | AIR/OXYGEN BLENDER | BIOMED DEVICES | 2003I | 2020-06-04 | 960 | 2024-07-10 | 2025-06-01
MICROBLENDER | AIR/OXYGEN BLENDER | BIOMED DEVICES | 2003I | 2020-06-04 | 960 | 2024-08-20 | 2025-06-01
MICROBLENDER | AIR/OXYGEN BLENDER | BIOMED DEVICES | 2003I | 2020-06-04 | 960 | 2024-01-26 | 2025-06-01
MICROBLENDER | AIR/OXYGEN BLENDER | BIOMED DEVICES | 2003I | 2020-06-04 | 960 | 2024-07-31 | 2025-06-01
MICROBLENDER | AIR/OXYGEN BLENDER | BIOMED DEVICES | 2003I | 2020-06-04 | 960 | 2024-07-10 | 2025-06-01
MICROBLENDER | AIR/OXYGEN BLENDER | BIOMED DEVICES | 2003I | 2020-06-04 | 960 | 2024-07-31 | 2025-06-01
MICROBLENDER | AIR/OXYGEN BLENDER | BIOMED DEVICES | 2003I | 2020-06-04 | 960 | 2024-07-10 | 2025-06-01
MICROBLENDER | AIR/OXYGEN BLENDER | BIOMED DEVICES | 2003I | 2020-06-04 | 960 | 2024-01-30 | 2025-06-01
MICROBLENDER | AIR/OXYGEN BLENDER | BIOMED DEVICES | 2003I | 2020-06-04 | 960 | 2024-08-27 | 2025-06-01
HUMIDIFIER | HUMIDIFIER RESPIRATORY | F & P | F&P 950 | 2020-06-04 | 3369.6
HUMIDIFIER | HUMIDIFIER RESPIRATORY | F & P | F&P 950 | 2020-06-04 | 3369.6
HUMIDIFIER | HUMIDIFIER RESPIRATORY | F & P | F&P 950 | 2020-06-04 | 3369.6 | 2021-02-03
HUMIDIFIER | HUMIDIFIER RESPIRATORY | F & P | F&P 950 | 2020-06-04 | 3369.6
HUMIDIFIER | HUMIDIFIER RESPIRATORY | F & P | F&P 950 | 2020-06-04 | 3369.6 | 2021-02-03
HUMIDIFIER | HUMIDIFIER RESPIRATORY | F & P | F&P 950 | 2020-06-04 | 3369.6
HUMIDIFIER | HUMIDIFIER RESPIRATORY | F & P | F&P 950 | 2020-06-04 | 3369.6 | 2021-02-03
HUMIDIFIER | HUMIDIFIER RESPIRATORY | F & P | F&P 950 | 2020-06-04 | 3369.6 | 2021-02-03
HUMIDIFIER | HUMIDIFIER RESPIRATORY | F & P | F&P 950 | 2020-06-04 | 3369.6 | 2021-02-03
HUMIDIFIER | HUMIDIFIER RESPIRATORY | F & P | F&P 950 | 2020-06-04 | 3369.6
HUMIDIFIER | HUMIDIFIER RESPIRATORY | F & P | F&P 950 | 2020-06-04 | 3369.6 | 2021-02-03
HUMIDIFIER | HUMIDIFIER RESPIRATORY | F & P | F&P 950 | 2020-06-04 | 3369.6
NEBULIZER | NEBULIZER | PARI MEDICAL | EFLOW RAPID | 2020-05-21 | 510
NEBULIZER | NEBULIZER | PARI MEDICAL | EFLOW RAPID | 2020-05-21 | 510
NEBULIZER | NEBULIZER | PARI MEDICAL | EFLOW RAPID | 2020-05-21 | 510
NEBULIZER | NEBULIZER | PARI MEDICAL | EFLOW RAPID | 2020-05-21 | 510
NEBULIZER | NEBULIZER | PARI MEDICAL | EFLOW RAPID | 2020-05-21 | 510
NEBULIZER | NEBULIZER | PARI MEDICAL | EFLOW RAPID | 2020-05-21 | 510
VENTILATOR | VENTILATOR EXPIRATORY CASSETTE - SERVO U | MAQUET | 6693752 | 2020-05-15 | 1059.6
VENTILATOR | VENTILATOR EXPIRATORY CASSETTE - SERVO U | MAQUET | 6693752 | 2020-05-15 | 1059.6
VENTILATOR | VENTILATOR EXPIRATORY CASSETTE - SERVO I | MAQUET | 6696947 | 2020-05-14 | 1188
VENTILATOR | VENTILATOR EXPIRATORY CASSETTE - SERVO I | MAQUET | 6696947 | 2020-05-14 | 1188
HUMIDIFIER | HUMIDIFIER AND FLOW GENERATOR | F & P | AIRVO 2 | 2020-06-02 | 2970 | 2024-09-23 | 2025-10-16
HUMIDIFIER | HUMIDIFIER AND FLOW GENERATOR | F & P | AIRVO 2 | 2020-06-02 | 2970 | 2024-04-19 | 2024-10-15
HUMIDIFIER | HUMIDIFIER AND FLOW GENERATOR | F & P | AIRVO 2 | 2020-06-02 | 2970 | 2023-11-03 | 2025-10-12
HUMIDIFIER | HUMIDIFIER AND FLOW GENERATOR | F & P | AIRVO 2 | 2020-05-12 | 2970 | 2023-10-31 | 2024-10-15
HUMIDIFIER | HUMIDIFIER AND FLOW GENERATOR | F & P | AIRVO 2 | 2020-05-12 | 2970 | 2024-09-20 | 2025-10-15
HUMIDIFIER | HUMIDIFIER AND FLOW GENERATOR | F & P | AIRVO 2 | 2020-05-12 | 2970 | 2024-10-18 | 2025-10-01
CAPNOGRAPH | CAPNOGRAPH AND OXIMETER | MASIMO UK | RAD-97 | 2020-09-25 | 1200 | 2024-05-14 | 2025-05-14
SCALES | SCALES - PATIENT SLIDE | MARSDEN | M-999 | 2020-05-11 | 2874 | 2021-03-31 | 2024-11-15
OXYGEN ANALYSER | PORTABLE OXYGEN MONITOR | TELEDYNE | MX300-1 | 2020-06-15 | 416.1
DIAGNOSTIC SYSTEM | DIAGNOSTIC SYSTEM - WALL TRANSFORMER | WELCH ALLYN | GS777 | 2020-08-17 | 600
STANDING AID | STANDING AID | JENX LTD | SUPINE STANDER 2 | 2020-05-11 | 4080 |  | 2025-09-15
DIETARY FEED PUMP | ENTERAL FEEDING PUMP | NUTRICIA | FLOCARE INFINITY | 2020-04-21 | 960
DIETARY FEED PUMP | ENTERAL FEEDING PUMP | NUTRICIA | FLOCARE INFINITY | 2019-12-12 | 960
DIETARY FEED PUMP | ENTERAL FEEDING PUMP | NUTRICIA | FLOCARE INFINITY | 2019-12-12 | 960
DIETARY FEED PUMP | ENTERAL FEEDING PUMP | NUTRICIA | FLOCARE INFINITY | 2019-12-12 | 960
DIETARY FEED PUMP | ENTERAL FEEDING PUMP | NUTRICIA | FLOCARE INFINITY | 2019-12-12 | 960
NEBULIZER | NEBULIZER | PARI MEDICAL | TURBO BOY SX | 2019-12-13 | 134.4
NEBULIZER | NEBULIZER | PARI MEDICAL | TURBO BOY SX | 2019-12-13 | 134.4
NEBULIZER | NEBULIZER | PARI MEDICAL | TURBO BOY SX | 2019-12-13 | 134.4
NEBULIZER | NEBULIZER | PARI MEDICAL | TURBO BOY SX | 2019-12-13 | 134.4
NEBULIZER | NEBULIZER | PARI MEDICAL | TURBO BOY SX | 2019-12-13 | 134.4
NEBULIZER | NEBULIZER | PARI MEDICAL | TURBO BOY SX | 2019-12-13 | 134.4
NEBULIZER | NEBULIZER | PARI MEDICAL | TURBO BOY SX | 2019-12-13 | 134.4
NEBULIZER | NEBULIZER | PARI MEDICAL | TURBO BOY SX | 2019-12-13 | 134.4
NEBULIZER | NEBULIZER | PARI MEDICAL | TURBO BOY SX | 2019-12-13 | 134.4
MUSCLE STIMULATORS | MUSCLE STIMULATOR ODFS PACE V1 | ODSTOCK MEDICAL LTD | ODFS PACE V1 | 2019-12-20 | 991.2
MUSCLE STIMULATORS | MUSCLE STIMULATOR ODFS PACE V1 | ODSTOCK MEDICAL LTD | ODFS PACE V1 | 2019-12-20 | 991.2
MUSCLE STIMULATORS | MUSCLE STIMULATOR ODFS PACE V1 | ODSTOCK MEDICAL LTD | ODFS PACE V1 | 2019-12-20 | 991.2
NEBULIZER | PRO-X CONTROLLER | AEROGEN | AG-PX-1050-IN | 2020-01-10 | 240
ULTRASOUND PROBE | ULTRASOUND PROBE | FUJIFILM SONOSITE | HFL50X | 2020-03-23 | 7686
SPHYGMOMANOMETER | ANEROID SPHYGMOMANOMETER | WELCH ALLYN | DS65 | 2020-11-25 | 86.172
SCALES | SCALES - CHAIR BARIATRIC | MARSDEN | M-200 | 2020-05-11 | 600 | 2023-12-15 | 2024-11-15
AUDIO DOPPLER | POCKET AUDIO DOPPLER | ULTRASOUND TECHNOLOGIES LTD | PD1 | 2020-11-16 | 584.4
SUCTION CONTROLLER | HIGH SUCTION CONTROLLER | THERAPY EQUIPMENT | DIAMOND RANGE HIGH | 2020-06-22 | 148.2
AUDIO DOPPLER | VASCULAR DOPPLER | EDAN INSTRUMENTS | SONOTRAX VASCULAR | 2020-06-22 | 240
TYMPANIC THERMOMETER | THERMOMETER TEMPORAL SCANNER | EXERGEN CORP | TAT-5000-EC | 2020-09-16 | 450 |  | 2025-01-15
SPHYGMOMANOMETER | SPHYGMOMANOMETER | WELCH ALLYN | DS-6501-300 | 2021-05-11 | 69.6
SPHYGMOMANOMETER | SPHYGMOMANOMETER | WELCH ALLYN | DS-6501-300 | 2021-05-11 | 69.6
AUDIO DOPPLER | POCKET AUDIO DOPPLER | ULTRASOUND TECHNOLOGIES LTD | PD1 | 2021-03-30 | 234
GAS REGULATOR & FLOWMETER | PIN INDEX AIR DIAL REGULATOR | THERAPY EQUIPMENT | 5285/AIR | 2020-07-20 | 206.04 |  | 2025-10-14
GAS REGULATOR & FLOWMETER | PIN INDEX AIR REGULATOR | THERAPY EQUIPMENT | 5270 / AIR | 2020-07-20 | 166.26 |  | 2024-07-15
AMBULATORY ARRHYTHMIA MONITOR | AMBULATORY ECG RECORDER | SPACELABS | LIFECARD CF | 2020-07-03 | 2152.8
AMBULATORY ARRHYTHMIA MONITOR | AMBULATORY ECG RECORDER | SPACELABS | LIFECARD CF | 2020-07-03 | 2152.8
AUDIO DOPPLER | POCKET AUDIO DOPPLER | ULTRASOUND TECHNOLOGIES LTD | PD1 | 2020-06-22 | 234
AUDIO DOPPLER | POCKET AUDIO DOPPLER | ULTRASOUND TECHNOLOGIES LTD | PD1 | 2020-06-22 | 234
DIETARY FEED PUMP | ENTERAL FEEDING PUMP | NUTRICIA | FLOCARE INFINITY | 2020-03-24 | 960
DIETARY FEED PUMP | ENTERAL FEEDING PUMP | NUTRICIA | FLOCARE INFINITY | 2020-03-24 | 960
DIETARY FEED PUMP | ENTERAL FEEDING PUMP | NUTRICIA | FLOCARE INFINITY | 2020-03-24 | 960
DIETARY FEED PUMP | ENTERAL FEEDING PUMP | NUTRICIA | FLOCARE INFINITY | 2020-03-24 | 960
DIETARY FEED PUMP | ENTERAL FEEDING PUMP | NUTRICIA | FLOCARE INFINITY | 2020-03-24 | 960
DIETARY FEED PUMP | ENTERAL FEEDING PUMP | NUTRICIA | FLOCARE INFINITY | 2020-03-24 | 960
SUCTION CONTROLLER | HIGH SUCTION CONTROLLER | THERAPY EQUIPMENT | DIAMOND RANGE HIGH | 2020-09-24 | 81
GAS REGULATOR & FLOWMETER | PIN INDEX AIR REGULATOR | THERAPY EQUIPMENT | 5270 / AIR | 2020-03-20 | 147.9
GAS REGULATOR & FLOWMETER | PIN INDEX AIR REGULATOR | THERAPY EQUIPMENT | 5270 / AIR | 2020-03-20 | 147.9
DIETARY FEED PUMP | ENTERAL FEEDING PUMP | NUTRICIA | FLOCARE INFINITY | 2020-03-02 | 960
DIETARY FEED PUMP | ENTERAL FEEDING PUMP | NUTRICIA | FLOCARE INFINITY | 2020-03-02 | 960
DIETARY FEED PUMP | ENTERAL FEEDING PUMP | NUTRICIA | FLOCARE INFINITY | 2020-03-02 | 960
DIETARY FEED PUMP | ENTERAL FEEDING PUMP | NUTRICIA | FLOCARE INFINITY | 2020-03-02 | 960
DIETARY FEED PUMP | ENTERAL FEEDING PUMP | NUTRICIA | FLOCARE INFINITY | 2020-03-02 | 960
DIETARY FEED PUMP | ENTERAL FEEDING PUMP | NUTRICIA | FLOCARE INFINITY | 2020-03-02 | 960
DIETARY FEED PUMP | ENTERAL FEEDING PUMP | NUTRICIA | FLOCARE INFINITY | 2020-03-02 | 960
DIETARY FEED PUMP | ENTERAL FEEDING PUMP | NUTRICIA | FLOCARE INFINITY | 2020-03-02 | 960
DIETARY FEED PUMP | ENTERAL FEEDING PUMP | NUTRICIA | FLOCARE INFINITY | 2020-03-02 | 960
DIETARY FEED PUMP | ENTERAL FEEDING PUMP | NUTRICIA | FLOCARE INFINITY | 2020-03-02 | 960
DIETARY FEED PUMP | ENTERAL FEEDING PUMP | NUTRICIA | FLOCARE INFINITY | 2020-03-02 | 960
DIETARY FEED PUMP | ENTERAL FEEDING PUMP | NUTRICIA | FLOCARE INFINITY | 2020-03-02 | 960
DIETARY FEED PUMP | ENTERAL FEEDING PUMP | NUTRICIA | FLOCARE INFINITY | 2020-03-02 | 960
DIETARY FEED PUMP | ENTERAL FEEDING PUMP | NUTRICIA | FLOCARE INFINITY | 2020-03-02 | 960
DIETARY FEED PUMP | ENTERAL FEEDING PUMP | NUTRICIA | FLOCARE INFINITY | 2020-03-02 | 960
DIETARY FEED PUMP | ENTERAL FEEDING PUMP | NUTRICIA | FLOCARE INFINITY | 2020-03-02 | 960
DIETARY FEED PUMP | ENTERAL FEEDING PUMP | NUTRICIA | FLOCARE INFINITY | 2020-03-02 | 960
DIETARY FEED PUMP | ENTERAL FEEDING PUMP | NUTRICIA | FLOCARE INFINITY | 2020-03-02 | 960
DIETARY FEED PUMP | ENTERAL FEEDING PUMP | NUTRICIA | FLOCARE INFINITY | 2020-03-02 | 960
DIETARY FEED PUMP | ENTERAL FEEDING PUMP | NUTRICIA | FLOCARE INFINITY | 2020-03-02 | 960
SUCTION CONTROLLER | HIGH SUCTION CONTROLLER | THERAPY EQUIPMENT | DIAMOND RANGE HIGH | 2020-02-04 | 108
NEBULIZER | NEBULIZER | PARI MEDICAL | EFLOW RAPID | 2019-12-05 | 510
NEBULIZER | NEBULIZER | PARI MEDICAL | EFLOW RAPID | 2019-12-05 | 510
NEBULIZER | NEBULIZER | PARI MEDICAL | EFLOW RAPID | 2019-12-05 | 510
SUCTION UNIT | SUCTION - LAERDAL - BATTERY | LAERDAL | LSU-2 | 2019-01-04 | 816 | 2022-05-18 | 2025-01-14
ENTONOX DEMAND SYSTEM | ENTONOX DEMAND VALVE | THERAPY EQUIPMENT | ENTONOX | 2019-06-05 | 0 | 2023-12-01 | 2024-12-14
AUDIO DOPPLER | AUDIO DOPPLER | HUNTLEIGH | D900 | 2019-08-22 | 336
EEG MACHINE | EEG RECORDER | SOMNOMEDICS GMBH | SOMNOSCREEN PLUS | 2019-07-31 | 22298.4
SUCTION CONTROLLER | HIGH SUCTION CONTROLLER | THERAPY EQUIPMENT | DIAMOND RANGE HIGH | 2019-07-16 | 166.8
SCALES | SCALES - BABY | SECA | 384 | 2019-07-08 | 216 | 2023-12-11 | 2024-11-15
SPHYGMOMANOMETER | ANEROID SPHYGMOMANOMETER | WELCH ALLYN | DS66 | 2019-06-18 | 72
SPHYGMOMANOMETER | ANEROID SPHYGMOMANOMETER | WELCH ALLYN | DS66 | 2019-06-18 | 72
DIETARY FEED PUMP | ENTERAL FEEDING PUMP | NUTRICIA | FLOCARE INFINITY | 2019-06-03 | 960
DIETARY FEED PUMP | ENTERAL FEEDING PUMP | NUTRICIA | FLOCARE INFINITY | 2019-06-03 | 960
DIETARY FEED PUMP | ENTERAL FEEDING PUMP | NUTRICIA | FLOCARE INFINITY | 2019-06-03 | 960
INFUSION PUMP | AMBULATORY INFUSION PUMP | CME MEDICAL | BODYGUARD 323 | 2019-03-11 | 1762.8 | 2023-05-12 | 2024-05-12
INFUSION PUMP | AMBULATORY INFUSION PUMP | CME MEDICAL | BODYGUARD 323 | 2019-03-11 | 1762.8 |  | 2024-08-15
AMBULATORY ARRHYTHMIA MONITOR | AMBULATORY ECG RECORDER | SPACELABS | LIFECARD CF | 2019-02-01 | 2152.8
AMBULATORY ARRHYTHMIA MONITOR | AMBULATORY ECG RECORDER | SPACELABS | LIFECARD CF | 2019-02-01 | 2152.8
AMBULATORY ARRHYTHMIA MONITOR | AMBULATORY ECG RECORDER | SPACELABS | LIFECARD CF | 2019-02-01 | 2152.8
SUCTION CONTROLLER | HIGH SUCTION CONTROLLER | THERAPY EQUIPMENT | DIAMOND RANGE HIGH | 2019-01-22 | 168
ULTRASOUND PROBE | ULTRASOUND PROBE | FUJIFILM SONOSITE | L25X | 2019-01-14 | 6120
ULTRASOUND PROBE | ULTRASOUND PROBE | FUJIFILM SONOSITE | L25X | 2023-07-03 | 4800
ULTRASOUND SCANNER | ULTRASOUND SCANNER | FUJIFILM SONOSITE | SII | 2019-01-14 | 14400 | 2023-12-04 | 2024-12-04
ULTRASOUND SCANNER | ULTRASOUND SCANNER | FUJIFILM SONOSITE | SII | 2019-01-14 | 14400 | 2023-12-04 | 2024-12-04
SUCTION CONTROLLER | HIGH SUCTION CONTROLLER | THERAPY EQUIPMENT | DIAMOND RANGE HIGH | 2019-01-08 | 168
CARDIOGRAPH | CARDIOGRAPH 18 LEAD | SPACELABS | CardioExpress SL18A | 2018-12-27 | 7192.8 | 2024-07-25 | 2025-07-25
SPIROMETER | PORTABLE MICRO SPIROMETER WITH PC DATA LINK | CAREFUSION | ML3535 MK8 | 2018-12-21 | 1800 |  | 2024-06-11
OXIMETER | HAND HELD PULSE OXIMETER | NELLCOR | PM10N | 2018-12-20 | 1050
STANDING AID | TUMBLE FORMS 2 | PERFORMANCE HEALTH INTERNATIONAL LTD | TRISTANDER 45 | 2018-12-20 | 2160
CARDIOGRAPH | CARDIOGRAPH 18 LEAD | SPACELABS | CardioExpress SL18A | 2018-12-19 | 7192.8 | 2022-05-20 | 2023-05-17
SUCTION CONTROLLER | HIGH SUCTION CONTROLLER | THERAPY EQUIPMENT | DIAMOND RANGE HIGH | 2018-12-14 | 96
NEBULIZER | NEBULIZER | PARI MEDICAL | TURBO BOY SX | 2018-12-11 | 510
NEBULIZER | NEBULIZER | PARI MEDICAL | TURBO BOY SX | 2018-12-11 | 510
NEBULIZER | NEBULIZER | PARI MEDICAL | TURBO BOY SX | 2018-12-11 | 510
NEBULIZER | NEBULIZER | PARI MEDICAL | TURBO BOY SX | 2018-12-11 | 510
NEBULIZER | NEBULIZER | PARI MEDICAL | TURBO BOY SX | 2018-12-11 | 510
NEBULIZER | NEBULIZER | PARI MEDICAL | TURBO BOY SX | 2018-12-11 | 510
NEBULIZER | NEBULIZER | PARI MEDICAL | TURBO BOY SX | 2020-01-17 | 103.2
NEBULIZER | NEBULIZER | PARI MEDICAL | TURBO BOY SX | 2020-01-17 | 103.2
NEBULIZER | NEBULIZER | PARI MEDICAL | TURBO BOY SX | 2020-01-17 | 103.2
NEBULIZER | NEBULIZER | PARI MEDICAL | TURBO BOY SX | 2020-01-17 | 103.2
NEBULIZER | NEBULIZER | PARI MEDICAL | TURBO BOY SX | 2020-01-17 | 103.2
NEBULIZER | NEBULIZER | PARI MEDICAL | TURBO BOY SX | 2020-01-17 | 103.2
DIATHERMY MACHINE | ELECTROSURGICAL GENERATOR | OLYMPUS | ESG-400 | 2020-02-03 | 23952 |  | 2025-01-15
IRRIGATION SYSTEM | BIPOLAR IRRIGATOR | STRYKER | 6700-313-600 | 2020-03-26 | 5491.2 | 2024-10-08 | 2025-10-08
DIATHERMY MACHINE | DIATHERMY MACHINE | STRYKER | 6700-313-500 | 2020-03-26 | 16473.6 | 2024-10-07 | 2025-10-07
VENTILATOR | VENTILATOR | RESMED LTD | AIRSENSE 10 ELITE | 2020-06-05 | 3600
MULTI-MEASUREMENT SERVER | MULTI-MEASUREMENT SERVER | PHILIPS LTD | INTELLIVUE MMX | 2020-03-25 | 2014.32
PATIENT MONITOR | PATIENT MONITOR INTELLIVUE | PHILIPS LTD | MX450 | 2020-03-24 | 7260 | 2024-02-05 | 2026-08-15
MULTI-MEASUREMENT SERVER | MULTI-MEASUREMENT SERVER | PHILIPS LTD | INTELLIVUE MMX | 2020-03-24 | 2014.32
PATIENT MONITOR | PATIENT MONITOR INTELLIVUE | PHILIPS LTD | MX450 | 2020-03-24 | 7260 | 2024-03-11 | 2027-03-11
MULTI-MEASUREMENT SERVER | MULTI-MEASUREMENT SERVER | PHILIPS LTD | INTELLIVUE MMX | 2020-03-25 | 2014.32
PATIENT MONITOR | PATIENT MONITOR INTELLIVUE | PHILIPS LTD | MX450 | 2020-03-24 | 7260 | 2024-02-05 | 2026-08-15
MULTI-MEASUREMENT SERVER | MULTI-MEASUREMENT SERVER | PHILIPS LTD | INTELLIVUE MMX | 2020-03-25 | 2014.32
PATIENT MONITOR | PATIENT MONITOR INTELLIVUE | PHILIPS LTD | MX450 | 2020-03-24 | 7260 | 2024-02-05 | 2026-08-15
OXIMETER | PULSE OXIMETER | MASIMO UK | RAD-97 | 2020-09-25 | 1200 |  | 2024-09-25
CAPNOGRAPH | CAPNOGRAPH AND OXIMETER | MASIMO UK | RAD-97 | 2020-09-25 | 1200 | 2024-04-23 | 2025-04-23
ULTRASOUND PROBE | ULTRASOUND PROBE | FUJIFILM SONOSITE | L25X | 2020-03-20 | 4800
ULTRASOUND PROBE | ULTRASOUND PROBE | FUJIFILM SONOSITE | P10X | 2020-03-20 | 4800
ULTRASOUND SCANNER | ULTRASOUND SCANNER | FUJIFILM SONOSITE | SII | 2020-03-20 | 15600 | 2024-04-10 | 2025-04-10
ULTRASOUND PROBE | ULTRASOUND PROBE | FUJIFILM SONOSITE | P10X | 2020-03-20 | 4800
ULTRASOUND PROBE | ULTRASOUND PROBE | FUJIFILM SONOSITE | L25X | 2020-03-20 | 4800
ULTRASOUND SCANNER | ULTRASOUND SCANNER | FUJIFILM SONOSITE | SII | 2020-03-20 | 15600 | 2024-04-24 | 2025-04-24
ENDOSCOPY VIDEO SYSTEM | DIGITAL VIDEO LARYNGOSCOPE | KARL STORZ | 8403ZX | 2020-03-13 | 3304.8 | 2024-08-30 | 2025-08-30
EXTENSION LEAD | MAINS ADAPTOR BLOCK | SAFETY MEDIC | 10 WAY | 2020-03-11 | 903.6 | 2023-10-04 | 2024-10-04
SUCTION CONTROLLER | HIGH SUCTION CONTROLLER | THERAPY EQUIPMENT | DIAMOND RANGE HIGH | 2020-10-12 | 180
EXTENSION BLOCK | EXTENSION BLOCK | SAFETY MEDIC | MOB4T-LL | 2020-03-06 | 357.6 | 2023-10-25 | 2024-10-25
EXERCISE BICYCLE | EXERCISE BICYCLE PEDIATRIC ERGOSELECT 150 COLOURED | ERGOLINE GMBH | ERGOSELECT 150 | 2020-03-06 | 5154 | 2024-07-25 | 2025-07-25
VENTILATOR | VENTILATOR | RESMED LTD | AIRSENSE 10 ELITE | 2020-03-02 | 3600
VENTILATOR | VENTILATOR | RESMED LTD | AIRSENSE 10 ELITE | 2020-03-02 | 3600
VENTILATOR | VENTILATOR | RESMED LTD | AIRSENSE 10 ELITE | 2020-03-02 | 3600
VENTILATOR | VENTILATOR | RESMED LTD | AIRSENSE 10 ELITE | 2020-03-02 | 3600
SCALES | SCALES - CHAIR BARIATRIC | MARSDEN | M-200 | 2020-03-02 | 600 | 2023-03-29 15:06 | 2024-03-29
OXIMETER | PULSE OXIMETER HAND HELD | MASIMO UK | RAD-5 | 2020-02-26 | 0
OXIMETER | PULSE OXIMETER HAND HELD | MASIMO UK | RAD-5 | 2020-02-26 | 0
SUCTION UNIT | SUCTION - LAERDAL - BATTERY | LAERDAL | LSU-2 | 2020-09-23 | 816 | 2023-06-21 | 2026-06-21
SUCTION UNIT | SUCTION - LAERDAL - BATTERY | LAERDAL | LSU-2 | 2020-09-23 | 816 | 2023-06-21 | 2026-06-21
CAMERA HEAD | C-MAC S PEDIATRIC IMAGER | KARL STORZ | 8403XSPK | 2020-06-19 | 4078.8
CAMERA HEAD | C-MAC S IMAGER VIDEO CAMERA | KARL STORZ | 8403XSI | 2020-06-19 | 2727.192
ENDOSCOPY VIDEO SYSTEM | DIGITAL VIDEO LARYNGOSCOPE | KARL STORZ | 8403ZX | 2020-06-19 | 13632 | 2024-08-30 | 2025-08-30
BLOOD PUMP | BLOOD PUMP MONITORING SYSTEM | THORATEC | CENTRIMAG MAG MONITOR | 2020-04-03 | 54000 | 2024-01-20 | 2025-01-20
OXIMETER | PULSE OXIMETER | NELLCOR | PM100N | 2020-09-25 | 1200 | 2023-08-30 | 2026-08-30
OXIMETER | PULSE OXIMETER | NELLCOR | PM100N | 2020-09-25 | 1200 |  | 2026-09-01
VAPORIZERS | VAPORIZER - ISOFLURANE | DATEX-OHMEDA | ISOTEC-5 | 2020-02-12 | 2400 |  | 2024-06-14
AUDIO DOPPLER | POCKET AUDIO DOPPLER | ULTRASOUND TECHNOLOGIES LTD | PD1 | 2020-01-22 | 234
SPHYGMOMANOMETER | DESKTOP SPHYGMOMANOMETER | WELCH ALLYN | 767-01S | 2020-01-22 | 144
CARDIOGRAPH | CARDIOGRAPH 18 LEAD | SPACELABS | CardioExpress SL18A | 2020-01-20 | 7192.8 | 2024-02-13 | 2025-02-13
SUCTION CONTROLLER | HIGH SUCTION CONTROLLER | THERAPY EQUIPMENT | DIAMOND RANGE HIGH | 2020-01-17 | 96
NEBULIZER | NEBULIZER | PARI MEDICAL | EFLOW RAPID | 2020-01-16 | 510
NEBULIZER | NEBULIZER | PARI MEDICAL | EFLOW RAPID | 2020-01-16 | 510
ARTHROSCOPIC DRIVE U | ARTHROSCOPIC MACHINE | SMITH & NEPHEW | DYONICS POWER 11 | 2020-01-17 | 7200 | 2024-07-23 | 2025-07-23
VENTILATOR | TRANSPORT VENTILATOR - MRI | HAMILTON MEDICAL | MR1 | 2020-01-13 | 37275.264 | 2023-09-29 | 2024-11-12
VENTILATOR | VENTILATOR | BREAS MEDICAL | NIPPY CLEARWAY | 2020-11-09 | 5400 | 2023-10-24 | 2024-11-11
VENTILATOR | VENTILATOR EXPIRATORY CASSETTE - SERVO U | MAQUET | 6693752 | 2020-01-10 | 1027.2
VENTILATOR | VENTILATOR EXPIRATORY CASSETTE - SERVO U | MAQUET | 6693752 | 2020-01-10 | 1027.2
OXIMETER | PULSE OXIMETER | NELLCOR | PM100N | 2020-01-09 | 1200 | 2022-12-30 12:03 | 2026-01-16
SUCTION UNIT | SUCTION - LAERDAL - BATTERY | LAERDAL | LSU-2 | 2020-01-08 | 816 | 2023-02-10 11:37 | 2026-02-10
HUMALACTOR | HUMALACTOR | MEDELA | SYMPHONY | 2020-01-02 | 2280 |  | 2025-08-01
HUMALACTOR | HUMALACTOR | MEDELA | SYMPHONY | 2020-01-02 | 2280 |  | 2025-08-01
TYMPANIC THERMOMETER | THERMOMETER TEMPORAL SCANNER | EXERGEN CORP | TAT-5000 | 2020-01-02 | 450 |  | 2025-01-15
BLOOD GAS ANALYSER | BLOOD TEST DEVICE | ALERE LTD | AFINION 2 | 2019-12-31 | 12000
BATTERY SUPPORT UNIT | BATTERY SUPPORT UNIT | ZOLL MEDICAL | SUREPOWER | 2019-12-31 | 1200 | 2021-12-14 | 2023-12-31
DEFIBRILLATOR | DEFIBRILLATOR - PACED/SPO2/NIBP/CO2/IBP/TEMP | ZOLL MEDICAL | X SERIES | 2019-12-30 | 20056.824 | 2021-12-31 | 2024-05-10
MUSCLE STIMULATORS | MUSCLE STIMULATOR ODFS PACE V1 | ODSTOCK MEDICAL LTD | ODFS PACE V1 | 2019-12-20 | 991.2
NEBULIZER | NEBULIZER | PARI MEDICAL | TURBO BOY SX | 2019-12-20 | 96
NEBULIZER | NEBULIZER | PARI MEDICAL | TURBO BOY SX | 2019-12-20 | 96
NEBULIZER | NEBULIZER | PARI MEDICAL | TURBO BOY SX | 2019-12-20 | 96
NEBULIZER | NEBULIZER | PARI MEDICAL | TURBO BOY SX | 2019-12-20 | 96
NEBULIZER | NEBULIZER | PARI MEDICAL | TURBO BOY SX | 2019-12-20 | 96
PULMONARY ASSESSMENT SYSTEM | EXHALYZER D.PULMONARY FUNCTION TESTING DEVICE | ECO PHYSICS | M3024 | 2019-12-19 | 27442.2 | 2024-07-25 | 2025-07-15
ELECTRIC COT | ELECTRIC COT | SCAN MOBILITY | IMPRESSIONS COT | 2019-12-05 | 3163.2
SCALES | SCALES - PATIENT SLIDE | MARSDEN | M-999 | 2019-12-02 | 2874 | 2022-01-31 | 2024-11-15
MUSCLE STIMULATORS | MUSCLE STIMULATOR ODFS PACE V1 | ODSTOCK MEDICAL LTD | ODFS PACE V1 | 2019-12-20 | 991.2
FLAT SCREEN DISPLAY | LCD MONITOR - FLAT SCREEN DISPLAY | PANASONIC | EJ-MDA32E-K | 2019-11-19 | 3600 | 2024-03-25 | 2025-03-25
ENDOSCOPY STACKING TROLLEY | ENDOSCOPY SLAVE TROLLEY | KARL STORZ | VC-2010MC | 2019-11-19 | 3600 | 2023-02-02 15:07 | 2025-01-15
DIALYSIS MACHINE | INFANT HAEMO DIALYSIS MACHINE | ALLMED MEDICAL | NIDUS | 2019-11-15 | 12000
DIALYSIS MACHINE | INFANT HAEMO DIALYSIS MACHINE | ALLMED MEDICAL | NIDUS | 2019-11-15 | 12000
VITAL SIGNS MONITOR | VITAL SIGNS MONITOR: NIBP, SPO2, TEMP | WELCH ALLYN | 74CE CONNEX | 2019-11-14 | 1800 | 2022-07-04 | 2025-07-04
ELECTRIC COT | ELECTRIC COT | SCAN MOBILITY | IMPRESSIONS COT | 2019-12-05 | 3163.2
PATIENT HOIST | PATIENT HOIST - OVERHEAD | ARJO HUNTLEIGH | MAXI SKY 2 | 2019-11-06 | 3000 | 2023-07-18 | 2024-01-18
PATIENT HOIST | PATIENT HOIST - OVERHEAD | ARJO HUNTLEIGH | MAXI SKY 2 | 2019-11-06 | 3000 | 2023-07-18 | 2024-01-18
BLOOD GAS ANALYSER | BLOOD TEST DEVICE | ALERE LTD | AFINION 2 | 2019-12-17 | 12000
GAS REGULATOR & FLOWMETER | 7 BAR DUAL STAGE AIR REGULATOR - GAS REGULATOR AND FLOWMETER | THERAPY EQUIPMENT | 6047 | 2019-11-04 | 278.4 |  | 2023-11-15
PATIENT HOIST | PATIENT HOIST - OVERHEAD | ARJO HUNTLEIGH | MAXI SKY 2 | 2019-11-06 | 3000 | 2023-07-18 | 2024-01-18
PATIENT HOIST | PATIENT HOIST - OVERHEAD | ARJO HUNTLEIGH | MAXI SKY 2 | 2019-11-06 | 3000 | 2023-07-21 | 2024-01-21
PATIENT HOIST | PATIENT HOIST - OVERHEAD | ARJO HUNTLEIGH | MAXI SKY 2 | 2019-11-06 | 3000 | 2023-07-18 | 2024-01-18
PATIENT HOIST | PATIENT HOIST - OVERHEAD | ARJO HUNTLEIGH | MAXI SKY 2 | 2019-11-06 | 3000 | 2023-07-21 | 2024-01-21
HUMIDIFIER | HEATED HUMIDIFIER | F & P | MR810 | 2019-11-01 | 836.4 | 2024-02-19 | 2025-02-01
HUMIDIFIER | HEATED HUMIDIFIER | F & P | MR810 | 2019-11-01 | 836.4 | 2023-03-07 11:40 | 2025-02-01
HUMIDIFIER | HEATED HUMIDIFIER | F & P | MR810 | 2019-11-01 | 836.4 | 2024-04-23 | 2025-06-01
HUMIDIFIER | HEATED HUMIDIFIER | F & P | MR810 | 2019-11-01 | 836.4 | 2024-04-24 | 2025-06-01
HUMIDIFIER | HEATED HUMIDIFIER | F & P | MR810 | 2019-11-01 | 836.4 | 2024-01-26 | 2025-06-01
HUMIDIFIER | HEATED HUMIDIFIER | F & P | MR810 | 2019-11-01 | 836.4 | 2023-06-14 | 2025-02-01
HUMIDIFIER | HEATED HUMIDIFIER | F & P | MR810 | 2019-11-01 | 836.4 | 2024-01-17 | 2025-02-01
HUMIDIFIER | HEATED HUMIDIFIER | F & P | MR810 | 2019-11-01 | 836.4 | 2024-01-17 | 2025-02-01
HUMIDIFIER | HEATED HUMIDIFIER | F & P | MR810 | 2019-11-01 | 836.4 | 2024-06-14 | 2025-06-01
HUMIDIFIER | HEATED HUMIDIFIER | F & P | MR810 | 2019-11-01 | 836.4 | 2024-06-17 | 2026-02-01
HUMIDIFIER | HEATED HUMIDIFIER | F & P | MR810 | 2019-11-01 | 836.4 | 2024-01-31 | 2025-02-01
HUMIDIFIER | HEATED HUMIDIFIER | F & P | MR810 | 2019-11-01 | 836.4 | 2024-02-21 | 2026-02-01
HUMIDIFIER | HEATED HUMIDIFIER | F & P | MR810 | 2019-11-01 | 836.4 | 2024-01-29 | 2025-02-01
HUMIDIFIER | HEATED HUMIDIFIER | F & P | MR810 | 2019-11-01 | 836.4 | 2023-03-03 14:50 | 2025-02-01
HUMIDIFIER | HEATED HUMIDIFIER | F & P | MR810 | 2019-10-31 | 836.4 | 2024-01-29 | 2025-10-01
HUMIDIFIER | HEATED HUMIDIFIER | F & P | MR810 | 2019-10-31 | 836.4 | 2024-01-29 | 2025-02-01
HUMIDIFIER | HEATED HUMIDIFIER | F & P | MR810 | 2019-10-31 | 836.4 | 2024-07-05 | 2026-02-01
HUMIDIFIER | HEATED HUMIDIFIER | F & P | MR810 | 2019-10-31 | 836.4 | 2024-02-13 | 2025-02-01
HUMIDIFIER | HEATED HUMIDIFIER | F & P | MR810 | 2019-10-31 | 836.4 | 2023-02-01 15:36 | 2025-02-01
HUMIDIFIER | HEATED HUMIDIFIER | F & P | MR810 | 2019-10-31 | 836.4 | 2023-02-16 14:58 | 2025-02-01
HUMIDIFIER | HEATED HUMIDIFIER | F & P | MR810 | 2019-10-31 | 836.4 | 2024-01-25 | 2025-02-01
HUMIDIFIER | HEATED HUMIDIFIER | F & P | MR810 | 2019-10-31 | 836.4 | 2024-01-26 | 2025-02-01
HUMIDIFIER | HEATED HUMIDIFIER | F & P | MR810 | 2019-10-31 | 836.4 | 2024-01-29 | 2025-02-01
HUMIDIFIER | HEATED HUMIDIFIER | F & P | MR810 | 2019-10-30 | 836.4 | 2024-01-29 | 2025-02-01
HUMIDIFIER | HEATED HUMIDIFIER | F & P | MR810 | 2019-10-30 | 836.4 | 2024-02-14 | 2025-02-01
HUMIDIFIER | HEATED HUMIDIFIER | F & P | MR810 | 2019-10-30 | 836.4 | 2023-11-20 | 2024-10-01
HUMIDIFIER | HEATED HUMIDIFIER | F & P | MR810 | 2019-10-30 | 836.4 | 2024-02-13 | 2025-10-01
HUMIDIFIER | HEATED HUMIDIFIER | F & P | MR810 | 2019-10-30 | 836.4 | 2024-02-14 | 2025-02-01
HUMIDIFIER | HEATED HUMIDIFIER | F & P | MR810 | 2019-10-30 | 836.4 | 2024-01-30 | 2025-02-01
TCPCO2 MONITOR | TCPCO2 MONITOR | RADIOMETER | TCM5 BASIC | 2019-11-19 | 9489.3 | 2023-11-14 | 2024-11-14
TCPCO2 MONITOR | TCPCO2 MONITOR | RADIOMETER | TCM5 BASIC | 2019-11-19 | 9489.3 | 2022-11-16 14:34 | 2025-01-15
TCPCO2 MONITOR | TCPCO2 MONITOR | RADIOMETER | TCM5 BASIC | 2019-11-19 | 9489.3 | 2024-03-19 | 2025-03-19
TCPCO2 MONITOR | TCPCO2 MONITOR | RADIOMETER | TCM5 BASIC | 2019-11-19 | 9489.3 | 2023-11-17 | 2024-11-17
TCPCO2 MONITOR | TCPCO2 MONITOR | RADIOMETER | TCM5 BASIC | 2019-11-19 | 9489.3 | 2023-11-17 | 2024-11-17
SUCTION UNIT | PORTABLE SUCTION UNIT | LAERDAL | LCSU4 | 2019-11-14 | 0 | 2023-09-05 | 2025-11-17
BLOOD PUMP | BLOOD PUMP | THORATEC | CENTRIMAG 201-30300 | 2020-01-08 | 27600 | 2023-08-17 | 2024-09-15
BLOOD PUMP | BLOOD PUMP | THORATEC | CENTRIMAG 201-30300 | 2020-01-08 | 27600 | 2023-08-17 | 2024-09-15
OXIMETER | PULSE OXIMETER | NELLCOR | PM100N | 2019-10-29 | 1200 |  | 2024-04-15
OXIMETER | PULSE OXIMETER | NELLCOR | PM100N | 2019-10-29 | 1200 |  | 2024-04-15
OXIMETER | PULSE OXIMETER | NELLCOR | PM100N | 2019-10-29 | 1200 | 2024-05-03 | 2027-05-03
OXIMETER | PULSE OXIMETER | NELLCOR | PM100N | 2019-10-29 | 1200 | 2023-12-27 | 2026-12-27
VITAL SIGNS MONITOR | VITAL SIGNS MONITOR: NIBP, SPO2, TEMP | WELCH ALLYN | 74CE CONNEX | 2019-10-28 | 1800 | 2023-05-25 | 2026-05-25
DERMATOSCOPE | DERMATOSCOPE | HEINE | DELTA 20 | 2019-10-14 | 786
VITAL SIGNS MONITOR | VITAL SIGNS MONITOR: NIBP, SPO2, TEMP | WELCH ALLYN | 74CE CONNEX | 2019-10-11 | 1800 | 2023-05-25 | 2026-05-25
VENTILATOR | VENTILATOR | RESMED LTD | STELLAR 100 | 2019-10-10 | 3600 | 2020-11-09 | 2024-10-10
CAMERA HEAD | CAMERA HEAD - 4K IMAGE1 S | KARL STORZ | TH120 | 2019-10-11 | 16934.4
VIDEO PRINTER | VIDEO PRINTER | SONY | UP-DR80MD | 2019-10-10 | 2400 | 2024-01-13 | 2025-01-13
ENDOSCOPY VIDEO CAPTURE UNIT | ENDOSCOPY VIDEO CAPTURE UNIT - IMAGE1 D3-LINK | KARL STORZ | TC302 | 2019-10-10 | 4435.2 | 2023-06-22 | 2025-01-15
ENDOSCOPY VIDEO CAPTURE UNIT | ENDOSCOPY VIDEO CAPTURE UNIT - IMAGE 1 S 4U-LINK | KARL STORZ | TC304 | 2019-10-11 | 4435.2 | 2024-01-13 | 2025-01-13
CAMERA CONTROL UNIT | CAMERA CONTROL UNIT - IMAGE1 S CONNECT II | KARL STORZ | TC201 | 2019-10-10 | 6552 | 2024-01-13 | 2025-01-13
LIGHT SOURCE | LIGHT SOURCE - POWER LED 300 | KARL STORZ | TL300 | 2019-10-10 | 3600 | 2024-01-13 | 2025-01-13
ENDOSCOPY VIDEO CAPTURE UNIT | AIDA WD200 (IMAGE CAPTURE SYSTEM) | KARL STORZ | WD200 | 2019-10-10 | 14400 | 2024-01-13 | 2025-01-13
INSUFFLATOR CO2 | ENDOFLATOR - TOUCH SCREEN | KARL STORZ | UI400 | 2019-10-10 | 11585.664 | 2023-03-23 13:18 | 2025-05-12
FLAT SCREEN MONITOR - TOUCH | DISPLAY LCD FLAT SCREEN 19 INCH TOUCH SCREEN MEDICAL GRADE | KARL STORZ | 200905 19 | 2019-10-10 | 2400 | 2024-01-13 | 2025-01-13
FLAT SCREEN DISPLAY | FLATSCREEN DISPLAY - RADIANCE ULTRA 4KUHD | NDS SURGICAL IMAGING BV | SC-WK32-G1B24 | 2019-10-10 | 3000 | 2024-01-13 | 2025-01-13
ENDOSCOPY STACKING TROLLEY | ENDOSCOPY STACKING TROLLEY | KARL STORZ | VC-2010 | 2019-10-10 | 3600 | 2024-01-13 | 2025-01-13
ULTRASOUND PROBE | ULTRASOUND PROBE | FUJIFILM SONOSITE | L25X | 2019-10-07 | 6120
OXIMETER | PULSE OXIMETER FINGERTIP | BEIJING CHOICE ELECTRONIC TECHNOLOGY CO., LTD. | MD300CB3 | 2019-10-07 | 72
OXIMETER | PULSE OXIMETER FINGERTIP | BEIJING CHOICE ELECTRONIC TECHNOLOGY CO., LTD. | MD300CB3 | 2019-10-07 | 72
OXIMETER | PULSE OXIMETER FINGERTIP | BEIJING CHOICE ELECTRONIC TECHNOLOGY CO., LTD. | MD300CB3 | 2019-10-07 | 72
OXIMETER | PULSE OXIMETER FINGERTIP | BEIJING CHOICE ELECTRONIC TECHNOLOGY CO., LTD. | MD300CB3 | 2019-10-07 | 72
OXIMETER | PULSE OXIMETER FINGERTIP | BEIJING CHOICE ELECTRONIC TECHNOLOGY CO., LTD. | MD300CB3 | 2019-10-07 | 72
OXIMETER | PULSE OXIMETER FINGERTIP | BEIJING CHOICE ELECTRONIC TECHNOLOGY CO., LTD. | MD300CB3 | 2019-10-07 | 72
OXIMETER | PULSE OXIMETER FINGERTIP | BEIJING CHOICE ELECTRONIC TECHNOLOGY CO., LTD. | MD300C52 | 2019-10-07 | 180
STANDING AID | STANDING AID | HANDICARE | ReTurn 7500 | 2019-11-11 | 480
OXIMETER | HAND HELD PULSE OXIMETER | NELLCOR | PM10N | 2019-10-01 | 1050
OXIMETER | PULSE OXIMETER | NELLCOR | PM100N | 2019-10-01 | 1200 |  | 2025-06-18
OXIMETER | PULSE OXIMETER | NELLCOR | PM100N | 2019-10-01 | 1200 | 2023-02-27 11:00 | 2025-09-15
OXIMETER | PULSE OXIMETER | NELLCOR | PM100N | 2019-10-01 | 1200 |  | 2025-09-18
OXIMETER | PULSE OXIMETER | NELLCOR | PM100N | 2019-09-30 | 1200 | 2022-12-01 14:05 | 2025-09-15
OXIMETER | PULSE OXIMETER | NELLCOR | PM100N | 2019-09-27 | 1200 | 2022-06-09 | 2025-09-15
SCALES | SCALES - BABY | SECA | 376 | 2019-09-27 | 373.5 | 2023-12-15 | 2024-11-15
HEATER/COOLER HEART LUNG | HEART LUNG HEATER COOLER | CHALICE MEDICAL | PARATHERM | 2019-09-25 | 4200 | 2023-08-17 | 2024-09-15
BATTERY PACK | BATTERY PACK | ARJO HUNTLEIGH | KPA0100 | 2019-09-18 | 285.54
TYMPANIC THERMOMETER | THERMOMETER TEMPORAL SCANNER | EXERGEN CORP | TAT-5000 | 2019-09-18 | 450 |  | 2025-01-15
OXIMETER | PULSE OXIMETER | NELLCOR | PM100N | 2019-09-17 | 1200 |  | 2023-09-15
SUCTION CONTROLLER | HIGH SUCTION CONTROLLER | THERAPY EQUIPMENT | DIAMOND RANGE HIGH | 2019-09-11 | 168
GAS REGULATOR & FLOWMETER | 0-1LPM BULLNOSE AIR DIAL REGULATOR | THERAPY EQUIPMENT | 5080 | 2019-09-02 | 186 | 2024-01-11 | 2024-09-11
SCALES | SCALES - STAND ON | SECA | 877 | 2019-08-28 | 240 | 2021-03-31 | 2024-11-15
SCALES | SCALES - STAND ON | SECA | 877 | 2019-08-28 | 240 | 2021-03-31 | 2024-11-15
HUMALACTOR | HUMALACTOR | MEDELA | SWING | 2019-08-22 | 120 |  | 2025-06-15
BLOOD GAS ANALYSER | BLOOD GAS ANALYSER - I-STAT | ABBOTT LABS | I-STAT 1 | 2019-08-22 | 9031.8 | 2024-06-17 | 2024-11-09
SCALES | SCALES - CHAIR | SECA | 959 | 2019-08-21 | 629.1 | 2023-12-11 | 2024-11-15
NEBULIZER | NEBULIZER | PARI MEDICAL | TURBO BOY SX | 2019-08-20 | 134.4
NEBULIZER | NEBULIZER | PARI MEDICAL | TURBO BOY SX | 2019-08-20 | 134.4
NEBULIZER | NEBULIZER | PARI MEDICAL | TURBO BOY SX | 2019-08-20 | 134.4
NEBULIZER | NEBULIZER | PARI MEDICAL | TURBO BOY SX | 2019-08-20 | 134.4
NEBULIZER | NEBULIZER | PARI MEDICAL | TURBO BOY SX | 2019-08-20 | 134.4
NEBULIZER | NEBULIZER | PARI MEDICAL | TURBO BOY SX | 2019-08-20 | 134.4
NEBULIZER | NEBULIZER | PARI MEDICAL | TURBO BOY SX | 2019-08-20 | 134.4
NEBULIZER | NEBULIZER | PARI MEDICAL | TURBO BOY SX | 2019-08-20 | 134.4
NEBULIZER | NEBULIZER | PARI MEDICAL | TURBO BOY SX | 2019-08-20 | 134.4
NEBULIZER | NEBULIZER | PARI MEDICAL | TURBO BOY SX | 2019-08-20 | 134.4
NEBULIZER | NEBULIZER | PARI MEDICAL | TURBO BOY SX | 2019-08-20 | 134.4
NEBULIZER | NEBULIZER | PARI MEDICAL | TURBO BOY SX | 2019-08-20 | 134.4
NEBULIZER | NEBULIZER | PARI MEDICAL | TURBO BOY SX | 2019-08-20 | 134.4
NEBULIZER | NEBULIZER | PARI MEDICAL | TURBO BOY SX | 2019-08-20 | 134.4
NEBULIZER | NEBULIZER | PARI MEDICAL | TURBO BOY SX | 2019-08-19 | 134.4
NEBULIZER | NEBULIZER | PARI MEDICAL | PARI BOY SX | 2019-08-19 | 180
NEBULIZER | NEBULIZER | PARI MEDICAL | PARI BOY SX | 2019-08-19 | 180
NEBULIZER | NEBULIZER | PARI MEDICAL | PARI BOY SX | 2019-08-19 | 180
NEBULIZER | NEBULIZER | PARI MEDICAL | PARI BOY SX | 2019-08-19 | 180
NEBULIZER | NEBULIZER | PARI MEDICAL | PARI BOY SX | 2019-08-19 | 180
NEBULIZER | NEBULIZER | PARI MEDICAL | PARI BOY SX | 2019-08-19 | 180 | 2022-07-18
NEBULIZER | NEBULIZER | PARI MEDICAL | PARI BOY SX | 2019-08-19 | 180
NEBULIZER | NEBULIZER | PARI MEDICAL | PARI BOY SX | 2019-08-19 | 180
SUCTION CONTROLLER | SUCTION CONTROLLER | THERAPY EQUIPMENT | THORACIC | 2019-08-08 | 235.2
ABLATION MACHINE | SWITCHING BOX FOR THERMOCOAGULATION | DIXI MEDICAL | BST-020 | 2019-08-13 | 23940
ABLATION MACHINE | RADIOFREQUENCY GENERATOR | COSMAN MEDICAL | G4 | 2019-08-08 | 23954.4 | 2024-07-23 | 2025-07-23
DIETARY FEED PUMP | ENTERAL FEEDING PUMP | NUTRICIA | FLOCARE INFINITY | 2019-08-06 | 960
OXIMETER | PULSE OXIMETER | MASIMO UK | RAD-97 | 2019-07-09 | 1087.044 | 2021-11-19 | 2024-11-15
OXIMETER | PULSE OXIMETER | MASIMO UK | RAD-97 | 2019-07-09 | 1087.044 | 2021-10-05 | 2024-10-16
OXIMETER | PULSE OXIMETER | MASIMO UK | RAD-97 | 2019-07-09 | 1087.044 | 2021-11-19 | 2024-11-19
OXIMETER | PULSE OXIMETER | MASIMO UK | RAD-97 | 2019-07-09 | 1087.044 | 2022-10-17 | 2027-10-17
OXIMETER | PULSE OXIMETER | MASIMO UK | RAD-97 | 2019-07-09 | 1087.044 | 2021-10-05 | 2024-10-17
OXIMETER | PULSE OXIMETER | MASIMO UK | RAD-97 | 2019-07-09 | 1087.044 | 2024-10-07 | 2027-10-07
HUMIDIFIER | HUMIDIFIER AND FLOW GENERATOR | F & P | AIRVO 2 | 2019-07-08 | 2400 | 2023-10-03 | 2024-10-01
HI-LO BATH | Baby Bath - Variable Height | BRISTOL MAID (HOSP.M.CRAFT) | BA015 | 2019-07-09 | 600
OXIMETER | PULSE OXIMETER | NELLCOR | PM100N | 2019-07-04 | 1200 |  | 2025-05-18
CONTROL-WARMING MATT | CONTROL-WARMING MATT | INSPIRATION | ALPHACORE 5 | 2019-06-28 | 2808 | 2024-01-26 | 2025-01-26
ABLATION MACHINE | SYSTEM CONTROL | STOCKERT | SMARTABLATE (SYSTEM CONTROL) | 2019-06-27 | 36000 |  | 2025-01-15
IRRIGATION SYSTEM | IRRIGATION PUMP | BIOSENSE WEBSTER | COOL FLOW | 2019-06-27 | 36000 |  | 2025-01-15
ABLATION MACHINE | RF ABLATION GENERATOR | STOCKERT | SMARTABLATE | 2019-06-27 | 36000 |  | 2025-01-15
WATER BATH | WATER BATH | NICKEL ELECTRO | NEI-8SB | 2019-06-04 | 0 | 2024-05-02 | 2025-05-02
HEIGHT GAUGE | HEIGHT GAUGE | SECA | 216 | 2019-08-01 | 82.8
TEMP MODULE | TEMP MODULE | PHILIPS LTD | M1029A | 2019-06-21 | 600
HEIGHT GAUGE | HEIGHT MEASURING GAUGE - PAEDIATRIC | SECA | 416 | 2019-05-31 | 402
NEBULIZER | NEBULIZER | PARI MEDICAL | PARI BOY SX | 2019-05-29 | 180
NEBULIZER | NEBULIZER | PARI MEDICAL | PARI BOY SX | 2019-05-29 | 180
NEBULIZER | NEBULIZER | PARI MEDICAL | PARI BOY SX | 2019-05-29 | 180
NEBULIZER | NEBULIZER | PARI MEDICAL | PARI BOY SX | 2019-05-29 | 180
NEBULIZER | NEBULIZER | PARI MEDICAL | PARI BOY SX | 2019-05-29 | 180
SUCTION CONTROLLER | HIGH SUCTION CONTROLLER | THERAPY EQUIPMENT | DIAMOND RANGE HIGH | 2019-10-14 | 0
SUCTION UNIT | TWIN MOBILE SUCTION UNIT | THERAPY EQUIPMENT | 7763 | 2019-05-23 | 372
HEIGHT GAUGE | HEIGHT MEASURING SCALE/GAUGE | HOLTAIN LTD | HARPENDEN STADIOMETER | 2019-05-15 | 1092
VENTILATOR OSCILLATORY | VENTILATOR - H.F.O | CAREFUSION | 3100A | 2019-05-01 | 27600 | 2024-06-19 | 2025-03-12
NEBULIZER | NEBULIZER | PARI MEDICAL | EFLOW RAPID | 2019-04-15 | 510
NEBULIZER | NEBULIZER | PARI MEDICAL | EFLOW RAPID | 2019-04-15 | 510
SUCTION UNIT | SUCTION - LAERDAL - BATTERY | LAERDAL | LSU-2 | 2019-04-10 | 816 | 2022-06-07 | 2025-06-07
SUCTION UNIT | SUCTION - LAERDAL - BATTERY | LAERDAL | LSU-2 | 2019-04-10 | 816 | 2022-06-07 | 2025-06-07
OPERATING TABLE | OPERATING TABLE | MAQUET | MEERA OP TABLE | 2019-04-03 | 41745.024 | 2023-10-12 | 2024-05-15
OPERATING TABLE | OPERATING TABLE | MAQUET | MEERA OP TABLE | 2019-04-03 | 41745.024 | 2023-10-12 | 2024-05-15
AUDIO DOPPLER | POCKET AUDIO DOPPLER | ULTRASOUND TECHNOLOGIES LTD | PD1 | 2019-03-30 | 769.2
SUCTION CONTROLLER | HIGH SUCTION CONTROLLER | THERAPY EQUIPMENT | DIAMOND RANGE HIGH | 2019-04-04 | 168
SUCTION CONTROLLER | HIGH SUCTION CONTROLLER | THERAPY EQUIPMENT | DIAMOND RANGE HIGH | 2019-03-18 | 168
NEBULIZER | NEBULIZER | PARI MEDICAL | EFLOW RAPID | 2019-03-18 | 510
NEBULIZER | NEBULIZER | PARI MEDICAL | EFLOW RAPID | 2019-03-18 | 510
NEBULIZER | NEBULIZER | PARI MEDICAL | EFLOW RAPID | 2019-03-18 | 510
NEBULIZER | NEBULIZER | PARI MEDICAL | EFLOW RAPID | 2019-03-18 | 510
CHARGER | AMBULATORY INFUSION PUMP CHARGER | CME MEDICAL | BODYGUARD 323 CHARGER | 2019-03-11 | 600
CHARGER | AMBULATORY INFUSION PUMP CHARGER | CME MEDICAL | BODYGUARD 323 CHARGER | 2019-03-11 | 600
LASER - CLASS 4 | LASER | A.R.C. LASER GMBH | NUVOLAS GEN II | 2019-03-06 | 36330 | 2023-02-20 15:40 | 2023-08-20
NEBULIZER | NEBULIZER | PARI MEDICAL | TURBO BOY SX | 2019-03-04 | 510
NEBULIZER | NEBULIZER | PARI MEDICAL | TURBO BOY SX | 2019-03-04 | 510
NEBULIZER | NEBULIZER | PARI MEDICAL | TURBO BOY SX | 2019-03-04 | 510
NEBULIZER | NEBULIZER | PARI MEDICAL | TURBO BOY SX | 2019-03-04 | 510 | 2022-07-18
NEBULIZER | NEBULIZER | PARI MEDICAL | TURBO BOY SX | 2019-03-04 | 510
NEBULIZER | NEBULIZER | PARI MEDICAL | TURBO BOY SX | 2019-03-04 | 510
OXIMETER | PULSE OXIMETER | NELLCOR | PM100N | 2019-02-25 | 1200 |  | 2025-05-18
NEBULIZER | NEBULIZER | PARI MEDICAL | TURBO BOY SX | 2019-02-11 | 510
NEBULIZER | NEBULIZER | PARI MEDICAL | TURBO BOY SX | 2019-02-11 | 510
NEBULIZER | NEBULIZER | PARI MEDICAL | TURBO BOY SX | 2019-02-11 | 510
NEBULIZER | NEBULIZER | PARI MEDICAL | TURBO BOY SX | 2019-02-11 | 510
BATTERY PACK | BATTERY PACK | ARJO HUNTLEIGH | SPL3021 | 2019-02-08 | 285.54
SUCTION CONTROLLER | HIGH SUCTION CONTROLLER | THERAPY EQUIPMENT | DIAMOND RANGE HIGH | 2019-05-15 | 168
SCALES | SCALES - STAND ON | SECA | 877 | 2019-02-15 | 240 | 2023-12-13 | 2024-11-15
SCALES | SCALES - STAND ON | SECA | 877 | 2019-02-15 | 240 | 2021-03-15 | 2024-11-15
CENTRAL STATION | CENTRAL STATION INTELLIVUE INFORMATION CENTRE IX | PHILIPS LTD | PIIC IX | 2019-02-08 | 10271.496 | 2022-07-27 | 2024-12-15
FLAT SCREEN MONITOR - TOUCH | DISPLAY LCD FLAT SCREEN 24 INCH TOUCH SCREEN | ELO | ET2401C | 2019-02-13 | 1359.6
FLAT SCREEN MONITOR - TOUCH | DISPLAY LCD FLAT SCREEN 24 INCH TOUCH SCREEN | ELO | ET2401C | 2019-02-13 | 1359.6
SAO2/PLETH | MODULE SPO2/PLETH | PHILIPS LTD | M1020B | 2019-02-08 | 1359.6
SAO2/PLETH | MODULE SPO2/PLETH | PHILIPS LTD | M1020B | 2019-02-08 | 1359.6
DOCKING STATION | DOCKING STATION | PHILIPS LTD | INTELLIVUE DOCK | 2019-02-13 | 630
TRANSPORT MONITOR | PATIENT MONITOR INTELLIVUE X3 (5mm NIBP Port) | PHILIPS LTD | INTELLIVUE X3 (5mm NIBP) | 2019-02-04 | 4406.256 | 2024-02-12 | 2027-02-12
PATIENT MONITOR | PATIENT MONITOR INTELLIVUE MX500 | PHILIPS LTD | MX500 | 2019-02-04 | 7354.8 | 2023-10-13 | 2026-10-13
PATIENT MONITOR | PATIENT MONITOR INTELLIVUE MX500 | PHILIPS LTD | MX500 | 2019-02-04 | 7354.8 | 2021-08-25 | 2025-01-15
PATIENT MONITOR | PATIENT MONITOR INTELLIVUE MX500 | PHILIPS LTD | MX500 | 2019-02-04 | 7354.8 | 2023-01-31 15:20 | 2025-01-15
PATIENT MONITOR | PATIENT MONITOR INTELLIVUE MX500 | PHILIPS LTD | MX500 | 2019-02-04 | 7354.8 | 2023-05-23 | 2026-05-23
PATIENT MONITOR | PATIENT MONITOR INTELLIVUE MX500 | PHILIPS LTD | MX500 | 2019-02-04 | 7354.8 | 2023-01-31 15:20 | 2025-01-15
PATIENT MONITOR | PATIENT MONITOR INTELLIVUE MX500 | PHILIPS LTD | MX500 | 2019-02-04 | 7354.8 | 2023-01-31 15:20 | 2025-01-15
UNINTERRUPTIBLE POWER SUPPLY | UNINTERRUPTIBLE POWER SUPPLY | AMERICAN POWER CONVERSION (APC) | SMART-UPS SC450 | 2019-02-11 | 600 | 2022-11-07 14:45 | 2024-11-07
NETWORK HUB/SWITCH | NETWORK SWITCH | CISCO SYSTEMS | WS-C2960+24TC-S | 2019-02-26 | 1302
AMBULATORY ARRHYTHMIA MONITOR | AMBULATORY ECG RECORDER | SPACELABS | LIFECARD CF | 2019-01-25 | 2152.8
AMBULATORY ARRHYTHMIA MONITOR | AMBULATORY ECG RECORDER | SPACELABS | LIFECARD CF | 2019-01-25 | 2152.8
AMBULATORY ARRHYTHMIA MONITOR | AMBULATORY ECG RECORDER | SPACELABS | LIFECARD CF | 2019-01-25 | 2152.8
CARDIOGRAPH | CARDIOGRAPH 18 LEAD | SPACELABS | CardioExpress SL18A | 2019-01-23 | 7192.8 | 2024-09-16 | 2025-09-16
SCALES | SCALES - BABY | SECA | 385 | 2019-01-24 | 286.8 | 2023-11-30 | 2024-11-15
CHANGING TABLE | CHANGING TABLE | PLINTH 2000 | 502CT | 2019-02-13 | 1068
DIAGNOSTIC SYSTEM | DIAGNOSTIC SYSTEM - WALL TRANSFORMER | WELCH ALLYN | GS777 | 2019-03-18 | 600
AUDIO DOPPLER | POCKET AUDIO DOPPLER | ULTRASOUND TECHNOLOGIES LTD | PD1 | 2019-02-04 | 234
AUDIO DOPPLER | POCKET AUDIO DOPPLER | ULTRASOUND TECHNOLOGIES LTD | PD1 | 2019-02-04 | 234
ARTHROSCOPY FLUID MANAGEMENT | ARTHROSCOPY PUMP | ARTHREX INC | DUALWAVE | 2015-01-22 | 10695.924 | 2022-12-14 15:01 | 2023-11-01
HARD DISK DRIVE | ENCRYPTED HARD DRIVE | ISTORAGE | DISKASHUR DT 2TB | 2019-01-10 | 240
SCALES | SCALES - CHAIR | SECA | 959 | 2020-01-09 | 790.8 | 2023-12-11 | 2024-11-15
AMBULATORY ARRHYTHMIA MONITOR | AMBULATORY ECG RECORDER | SPACELABS | LIFECARD CF | 2018-11-14 | 2152.8
GAS REGULATOR & FLOWMETER | DIRECT DIAL FLOWMETER 0 - 1 L/MIN | THERAPY EQUIPMENT | 6561 | 2018-06-21 | 88.2 | 2022-10-05 | 2025-10-14
GAS REGULATOR & FLOWMETER | DIRECT DIAL FLOWMETER 0 - 1 L/MIN | THERAPY EQUIPMENT | 6561 | 2018-06-21 | 88.2 | 2023-09-12 | 2024-09-14
IRRIGATION SYSTEM | IRRIGATION PUMP | HK SURGICAL | KIP-II | 2018-07-16 | 2580 |  | 2025-01-15
HEATED COT/RESUS.UNIT | HEATED COT/RESUS.UNIT | DRAEGER | BABYTHERM 8004/8010 | 2018-07-13 | 10800 | 2023-10-16 | 2024-10-16
LEG EXERCISER | LEG EXERCISER - PEDAL | NRS HEALTHCARE | P01432 | 2018-06-27 | 26.34
CARDIOGRAPH | CARDIOGRAPH 18 LEAD | SPACELABS | CardioExpress SL18A | 2018-12-11 | 7192.8 | 2023-02-02 | 2024-10-08
NEBULIZER | NEBULIZER | PARI MEDICAL | EFLOW RAPID | 2018-12-10 | 510
NEBULIZER | NEBULIZER | PARI MEDICAL | EFLOW RAPID | 2018-12-10 | 510
NEBULIZER | NEBULIZER | PARI MEDICAL | EFLOW RAPID | 2018-12-10 | 510
VAPORIZERS | VAPORIZER - SEVOFLURANE | DATEX-OHMEDA | TEC7 SEVO | 2018-12-05 | 2400 | 2024-09-12 | 2025-09-15
BLOOD GAS ANALYSER | BLOOD GAS ANALYSER - I-STAT | ABBOTT LABS | I-STAT 1 | 2018-12-05 | 7481.22 | 2024-04-18 | 2024-11-15
DIALYSIS CHAIR | DIALYSIS CHAIR | GREINER | MULTILINE NEXT DC 4225100 | 2018-12-03 | 5794.992 | 2023-03-15 11:44 | 2025-11-15
DIALYSIS CHAIR | DIALYSIS CHAIR | GREINER | MULTILINE NEXT DC 4225100 | 2018-12-03 | 5794.992 | 2023-06-22 | 2026-06-22
DIALYSIS CHAIR | DIALYSIS CHAIR | GREINER | MULTILINE NEXT DC 4225100 | 2018-12-03 | 5794.992 | 2023-03-15 11:42 | 2025-11-15
DIALYSIS CHAIR | DIALYSIS CHAIR | GREINER | MULTILINE NEXT DC 4225100 | 2018-12-03 | 5794.992 | 2023-03-15 11:35 | 2025-11-15
CHAIR | PORTABLE CHAIR | SMIRTHWAITE | PORTABLE HIP SPICA | 2018-12-04 | 790.8 |  | 2023-12-15
VITAL SIGNS MONITOR | VITAL SIGNS MONITOR: NIBP, SPO2, TEMP | WELCH ALLYN | 74CE CONNEX | 2018-11-27 | 1800 | 2023-06-02 | 2026-06-02
VITAL SIGNS MONITOR | VITAL SIGNS MONITOR: NIBP, SPO2, TEMP | WELCH ALLYN | 74CE CONNEX | 2018-11-27 | 1800 | 2022-04-19 | 2025-04-14
VENTILATOR | TRANSPORT VENTILATOR | HAMILTON MEDICAL | T1 | 2018-11-30 | 15600 | 2024-06-12 | 2025-06-11
AMBULATORY ARRHYTHMIA MONITOR | AMBULATORY ECG RECORDER | SPACELABS | LIFECARD CF | 2018-11-14 | 2152.8
AUDIO DOPPLER | POCKET AUDIO DOPPLER | ULTRASOUND TECHNOLOGIES LTD | PD1 | 2018-11-12 | 1800
SUCTION CONTROLLER | SUCTION CONTROLLER | THERAPY EQUIPMENT | THORACIC | 2018-11-06 | 220.8
SUCTION CONTROLLER | HIGH SUCTION CONTROLLER | THERAPY EQUIPMENT | DIAMOND RANGE HIGH | 2018-10-30 | 168
TOURNIQUET | TOURNIQUET | VBM | TOURNIQUET 9000 | 2018-10-30 | 3000 | 2024-06-18 | 2025-06-10
PATIENT MONITOR | PATIENT MONITOR INTELLIVUE | PHILIPS LTD | MX400 | 2018-10-25 | 8706 | 2024-08-20 | 2027-08-20
OXIMETER | PULSE OXIMETER | NELLCOR | PM100N | 2018-10-23 | 1200 | 2023-07-18 | 2026-07-18
AUDIO DOPPLER | POCKET AUDIO DOPPLER | ULTRASOUND TECHNOLOGIES LTD | PD1 | 2018-10-23 | 234
SCALES | SCALES - CHAIR | SECA | 959 | 2018-10-18 | 678 | 2023-12-15 | 2024-11-15
SUCTION UNIT | MOBILE THEATRE SUCTION | THERAPY EQUIPMENT | 7763/SERRES | 2018-10-15 | 180
SCALES | SCALES - STAND ON | SECA | 877 | 2018-10-10 | 240 | 2021-03-15 | 2024-11-15
PACEMAKER | EXTERNAL PACEMAKER | MEDTRONIC | 5392 | 2018-10-10 | 1620
AUDIO DOPPLER | POCKET AUDIO DOPPLER | ULTRASOUND TECHNOLOGIES LTD | PD1 | 2018-10-09 | 234
SUCTION CONTROLLER | HIGH SUCTION CONTROLLER | THERAPY EQUIPMENT | DIAMOND RANGE HIGH | 2018-09-14 | 460.8
SUCTION CONTROLLER | HIGH SUCTION CONTROLLER | THERAPY EQUIPMENT | DIAMOND RANGE HIGH | 2018-09-14 | 460.8
ENTROPY MODULE | ENTROPY MODULE | GE LIMITED | E-ENTROPY-00 | 2018-09-05 | 3600
SCALES | SCALES - FLUID | SECA | 856 | 2018-08-29 | 120 | 2022-11-21 11:54 | 2024-11-15
HUMIDIFIER | HUMIDIFIER AND FLOW GENERATOR | F & P | AIRVO 2 | 2018-08-28 | 2400 | 2023-01-12 12:00 | 2024-10-16
WARMING MATTRESS | WARMING MATTRESS | INDITHERM | OTM1 | 2018-08-28 | 1020
SPIROMETER | SPIROMETER | CAREFUSION | MICROLAB ML3500 MK8 | 2018-08-21 | 2040
SPIROMETER | SPIROMETER | CAREFUSION | MICROLAB ML3500 MK8 | 2018-08-21 | 2040
SCALES | SCALES - BABY WITH BLUETOOTH | MARSDEN | M-400 | 2018-08-20 | 360 | 2022-02-09 | 2024-11-15
PACEMAKER | EXTERNAL PACEMAKER | MEDTRONIC | 5392 | 2018-08-15 | 1620
CENTRIFUGE | CENTRIFUGE | EPPENDORF | 5702R | 2018-08-01 | 1152
PATIENT MONITOR | PATIENT MONITOR INTELLIVUE | PHILIPS LTD | MX450 | 2018-07-27 | 9175.2 | 2024-07-25 | 2027-07-25
PATIENT MONITOR | PATIENT MONITOR INTELLIVUE | PHILIPS LTD | MX450 | 2018-07-27 | 9175.2 | 2024-02-01 | 2027-02-01
PATIENT MONITOR | PATIENT MONITOR INTELLIVUE | PHILIPS LTD | MX450 | 2018-07-27 | 9175.2 | 2024-03-11 | 2027-03-11
OXIMETER | PULSE OXIMETER | NELLCOR | PM100N | 2018-07-25 | 1200 | 2023-07-18 | 2026-07-18
ENDOSCOPY VIDEO CAPTURE UNIT | ENDOSCOPY VIDEO CAPTURE UNIT | ENCIRIS TECHNOLOGIES | LT-101-USB | 2018-06-21 | 1200
FLAT SCREEN DISPLAY | DISPLAY FLAT SCREEN 27 INCH WIDESCREEN | FUJIFILM | SC-WU27-G1522 | 2018-06-21 | 7257.6 | 2024-01-20 | 2025-01-20
ENDOSCOPY STACKING TROLLEY | THEATRE STACK SYSTEM TROLLEY | FUJIFILM | COMPACT CART | 2018-06-21 | 2484 | 2024-01-20 | 2025-01-20
VIDEO PRINTER | VIDEO PRINTER - COLOUR | SONY | UP-25MD | 2018-06-21 | 2376 | 2024-01-20 | 2025-01-20
ENDOSCOPY VIDEO SYSTEM | SCOPE PROCESSOR | FUJIFILM | VP-7000 | 2018-06-21 | 18720 | 2024-08-22 | 2025-08-22
LIGHT SOURCE | LIGHT SOURCE - LED | FUJIFILM | BL-7000 | 2018-06-21 | 9358.8 | 2024-08-22 | 2025-08-22
ENDOSCOPY STACKING TROLLEY | THEATRE STACK SYSTEM TROLLEY | FUJIFILM | COMPACT CART | 2018-06-21 | 2484 | 2024-01-20 | 2025-01-20
SCALES | SCALES - BABY | SECA | 385 | 2018-06-19 | 286.8 | 2023-12-11 | 2024-11-15
SCALES | SCALES - BABY | SECA | 385 | 2018-06-19 | 286.8 | 2023-11-30 | 2024-11-15
SCALES | SCALES - STAND ON | SECA | 877 | 2018-06-15 | 240 | 2021-02-22 | 2024-11-15
SCALES | SCALES - STAND ON | SECA | 877 | 2018-06-15 | 240 | 2023-12-13 | 2024-11-15
HEATER/COOLER HEART LUNG | HEART LUNG HEATER COOLER | CHALICE MEDICAL | PARATHERM | 2020-01-08 | 4200 | 2023-08-17 | 2024-09-15
SUCTION CONTROLLER | HIGH SUCTION CONTROLLER | THERAPY EQUIPMENT | DIAMOND RANGE HIGH | 2019-05-09 | 184.32
EEG MONITOR | INTRA-OPERATIVE EEG MONITORING SYSTEM | NIHON KOHDEN | MEE-1000A | 2018-06-21 | 60000 | 2024-05-14 | 2025-05-14
IRRIGATION SYSTEM | BIPOLAR IRRIGATOR | STRYKER | 6700-313-600 | 2018-06-07 | 2400 |  | 2025-01-15
DIATHERMY MACHINE | DIATHERMY MACHINE | STRYKER | 6700-313-500 | 2018-06-07 | 27809.28 | 2022-12-15 11:44 | 2025-07-08
BLOOD GAS ANALYSER | BLOOD TEST DEVICE | ALERE LTD | AFINION 2 | 2018-06-01 | 12000
DIETARY FEED PUMP | ENTERAL FEEDING PUMP | NUTRICIA | FLOCARE INFINITY | 2018-04-10 | 960
DIETARY FEED PUMP | ENTERAL FEEDING PUMP | NUTRICIA | FLOCARE INFINITY | 2018-04-10 | 960
DIETARY FEED PUMP | ENTERAL FEEDING PUMP | NUTRICIA | FLOCARE INFINITY | 2018-04-10 | 960
DIETARY FEED PUMP | ENTERAL FEEDING PUMP | NUTRICIA | FLOCARE INFINITY | 2018-04-10 | 960
DIETARY FEED PUMP | ENTERAL FEEDING PUMP | NUTRICIA | FLOCARE INFINITY | 2018-04-10 | 960
DIETARY FEED PUMP | ENTERAL FEEDING PUMP | NUTRICIA | FLOCARE INFINITY | 2018-04-10 | 960
DIETARY FEED PUMP | ENTERAL FEEDING PUMP | NUTRICIA | FLOCARE INFINITY | 2018-04-10 | 960
DIETARY FEED PUMP | ENTERAL FEEDING PUMP | NUTRICIA | FLOCARE INFINITY | 2018-04-10 | 960
DIETARY FEED PUMP | ENTERAL FEEDING PUMP | NUTRICIA | FLOCARE INFINITY | 2018-04-10 | 960
DIETARY FEED PUMP | ENTERAL FEEDING PUMP | NUTRICIA | FLOCARE INFINITY | 2018-04-10 | 960
DIETARY FEED PUMP | ENTERAL FEEDING PUMP | NUTRICIA | FLOCARE INFINITY | 2018-04-10 | 960
DIETARY FEED PUMP | ENTERAL FEEDING PUMP | NUTRICIA | FLOCARE INFINITY | 2018-04-10 | 960
DIETARY FEED PUMP | ENTERAL FEEDING PUMP | NUTRICIA | FLOCARE INFINITY | 2018-04-10 | 960
DIETARY FEED PUMP | ENTERAL FEEDING PUMP | NUTRICIA | FLOCARE INFINITY | 2018-04-10 | 960
DIETARY FEED PUMP | ENTERAL FEEDING PUMP | NUTRICIA | FLOCARE INFINITY | 2018-04-10 | 960
DIETARY FEED PUMP | ENTERAL FEEDING PUMP | NUTRICIA | FLOCARE INFINITY | 2018-04-10 | 960
DIETARY FEED PUMP | ENTERAL FEEDING PUMP | NUTRICIA | FLOCARE INFINITY | 2018-04-10 | 960
DIETARY FEED PUMP | ENTERAL FEEDING PUMP | NUTRICIA | FLOCARE INFINITY | 2018-04-10 | 960
DIETARY FEED PUMP | ENTERAL FEEDING PUMP | NUTRICIA | FLOCARE INFINITY | 2018-04-10 | 960
DIETARY FEED PUMP | ENTERAL FEEDING PUMP | NUTRICIA | FLOCARE INFINITY | 2018-04-10 | 960
DIETARY FEED PUMP | ENTERAL FEEDING PUMP | NUTRICIA | FLOCARE INFINITY | 2018-04-10 | 960
DIETARY FEED PUMP | ENTERAL FEEDING PUMP | NUTRICIA | FLOCARE INFINITY | 2018-04-10 | 960
DIETARY FEED PUMP | ENTERAL FEEDING PUMP | NUTRICIA | FLOCARE INFINITY | 2018-04-10 | 960
DIETARY FEED PUMP | ENTERAL FEEDING PUMP | NUTRICIA | FLOCARE INFINITY | 2018-04-10 | 960
DIETARY FEED PUMP | ENTERAL FEEDING PUMP | NUTRICIA | FLOCARE INFINITY | 2018-04-10 | 960
DIETARY FEED PUMP | ENTERAL FEEDING PUMP | NUTRICIA | FLOCARE INFINITY | 2018-04-10 | 960
DIETARY FEED PUMP | ENTERAL FEEDING PUMP | NUTRICIA | FLOCARE INFINITY | 2018-04-10 | 960
DIETARY FEED PUMP | ENTERAL FEEDING PUMP | NUTRICIA | FLOCARE INFINITY | 2018-04-10 | 960
DIETARY FEED PUMP | ENTERAL FEEDING PUMP | NUTRICIA | FLOCARE INFINITY | 2018-04-10 | 960
SCALES | SCALES - BABY | MARSDEN | M-300 | 2018-04-03 | 360 | 2024-03-05 | 2024-11-15
CAMERA HEAD | CAMERA HEAD | SMITH & NEPHEW | 560H | 2018-05-30 | 4800
DIATHERMY MACHINE | COBLATION SYSTEM | SMITH & NEPHEW | WEREWOLF | 2018-05-30 | 14400 | 2024-07-23 | 2025-07-23
PATIENT TROLLEY | CRITICAL CARE TROLLEY | FERNO | CCT SIX-P | 2005-04-01 | 15054.48 | 2021-09-22 | 2024-09-15
NEBULIZER | NEBULIZER | MEDIX LTD | AC2000 | 2018-04-24 | 240
NEBULIZER | NEBULIZER | MEDIX LTD | AC2000 | 2018-04-24 | 240
NEBULIZER | NEBULIZER | MEDIX LTD | AC2000 | 2018-04-24 | 240
NEBULIZER | NEBULIZER | MEDIX LTD | AC2000 | 2018-04-24 | 240
NEBULIZER | NEBULIZER | MEDIX LTD | AC2000 | 2018-04-24 | 240
NEBULIZER | NEBULIZER | MEDIX LTD | AC2000 | 2018-04-24 | 240
NEBULIZER | ULTRASONIC NEBULIZER | OMRON | NE-U780-E | 2018-04-24 | 480
SUCTION UNIT | TWIN MOBILE SUCTION UNIT | THERAPY EQUIPMENT | 7763 | 2018-04-18 | 654
SCALES | SCALES - STAND ON | SECA | 877 | 2023-01-23 | 300 | 2023-12-07 | 2024-11-15
FLAT SCREEN DISPLAY | DISPLAY LCD FLAT SCREEN 27 INCH HD | SONY | LMD-2765MD | 2018-05-30 | 2400 | 2024-07-23 | 2025-07-23
VIDEO PRINTER | VIDEO PRINTER | SONY | UP-DR80MD | 2018-05-30 | 2400 | 2024-07-23 | 2025-07-23
LIGHT SOURCE | LIGHT SOURCE - XENON | SMITH & NEPHEW | 500XL | 2018-05-30 | 7200 | 2023-06-27 | 2025-01-15
HEIGHT GAUGE | HEIGHT MEASURING GAUGE - PAEDIATRIC | SECA | 416 | 2018-04-15 | 402
VENTILATOR | VENTILATOR EXPIRATORY CASSETTE - SERVO U | MAQUET | 6693752 | 2018-03-22 | 781.2
SCALES | SCALES - BABY | SECA | 376 | 2018-03-22 | 576 | 2023-12-13 | 2024-11-15
SCALES | SCALES - BABY | SECA | 376 | 2018-03-22 | 286.8 | 2021-02-16 | 2024-11-15
HUMALACTOR | HUMALACTOR | MEDELA | SYMPHONY | 2018-03-22 | 2280 | 2024-08-29 | 2026-08-29
HUMALACTOR | HUMALACTOR | MEDELA | SYMPHONY | 2018-03-22 | 2280 | 2023-06-19 | 2025-06-19
HEIGHT GAUGE | HEIGHT MEASURING GAUGE - PAEDIATRIC | SECA | 416 | 2018-04-15 | 402
HEIGHT GAUGE | HEIGHT MEASURING GAUGE - PAEDIATRIC | SECA | 416 | 2018-04-15 | 402
HEIGHT GAUGE | HEIGHT MEASURING GAUGE - PAEDIATRIC | SECA | 416 | 2018-04-15 | 402
HEIGHT GAUGE | HEIGHT MEASURING GAUGE - PAEDIATRIC | SECA | 416 | 2018-04-15 | 402
HEIGHT GAUGE | HEIGHT MEASURING GAUGE - PAEDIATRIC | SECA | 416 | 2018-04-15 | 402
HEIGHT GAUGE | HEIGHT MEASURING GAUGE - PAEDIATRIC | SECA | 416 | 2018-04-15 | 402
HEIGHT GAUGE | HEIGHT MEASURING GAUGE - PAEDIATRIC | SECA | 416 | 2018-04-15 | 402
HEIGHT GAUGE | HEIGHT MEASURING GAUGE - PAEDIATRIC | SECA | 416 | 2018-04-15 | 402
HEIGHT GAUGE | HEIGHT MEASURING GAUGE - PAEDIATRIC | SECA | 416 | 2018-04-15 | 402
HEIGHT GAUGE | HEIGHT MEASURING GAUGE - PAEDIATRIC | SECA | 416 | 2018-04-15 | 402
HEIGHT GAUGE | HEIGHT MEASURING GAUGE - PAEDIATRIC | SECA | 416 | 2018-04-15 | 402
HEIGHT GAUGE | HEIGHT MEASURING GAUGE - PAEDIATRIC | SECA | 416 | 2018-04-15 | 402
HEIGHT GAUGE | HEIGHT MEASURING GAUGE - PAEDIATRIC | SECA | 416 | 2018-04-15 | 402
VENTILATOR | VENTILATOR EXPIRATORY CASSETTE - SERVO U | MAQUET | 6693752 | 2018-03-14 | 781.2
VENTILATOR | VENTILATOR EXPIRATORY CASSETTE - SERVO U | MAQUET | 6693752 | 2018-03-14 | 781.2
VENTILATOR | VENTILATOR | MAQUET | SERVO U | 2018-03-14 | 30000 | 2024-07-26 | 2025-07-15
VENTILATOR | VENTILATOR | MAQUET | SERVO U | 2018-03-14 | 30000 | 2023-09-15 | 2024-09-12
VENTILATOR | VENTILATOR | MAQUET | SERVO U | 2018-03-14 | 30000 | 2024-07-24 | 2025-08-15
EEG RECORDER | 32 CHANNEL VIDEO EEG SYSTEM | MICROMED ELECTRONICS | BRAIN-QUICK 3200 ACQ/DVEEGHD | 2018-04-23 | 49920 | 2020-03-04 | 2024-12-15
LABEL PRINTER | UNIVERSAL PRINTER | ALERE LTD | BTP-L560 | 2018-03-12 | 600
AUDIO DOPPLER | POCKET AUDIO DOPPLER | ULTRASOUND TECHNOLOGIES LTD | PD1 | 2018-05-01 | 234
AUDIO DOPPLER | POCKET AUDIO DOPPLER | ULTRASOUND TECHNOLOGIES LTD | PD1 | 2018-03-09 | 234
SUCTION CONTROLLER | THORACIC SUCTION | THERAPY EQUIPMENT | DIAMOND RANGE THORACIC | 2018-03-09 | 168
EEG RECORDER | 29 CHANNEL VIDEO EEG SYSTEM | MICROMED ELECTRONICS | BRAIN-QUICK 3200 | 2018-03-09 | 25920 | 2023-06-23 | 2024-12-15
HUMIDIFIER | HUMIDIFIER | F & P | MR850 | 2018-03-07 | 1200 | 2024-07-22 | 2025-06-01
VENTILATOR | VENTILATOR | BREAS MEDICAL | NIPPY CLEARWAY | 2018-03-06 | 5400 | 2024-08-05 | 2025-08-21
INTERFACE ADAPTOR | INTERFACE ADAPTOR | PHILIPS LTD | INTELLIBRIDGE EC10 | 2018-02-22 | 1380
INTERFACE ADAPTOR | INTERFACE ADAPTOR | PHILIPS LTD | INTELLIBRIDGE EC10 | 2018-02-22 | 1380
TRANSPORT MONITOR | PATIENT MONITOR INTELLIVUE X3 (6mm NIBP Port) | PHILIPS LTD | INTELLIVUE X3 (6mm NIBP) | 2018-02-22 | 4800 | 2024-07-08 | 2027-07-08
CO2 MODULE | MODULE CO2 MICROSTREAM | PHILIPS LTD | M3015B | 2018-02-22 | 3658.8 |  | 2025-01-15
TRANSPORT MONITOR | PATIENT MONITOR INTELLIVUE X3 (6mm NIBP Port) | PHILIPS LTD | INTELLIVUE X3 (6mm NIBP) | 2018-02-22 | 4800 | 2024-07-08 | 2027-07-08
VAPORIZERS | VAPORIZER - ISOFLURANE | MAQUET | 6682280 | 2018-04-23 | 3600
VAPORIZERS | VAPORIZER - ISOFLURANE | MAQUET | 6682280 | 2018-04-23 | 3600
PACEMAKER PROGRAMMER | PACEMAKER PROGRAMMER | BIOTRONIK | RENAMIC | 2018-02-07 | 3600 | 2024-01-02 | 2027-01-02
VAPORIZERS | VAPORIZER - SEVOFLURANE | MAQUET | 6682285 | 2018-01-25 | 3600
CAMERA CONTROL UNIT | HD CAMERA PROCESSOR | SMITH & NEPHEW | 560P | 2018-05-30 | 9600 | 2024-07-23 | 2025-07-23
CAMERA CONTROL UNIT | IMAGE MANAGEMENT SYSTEM | SMITH & NEPHEW | 660HD | 2018-05-30 | 9600 | 2024-07-23 | 2025-07-23
ENDOSCOPY STACKING TROLLEY | STACK SYSTEM TROLLEY | SMITH & NEPHEW | SN-2 UK | 2018-05-30 | 1200 | 2024-07-23 | 2025-07-23
NITRIC OXIDE | EXHALED NITRIC MONITOR | AEROCRINE | NIOX VERO | 2018-01-19 | 6000
NEBULIZER | NEBULIZER | MEDIX LTD | AC2000 | 2018-01-03 | 240
NEBULIZER | NEBULIZER | MEDIX LTD | AC2000 | 2018-01-03 | 240
NEBULIZER | NEBULIZER | MEDIX LTD | AC2000 | 2018-01-03 | 240
NEBULIZER | NEBULIZER | MEDIX LTD | AC2000 | 2018-01-03 | 240
NEBULIZER | NEBULIZER | MEDIX LTD | AC2000 | 2018-01-03 | 240
NEBULIZER | NEBULIZER | MEDIX LTD | AC2000 | 2018-01-03 | 240
NEBULIZER | NEBULIZER | MEDIX LTD | AC2000 | 2018-01-03 | 240
NEBULIZER | NEBULIZER | MEDIX LTD | AC2000 | 2018-01-03 | 240
COMPUTER WORKSTATION | PATHFINDER S2 COMPUTER SYSTEM | SPACELABS | PATHFINDER S2 | 2017-12-06 | 43200
ANAESTHETIC MACHINE | FLOW-I 6677200 ANAESTHETIC MACHINE | MAQUET | FLOW-I 6677200 | 2017-12-06 | 46355.112 | 2023-09-15 | 2024-09-15
ANAESTHETIC MACHINE | FLOW-I 6677200 ANAESTHETIC MACHINE | MAQUET | FLOW-I 6677200 | 2017-12-06 | 46355.112 | 2023-10-20 | 2024-09-12
VAPORIZERS | VAPORIZER - SEVOFLURANE | MAQUET | 6672670 | 2017-12-06 | 3600
OXIMETER | PULSE OXIMETER | NELLCOR | PM100N | 2017-11-28 | 1200 | 2023-07-07 | 2026-07-07
SUCTION CONTROLLER | HIGH SUCTION CONTROLLER | THERAPY EQUIPMENT | DIAMOND RANGE HIGH | 2017-12-14 | 96
SUCTION CONTROLLER | HIGH SUCTION CONTROLLER | THERAPY EQUIPMENT | DIAMOND RANGE HIGH | 2017-11-16 | 96
PATIENT MONITOR | PATIENT MONITOR INTELLIVUE | PHILIPS LTD | MX450 | 2017-11-02 | 13541.412 | 2024-01-19 | 2027-01-19
TRANSPORT MONITOR | PATIENT MONITOR INTELLIVUE X2 | PHILIPS LTD | M3002A-X2 | 2017-11-02 | 3000
PATIENT MONITOR | PATIENT MONITOR INTELLIVUE | PHILIPS LTD | MX450 | 2017-11-02 | 13541.4 | 2024-01-13 | 2027-01-13
COUCH | DAY SURGERY TROLLEY | ANETIC AID | QA3 | 2017-11-02 | 3120 |  | 2025-01-10
COAGULATION TIMER | MICROCOAGULATION SYSTEM | ACCRIVA DIAGNOSTICS INC | HEMOCHRON SIGNATURE ELITE | 2017-10-25 | 6480
SUCTION CONTROLLER | HIGH SUCTION CONTROLLER | THERAPY EQUIPMENT | DIAMOND RANGE HIGH | 2017-10-24 | 180
ELECTRIC BED | ELECTRIC BED | LINET UK | ELEGANZA SMART PAED | 2017-10-27 | 1593.12 | 2023-09-15 | 2024-09-15
SUCTION CONTROLLER | HIGH SUCTION CONTROLLER | THERAPY EQUIPMENT | DIAMOND RANGE HIGH | 2017-10-20 | 168
HEATED COT/RESUS.UNIT | HEATED COT/RESUS.UNIT | DRAEGER | BABYTHERM 8004/8010 | 2017-10-18 | 12535.368 | 2023-08-30 | 2024-09-01
ELECTRIC BED | ELECTRIC BED | LINET UK | ELEGANZA SMART PAED | 2017-10-17 | 1800 | 2023-11-17 | 2024-11-17
DIALYSIS MACHINE | HAEMO DIALYSIS MACHINE | BAXTER HEALTHCARE | AK98 | 2017-10-13 | 14400
DIALYSIS MACHINE | HAEMO DIALYSIS MACHINE | BAXTER HEALTHCARE | AK98 | 2017-10-13 | 12000 | 2020-09-25
DIALYSIS MACHINE | HAEMO DIALYSIS MACHINE | BAXTER HEALTHCARE | AK98 | 2017-10-13 | 12000 | 2024-02-05
DIALYSIS MACHINE | HAEMO DIALYSIS MACHINE | BAXTER HEALTHCARE | AK98 | 2017-10-13 | 12000 | 2024-02-15
STANDING AID | STANDING AID | JENX | NR-50 MONKEY STANDING FRAME | 2017-10-10 | 240
SUCTION CONTROLLER | HIGH SUCTION CONTROLLER | THERAPY EQUIPMENT | DIAMOND RANGE HIGH | 2017-10-05 | 96
SUCTION CONTROLLER | HIGH SUCTION CONTROLLER | THERAPY EQUIPMENT | DIAMOND RANGE HIGH | 2017-10-05 | 96
SUCTION CONTROLLER | HIGH SUCTION CONTROLLER | THERAPY EQUIPMENT | DIAMOND RANGE HIGH | 2017-10-05 | 96
SUCTION CONTROLLER | HIGH SUCTION CONTROLLER | THERAPY EQUIPMENT | DIAMOND RANGE HIGH | 2017-10-05 | 96
SUCTION CONTROLLER | HIGH SUCTION CONTROLLER | THERAPY EQUIPMENT | DIAMOND RANGE HIGH | 2017-10-05 | 96
DIAGNOSTIC SYSTEM | DIAGNOSTIC SYSTEM - WALL TRANSFORMER | WELCH ALLYN | GS777 | 2017-10-02 | 600
DIAGNOSTIC SYSTEM | DIAGNOSTIC SYSTEM - WALL TRANSFORMER | WELCH ALLYN | GS777 | 2017-10-02 | 600
DIAGNOSTIC SYSTEM | DIAGNOSTIC SYSTEM - WALL TRANSFORMER | WELCH ALLYN | GS777 | 2017-10-02 | 600
DIAGNOSTIC SYSTEM | DIAGNOSTIC SYSTEM - WALL TRANSFORMER | WELCH ALLYN | GS777 | 2017-10-02 | 600
DIAGNOSTIC SYSTEM | DIAGNOSTIC SYSTEM - WALL TRANSFORMER | WELCH ALLYN | GS777 | 2017-10-02 | 600
DIAGNOSTIC SYSTEM | DIAGNOSTIC SYSTEM - WALL TRANSFORMER | WELCH ALLYN | GS777 | 2017-10-02 | 600
DIAGNOSTIC SYSTEM | DIAGNOSTIC SYSTEM - WALL TRANSFORMER | WELCH ALLYN | GS777 | 2017-10-02 | 600
DIAGNOSTIC SYSTEM | DIAGNOSTIC SYSTEM - WALL TRANSFORMER | WELCH ALLYN | GS777 | 2017-10-02 | 600
DIAGNOSTIC SYSTEM | DIAGNOSTIC SYSTEM - WALL TRANSFORMER | WELCH ALLYN | GS777 | 2017-10-02 | 600
OXIMETER | PULSE OXIMETER | NELLCOR | PM100N | 2017-10-02 | 1200 | 2023-08-07 | 2026-08-07
SUCTION UNIT | SUCTION - LAERDAL - BATTERY | LAERDAL | LSU-2 | 2017-10-02 | 816 | 2023-06-29 | 2026-06-29
EXERCISE BICYCLE | EXERCISE BICYCLE | JLL FITNESS LTD | IC200 | 2017-10-03 | 300
PUMP DOCKING STATION | PUMP DOCKING STATION | FRESENIUS KABI | LINK 4 + AGILIA | 2017-09-28 | 996 | 2021-12-14 | 2025-05-15
PUMP DOCKING STATION | PUMP DOCKING STATION | FRESENIUS KABI | LINK 4 + AGILIA | 2017-09-28 | 996 | 2022-08-03 | 2025-08-03
PUMP DOCKING STATION | PUMP DOCKING STATION | FRESENIUS KABI | LINK 4 + AGILIA | 2017-09-28 | 996 | 2021-12-14 | 2025-05-15
PUMP DOCKING STATION | PUMP DOCKING STATION | FRESENIUS KABI | LINK 4 + AGILIA | 2017-09-28 | 996 | 2021-12-14 | 2025-05-15
PUMP DOCKING STATION | PUMP DOCKING STATION | FRESENIUS KABI | LINK 4 + AGILIA | 2017-09-28 | 996 | 2022-08-03 | 2025-08-03
PUMP DOCKING STATION | PUMP DOCKING STATION | FRESENIUS KABI | LINK 4 + AGILIA | 2017-09-28 | 996 | 2021-12-14 | 2025-05-15
WARMING MATTRESS | WARMING MATTRESS | INDITHERM | OTM1 | 2017-09-28 | 1020
GAS REGULATOR & FLOWMETER | MICRO FLOWMETER | BPR MEDICAL | 816-0003 | 2017-09-27 | 240 | 2022-10-05 | 2025-10-14
PATIENT WARMING SYSTEM | CONVECTIVE WARMING UNIT | CELSIUS MEDICAL | CALIMA | 2017-09-27 | 2040 | 2023-05-12 | 2024-12-31
SUCTION CONTROLLER | HIGH SUCTION CONTROLLER | THERAPY EQUIPMENT | DIAMOND RANGE HIGH | 2017-09-25 | 460.8
HEIGHT GAUGE | HEIGHT MEASURING SCALE/GAUGE | HOLTAIN LTD | HARPENDEN STADIOMETER | 2017-09-26 | 1800
HUMIDIFIER | HUMIDIFIER | F & P | MR850 | 2017-09-22 | 1200 | 2024-06-12 | 2025-06-01
HUMIDIFIER | HUMIDIFIER | F & P | MR850 | 2017-09-22 | 1200 | 2023-11-29 | 2024-10-01
SUCTION UNIT | TWIN MOBILE SUCTION UNIT | THERAPY EQUIPMENT | 7763 | 2017-09-21 | 166.8
OXIMETER | PULSE OXIMETER | NELLCOR | PM100N | 2017-09-20 | 1200 | 2023-07-18 | 2026-07-18
OXIMETER | PULSE OXIMETER | NELLCOR | PM100N | 2017-09-20 | 1200 | 2022-06-10 | 2025-09-15
OXIMETER | PULSE OXIMETER | NELLCOR | PM100N | 2017-09-20 | 1200 | 2024-03-11 | 2027-03-11
SUCTION CONTROLLER | DIAMOND TWIN (HIGH/THOR) | THERAPY EQUIPMENT | 7777 | 2017-09-18 | 460.8
SUCTION CONTROLLER | DIAMOND TWIN (HIGH/THOR) | THERAPY EQUIPMENT | 7777 | 2017-09-18 | 460.8
SUCTION UNIT | SUCTION - LAERDAL - BATTERY | LAERDAL | LSU-2 | 2017-09-12 | 816 | 2023-11-01 | 2026-11-01
SUCTION UNIT | SUCTION - LAERDAL - BATTERY | LAERDAL | LSU-2 | 2017-09-12 | 816 | 2024-03-07 | 2027-03-07
SPIROMETER | SPIROMETER | CAREFUSION | MICROLAB ML3500 MK8 | 2017-08-17 | 2040 | 2020-01-09
STANDING AID | STANDING AID | LECKEY | MYGO STANDER 1 | 2017-08-17 | 168
COUCH | COUCH 2-SECTION HYDRAULIC | PLINTH 2000 | 502H | 2021-10-25 | 960 | 2024-07-05 | 2027-07-05
WATER BATH | WATER BATH | NICKEL ELECTRO | NE1-28/PR | 2017-09-13 | 480 | 2024-07-26 | 2025-07-26
SUCTION CONTROLLER | DIAMOND HIGH/LOW SUCTION CONTROLLER | THERAPY EQUIPMENT | 7770 | 2017-08-29 | 460.8
SYRINGE DRIVER | SYRINGE DRIVER | FRESENIUS KABI | INJECTOMAT MC AGILIA | 2016-10-27 | 360 | 2024-06-28 | 2027-06-28
SYRINGE DRIVER | SYRINGE DRIVER | FRESENIUS KABI | INJECTOMAT MC AGILIA | 2016-10-27 | 360 | 2024-07-05 | 2027-07-05
SYRINGE DRIVER | SYRINGE DRIVER | FRESENIUS KABI | INJECTOMAT MC AGILIA | 2016-10-27 | 360 | 2023-05-15 | 2026-05-15
SYRINGE DRIVER | SYRINGE DRIVER | FRESENIUS KABI | INJECTOMAT MC AGILIA | 2016-10-27 | 360 | 2023-10-03 | 2026-10-03
SYRINGE DRIVER | SYRINGE DRIVER | FRESENIUS KABI | INJECTOMAT MC AGILIA | 2016-10-27 | 360 | 2023-08-01 | 2026-08-01
SYRINGE DRIVER | SYRINGE DRIVER | FRESENIUS KABI | INJECTOMAT MC AGILIA | 2016-10-27 | 360 | 2022-09-09 | 2025-09-09
VITAL SIGNS MONITOR | VITAL SIGNS MONITOR: NBP. | OMRON | M5-I (HEM-757A-E) | 2017-08-02 | 120
VAPORIZERS | VAPORIZER - SEVOFLURANE | DATEX-OHMEDA | TEC7 SEVO | 2017-08-01 | 2400 | 2024-09-12 | 2025-09-15
SUCTION CONTROLLER | DIAMOND TWIN (HIGH/THOR) | THERAPY EQUIPMENT | 7777 | 2017-08-01 | 460.8
SUCTION UNIT | TWIN MOBILE SUCTION UNIT | THERAPY EQUIPMENT | 7763 | 2017-08-04 | 166.8
SUCTION CONTROLLER | DIAMOND TWIN (HIGH/THOR) | THERAPY EQUIPMENT | 7777 | 2017-07-25 | 460.8
SCALES | SCALES - BABY/TODDLER | MARSDEN | M-410 | 2017-07-24 | 282 | 2023-12-05 | 2024-11-15
NEBULIZER | NEBULIZER | PARI MEDICAL | TURBO BOY SX | 2017-08-08 | 192
NEBULIZER | NEBULIZER | PARI MEDICAL | TURBO BOY SX | 2017-08-08 | 192
NEBULIZER | NEBULIZER | PARI MEDICAL | TURBO BOY SX | 2017-08-08 | 192
NEBULIZER | NEBULIZER | PARI MEDICAL | EFLOW RAPID | 2018-01-22 | 510
NEBULIZER | NEBULIZER | PARI MEDICAL | EFLOW RAPID | 2018-01-22 | 510
DIETARY FEED PUMP | ENTERAL FEEDING PUMP | NUTRICIA | FLOCARE INFINITY | 2018-01-25 | 960
NEBULIZER | NEBULIZER | PARI MEDICAL | EFLOW RAPID | 2018-03-29 | 510
PH METER | PH METER - AMBULATORY | MEDICAL MEASUREMENT SYSTEMS | OHMEGA | 2018-04-10 | 7200
GAS REGULATOR & FLOWMETER | MICRO FLOWMETER | BPR MEDICAL | 8160001 | 2018-07-20 | 228 | 2023-10-25 | 2025-11-12
NEBULIZER | NEBULIZER | PARI MEDICAL | E.BASE | 2015-05-07 | 390
NEBULIZER | NEBULIZER | PARI MEDICAL | TURBO BOY SX | 2018-06-11 | 240
NEBULIZER | NEBULIZER | PARI MEDICAL | E.BASE | 2014-12-17 | 390
NEBULIZER | NEBULIZER | PARI MEDICAL | TURBO BOY SX | 2018-06-11 | 240
NEBULIZER | NEBULIZER | PARI MEDICAL | TURBO BOY SX | 2018-06-11 | 240
NEBULIZER | NEBULIZER | PARI MEDICAL | TURBO BOY SX | 2018-06-11 | 240
NEBULIZER | NEBULIZER | PARI MEDICAL | TURBO BOY SX | 2018-06-11 | 240
NEBULIZER | NEBULIZER | PARI MEDICAL | TURBO BOY SX | 2018-06-11 | 240
AIRWAY PRESSURE MONITOR | AIRWAY PRESSURE MONITOR | MICROMEDICAL | MICRORPM | 2018-07-16 | 1200
TRANSILLUMINATOR | ASTODIA DIAPHANOSCOPE | STIHLER ELECTRONIC | DIA120 | 2018-04-09 | 1200
NEBULIZER | NEBULIZER | PARI MEDICAL | TURBO BOY SX | 2018-03-29 | 192
NEBULIZER | NEBULIZER | PARI MEDICAL | TURBO BOY SX | 2018-03-29 | 192
NEBULIZER | NEBULIZER | PARI MEDICAL | EFLOW RAPID | 2018-03-29 | 510
EEG MACHINE | EEG RECORDER | SOMNOMEDICS GMBH | SOMNOSCREEN PLUS | 2018-03-21 | 26546.4
SUCTION CONTROLLER | DIAMOND TWIN (HIGH/THOR) | THERAPY EQUIPMENT | 7777 | 2018-03-12 | 460.8
EXHALE HYDROGEN MONITOR | HYDROGEN BREATH TESTER | BEDFONT SCIENTIFIC | HYDROGENIUS | 2018-05-23 | 1200 |  | 2023-12-15
SUCTION CONTROLLER | THORACIC SUCTION | THERAPY EQUIPMENT | DIAMOND RANGE THORACIC | 2018-06-25 | 168
GAS REGULATOR & FLOWMETER | DIRECT DIAL FLOWMETER 0 - 1 L/MIN | THERAPY EQUIPMENT | 6561 | 2018-05-01 | 88.2 | 2022-11-09 15:58 | 2025-11-11
GAS REGULATOR & FLOWMETER | DIRECT DIAL FLOWMETER 0 - 1 L/MIN | THERAPY EQUIPMENT | 6561 | 2018-05-01 | 88.2 | 2023-10-06 | 2025-10-14
GAS REGULATOR & FLOWMETER | DIRECT DIAL FLOWMETER 0 - 1 L/MIN | THERAPY EQUIPMENT | 6561 | 2018-05-01 | 88.2 | 2022-11-10 12:33 | 2025-11-12
GAS REGULATOR & FLOWMETER | DIRECT DIAL FLOWMETER 0 - 1 L/MIN | THERAPY EQUIPMENT | 6561 | 2018-05-01 | 88.2 | 2024-06-14 | 2025-06-01
AUDIO DOPPLER | POCKET AUDIO DOPPLER | ULTRASOUND TECHNOLOGIES LTD | PD1 | 2018-03-09 | 234
MICROSCOPE | MICROSCOPE WITH CAMERA | LEICA | DM1000 LED | 2018-04-26 | 8400
AUDIO DOPPLER | POCKET AUDIO DOPPLER | ULTRASOUND TECHNOLOGIES LTD | PD1 | 2018-02-08 | 234
ULTRASOUND PROBE | ULTRASOUND PROBE | MINDRAY | L7-3S | 2018-05-21 | 2304
ULTRASOUND PROBE | ULTRASOUND PROBE | MINDRAY | P12-4S | 2018-05-21 | 2304
GAS REGULATOR & FLOWMETER | MICRO FLOWMETER | BPR MEDICAL | 816-0003 | 2018-03-21 | 216 | 2023-09-18 | 2025-10-11
AUDIO DOPPLER | POCKET AUDIO DOPPLER | ULTRASOUND TECHNOLOGIES LTD | PD1 | 2017-12-11 | 234
GAS REGULATOR & FLOWMETER | DIRECT DIAL FLOWMETER 0 - 1 L/MIN | THERAPY EQUIPMENT | 6561 | 2017-12-04 | 88.2 | 2022-03-07 | 2025-03-14
GAS REGULATOR & FLOWMETER | DIRECT DIAL FLOWMETER 0 - 1 L/MIN | THERAPY EQUIPMENT | 6561 | 2017-12-04 | 88.2 | 2024-02-21 | 2025-03-10
OXIMETER | HAND HELD PULSE OXIMETER | NELLCOR | PM10N | 2017-11-22 | 1050
AMB. NIBP MONITOR | AMBULATORY BLOOD PRESSURE MONITOR | SPACELABS | 90217A | 2017-11-15 | 2280 | 2024-01-02 | 2027-01-02
AMB. NIBP MONITOR | AMBULATORY BLOOD PRESSURE MONITOR | SPACELABS | 90217A | 2017-11-15 | 2280 |  | 2024-12-15
AUDIO DOPPLER | POCKET AUDIO DOPPLER | ULTRASOUND TECHNOLOGIES LTD | PD1 | 2017-11-14 | 234
AUDIO DOPPLER | POCKET AUDIO DOPPLER | ULTRASOUND TECHNOLOGIES LTD | PD1 | 2017-11-14 | 234
BLOOD GAS ANALYSER | BLOOD TEST DEVICE | ALERE LTD | AFINION 2 | 2018-04-19 | 12000
DRILL | DRILL | ANSPACH | SC2101 | 2018-04-06 | 3000 | 2024-03-22 | 2025-03-22
SUCTION UNIT | SUCTION - LAERDAL - BATTERY | LAERDAL | LSU-2 | 2018-03-29 | 816 | 2024-07-22 | 2027-07-22
ELECTRIC BED | ELECTRIC BED | LINET UK | ELEGANZA SMART PAED | 2014-05-01 | 1680 | 2022-04-12 | 2024-11-01
CO2 MODULE | MODULE CO2 MICROSTREAM | PHILIPS LTD | M3015A | 2017-11-02 | 3360 | 2024-02-12 | 2025-02-12
NEBULIZER | NEBULIZER | MEDIX LTD | AC2000 | 2017-11-01 | 126
NITRIC OXIDE MONITOR | AIRWAY INFLAMMATION MONITOR | CIRCASSIA | NIOX VERO | 2017-10-18 | 1800
BATTERY THERMOMETER | BATTERY THERMOMETER | WELCH ALLYN | SURETEMP PLUS 692 | 2017-08-18 | 207.6
BATTERY THERMOMETER | BATTERY THERMOMETER | WELCH ALLYN | SURETEMP PLUS 692 | 2017-08-18 | 207.6
BATTERY THERMOMETER | BATTERY THERMOMETER | WELCH ALLYN | SURETEMP PLUS 692 | 2017-08-18 | 207.6
NEBULIZER | NEBULIZER | AEROGEN | AERONEB PRO | 2017-08-10 | 240
CUFF PRESSURE CONTROL | CUFF PRESSURE MONITOR | TRACOE TECHNIC | REF720 | 2017-07-26 | 96
NEBULIZER | NEBULIZER | PARI MEDICAL | EFLOW RAPID | 2017-08-08 | 510
NEBULIZER | NEBULIZER | PARI MEDICAL | EFLOW RAPID | 2017-08-08 | 510
NEBULIZER | NEBULIZER | PARI MEDICAL | EFLOW RAPID | 2017-08-08 | 510
NEBULIZER | NEBULIZER | PARI MEDICAL | EFLOW RAPID | 2017-08-08 | 510
NEBULIZER | NEBULIZER | PARI MEDICAL | EFLOW RAPID | 2017-08-08 | 510
NEBULIZER | NEBULIZER | PARI MEDICAL | EFLOW RAPID | 2017-08-08 | 510
NEBULIZER | NEBULIZER | PARI MEDICAL | EFLOW RAPID | 2017-08-08 | 510
NEBULIZER | NEBULIZER | PARI MEDICAL | EFLOW RAPID | 2017-08-08 | 510
NEBULIZER | NEBULIZER | PARI MEDICAL | EFLOW RAPID | 2017-08-08 | 510
NEBULIZER | NEBULIZER | PARI MEDICAL | EFLOW RAPID | 2017-08-08 | 510
SUCTION CONTROLLER | HIGH SUCTION CONTROLLER | THERAPY EQUIPMENT | DIAMOND RANGE HIGH | 2017-06-26 | 460.8
SPHYGMOMANOMETER | ANEROID SPHYGMOMANOMETER | WELCH ALLYN | DS65 | 2017-07-31 | 82.8
HEADLIGHT SYSTEM | HEADLIGHT SYSTEM | XENOSYS CO LTD | L2S14C | 2017-07-03 | 360
NEBULIZER | NEBULIZER | PARI MEDICAL | TURBO BOY SX | 2017-06-12 | 510
NEBULIZER | NEBULIZER | PARI MEDICAL | TURBO BOY SX | 2017-06-12 | 510
NEBULIZER | NEBULIZER | PARI MEDICAL | TURBO BOY SX | 2017-06-12 | 510
NEBULIZER | NEBULIZER | PARI MEDICAL | TURBO BOY SX | 2017-06-12 | 510
NEBULIZER | NEBULIZER | PARI MEDICAL | EFLOW RAPID | 2017-06-01 | 510
NEBULIZER | NEBULIZER | PARI MEDICAL | EFLOW RAPID | 2017-06-01 | 510
NEBULIZER | NEBULIZER | PARI MEDICAL | EFLOW RAPID | 2017-06-01 | 510
NEBULIZER | NEBULIZER | PARI MEDICAL | TURBO BOY SX | 2017-06-01 | 510
NEBULIZER | NEBULIZER | PARI MEDICAL | TURBO BOY SX | 2017-06-01 | 510
NEBULIZER | NEBULIZER | PARI MEDICAL | TURBO BOY SX | 2017-06-01 | 510
NEBULIZER | NEBULIZER | PARI MEDICAL | TURBO BOY SX | 2017-06-01 | 510
NEBULIZER | NEBULIZER | PARI MEDICAL | EFLOW RAPID | 2017-05-11 | 510
NEBULIZER | NEBULIZER | PARI MEDICAL | EFLOW RAPID | 2017-05-11 | 510
NEBULIZER | NEBULIZER | PARI MEDICAL | EFLOW RAPID | 2017-05-11 | 510
NEBULIZER | NEBULIZER | PAUL RITZAU | PARI SINUS | 2016-12-06 | 120
LASER - CLASS 4 | LASER - SURGICAL | CYNOSURE | CYNERGY | 2016-12-09 | 51600
LASER - CLASS 4 | LASER COOLING SYSTEM | CYNOSURE | CRYO 6 | 2016-12-09 | 12000
TRANSPORT MONITOR | PATIENT MONITOR INTELLIVUE MP2 | PHILIPS LTD | M8102A-MP2 | 2016-12-14 | 3000 | 2024-07-30 | 2027-07-30
TRANSPORT MONITOR | PATIENT MONITOR INTELLIVUE MP2 | PHILIPS LTD | M8102A-MP2 | 2016-12-14 | 3000 | 2024-07-30 | 2027-07-30
CARDIAC MON CHARGER | CHARGER MP2 | PHILIPS LTD | M8023A | 2016-12-14 | 900 | 2023-07-11 | 2025-07-11
CARDIAC MON CHARGER | CHARGER MP2 | PHILIPS LTD | M8023A | 2016-12-14 | 900 |  | 2024-10-14
AUDIO DOPPLER | POCKET AUDIO DOPPLER | ULTRASOUND TECHNOLOGIES LTD | PD1 | 2017-03-29 | 234
SPHYGMOMANOMETER | ANEROID SPHYGMOMANOMETER | WELCH ALLYN | DS65 | 2017-04-10 | 82.8
SPHYGMOMANOMETER | ANEROID SPHYGMOMANOMETER | WELCH ALLYN | DS65 | 2017-03-29 | 82.8
PACEMAKER | EXTERNAL PACEMAKER | BIOTRONIK | REOCOR/D | 2017-03-15 | 1200
PACEMAKER | EXTERNAL PACEMAKER | BIOTRONIK | REOCOR/D | 2017-03-15 | 1200
PACEMAKER | EXTERNAL PACEMAKER | BIOTRONIK | REOCOR/D | 2017-03-15 | 1200
PACEMAKER | EXTERNAL PACEMAKER | BIOTRONIK | REOCOR/D | 2017-03-15 | 1200
AUDIO DOPPLER | POCKET AUDIO DOPPLER | ULTRASOUND TECHNOLOGIES LTD | PD1 | 2017-03-07 | 234
AUDIO DOPPLER | POCKET AUDIO DOPPLER | ULTRASOUND TECHNOLOGIES LTD | PD1 | 2017-02-03 | 234
AUDIO DOPPLER | POCKET AUDIO DOPPLER | ULTRASOUND TECHNOLOGIES LTD | PD1 | 2017-01-16 | 234
JAUNDICE METER | JAUNDICE METER | DRAEGER | JM-105 | 2017-01-03 | 4200
NEBULIZER | NEBULIZER | PARI MEDICAL | TURBO BOY SX | 2016-12-13 | 486
NEBULIZER | NEBULIZER | PARI MEDICAL | TURBO BOY SX | 2016-12-13 | 486
NEBULIZER | NEBULIZER | PARI MEDICAL | TURBO BOY SX | 2016-12-13 | 486
NEBULIZER | NEBULIZER | PARI MEDICAL | TURBO BOY SX | 2016-12-13 | 486
PACEMAKER | EXTERNAL PACEMAKER | BIOTRONIK | REOCOR/S | 2016-12-06 | 1920
NEBULIZER | NEBULIZER | PARI MEDICAL | TURBO BOY SX | 2016-08-01 | 240
WARMING MATTRESS | WARMING MATTRESS | INDITHERM | OTM1 | 2017-02-21 | 1020
WARMING MATTRESS | WARMING MATTRESS | INDITHERM | OTM1 | 2017-02-22 | 1020
INJECTOR SUCTION | EMERGENCY SUCTION | THERAPY EQUIPMENT | TEK2000 | 2017-02-15 | 174
INJECTOR SUCTION | EMERGENCY SUCTION | THERAPY EQUIPMENT | TEK2000 | 2017-02-15 | 174
MICROBLENDER | AIR/OXYGEN BLENDER | BIOMED DEVICES | 2003I | 2017-02-15 | 960 | 2024-05-01 | 2025-06-01
HUMIDIFIER | HUMIDIFIER | F & P | MR850 | 2017-02-15 | 1200 | 2024-05-01 | 2025-06-01
MICROBLENDER | AIR/OXYGEN BLENDER | BIOMED DEVICES | 2003I | 2017-02-15 | 960 | 2023-05-30 | 2025-06-01
HUMIDIFIER | HUMIDIFIER | F & P | MR850 | 2017-02-15 | 1200 | 2023-04-12 09:16 | 2025-06-01
MICROBLENDER | AIR/OXYGEN BLENDER | BIOMED DEVICES | 2003I | 2017-02-15 | 960 | 2023-10-02 | 2025-06-01
HUMIDIFIER | HUMIDIFIER | F & P | MR850 | 2017-02-15 | 1200 | 2024-04-24 | 2025-06-01
MICROBLENDER | AIR/OXYGEN BLENDER | BIOMED DEVICES | 2003I | 2017-02-15 | 960 | 2024-05-22 | 2024-06-01
MICROBLENDER | AIR/OXYGEN BLENDER | BIOMED DEVICES | 2003I | 2017-02-15 | 960 | 2024-09-02 | 2025-06-01
HUMIDIFIER | HUMIDIFIER | F & P | MR850 | 2017-02-15 | 1200 | 2024-06-17 | 2025-06-01
SUCTION UNIT | SUCTION - LAERDAL - BATTERY | LAERDAL | LSU-2 | 2017-02-01 | 816 | 2023-02-10 11:37 | 2026-02-10
VENTILATOR | VENTILATOR EXPIRATORY CASSETTE - SERVO I | MAQUET | 6696947 | 2017-01-18 | 781.2
PATIENT HOIST | PATIENT HOIST - MOBILE | LIKO | VIKING XL | 2017-01-16 | 6156 | 2023-07-18 | 2024-01-18
PATIENT HOIST | PATIENT HOIST - MOBILE | LIKO | VIKING XL | 2017-01-16 | 6156 | 2024-02-05 | 2024-08-05
PATIENT HOIST | PATIENT HOIST - MOBILE | LIKO | GOLVO 8008 | 2017-01-16 | 6156 | 2023-07-18 | 2024-01-18
SUCTION UNIT | SUCTION - LAERDAL - BATTERY | LAERDAL | LSU-2 | 2016-12-29 | 816 | 2023-06-24 | 2026-06-24
MULTI-MEASUREMENT SERVER | MULTI-MEASUREMENT SERVER | PHILIPS LTD | M3012A | 2016-11-21 | 3300
INFUSION PUMP | VOLUMETRIC INFUSION PUMP | FRESENIUS KABI | VOLUMAT MC AGILIA | 2017-05-02 | 480 | 2022-12-09 09:16 | 2025-12-09
INFUSION PUMP | VOLUMETRIC INFUSION PUMP | FRESENIUS KABI | VOLUMAT MC AGILIA | 2017-05-02 | 480 | 2023-06-21 | 2026-06-21
INFUSION PUMP | VOLUMETRIC INFUSION PUMP | FRESENIUS KABI | VOLUMAT MC AGILIA | 2017-05-02 | 480 | 2022-12-15 13:27 | 2025-12-15
INFUSION PUMP | VOLUMETRIC INFUSION PUMP | FRESENIUS KABI | VOLUMAT MC AGILIA | 2017-05-02 | 480 | 2022-10-28 14:12 | 2025-10-28
NEBULIZER | NEBULIZER | PARI MEDICAL | PARI BOY SX | 2017-03-02 | 180
NEBULIZER | NEBULIZER | PARI MEDICAL | PARI BOY SX | 2017-03-02 | 180
NEBULIZER | NEBULIZER | PARI MEDICAL | TURBO BOY SX | 2017-03-02 | 96
ABLATION MACHINE | PLASMA BLADE GENERATOR | MEDTRONIC | PULSAR II PS100-102 | 2013-07-31 | 141600 |  | 2025-01-15
HUMALACTOR | HUMALACTOR | MEDELA | SYMPHONY | 2017-03-13 | 2280 | 2023-06-07 | 2025-06-07
HEIGHT GAUGE | HEIGHT MEASURING SCALE/GAUGE | HOLTAIN LTD | HARPENDEN STADIOMETER | 2017-01-11 | 1092
PUMP DOCKING STATION | PUMP DOCKING STATION | FRESENIUS KABI | LINK 4 + AGILIA | 2016-11-18 | 996 | 2022-07-27 | 2025-07-27
PUMP DOCKING STATION | PUMP DOCKING STATION | FRESENIUS KABI | LINK 4 + AGILIA | 2016-11-18 | 996 | 2022-07-26 | 2025-07-26
PUMP DOCKING STATION | PUMP DOCKING STATION | FRESENIUS KABI | LINK 4 + AGILIA | 2016-11-18 | 996 | 2022-07-26 | 2025-07-26
PUMP DOCKING STATION | PUMP DOCKING STATION | FRESENIUS KABI | LINK 4 + AGILIA | 2016-11-18 | 996 | 2022-07-26 | 2025-07-26
PUMP DOCKING STATION | PUMP DOCKING STATION | FRESENIUS KABI | LINK 4 + AGILIA | 2016-11-18 | 996 | 2022-07-26 | 2025-07-26
PUMP DOCKING STATION | PUMP DOCKING STATION | FRESENIUS KABI | LINK 4 + AGILIA | 2016-11-18 | 996 | 2022-07-27 | 2025-07-27
PUMP DOCKING STATION | PUMP DOCKING STATION | FRESENIUS KABI | LINK 4 + AGILIA | 2016-11-18 | 996 | 2022-07-26 | 2025-07-26
PUMP DOCKING STATION | PUMP DOCKING STATION | FRESENIUS KABI | LINK 4 + AGILIA | 2016-11-18 | 996 | 2022-08-02 | 2025-08-02
PUMP DOCKING STATION | PUMP DOCKING STATION | FRESENIUS KABI | LINK 4 + AGILIA | 2016-11-18 | 996 | 2022-07-27 | 2025-07-27
PUMP DOCKING STATION | PUMP DOCKING STATION | FRESENIUS KABI | LINK 4 + AGILIA | 2016-11-18 | 996 | 2022-08-02 | 2025-08-02
PUMP DOCKING STATION | PUMP DOCKING STATION | FRESENIUS KABI | LINK 4 + AGILIA | 2016-11-18 | 996 | 2022-07-26 | 2025-07-26
PUMP DOCKING STATION | PUMP DOCKING STATION | FRESENIUS KABI | LINK 4 + AGILIA | 2016-11-18 | 996 | 2022-07-26 | 2025-07-26
PUMP DOCKING STATION | PUMP DOCKING STATION | FRESENIUS KABI | LINK 4 + AGILIA | 2016-11-18 | 996 | 2022-07-27 | 2025-07-27
PUMP DOCKING STATION | PUMP DOCKING STATION | FRESENIUS KABI | LINK 4 + AGILIA | 2016-11-18 | 996 | 2022-07-26 | 2025-07-26
PUMP DOCKING STATION | PUMP DOCKING STATION | FRESENIUS KABI | LINK 4 + AGILIA | 2016-11-18 | 996 | 2022-08-04 | 2025-08-04
PUMP DOCKING STATION | PUMP DOCKING STATION | FRESENIUS KABI | LINK 4 + AGILIA | 2016-11-18 | 996 | 2022-07-26 | 2025-07-26
PUMP DOCKING STATION | PUMP DOCKING STATION | FRESENIUS KABI | LINK 4 + AGILIA | 2016-11-18 | 996 | 2022-07-26 | 2025-07-26
PUMP DOCKING STATION | PUMP DOCKING STATION | FRESENIUS KABI | LINK 4 + AGILIA | 2016-11-18 | 996 | 2022-08-02 | 2025-08-02
NETWORK HUB/SWITCH | NETWORK SWITCH | CISCO SYSTEMS | WS-C2960+24TC-S | 2016-10-31 | 1302
CAMERA HEAD | CAMERA HEAD H3-Z | KARL STORZ | H3-Z 22220055 | 2017-01-05 | 16800
SUCTION CONTROLLER | THORACIC SUCTION | THERAPY EQUIPMENT | DIAMOND RANGE THORACIC | 2017-05-02 | 168
SUCTION CONTROLLER | THORACIC SUCTION | THERAPY EQUIPMENT | DIAMOND RANGE THORACIC | 2017-05-02 | 168
WATER BATH | WATER BATH | KLS MARTIN | XCELSIOR | 2017-01-17 | 1200 |  | 2025-01-15
ULTRASONIC UNIT | ULTRASONIC WELDER | KLS MARTIN | SONICWELD RX | 2017-01-17 | 12000 |  | 2025-01-15
PUMP DOCKING STATION | PUMP DOCKING STATION | FRESENIUS KABI | LINK 6 + AGILIA | 2016-11-18 | 1198.8 | 2022-08-04 | 2025-08-04
PUMP DOCKING STATION | PUMP DOCKING STATION | FRESENIUS KABI | LINK 6 + AGILIA | 2016-11-18 | 1198.8 | 2020-01-28 | 2025-06-15
PUMP DOCKING STATION | PUMP DOCKING STATION | FRESENIUS KABI | LINK 6 + AGILIA | 2016-11-18 | 1198.8 | 2022-07-27 | 2025-07-27
PUMP DOCKING STATION | PUMP DOCKING STATION | FRESENIUS KABI | LINK 6 + AGILIA | 2016-11-18 | 1198.8 | 2022-08-02 | 2025-08-02
PUMP DOCKING STATION | PUMP DOCKING STATION | FRESENIUS KABI | LINK 6 + AGILIA | 2016-11-18 | 1198.8 | 2022-07-26 | 2025-07-26
PUMP DOCKING STATION | PUMP DOCKING STATION | FRESENIUS KABI | LINK 6 + AGILIA | 2016-11-18 | 1198.8 | 2022-08-02 | 2025-08-02
PUMP DOCKING STATION | PUMP DOCKING STATION | FRESENIUS KABI | LINK 6 + AGILIA | 2016-11-18 | 1198.8 | 2022-07-26 | 2025-07-26
PUMP DOCKING STATION | PUMP DOCKING STATION | FRESENIUS KABI | LINK 6 + AGILIA | 2016-11-18 | 1198.8 | 2022-07-26 | 2025-07-26
PUMP DOCKING STATION | PUMP DOCKING STATION | FRESENIUS KABI | LINK 6 + AGILIA | 2016-11-18 | 1198.8 | 2022-08-02 | 2025-08-02
PUMP DOCKING STATION | PUMP DOCKING STATION | FRESENIUS KABI | LINK 6 + AGILIA | 2016-11-18 | 1198.8 | 2022-08-02 | 2025-08-02
PUMP DOCKING STATION | PUMP DOCKING STATION | FRESENIUS KABI | LINK 6 + AGILIA | 2016-11-18 | 1198.8 | 2022-08-02 | 2025-08-02
PUMP DOCKING STATION | PUMP DOCKING STATION | FRESENIUS KABI | LINK 6 + AGILIA | 2016-11-18 | 1198.8 | 2022-07-27 | 2025-07-27
PUMP DOCKING STATION | PUMP DOCKING STATION | FRESENIUS KABI | LINK 6 + AGILIA | 2016-11-18 | 1198.8 | 2022-07-26 | 2025-07-26
PUMP DOCKING STATION | PUMP DOCKING STATION | FRESENIUS KABI | LINK 6 + AGILIA | 2016-11-18 | 1198.8 | 2022-07-27 | 2025-07-27
PUMP DOCKING STATION | PUMP DOCKING STATION | FRESENIUS KABI | LINK 6 + AGILIA | 2016-11-18 | 1198.8 | 2022-07-27 | 2025-07-27
PUMP DOCKING STATION | PUMP DOCKING STATION | FRESENIUS KABI | LINK 6 + AGILIA | 2016-11-18 | 1198.8 | 2022-08-02 | 2025-08-02
PUMP DOCKING STATION | PUMP DOCKING STATION | FRESENIUS KABI | LINK 6 + AGILIA | 2016-11-18 | 1198.8 | 2022-08-02 | 2025-08-02
PUMP DOCKING STATION | PUMP DOCKING STATION | FRESENIUS KABI | LINK 6 + AGILIA | 2016-11-18 | 1198.8 | 2022-07-27 | 2025-07-27
INFUSION PUMP | VOLUMETRIC INFUSION PUMP | FRESENIUS KABI | VOLUMAT MC AGILIA | 2016-10-27 | 360 | 2023-01-25 09:47 | 2026-01-25
INFUSION PUMP | VOLUMETRIC INFUSION PUMP | FRESENIUS KABI | VOLUMAT MC AGILIA | 2016-10-27 | 360 | 2022-09-21 | 2025-09-21
INFUSION PUMP | VOLUMETRIC INFUSION PUMP | FRESENIUS KABI | VOLUMAT MC AGILIA | 2016-10-27 | 360 | 2023-05-12 | 2026-05-12
INFUSION PUMP | VOLUMETRIC INFUSION PUMP | FRESENIUS KABI | VOLUMAT MC AGILIA | 2016-10-27 | 360 | 2023-08-09 | 2026-08-09
INFUSION PUMP | VOLUMETRIC INFUSION PUMP | FRESENIUS KABI | VOLUMAT MC AGILIA | 2016-10-27 | 360 | 2023-02-02 11:51 | 2026-02-02
INFUSION PUMP | VOLUMETRIC INFUSION PUMP | FRESENIUS KABI | VOLUMAT MC AGILIA | 2016-10-27 | 360 | 2022-02-03 | 2025-02-03
INFUSION PUMP | VOLUMETRIC INFUSION PUMP | FRESENIUS KABI | VOLUMAT MC AGILIA | 2016-10-27 | 360 | 2022-12-07 15:46 | 2025-12-07
INFUSION PUMP | VOLUMETRIC INFUSION PUMP | FRESENIUS KABI | VOLUMAT MC AGILIA | 2016-10-27 | 360 | 2022-10-04 | 2025-10-04
INFUSION PUMP | VOLUMETRIC INFUSION PUMP | FRESENIUS KABI | VOLUMAT MC AGILIA | 2016-10-27 | 360 | 2024-10-07 | 2027-10-07
INFUSION PUMP | VOLUMETRIC INFUSION PUMP | FRESENIUS KABI | VOLUMAT MC AGILIA | 2016-10-27 | 360 | 2022-08-17 | 2025-08-17
INFUSION PUMP | VOLUMETRIC INFUSION PUMP | FRESENIUS KABI | VOLUMAT MC AGILIA | 2016-10-27 | 360 | 2023-02-23 11:52 | 2026-02-23
INFUSION PUMP | VOLUMETRIC INFUSION PUMP | FRESENIUS KABI | VOLUMAT MC AGILIA | 2016-10-27 | 360 | 2023-05-19 | 2026-05-19
INFUSION PUMP | VOLUMETRIC INFUSION PUMP | FRESENIUS KABI | VOLUMAT MC AGILIA | 2016-10-27 | 360 | 2023-03-09 10:08 | 2026-03-09
INFUSION PUMP | VOLUMETRIC INFUSION PUMP | FRESENIUS KABI | VOLUMAT MC AGILIA | 2016-10-27 | 360 | 2023-01-26 13:16 | 2026-01-26
INFUSION PUMP | VOLUMETRIC INFUSION PUMP | FRESENIUS KABI | VOLUMAT MC AGILIA | 2016-10-27 | 360 | 2023-06-12 | 2026-06-12
INFUSION PUMP | VOLUMETRIC INFUSION PUMP | FRESENIUS KABI | VOLUMAT MC AGILIA | 2016-10-27 | 360 | 2022-10-05 | 2025-10-05
INFUSION PUMP | VOLUMETRIC INFUSION PUMP | FRESENIUS KABI | VOLUMAT MC AGILIA | 2016-10-27 | 360 | 2023-01-16 12:18 | 2026-01-16
INFUSION PUMP | VOLUMETRIC INFUSION PUMP | FRESENIUS KABI | VOLUMAT MC AGILIA | 2016-10-27 | 360 | 2023-05-10 | 2026-05-10
INFUSION PUMP | VOLUMETRIC INFUSION PUMP | FRESENIUS KABI | VOLUMAT MC AGILIA | 2016-10-27 | 360 | 2022-12-02 08:46 | 2025-12-02
INFUSION PUMP | VOLUMETRIC INFUSION PUMP | FRESENIUS KABI | VOLUMAT MC AGILIA | 2016-10-27 | 360 | 2022-06-10 | 2025-06-10
INFUSION PUMP | VOLUMETRIC INFUSION PUMP | FRESENIUS KABI | VOLUMAT MC AGILIA | 2016-10-27 | 360 | 2023-01-26 09:16 | 2026-01-26
INFUSION PUMP | VOLUMETRIC INFUSION PUMP | FRESENIUS KABI | VOLUMAT MC AGILIA | 2016-10-27 | 360 | 2022-09-28 | 2025-09-28
INFUSION PUMP | VOLUMETRIC INFUSION PUMP | FRESENIUS KABI | VOLUMAT MC AGILIA | 2016-10-27 | 360 | 2022-08-04 | 2025-08-04
INFUSION PUMP | VOLUMETRIC INFUSION PUMP | FRESENIUS KABI | VOLUMAT MC AGILIA | 2016-10-27 | 360 | 2019-11-14 | 2024-10-15
INFUSION PUMP | VOLUMETRIC INFUSION PUMP | FRESENIUS KABI | VOLUMAT MC AGILIA | 2016-10-27 | 360 | 2023-06-14 | 2026-06-14
INFUSION PUMP | VOLUMETRIC INFUSION PUMP | FRESENIUS KABI | VOLUMAT MC AGILIA | 2016-10-27 | 360 | 2022-11-04 13:37 | 2025-11-04
INFUSION PUMP | VOLUMETRIC INFUSION PUMP | FRESENIUS KABI | VOLUMAT MC AGILIA | 2016-10-27 | 360 | 2023-01-03 14:25 | 2026-01-03
INFUSION PUMP | VOLUMETRIC INFUSION PUMP | FRESENIUS KABI | VOLUMAT MC AGILIA | 2016-10-27 | 360 | 2022-04-29 | 2025-04-29
INFUSION PUMP | VOLUMETRIC INFUSION PUMP | FRESENIUS KABI | VOLUMAT MC AGILIA | 2016-10-27 | 360 | 2023-06-07 | 2026-06-07
INFUSION PUMP | VOLUMETRIC INFUSION PUMP | FRESENIUS KABI | VOLUMAT MC AGILIA | 2016-10-27 | 360 | 2022-11-09 08:30 | 2025-11-09
INFUSION PUMP | VOLUMETRIC INFUSION PUMP | FRESENIUS KABI | VOLUMAT MC AGILIA | 2016-10-27 | 360 | 2023-03-31 11:16 | 2026-03-31
INFUSION PUMP | VOLUMETRIC INFUSION PUMP | FRESENIUS KABI | VOLUMAT MC AGILIA | 2016-10-27 | 360 | 2022-06-08 | 2025-06-08
INFUSION PUMP | VOLUMETRIC INFUSION PUMP | FRESENIUS KABI | VOLUMAT MC AGILIA | 2016-10-27 | 360 | 2022-04-01 | 2025-04-01
INFUSION PUMP | VOLUMETRIC INFUSION PUMP | FRESENIUS KABI | VOLUMAT MC AGILIA | 2016-10-27 | 360 | 2022-07-14 | 2025-07-14
INFUSION PUMP | VOLUMETRIC INFUSION PUMP | FRESENIUS KABI | VOLUMAT MC AGILIA | 2016-10-27 | 360 | 2024-09-09 | 2027-09-09
INFUSION PUMP | VOLUMETRIC INFUSION PUMP | FRESENIUS KABI | VOLUMAT MC AGILIA | 2016-10-27 | 360 | 2022-09-05 | 2025-09-05
INFUSION PUMP | VOLUMETRIC INFUSION PUMP | FRESENIUS KABI | VOLUMAT MC AGILIA | 2016-10-27 | 360 | 2022-12-30 11:12 | 2025-12-30
INFUSION PUMP | VOLUMETRIC INFUSION PUMP | FRESENIUS KABI | VOLUMAT MC AGILIA | 2016-10-27 | 360 | 2023-05-24 | 2026-05-24
INFUSION PUMP | VOLUMETRIC INFUSION PUMP | FRESENIUS KABI | VOLUMAT MC AGILIA | 2016-10-27 | 360 | 2022-11-08 12:14 | 2025-11-08
INFUSION PUMP | VOLUMETRIC INFUSION PUMP | FRESENIUS KABI | VOLUMAT MC AGILIA | 2016-10-27 | 360 | 2024-04-16 | 2027-04-16
INFUSION PUMP | VOLUMETRIC INFUSION PUMP | FRESENIUS KABI | VOLUMAT MC AGILIA | 2016-10-27 | 360 | 2023-05-05 | 2026-05-05
INFUSION PUMP | VOLUMETRIC INFUSION PUMP | FRESENIUS KABI | VOLUMAT MC AGILIA | 2016-10-27 | 360 | 2021-06-01 | 2027-09-25
INFUSION PUMP | VOLUMETRIC INFUSION PUMP | FRESENIUS KABI | VOLUMAT MC AGILIA | 2016-10-27 | 360 | 2024-10-07 | 2027-10-07
INFUSION PUMP | VOLUMETRIC INFUSION PUMP | FRESENIUS KABI | VOLUMAT MC AGILIA | 2016-10-27 | 360 | 2023-04-19 08:40 | 2026-04-19
INFUSION PUMP | VOLUMETRIC INFUSION PUMP | FRESENIUS KABI | VOLUMAT MC AGILIA | 2016-10-27 | 360 | 2023-06-14 | 2026-06-14
INFUSION PUMP | VOLUMETRIC INFUSION PUMP | FRESENIUS KABI | VOLUMAT MC AGILIA | 2016-10-27 | 360 | 2023-06-26 | 2026-06-26
INFUSION PUMP | VOLUMETRIC INFUSION PUMP | FRESENIUS KABI | VOLUMAT MC AGILIA | 2016-10-27 | 360 | 2023-04-20 12:02 | 2026-04-20
INFUSION PUMP | VOLUMETRIC INFUSION PUMP | FRESENIUS KABI | VOLUMAT MC AGILIA | 2016-10-27 | 360 | 2024-08-23 | 2027-08-23
INFUSION PUMP | VOLUMETRIC INFUSION PUMP | FRESENIUS KABI | VOLUMAT MC AGILIA | 2016-10-27 | 360 | 2022-12-28 14:29 | 2025-12-28
INFUSION PUMP | VOLUMETRIC INFUSION PUMP | FRESENIUS KABI | VOLUMAT MC AGILIA | 2016-10-27 | 360 | 2024-09-09 | 2027-09-09
INFUSION PUMP | VOLUMETRIC INFUSION PUMP | FRESENIUS KABI | VOLUMAT MC AGILIA | 2016-10-27 | 360 | 2023-06-23 | 2026-06-23
INFUSION PUMP | VOLUMETRIC INFUSION PUMP | FRESENIUS KABI | VOLUMAT MC AGILIA | 2016-10-27 | 360 | 2023-06-13 | 2026-06-13
INFUSION PUMP | VOLUMETRIC INFUSION PUMP | FRESENIUS KABI | VOLUMAT MC AGILIA | 2016-10-27 | 360 | 2023-04-27 | 2026-04-27
INFUSION PUMP | VOLUMETRIC INFUSION PUMP | FRESENIUS KABI | VOLUMAT MC AGILIA | 2016-10-27 | 360 | 2022-07-04 | 2025-07-04
INFUSION PUMP | VOLUMETRIC INFUSION PUMP | FRESENIUS KABI | VOLUMAT MC AGILIA | 2016-10-27 | 360 | 2022-10-05 | 2025-10-05
INFUSION PUMP | VOLUMETRIC INFUSION PUMP | FRESENIUS KABI | VOLUMAT MC AGILIA | 2016-10-27 | 360 | 2022-05-26 | 2025-05-26
INFUSION PUMP | VOLUMETRIC INFUSION PUMP | FRESENIUS KABI | VOLUMAT MC AGILIA | 2016-10-27 | 360 | 2023-06-29 | 2026-06-29
INFUSION PUMP | VOLUMETRIC INFUSION PUMP | FRESENIUS KABI | VOLUMAT MC AGILIA | 2016-10-27 | 360 | 2022-12-19 14:56 | 2025-12-19
INFUSION PUMP | VOLUMETRIC INFUSION PUMP | FRESENIUS KABI | VOLUMAT MC AGILIA | 2016-10-27 | 360 | 2023-02-21 12:57 | 2026-02-21
INFUSION PUMP | VOLUMETRIC INFUSION PUMP | FRESENIUS KABI | VOLUMAT MC AGILIA | 2016-10-27 | 360 | 2024-08-08 | 2027-08-08
INFUSION PUMP | VOLUMETRIC INFUSION PUMP | FRESENIUS KABI | VOLUMAT MC AGILIA | 2016-10-27 | 360 | 2023-07-07 | 2026-07-07
INFUSION PUMP | VOLUMETRIC INFUSION PUMP | FRESENIUS KABI | VOLUMAT MC AGILIA | 2016-10-27 | 360 | 2023-06-22 | 2026-06-22
INFUSION PUMP | VOLUMETRIC INFUSION PUMP | FRESENIUS KABI | VOLUMAT MC AGILIA | 2016-10-27 | 360 | 2022-08-16 | 2025-08-16
INFUSION PUMP | VOLUMETRIC INFUSION PUMP | FRESENIUS KABI | VOLUMAT MC AGILIA | 2016-10-27 | 360 | 2023-03-31 11:15 | 2026-03-31
INFUSION PUMP | VOLUMETRIC INFUSION PUMP | FRESENIUS KABI | VOLUMAT MC AGILIA | 2016-10-27 | 360 | 2019-12-16 | 2024-10-15
INFUSION PUMP | VOLUMETRIC INFUSION PUMP | FRESENIUS KABI | VOLUMAT MC AGILIA | 2016-10-27 | 360 | 2022-12-15 14:54 | 2025-12-15
INFUSION PUMP | VOLUMETRIC INFUSION PUMP | FRESENIUS KABI | VOLUMAT MC AGILIA | 2016-10-27 | 360 | 2023-10-30 | 2026-10-30
INFUSION PUMP | VOLUMETRIC INFUSION PUMP | FRESENIUS KABI | VOLUMAT MC AGILIA | 2016-10-27 | 360 | 2022-09-16 | 2025-09-16
INFUSION PUMP | VOLUMETRIC INFUSION PUMP | FRESENIUS KABI | VOLUMAT MC AGILIA | 2016-10-27 | 360 | 2022-11-11 09:36 | 2025-11-11
INFUSION PUMP | VOLUMETRIC INFUSION PUMP | FRESENIUS KABI | VOLUMAT MC AGILIA | 2016-10-27 | 360 | 2023-04-24 | 2026-04-24
INFUSION PUMP | VOLUMETRIC INFUSION PUMP | FRESENIUS KABI | VOLUMAT MC AGILIA | 2016-10-27 | 360 | 2022-07-04 | 2025-07-04
INFUSION PUMP | VOLUMETRIC INFUSION PUMP | FRESENIUS KABI | VOLUMAT MC AGILIA | 2016-10-27 | 360 | 2023-10-03 | 2026-10-03
INFUSION PUMP | VOLUMETRIC INFUSION PUMP | FRESENIUS KABI | VOLUMAT MC AGILIA | 2016-10-27 | 360 | 2023-02-23 13:11 | 2026-02-23
INFUSION PUMP | VOLUMETRIC INFUSION PUMP | FRESENIUS KABI | VOLUMAT MC AGILIA | 2016-10-27 | 360 | 2020-11-05 | 2027-09-25
INFUSION PUMP | VOLUMETRIC INFUSION PUMP | FRESENIUS KABI | VOLUMAT MC AGILIA | 2016-10-27 | 360 | 2023-06-13 | 2026-06-13
INFUSION PUMP | VOLUMETRIC INFUSION PUMP | FRESENIUS KABI | VOLUMAT MC AGILIA | 2016-10-27 | 360 | 2024-02-06 | 2027-02-06
INFUSION PUMP | VOLUMETRIC INFUSION PUMP | FRESENIUS KABI | VOLUMAT MC AGILIA | 2016-10-27 | 360 | 2022-08-16 | 2025-08-16
INFUSION PUMP | VOLUMETRIC INFUSION PUMP | FRESENIUS KABI | VOLUMAT MC AGILIA | 2016-10-27 | 360 | 2022-08-10 | 2025-08-10
INFUSION PUMP | VOLUMETRIC INFUSION PUMP | FRESENIUS KABI | VOLUMAT MC AGILIA | 2016-10-27 | 360 | 2023-02-06 12:18 | 2026-02-06
INFUSION PUMP | VOLUMETRIC INFUSION PUMP | FRESENIUS KABI | VOLUMAT MC AGILIA | 2016-10-27 | 360 | 2023-04-21 15:18 | 2026-04-21
INFUSION PUMP | VOLUMETRIC INFUSION PUMP | FRESENIUS KABI | VOLUMAT MC AGILIA | 2016-10-27 | 360 | 2022-10-06 | 2025-10-06
INFUSION PUMP | VOLUMETRIC INFUSION PUMP | FRESENIUS KABI | VOLUMAT MC AGILIA | 2016-10-27 | 360 | 2022-09-22 | 2025-09-22
INFUSION PUMP | VOLUMETRIC INFUSION PUMP | FRESENIUS KABI | VOLUMAT MC AGILIA | 2016-10-27 | 360 | 2022-10-03 | 2025-10-03
INFUSION PUMP | VOLUMETRIC INFUSION PUMP | FRESENIUS KABI | VOLUMAT MC AGILIA | 2016-10-27 | 360 | 2022-08-12 | 2025-08-12
INFUSION PUMP | VOLUMETRIC INFUSION PUMP | FRESENIUS KABI | VOLUMAT MC AGILIA | 2016-10-27 | 360 | 2023-04-27 | 2026-04-27
INFUSION PUMP | VOLUMETRIC INFUSION PUMP | FRESENIUS KABI | VOLUMAT MC AGILIA | 2016-10-27 | 360 | 2023-01-31 09:25 | 2026-01-31
INFUSION PUMP | VOLUMETRIC INFUSION PUMP | FRESENIUS KABI | VOLUMAT MC AGILIA | 2016-10-27 | 360 | 2022-08-15 | 2025-08-15
INFUSION PUMP | VOLUMETRIC INFUSION PUMP | FRESENIUS KABI | VOLUMAT MC AGILIA | 2016-10-27 | 360 | 2023-06-05 | 2026-06-05
INFUSION PUMP | VOLUMETRIC INFUSION PUMP | FRESENIUS KABI | VOLUMAT MC AGILIA | 2016-10-27 | 360 |  | 2024-10-15
INFUSION PUMP | VOLUMETRIC INFUSION PUMP | FRESENIUS KABI | VOLUMAT MC AGILIA | 2016-10-27 | 360 | 2023-02-28 12:37 | 2026-02-28
INFUSION PUMP | VOLUMETRIC INFUSION PUMP | FRESENIUS KABI | VOLUMAT MC AGILIA | 2016-10-27 | 360 | 2023-02-14 14:47 | 2026-02-14
INFUSION PUMP | VOLUMETRIC INFUSION PUMP | FRESENIUS KABI | VOLUMAT MC AGILIA | 2016-10-27 | 360 | 2022-12-09 13:13 | 2025-12-09
INFUSION PUMP | VOLUMETRIC INFUSION PUMP | FRESENIUS KABI | VOLUMAT MC AGILIA | 2016-10-27 | 360 | 2023-02-16 14:45 | 2026-02-16
INFUSION PUMP | VOLUMETRIC INFUSION PUMP | FRESENIUS KABI | VOLUMAT MC AGILIA | 2016-10-27 | 360 | 2023-02-01 14:11 | 2026-02-01
INFUSION PUMP | VOLUMETRIC INFUSION PUMP | FRESENIUS KABI | VOLUMAT MC AGILIA | 2016-10-27 | 360 | 2022-09-05 | 2025-09-05
INFUSION PUMP | VOLUMETRIC INFUSION PUMP | FRESENIUS KABI | VOLUMAT MC AGILIA | 2016-10-27 | 360 | 2023-10-06 | 2026-10-06
INFUSION PUMP | VOLUMETRIC INFUSION PUMP | FRESENIUS KABI | VOLUMAT MC AGILIA | 2016-10-27 | 360 | 2023-09-12 | 2026-09-12
INFUSION PUMP | VOLUMETRIC INFUSION PUMP | FRESENIUS KABI | VOLUMAT MC AGILIA | 2016-10-27 | 360 | 2022-11-18 16:21 | 2025-11-18
INFUSION PUMP | VOLUMETRIC INFUSION PUMP | FRESENIUS KABI | VOLUMAT MC AGILIA | 2016-10-27 | 360 | 2023-06-23 | 2026-06-23
INFUSION PUMP | VOLUMETRIC INFUSION PUMP | FRESENIUS KABI | VOLUMAT MC AGILIA | 2016-10-27 | 360 | 2023-06-23 | 2026-06-23
INFUSION PUMP | VOLUMETRIC INFUSION PUMP | FRESENIUS KABI | VOLUMAT MC AGILIA | 2016-10-27 | 360 | 2023-01-18 13:17 | 2026-01-18
INFUSION PUMP | VOLUMETRIC INFUSION PUMP | FRESENIUS KABI | VOLUMAT MC AGILIA | 2016-10-27 | 360 | 2024-10-02 | 2027-10-02
INFUSION PUMP | VOLUMETRIC INFUSION PUMP | FRESENIUS KABI | VOLUMAT MC AGILIA | 2016-10-27 | 360 | 2022-11-17 15:58 | 2025-11-17
INFUSION PUMP | VOLUMETRIC INFUSION PUMP | FRESENIUS KABI | VOLUMAT MC AGILIA | 2016-10-27 | 360 | 2022-10-05 | 2025-10-05
INFUSION PUMP | VOLUMETRIC INFUSION PUMP | FRESENIUS KABI | VOLUMAT MC AGILIA | 2016-10-27 | 360 | 2023-02-15 11:05 | 2026-02-15
INFUSION PUMP | VOLUMETRIC INFUSION PUMP | FRESENIUS KABI | VOLUMAT MC AGILIA | 2016-10-27 | 360 | 2022-10-05 | 2025-10-05
INFUSION PUMP | VOLUMETRIC INFUSION PUMP | FRESENIUS KABI | VOLUMAT MC AGILIA | 2016-10-27 | 360 | 2023-02-07 10:00 | 2026-02-07
INFUSION PUMP | VOLUMETRIC INFUSION PUMP | FRESENIUS KABI | VOLUMAT MC AGILIA | 2016-10-27 | 360 | 2023-07-25 | 2026-07-25
INFUSION PUMP | VOLUMETRIC INFUSION PUMP | FRESENIUS KABI | VOLUMAT MC AGILIA | 2016-10-27 | 360 | 2022-08-12 | 2025-08-12
INFUSION PUMP | VOLUMETRIC INFUSION PUMP | FRESENIUS KABI | VOLUMAT MC AGILIA | 2016-10-27 | 360 | 2022-02-02 | 2025-02-02
INFUSION PUMP | VOLUMETRIC INFUSION PUMP | FRESENIUS KABI | VOLUMAT MC AGILIA | 2016-10-27 | 360 | 2023-01-26 11:56 | 2026-01-26
INFUSION PUMP | VOLUMETRIC INFUSION PUMP | FRESENIUS KABI | VOLUMAT MC AGILIA | 2016-10-27 | 360 | 2023-02-28 13:53 | 2026-02-28
INFUSION PUMP | VOLUMETRIC INFUSION PUMP | FRESENIUS KABI | VOLUMAT MC AGILIA | 2016-10-27 | 360 | 2022-08-10 | 2025-08-10
INFUSION PUMP | VOLUMETRIC INFUSION PUMP | FRESENIUS KABI | VOLUMAT MC AGILIA | 2016-10-27 | 360 | 2022-10-18 | 2025-10-18
INFUSION PUMP | VOLUMETRIC INFUSION PUMP | FRESENIUS KABI | VOLUMAT MC AGILIA | 2016-10-27 | 360 | 2023-01-25 09:15 | 2026-01-25
INFUSION PUMP | VOLUMETRIC INFUSION PUMP | FRESENIUS KABI | VOLUMAT MC AGILIA | 2016-10-27 | 360 | 2022-07-25 | 2025-07-25
INFUSION PUMP | VOLUMETRIC INFUSION PUMP | FRESENIUS KABI | VOLUMAT MC AGILIA | 2016-10-27 | 360 | 2023-03-15 09:33 | 2026-03-15
INFUSION PUMP | VOLUMETRIC INFUSION PUMP | FRESENIUS KABI | VOLUMAT MC AGILIA | 2016-10-27 | 360 | 2024-04-04 | 2027-04-04
INFUSION PUMP | VOLUMETRIC INFUSION PUMP | FRESENIUS KABI | VOLUMAT MC AGILIA | 2016-10-27 | 360 | 2022-12-02 11:49 | 2025-12-02
INFUSION PUMP | VOLUMETRIC INFUSION PUMP | FRESENIUS KABI | VOLUMAT MC AGILIA | 2016-10-27 | 360 | 2022-12-28 16:50 | 2025-12-28
INFUSION PUMP | VOLUMETRIC INFUSION PUMP | FRESENIUS KABI | VOLUMAT MC AGILIA | 2016-10-27 | 360 | 2022-10-24 | 2025-10-24
INFUSION PUMP | VOLUMETRIC INFUSION PUMP | FRESENIUS KABI | VOLUMAT MC AGILIA | 2016-10-27 | 360 | 2023-07-17 | 2026-07-17
INFUSION PUMP | VOLUMETRIC INFUSION PUMP | FRESENIUS KABI | VOLUMAT MC AGILIA | 2016-10-27 | 360 | 2023-09-22 | 2026-09-22
INFUSION PUMP | VOLUMETRIC INFUSION PUMP | FRESENIUS KABI | VOLUMAT MC AGILIA | 2016-10-27 | 360 | 2023-01-24 15:12 | 2026-01-24
INFUSION PUMP | VOLUMETRIC INFUSION PUMP | FRESENIUS KABI | VOLUMAT MC AGILIA | 2016-10-27 | 360 | 2022-10-05 | 2025-10-05
INFUSION PUMP | VOLUMETRIC INFUSION PUMP | FRESENIUS KABI | VOLUMAT MC AGILIA | 2016-10-27 | 360 | 2022-12-16 11:58 | 2025-12-16
INFUSION PUMP | VOLUMETRIC INFUSION PUMP | FRESENIUS KABI | VOLUMAT MC AGILIA | 2016-10-27 | 360 | 2023-04-05 09:40 | 2026-04-05
INFUSION PUMP | VOLUMETRIC INFUSION PUMP | FRESENIUS KABI | VOLUMAT MC AGILIA | 2016-10-27 | 360 | 2022-08-15 | 2025-08-15
INFUSION PUMP | VOLUMETRIC INFUSION PUMP | FRESENIUS KABI | VOLUMAT MC AGILIA | 2016-10-27 | 360 | 2023-02-01 09:24 | 2026-02-01
INFUSION PUMP | VOLUMETRIC INFUSION PUMP | FRESENIUS KABI | VOLUMAT MC AGILIA | 2016-10-27 | 360 | 2022-08-17 | 2025-08-17
INFUSION PUMP | VOLUMETRIC INFUSION PUMP | FRESENIUS KABI | VOLUMAT MC AGILIA | 2016-10-27 | 360 | 2022-09-16 | 2025-09-16
INFUSION PUMP | VOLUMETRIC INFUSION PUMP | FRESENIUS KABI | VOLUMAT MC AGILIA | 2016-10-27 | 360 | 2023-02-07 15:15 | 2026-02-07
INFUSION PUMP | VOLUMETRIC INFUSION PUMP | FRESENIUS KABI | VOLUMAT MC AGILIA | 2016-10-27 | 360 | 2023-06-23 | 2026-06-23
INFUSION PUMP | VOLUMETRIC INFUSION PUMP | FRESENIUS KABI | VOLUMAT MC AGILIA | 2016-10-27 | 360 | 2024-03-07 | 2027-03-07
INFUSION PUMP | VOLUMETRIC INFUSION PUMP | FRESENIUS KABI | VOLUMAT MC AGILIA | 2016-10-27 | 360 | 2023-05-18 | 2026-05-18
INFUSION PUMP | VOLUMETRIC INFUSION PUMP | FRESENIUS KABI | VOLUMAT MC AGILIA | 2016-10-27 | 360 | 2023-06-21 | 2026-06-21
INFUSION PUMP | VOLUMETRIC INFUSION PUMP | FRESENIUS KABI | VOLUMAT MC AGILIA | 2016-10-27 | 360 | 2023-06-23 | 2026-06-23
INFUSION PUMP | VOLUMETRIC INFUSION PUMP | FRESENIUS KABI | VOLUMAT MC AGILIA | 2016-10-27 | 360 | 2022-08-15 | 2025-08-15
INFUSION PUMP | VOLUMETRIC INFUSION PUMP | FRESENIUS KABI | VOLUMAT MC AGILIA | 2016-10-27 | 360 | 2024-07-16 | 2027-07-16
INFUSION PUMP | VOLUMETRIC INFUSION PUMP | FRESENIUS KABI | VOLUMAT MC AGILIA | 2016-10-27 | 360 | 2023-02-14 09:59 | 2026-02-14
INFUSION PUMP | VOLUMETRIC INFUSION PUMP | FRESENIUS KABI | VOLUMAT MC AGILIA | 2016-10-27 | 360 | 2022-10-28 15:34 | 2025-10-28
INFUSION PUMP | VOLUMETRIC INFUSION PUMP | FRESENIUS KABI | VOLUMAT MC AGILIA | 2016-10-27 | 360 | 2022-09-23 | 2025-09-23
INFUSION PUMP | VOLUMETRIC INFUSION PUMP | FRESENIUS KABI | VOLUMAT MC AGILIA | 2016-10-27 | 360 | 2022-09-15 | 2025-09-15
INFUSION PUMP | VOLUMETRIC INFUSION PUMP | FRESENIUS KABI | VOLUMAT MC AGILIA | 2016-10-27 | 360 | 2022-09-15 | 2025-09-15
INFUSION PUMP | VOLUMETRIC INFUSION PUMP | FRESENIUS KABI | VOLUMAT MC AGILIA | 2016-10-27 | 360 | 2024-10-07 | 2027-10-07
SYRINGE DRIVER | SYRINGE DRIVER | FRESENIUS KABI | INJECTOMAT MC AGILIA | 2016-10-27 | 360 | 2022-09-29 | 2025-09-29
SYRINGE DRIVER | SYRINGE DRIVER | FRESENIUS KABI | INJECTOMAT MC AGILIA | 2016-10-27 | 360 | 2023-05-19 | 2026-05-19
SYRINGE DRIVER | SYRINGE DRIVER | FRESENIUS KABI | INJECTOMAT MC AGILIA | 2016-10-27 | 360 | 2022-11-10 16:50 | 2025-11-10
SYRINGE DRIVER | SYRINGE DRIVER | FRESENIUS KABI | INJECTOMAT MC AGILIA | 2016-10-27 | 360 | 2023-02-08 16:12 | 2026-02-08
SYRINGE DRIVER | SYRINGE DRIVER | FRESENIUS KABI | INJECTOMAT MC AGILIA | 2016-10-27 | 360 | 2022-08-16 | 2025-08-16
SYRINGE DRIVER | SYRINGE DRIVER | FRESENIUS KABI | INJECTOMAT MC AGILIA | 2016-10-27 | 360 | 2022-08-17 | 2025-08-17
SYRINGE DRIVER | SYRINGE DRIVER | FRESENIUS KABI | INJECTOMAT MC AGILIA | 2016-10-27 | 360 | 2023-06-26 | 2026-06-26
SYRINGE DRIVER | SYRINGE DRIVER | FRESENIUS KABI | INJECTOMAT MC AGILIA | 2016-10-27 | 360 | 2022-08-01 | 2025-08-01
SYRINGE DRIVER | SYRINGE DRIVER | FRESENIUS KABI | INJECTOMAT MC AGILIA | 2016-10-27 | 360 | 2023-01-16 12:17 | 2026-01-16
SYRINGE DRIVER | SYRINGE DRIVER | FRESENIUS KABI | INJECTOMAT MC AGILIA | 2016-10-27 | 360 | 2022-12-30 14:29 | 2025-12-30
SYRINGE DRIVER | SYRINGE DRIVER | FRESENIUS KABI | INJECTOMAT MC AGILIA | 2016-10-27 | 360 | 2023-08-31 | 2026-08-31
SYRINGE DRIVER | SYRINGE DRIVER | FRESENIUS KABI | INJECTOMAT MC AGILIA | 2016-10-27 | 360 | 2023-01-30 10:08 | 2026-01-30
SYRINGE DRIVER | SYRINGE DRIVER | FRESENIUS KABI | INJECTOMAT MC AGILIA | 2016-10-27 | 360 | 2024-08-16 | 2027-08-16
SYRINGE DRIVER | SYRINGE DRIVER | FRESENIUS KABI | INJECTOMAT MC AGILIA | 2016-10-27 | 360 | 2022-08-26 | 2025-08-26
SYRINGE DRIVER | SYRINGE DRIVER | FRESENIUS KABI | INJECTOMAT MC AGILIA | 2016-10-27 | 360 | 2021-08-24 | 2024-08-24
SYRINGE DRIVER | SYRINGE DRIVER | FRESENIUS KABI | INJECTOMAT MC AGILIA | 2016-10-27 | 360 | 2022-08-22 | 2025-08-22
SYRINGE DRIVER | SYRINGE DRIVER | FRESENIUS KABI | INJECTOMAT MC AGILIA | 2016-10-27 | 360 | 2023-01-23 13:31 | 2026-01-23
SYRINGE DRIVER | SYRINGE DRIVER | FRESENIUS KABI | INJECTOMAT MC AGILIA | 2016-10-27 | 360 | 2022-09-29 | 2025-09-29
SYRINGE DRIVER | SYRINGE DRIVER | FRESENIUS KABI | INJECTOMAT MC AGILIA | 2016-10-27 | 360 | 2023-02-27 11:06 | 2026-02-27
SYRINGE DRIVER | SYRINGE DRIVER | FRESENIUS KABI | INJECTOMAT MC AGILIA | 2016-10-27 | 360 | 2023-08-18 | 2026-08-18
SYRINGE DRIVER | SYRINGE DRIVER | FRESENIUS KABI | INJECTOMAT MC AGILIA | 2016-10-27 | 360 | 2023-04-19 11:21 | 2026-04-19
SYRINGE DRIVER | SYRINGE DRIVER | FRESENIUS KABI | INJECTOMAT MC AGILIA | 2016-10-27 | 360 | 2023-08-23 | 2026-08-23
SYRINGE DRIVER | SYRINGE DRIVER | FRESENIUS KABI | INJECTOMAT MC AGILIA | 2016-10-27 | 360 | 2022-12-09 12:21 | 2025-12-09
SYRINGE DRIVER | SYRINGE DRIVER | FRESENIUS KABI | INJECTOMAT MC AGILIA | 2016-10-27 | 360 | 2023-02-14 15:11 | 2026-02-14
SYRINGE DRIVER | SYRINGE DRIVER | FRESENIUS KABI | INJECTOMAT MC AGILIA | 2016-10-27 | 360 | 2023-02-21 15:09 | 2026-02-21
SYRINGE DRIVER | SYRINGE DRIVER | FRESENIUS KABI | INJECTOMAT MC AGILIA | 2016-10-27 | 360 | 2023-08-22 | 2026-08-22
SYRINGE DRIVER | SYRINGE DRIVER | FRESENIUS KABI | INJECTOMAT MC AGILIA | 2016-10-27 | 360 | 2022-12-15 11:16 | 2025-12-15
SYRINGE DRIVER | SYRINGE DRIVER | FRESENIUS KABI | INJECTOMAT MC AGILIA | 2016-10-27 | 360 | 2020-02-17 | 2024-10-15
SYRINGE DRIVER | SYRINGE DRIVER | FRESENIUS KABI | INJECTOMAT MC AGILIA | 2016-10-27 | 360 | 2022-08-26 | 2025-08-26
SYRINGE DRIVER | SYRINGE DRIVER | FRESENIUS KABI | INJECTOMAT MC AGILIA | 2016-10-27 | 360 | 2024-06-28 | 2027-06-28
SYRINGE DRIVER | SYRINGE DRIVER | FRESENIUS KABI | INJECTOMAT MC AGILIA | 2016-10-27 | 360 | 2022-10-26 | 2025-10-26
SYRINGE DRIVER | SYRINGE DRIVER | FRESENIUS KABI | INJECTOMAT MC AGILIA | 2016-10-27 | 360 | 2023-06-19 | 2026-06-19
SYRINGE DRIVER | SYRINGE DRIVER | FRESENIUS KABI | INJECTOMAT MC AGILIA | 2016-10-27 | 360 | 2022-10-26 | 2025-10-26
SYRINGE DRIVER | SYRINGE DRIVER | FRESENIUS KABI | INJECTOMAT MC AGILIA | 2016-10-27 | 360 | 2022-12-19 13:09 | 2025-12-19
SYRINGE DRIVER | SYRINGE DRIVER | FRESENIUS KABI | INJECTOMAT MC AGILIA | 2016-10-27 | 360 | 2022-05-16 | 2025-05-16
SYRINGE DRIVER | SYRINGE DRIVER | FRESENIUS KABI | INJECTOMAT MC AGILIA | 2016-10-27 | 360 | 2022-08-26 | 2025-08-26
SYRINGE DRIVER | SYRINGE DRIVER | FRESENIUS KABI | INJECTOMAT MC AGILIA | 2016-10-27 | 360 | 2023-04-19 14:36 | 2026-04-19
SYRINGE DRIVER | SYRINGE DRIVER | FRESENIUS KABI | INJECTOMAT MC AGILIA | 2016-10-27 | 360 | 2023-06-28 | 2026-06-28
SYRINGE DRIVER | SYRINGE DRIVER | FRESENIUS KABI | INJECTOMAT MC AGILIA | 2016-10-27 | 360 | 2023-06-23 | 2026-06-23
SYRINGE DRIVER | SYRINGE DRIVER | FRESENIUS KABI | INJECTOMAT MC AGILIA | 2016-10-27 | 360 | 2023-02-15 09:17 | 2026-02-15
SYRINGE DRIVER | SYRINGE DRIVER | FRESENIUS KABI | INJECTOMAT MC AGILIA | 2016-10-27 | 360 | 2022-10-20 | 2025-10-20
SYRINGE DRIVER | SYRINGE DRIVER | FRESENIUS KABI | INJECTOMAT MC AGILIA | 2016-10-27 | 360 | 2023-08-01 | 2026-08-01
SYRINGE DRIVER | SYRINGE DRIVER | FRESENIUS KABI | INJECTOMAT MC AGILIA | 2016-10-27 | 360 | 2022-07-12 | 2025-07-12
SYRINGE DRIVER | SYRINGE DRIVER | FRESENIUS KABI | INJECTOMAT MC AGILIA | 2016-10-27 | 360 | 2022-11-22 08:59 | 2025-11-22
SYRINGE DRIVER | SYRINGE DRIVER | FRESENIUS KABI | INJECTOMAT MC AGILIA | 2016-10-27 | 360 | 2023-02-15 12:56 | 2026-02-15
SYRINGE DRIVER | SYRINGE DRIVER | FRESENIUS KABI | INJECTOMAT MC AGILIA | 2016-10-27 | 360 | 2022-07-07 | 2025-07-07
SYRINGE DRIVER | SYRINGE DRIVER | FRESENIUS KABI | INJECTOMAT MC AGILIA | 2016-10-27 | 360 | 2022-08-17 | 2025-08-17
SYRINGE DRIVER | SYRINGE DRIVER | FRESENIUS KABI | INJECTOMAT MC AGILIA | 2016-10-27 | 360 | 2023-05-31 | 2026-05-31
SYRINGE DRIVER | SYRINGE DRIVER | FRESENIUS KABI | INJECTOMAT MC AGILIA | 2016-10-27 | 360 | 2022-05-13 | 2025-05-13
SYRINGE DRIVER | SYRINGE DRIVER | FRESENIUS KABI | INJECTOMAT MC AGILIA | 2016-10-27 | 360 | 2022-12-15 15:58 | 2025-12-15
SYRINGE DRIVER | SYRINGE DRIVER | FRESENIUS KABI | INJECTOMAT MC AGILIA | 2016-10-27 | 360 | 2024-04-25 | 2027-04-25
SYRINGE DRIVER | SYRINGE DRIVER | FRESENIUS KABI | INJECTOMAT MC AGILIA | 2016-10-27 | 360 | 2024-10-04 | 2027-10-04
SYRINGE DRIVER | SYRINGE DRIVER | FRESENIUS KABI | INJECTOMAT MC AGILIA | 2016-10-27 | 360 | 2023-02-20 14:31 | 2026-02-20
SYRINGE DRIVER | SYRINGE DRIVER | FRESENIUS KABI | INJECTOMAT MC AGILIA | 2016-10-27 | 360 | 2022-12-30 12:18 | 2025-12-30
SYRINGE DRIVER | SYRINGE DRIVER | FRESENIUS KABI | INJECTOMAT MC AGILIA | 2016-10-27 | 360 | 2022-08-17 | 2025-08-17
SYRINGE DRIVER | SYRINGE DRIVER | FRESENIUS KABI | INJECTOMAT MC AGILIA | 2016-10-27 | 360 | 2023-03-14 08:47 | 2026-03-14
SYRINGE DRIVER | SYRINGE DRIVER | FRESENIUS KABI | INJECTOMAT MC AGILIA | 2016-10-27 | 360 | 2023-06-22 | 2026-06-22
SYRINGE DRIVER | SYRINGE DRIVER | FRESENIUS KABI | INJECTOMAT MC AGILIA | 2016-10-27 | 360 | 2022-05-30 | 2025-05-30
SYRINGE DRIVER | SYRINGE DRIVER | FRESENIUS KABI | INJECTOMAT MC AGILIA | 2016-10-27 | 360 | 2022-07-08 | 2025-07-08
SYRINGE DRIVER | SYRINGE DRIVER | FRESENIUS KABI | INJECTOMAT MC AGILIA | 2016-10-27 | 360 | 2022-11-24 12:45 | 2025-11-24
SYRINGE DRIVER | SYRINGE DRIVER | FRESENIUS KABI | INJECTOMAT MC AGILIA | 2016-10-27 | 360 | 2022-07-20 | 2025-07-20
SYRINGE DRIVER | SYRINGE DRIVER | FRESENIUS KABI | INJECTOMAT MC AGILIA | 2016-10-27 | 360 | 2024-01-29 | 2027-01-29
SYRINGE DRIVER | SYRINGE DRIVER | FRESENIUS KABI | INJECTOMAT MC AGILIA | 2016-10-27 | 360 | 2022-08-17 | 2025-08-17
SYRINGE DRIVER | SYRINGE DRIVER | FRESENIUS KABI | INJECTOMAT MC AGILIA | 2016-10-27 | 360 | 2023-01-23 13:25 | 2026-01-23
SYRINGE DRIVER | SYRINGE DRIVER | FRESENIUS KABI | INJECTOMAT MC AGILIA | 2016-10-27 | 360 | 2022-12-19 11:42 | 2025-12-19
SYRINGE DRIVER | SYRINGE DRIVER | FRESENIUS KABI | INJECTOMAT MC AGILIA | 2016-10-27 | 360 | 2023-05-11 | 2026-05-11
SYRINGE DRIVER | SYRINGE DRIVER | FRESENIUS KABI | INJECTOMAT MC AGILIA | 2016-10-27 | 360 | 2023-02-21 09:53 | 2026-02-21
SYRINGE DRIVER | SYRINGE DRIVER | FRESENIUS KABI | INJECTOMAT MC AGILIA | 2016-10-27 | 360 | 2023-02-16 13:06 | 2026-02-16
SYRINGE DRIVER | SYRINGE DRIVER | FRESENIUS KABI | INJECTOMAT MC AGILIA | 2016-10-27 | 360 | 2022-12-05 12:17 | 2025-12-05
SYRINGE DRIVER | SYRINGE DRIVER | FRESENIUS KABI | INJECTOMAT MC AGILIA | 2016-10-27 | 360 | 2024-06-26 | 2027-06-26
SYRINGE DRIVER | SYRINGE DRIVER | FRESENIUS KABI | INJECTOMAT MC AGILIA | 2016-10-27 | 360 | 2022-09-22 | 2025-09-22
SYRINGE DRIVER | SYRINGE DRIVER | FRESENIUS KABI | INJECTOMAT MC AGILIA | 2016-10-27 | 360 | 2022-12-01 14:24 | 2025-12-01
SYRINGE DRIVER | SYRINGE DRIVER | FRESENIUS KABI | INJECTOMAT MC AGILIA | 2016-10-27 | 360 | 2022-08-12 | 2025-08-12
SYRINGE DRIVER | SYRINGE DRIVER | FRESENIUS KABI | INJECTOMAT MC AGILIA | 2016-10-27 | 360 | 2022-10-26 | 2025-10-26
SYRINGE DRIVER | SYRINGE DRIVER | FRESENIUS KABI | INJECTOMAT MC AGILIA | 2016-10-27 | 360 | 2022-08-26 | 2025-08-26
SYRINGE DRIVER | SYRINGE DRIVER | FRESENIUS KABI | INJECTOMAT MC AGILIA | 2016-10-27 | 360 | 2023-01-04 11:06 | 2026-01-04
SYRINGE DRIVER | SYRINGE DRIVER | FRESENIUS KABI | INJECTOMAT MC AGILIA | 2016-10-27 | 360 | 2023-11-08 | 2026-11-08
SYRINGE DRIVER | SYRINGE DRIVER | FRESENIUS KABI | INJECTOMAT MC AGILIA | 2016-10-27 | 360 | 2022-08-25 | 2025-08-25
SYRINGE DRIVER | SYRINGE DRIVER | FRESENIUS KABI | INJECTOMAT MC AGILIA | 2016-10-27 | 360 | 2022-12-05 12:35 | 2025-12-05
SYRINGE DRIVER | SYRINGE DRIVER | FRESENIUS KABI | INJECTOMAT MC AGILIA | 2016-10-27 | 360 | 2023-02-22 15:26 | 2026-02-22
SYRINGE DRIVER | SYRINGE DRIVER | FRESENIUS KABI | INJECTOMAT MC AGILIA | 2016-10-27 | 360 | 2022-11-03 15:51 | 2025-11-03
SYRINGE DRIVER | SYRINGE DRIVER | FRESENIUS KABI | INJECTOMAT MC AGILIA | 2016-10-27 | 360 | 2023-01-18 09:38 | 2026-01-18
SYRINGE DRIVER | SYRINGE DRIVER | FRESENIUS KABI | INJECTOMAT MC AGILIA | 2016-10-27 | 360 | 2022-08-10 | 2025-08-10
SYRINGE DRIVER | SYRINGE DRIVER | FRESENIUS KABI | INJECTOMAT MC AGILIA | 2016-10-27 | 360 | 2022-05-30 | 2025-05-30
SYRINGE DRIVER | SYRINGE DRIVER | FRESENIUS KABI | INJECTOMAT MC AGILIA | 2016-10-27 | 360 | 2023-03-10 14:55 | 2026-03-10
SYRINGE DRIVER | SYRINGE DRIVER | FRESENIUS KABI | INJECTOMAT MC AGILIA | 2016-10-27 | 360 | 2022-09-05 | 2025-09-05
SYRINGE DRIVER | SYRINGE DRIVER | FRESENIUS KABI | INJECTOMAT MC AGILIA | 2016-10-27 | 360 | 2022-10-03 | 2025-10-03
SYRINGE DRIVER | SYRINGE DRIVER | FRESENIUS KABI | INJECTOMAT MC AGILIA | 2016-10-27 | 360 | 2023-05-15 | 2026-05-15
SYRINGE DRIVER | SYRINGE DRIVER | FRESENIUS KABI | INJECTOMAT MC AGILIA | 2016-10-27 | 360 | 2022-08-22 | 2025-08-22
SYRINGE DRIVER | SYRINGE DRIVER | FRESENIUS KABI | INJECTOMAT MC AGILIA | 2016-10-27 | 360 | 2020-09-01 | 2024-12-15
SYRINGE DRIVER | SYRINGE DRIVER | FRESENIUS KABI | INJECTOMAT MC AGILIA | 2016-10-27 | 360 | 2023-04-19 15:27 | 2026-04-19
SYRINGE DRIVER | SYRINGE DRIVER | FRESENIUS KABI | INJECTOMAT MC AGILIA | 2016-10-27 | 360 | 2022-10-10 | 2025-10-10
SYRINGE DRIVER | SYRINGE DRIVER | FRESENIUS KABI | INJECTOMAT MC AGILIA | 2016-10-27 | 360 | 2022-08-16 | 2025-08-16
SYRINGE DRIVER | SYRINGE DRIVER | FRESENIUS KABI | INJECTOMAT MC AGILIA | 2016-10-27 | 360 | 2022-10-20 | 2025-10-20
SYRINGE DRIVER | SYRINGE DRIVER | FRESENIUS KABI | INJECTOMAT MC AGILIA | 2016-10-27 | 360 | 2023-10-10 | 2026-10-10
SYRINGE DRIVER | SYRINGE DRIVER | FRESENIUS KABI | INJECTOMAT MC AGILIA | 2016-10-27 | 360 | 2024-09-05 | 2027-09-05
SYRINGE DRIVER | SYRINGE DRIVER | FRESENIUS KABI | INJECTOMAT MC AGILIA | 2016-10-27 | 360 | 2022-06-01 | 2025-06-01
SYRINGE DRIVER | SYRINGE DRIVER | FRESENIUS KABI | INJECTOMAT MC AGILIA | 2016-10-27 | 360 | 2024-09-25 | 2027-09-25
SYRINGE DRIVER | SYRINGE DRIVER | FRESENIUS KABI | INJECTOMAT MC AGILIA | 2016-10-27 | 360 | 2022-08-18 | 2025-08-18
SYRINGE DRIVER | SYRINGE DRIVER | FRESENIUS KABI | INJECTOMAT MC AGILIA | 2016-10-27 | 360 | 2022-09-06 | 2025-09-06
SYRINGE DRIVER | SYRINGE DRIVER | FRESENIUS KABI | INJECTOMAT MC AGILIA | 2016-10-27 | 360 | 2021-01-20 | 2024-12-15
SYRINGE DRIVER | SYRINGE DRIVER | FRESENIUS KABI | INJECTOMAT MC AGILIA | 2016-10-27 | 360 | 2019-10-21 | 2025-08-14
SYRINGE DRIVER | SYRINGE DRIVER | FRESENIUS KABI | INJECTOMAT MC AGILIA | 2016-10-27 | 360 | 2023-10-18 | 2026-10-18
SYRINGE DRIVER | SYRINGE DRIVER | FRESENIUS KABI | INJECTOMAT MC AGILIA | 2016-10-27 | 360 | 2022-09-20 | 2025-09-20
SYRINGE DRIVER | SYRINGE DRIVER | FRESENIUS KABI | INJECTOMAT MC AGILIA | 2016-10-27 | 360 | 2023-03-23 16:08 | 2026-03-23
SYRINGE DRIVER | SYRINGE DRIVER | FRESENIUS KABI | INJECTOMAT MC AGILIA | 2016-10-27 | 360 | 2022-06-08 | 2025-06-08
SYRINGE DRIVER | SYRINGE DRIVER | FRESENIUS KABI | INJECTOMAT MC AGILIA | 2016-10-27 | 360 | 2023-01-26 14:04 | 2026-01-26
SYRINGE DRIVER | SYRINGE DRIVER | FRESENIUS KABI | INJECTOMAT MC AGILIA | 2016-10-27 | 360 | 2023-09-25 | 2026-09-25
SYRINGE DRIVER | SYRINGE DRIVER | FRESENIUS KABI | INJECTOMAT MC AGILIA | 2016-10-27 | 360 | 2019-11-18 | 2027-10-01
SYRINGE DRIVER | SYRINGE DRIVER | FRESENIUS KABI | INJECTOMAT MC AGILIA | 2016-10-27 | 360 | 2022-08-17 | 2025-08-17
SYRINGE DRIVER | SYRINGE DRIVER | FRESENIUS KABI | INJECTOMAT MC AGILIA | 2016-10-27 | 360 | 2022-10-18 | 2025-10-18
SYRINGE DRIVER | SYRINGE DRIVER | FRESENIUS KABI | INJECTOMAT MC AGILIA | 2016-10-27 | 360 | 2022-08-12 | 2025-08-12
SYRINGE DRIVER | SYRINGE DRIVER | FRESENIUS KABI | INJECTOMAT MC AGILIA | 2016-10-27 | 360 | 2023-06-19 | 2026-06-19
SYRINGE DRIVER | SYRINGE DRIVER | FRESENIUS KABI | INJECTOMAT MC AGILIA | 2016-10-27 | 360 | 2023-06-23 | 2026-06-23
SYRINGE DRIVER | SYRINGE DRIVER | FRESENIUS KABI | INJECTOMAT MC AGILIA | 2016-10-27 | 360 | 2023-03-15 11:46 | 2026-03-15
SYRINGE DRIVER | SYRINGE DRIVER | FRESENIUS KABI | INJECTOMAT MC AGILIA | 2016-10-27 | 360 | 2023-10-17 | 2026-10-17
SYRINGE DRIVER | SYRINGE DRIVER | FRESENIUS KABI | INJECTOMAT MC AGILIA | 2016-10-27 | 360 | 2023-02-15 08:37 | 2026-02-15
SYRINGE DRIVER | SYRINGE DRIVER | FRESENIUS KABI | INJECTOMAT MC AGILIA | 2016-10-27 | 360 | 2023-01-16 08:55 | 2026-01-16
SYRINGE DRIVER | SYRINGE DRIVER | FRESENIUS KABI | INJECTOMAT MC AGILIA | 2016-10-27 | 360 | 2022-10-03 | 2025-10-03
SYRINGE DRIVER | SYRINGE DRIVER | FRESENIUS KABI | INJECTOMAT MC AGILIA | 2016-10-27 | 360 | 2022-09-05 | 2025-09-05
SYRINGE DRIVER | SYRINGE DRIVER | FRESENIUS KABI | INJECTOMAT MC AGILIA | 2016-10-27 | 360 | 2023-01-16 08:39 | 2026-01-16
SYRINGE DRIVER | SYRINGE DRIVER | FRESENIUS KABI | INJECTOMAT MC AGILIA | 2016-10-27 | 360 | 2022-08-11 | 2025-08-11
SYRINGE DRIVER | SYRINGE DRIVER | FRESENIUS KABI | INJECTOMAT MC AGILIA | 2016-10-27 | 360 | 2024-07-29 | 2027-07-29
SYRINGE DRIVER | SYRINGE DRIVER | FRESENIUS KABI | INJECTOMAT MC AGILIA | 2016-10-27 | 360 | 2022-12-05 14:28 | 2025-12-05
SYRINGE DRIVER | SYRINGE DRIVER | FRESENIUS KABI | INJECTOMAT MC AGILIA | 2016-10-27 | 360 | 2023-02-01 13:54 | 2026-02-01
SYRINGE DRIVER | SYRINGE DRIVER | FRESENIUS KABI | INJECTOMAT MC AGILIA | 2016-10-27 | 360 | 2019-09-17 | 2024-10-15
SYRINGE DRIVER | SYRINGE DRIVER | FRESENIUS KABI | INJECTOMAT MC AGILIA | 2016-10-27 | 360 | 2023-02-17 07:13 | 2026-02-17
SYRINGE DRIVER | SYRINGE DRIVER | FRESENIUS KABI | INJECTOMAT MC AGILIA | 2016-10-27 | 360 | 2024-07-26 | 2027-07-26
SYRINGE DRIVER | SYRINGE DRIVER | FRESENIUS KABI | INJECTOMAT MC AGILIA | 2016-10-27 | 360 | 2022-11-10 14:40 | 2025-11-10
SYRINGE DRIVER | SYRINGE DRIVER | FRESENIUS KABI | INJECTOMAT MC AGILIA | 2016-10-27 | 360 | 2022-08-11 | 2025-08-11
SYRINGE DRIVER | SYRINGE DRIVER | FRESENIUS KABI | INJECTOMAT MC AGILIA | 2016-10-27 | 360 | 2022-12-15 12:32 | 2025-12-15
SYRINGE DRIVER | SYRINGE DRIVER | FRESENIUS KABI | INJECTOMAT MC AGILIA | 2016-10-27 | 360 | 2024-08-16 | 2027-08-16
SYRINGE DRIVER | SYRINGE DRIVER | FRESENIUS KABI | INJECTOMAT MC AGILIA | 2016-10-27 | 360 | 2022-10-26 | 2025-10-26
SYRINGE DRIVER | SYRINGE DRIVER | FRESENIUS KABI | INJECTOMAT MC AGILIA | 2016-10-27 | 360 | 2022-09-16 | 2025-09-16
SYRINGE DRIVER | SYRINGE DRIVER | FRESENIUS KABI | INJECTOMAT MC AGILIA | 2016-10-27 | 360 | 2024-09-20 | 2027-09-20
SYRINGE DRIVER | SYRINGE DRIVER | FRESENIUS KABI | INJECTOMAT MC AGILIA | 2016-10-27 | 360 | 2023-02-22 09:23 | 2026-02-22
SYRINGE DRIVER | SYRINGE DRIVER | FRESENIUS KABI | INJECTOMAT MC AGILIA | 2016-10-27 | 360 | 2023-04-19 15:51 | 2026-04-19
SYRINGE DRIVER | SYRINGE DRIVER | FRESENIUS KABI | INJECTOMAT MC AGILIA | 2016-10-27 | 360 | 2021-07-07 | 2024-07-07
SYRINGE DRIVER | SYRINGE DRIVER | FRESENIUS KABI | INJECTOMAT MC AGILIA | 2016-10-27 | 360 | 2023-02-02 15:08 | 2026-02-02
SYRINGE DRIVER | SYRINGE DRIVER | FRESENIUS KABI | INJECTOMAT MC AGILIA | 2016-10-27 | 360 | 2022-10-04 | 2025-10-04
SYRINGE DRIVER | SYRINGE DRIVER | FRESENIUS KABI | INJECTOMAT MC AGILIA | 2016-10-27 | 360 | 2023-02-14 15:12 | 2026-02-14
SYRINGE DRIVER | SYRINGE DRIVER | FRESENIUS KABI | INJECTOMAT MC AGILIA | 2016-10-27 | 360 | 2024-03-13 | 2027-03-13
SYRINGE DRIVER | SYRINGE DRIVER | FRESENIUS KABI | INJECTOMAT MC AGILIA | 2016-10-27 | 360 | 2023-08-01 | 2026-08-01
SYRINGE DRIVER | SYRINGE DRIVER | FRESENIUS KABI | INJECTOMAT MC AGILIA | 2016-10-27 | 360 | 2022-09-28 | 2025-09-28
SYRINGE DRIVER | SYRINGE DRIVER | FRESENIUS KABI | INJECTOMAT MC AGILIA | 2016-10-27 | 360 | 2022-08-12 | 2025-08-12
SYRINGE DRIVER | SYRINGE DRIVER | FRESENIUS KABI | INJECTOMAT MC AGILIA | 2016-10-27 | 360 | 2022-04-29 | 2025-04-29
SYRINGE DRIVER | SYRINGE DRIVER | FRESENIUS KABI | INJECTOMAT MC AGILIA | 2016-10-27 | 360 | 2022-08-16 | 2025-08-16
SYRINGE DRIVER | SYRINGE DRIVER | FRESENIUS KABI | INJECTOMAT MC AGILIA | 2016-10-27 | 360 | 2023-01-26 08:48 | 2026-01-26
SYRINGE DRIVER | SYRINGE DRIVER | FRESENIUS KABI | INJECTOMAT MC AGILIA | 2016-10-27 | 360 | 2022-06-21 | 2025-06-21
SYRINGE DRIVER | SYRINGE DRIVER | FRESENIUS KABI | INJECTOMAT MC AGILIA | 2016-10-27 | 360 | 2023-01-16 09:30 | 2026-01-16
SYRINGE DRIVER | SYRINGE DRIVER | FRESENIUS KABI | INJECTOMAT MC AGILIA | 2016-10-27 | 360 | 2024-07-30 | 2027-07-30
SYRINGE DRIVER | SYRINGE DRIVER | FRESENIUS KABI | INJECTOMAT MC AGILIA | 2016-10-27 | 360 | 2023-02-16 14:42 | 2026-02-16
SYRINGE DRIVER | SYRINGE DRIVER | FRESENIUS KABI | INJECTOMAT MC AGILIA | 2016-10-27 | 360 | 2023-02-13 15:58 | 2026-02-13
SYRINGE DRIVER | SYRINGE DRIVER | FRESENIUS KABI | INJECTOMAT MC AGILIA | 2016-10-27 | 360 | 2024-05-01 | 2027-05-01
SYRINGE DRIVER | SYRINGE DRIVER | FRESENIUS KABI | INJECTOMAT MC AGILIA | 2016-10-27 | 360 | 2022-09-20 | 2025-09-20
SYRINGE DRIVER | SYRINGE DRIVER | FRESENIUS KABI | INJECTOMAT MC AGILIA | 2016-10-27 | 360 | 2022-02-15 | 2025-02-15
SYRINGE DRIVER | SYRINGE DRIVER | FRESENIUS KABI | INJECTOMAT MC AGILIA | 2016-10-27 | 360 | 2023-01-26 15:20 | 2026-01-26
SYRINGE DRIVER | SYRINGE DRIVER | FRESENIUS KABI | INJECTOMAT MC AGILIA | 2016-10-27 | 360 | 2022-08-12 | 2025-08-12
SYRINGE DRIVER | SYRINGE DRIVER | FRESENIUS KABI | INJECTOMAT MC AGILIA | 2016-10-27 | 360 | 2022-08-25 | 2025-08-25
SYRINGE DRIVER | SYRINGE DRIVER | FRESENIUS KABI | INJECTOMAT MC AGILIA | 2016-10-27 | 360 | 2023-06-29 | 2026-06-29
SYRINGE DRIVER | SYRINGE DRIVER | FRESENIUS KABI | INJECTOMAT MC AGILIA | 2016-10-27 | 360 | 2022-12-07 11:12 | 2025-12-07
SYRINGE DRIVER | SYRINGE DRIVER | FRESENIUS KABI | INJECTOMAT MC AGILIA | 2016-10-27 | 360 | 2022-12-07 11:55 | 2025-12-07
SYRINGE DRIVER | SYRINGE DRIVER | FRESENIUS KABI | INJECTOMAT MC AGILIA | 2016-10-27 | 360 | 2022-08-03 | 2025-08-03
SYRINGE DRIVER | SYRINGE DRIVER | FRESENIUS KABI | INJECTOMAT MC AGILIA | 2016-10-27 | 360 | 2023-04-05 15:00 | 2026-04-05
SYRINGE DRIVER | SYRINGE DRIVER | FRESENIUS KABI | INJECTOMAT MC AGILIA | 2016-10-27 | 360 | 2024-07-05 | 2027-07-05
SYRINGE DRIVER | SYRINGE DRIVER | FRESENIUS KABI | INJECTOMAT MC AGILIA | 2016-10-27 | 360 | 2022-08-17 | 2025-08-17
SYRINGE DRIVER | SYRINGE DRIVER | FRESENIUS KABI | INJECTOMAT MC AGILIA | 2016-10-27 | 360 | 2023-02-02 10:14 | 2026-02-02
SYRINGE DRIVER | SYRINGE DRIVER | FRESENIUS KABI | INJECTOMAT MC AGILIA | 2016-10-27 | 360 | 2022-08-04 | 2025-08-04
SYRINGE DRIVER | SYRINGE DRIVER | FRESENIUS KABI | INJECTOMAT MC AGILIA | 2016-10-27 | 360 | 2019-10-30 | 2024-10-15
SYRINGE DRIVER | SYRINGE DRIVER | FRESENIUS KABI | INJECTOMAT MC AGILIA | 2016-10-27 | 360 | 2023-09-25 | 2026-09-25
SYRINGE DRIVER | SYRINGE DRIVER | FRESENIUS KABI | INJECTOMAT MC AGILIA | 2016-10-27 | 360 | 2022-11-03 14:29 | 2025-11-03
SYRINGE DRIVER | SYRINGE DRIVER | FRESENIUS KABI | INJECTOMAT MC AGILIA | 2016-10-27 | 360 | 2023-08-17 | 2026-08-17
SYRINGE DRIVER | SYRINGE DRIVER | FRESENIUS KABI | INJECTOMAT MC AGILIA | 2016-10-27 | 360 | 2022-10-26 | 2025-10-26
SYRINGE DRIVER | SYRINGE DRIVER | FRESENIUS KABI | INJECTOMAT MC AGILIA | 2016-10-27 | 360 | 2022-08-26 | 2025-08-26
SYRINGE DRIVER | SYRINGE DRIVER | FRESENIUS KABI | INJECTOMAT MC AGILIA | 2016-10-27 | 360 | 2023-04-26 | 2026-04-26
SYRINGE DRIVER | SYRINGE DRIVER | FRESENIUS KABI | INJECTOMAT MC AGILIA | 2016-10-27 | 360 | 2022-06-29 | 2025-06-29
SYRINGE DRIVER | SYRINGE DRIVER | FRESENIUS KABI | INJECTOMAT MC AGILIA | 2016-10-27 | 360 | 2022-09-28 | 2025-09-28
SYRINGE DRIVER | SYRINGE DRIVER | FRESENIUS KABI | INJECTOMAT MC AGILIA | 2016-10-27 | 360 | 2022-11-03 09:08 | 2025-11-03
SYRINGE DRIVER | SYRINGE DRIVER | FRESENIUS KABI | INJECTOMAT MC AGILIA | 2016-10-27 | 360 | 2022-12-19 14:21 | 2025-12-19
SYRINGE DRIVER | SYRINGE DRIVER | FRESENIUS KABI | INJECTOMAT MC AGILIA | 2016-10-27 | 360 | 2022-08-26 | 2025-08-26
SYRINGE DRIVER | SYRINGE DRIVER | FRESENIUS KABI | INJECTOMAT MC AGILIA | 2016-10-27 | 360 | 2022-08-12 | 2025-08-12
NETWORK HUB/SWITCH | NETWORK SWITCH | CISCO SYSTEMS | WS-C2960+24TC-S | 2016-10-28 | 1302
FLAT SCREEN DISPLAY | DISPLAY FLAT SCREEN 19 INCH | PHILIPS LTD | 19S4Q | 2016-10-21 | 240
FLAT SCREEN DISPLAY | DISPLAY FLAT SCREEN 19 INCH | PHILIPS LTD | 19S4Q | 2016-10-21 | 240
FLAT SCREEN DISPLAY | DISPLAY FLAT SCREEN 19 INCH | PHILIPS LTD | 19S4Q | 2016-10-21 | 240
FLAT SCREEN DISPLAY | DISPLAY FLAT SCREEN 19 INCH | PHILIPS LTD | 19S4Q | 2016-10-21 | 240
FLAT SCREEN DISPLAY | DISPLAY FLAT SCREEN 19 INCH | PHILIPS LTD | 19S4Q | 2016-10-21 | 240
FLAT SCREEN DISPLAY | DISPLAY FLAT SCREEN 19 INCH | PHILIPS LTD | 19S4Q | 2016-10-21 | 240
UNINTERRUPTIBLE POWER SUPPLY | UNINTERRUPTIBLE POWER SUPPLY | AMERICAN POWER CONVERSION (APC) | SMART-UPS SC450 | 2016-10-21 | 600 | 2020-03-04 | 2024-11-15
UNINTERRUPTIBLE POWER SUPPLY | UNINTERRUPTIBLE POWER SUPPLY | AMERICAN POWER CONVERSION (APC) | SMART-UPS SC450 | 2016-10-21 | 600 | 2020-03-04 | 2024-11-15
FLAT SCREEN MONITOR - TOUCH | DISPLAY TOUCH SCREEN 19 INCH | ELO | E427252 | 2016-10-21 | 1800
CENTRAL STATION | CENTRAL STATION INTELLIVUE INFORMATION CENTRE IX | PHILIPS LTD | PIIC IX | 2016-10-21 | 15000 | 2023-05-03 | 2024-11-15
SYRINGE DRIVER | SYRINGE DRIVER | CME MEDICAL | T60 | 2016-10-04 | 1440 | 2024-01-30 | 2025-01-30
SYRINGE DRIVER | SYRINGE DRIVER | CME MEDICAL | T60 | 2016-10-04 | 1440 | 2024-02-12 | 2021-11-16
SYRINGE DRIVER | SYRINGE DRIVER | CME MEDICAL | T60 | 2016-10-04 | 1440 | 2024-01-31 | 2025-01-31
SYRINGE DRIVER | SYRINGE DRIVER | CME MEDICAL | T60 | 2016-10-04 | 1440 | 2024-01-24 | 2025-01-24
SYRINGE DRIVER | SYRINGE DRIVER | CME MEDICAL | T60 | 2016-10-04 | 1440 | 2024-01-30 | 2025-01-30
SPHYGMOMANOMETER | ANEROID SPHYGMOMANOMETER | WELCH ALLYN | DS65 | 2015-02-01 | 82.8
NEBULIZER | NEBULIZER | PARI MEDICAL | EFLOW RAPID | 2016-12-02 | 711.6
NEBULIZER | NEBULIZER | PARI MEDICAL | EFLOW RAPID | 2016-12-02 | 711.6
NEBULIZER | NEBULIZER | PARI MEDICAL | EFLOW RAPID | 2016-12-02 | 711.6
DRILL | SURGICAL SYSTEM DRILL | AESCULAP LTD | GD670 | 2016-11-08 | 33583.776 | 2022-05-20 | 2025-01-15
AUDIO DOPPLER | AUDIO DOPPLER | HUNTLEIGH | D900 | 2016-10-31 | 336
NEBULIZER | NEBULIZER | PARI MEDICAL | TURBO BOY SX | 2016-08-01 | 240
NEBULIZER | NEBULIZER | PARI MEDICAL | TURBO BOY SX | 2016-08-01 | 240
NEBULIZER | NEBULIZER | PARI MEDICAL | TURBO BOY SX | 2016-08-01 | 240
TOURNIQUET | TOURNIQUET | VBM | TOURNIQUET 9000 | 2016-11-15 | 3000 | 2024-03-13 | 2025-04-12
MULTI FLUID WARMER | FLUID WARMER | ECOLAB | INTRA TEMP ITW6L | 2016-10-14 | 4200 | 2023-08-10 | 2025-01-15
MULTI FLUID WARMER | FLUID WARMER | ECOLAB | INTRA TEMP ITW6L | 2016-10-14 | 4200 | 2023-08-11 | 2025-01-15
VENTILATOR | VENTILATOR EXPIRATORY CASSETTE - SERVO I | MAQUET | 6696947 | 2016-10-10 | 781.2
FAILURE ALARM | PRESSURE ALARM | PNEUPAC LTD | ALARM PAC | 2016-09-01 | 1080 | 2024-01-23 | 2025-01-16
SUCTION CONTROLLER | SUCTION CONTROLLER | PENLON | SC760 | 2016-09-01 | 56.4
VENTILATOR | VENTILATOR | PENLON | NUFFIELD 200 | 2016-09-01 | 3000 | 2024-01-26 | 2025-01-26
ANAESTHETIC MACHINE | ANAESTHETIC MACHINE - PRIMA 451 MRI | PENLON | PRIMA 451 | 2016-09-01 | 26612.64 | 2024-01-23 | 2025-01-16
INTERFACE ADAPTOR | INTERFACE ADAPTOR | PHILIPS LTD | INTELLIBRIDGE EC10 | 2016-09-01 | 600
INTERFACE ADAPTOR | INTERFACE ADAPTOR | PHILIPS LTD | INTELLIBRIDGE EC10 | 2016-09-01 | 600
INTERFACE ADAPTOR | INTERFACE ADAPTOR | PHILIPS LTD | INTELLIBRIDGE EC10 | 2016-09-01 | 600
AIRWAY CLEARANCE SYSTEM | AIRWAY CLEARANCE SYSTEM | HILL-ROM | 105 | 2016-07-08 | 8400 | 2021-11-02
HEIGHT GAUGE | HEIGHT GAUGE | SECA | 216 | 2016-07-05 | 82.8
SUCTION CONTROLLER | HIGH SUCTION CONTROLLER | THERAPY EQUIPMENT | DIAMOND RANGE HIGH | 2018-02-15 | 96
COUCH | COUCH 2 SECTION | MEDINA BUTOR | H-3355 | 2001-01-01 | 960 | 2024-10-25 | 2027-10-25
MULTI-MEASUREMENT SERVER | MULTI-MEASUREMENT SERVER | PHILIPS LTD | M3001A | 2016-10-18 | 3372
MULTI-MEASUREMENT SERVER | MULTI-MEASUREMENT SERVER | PHILIPS LTD | M3001A | 2016-10-18 | 3372
MULTI-MEASUREMENT SERVER | MULTI-MEASUREMENT SERVER | PHILIPS LTD | M3001A | 2016-10-18 | 3372
MULTI-MEASUREMENT SERVER | MULTI-MEASUREMENT SERVER | PHILIPS LTD | M3001A | 2016-10-18 | 3372
MULTI-MEASUREMENT SERVER | MULTI-MEASUREMENT SERVER | PHILIPS LTD | M3001A | 2016-10-18 | 3372
UNINTERRUPTIBLE POWER SUPPLY | UNINTERRUPTIBLE POWER SUPPLY | AMERICAN POWER CONVERSION (APC) | SMART-UPS SC450 | 2016-09-29 | 600 | 2022-11-03 08:25 | 2024-11-03
OXIMETER | HAND HELD PULSE OXIMETER | NELLCOR | PM10N | 2016-09-22 | 1050
BATTERY THERMOMETER | BATTERY THERMOMETER | WELCH ALLYN | SURETEMP PLUS 692 | 2016-09-21 | 207.6
BATTERY THERMOMETER | BATTERY THERMOMETER | WELCH ALLYN | SURETEMP PLUS 692 | 2016-09-21 | 207.6
BATTERY THERMOMETER | BATTERY THERMOMETER | WELCH ALLYN | SURETEMP PLUS 692 | 2016-09-21 | 207.6
WARMING CABINET | FLUID WARMING CABINET | QED SCIENTIFIC | FW-40 | 2016-09-23 | 2400
WARMING CABINET | FLUID WARMING CABINET | QED SCIENTIFIC | FW-40 | 2016-09-23 | 2400
PATIENT MONITOR | MRI - PATIENT MONITOR - CONTROL RM UNIT | PHILIPS LTD | EXPRESSION IP5 | 2016-09-09 | 24000 | 2021-08-27 | 2025-01-15
ECG MODULE | MRI ECG PATIENT MODULE | PHILIPS LTD | EXPRESSION MR ECG | 2016-09-09 | 1920
PATIENT MONITOR | MRI PATIENT MONITOR WITH GAS BENCH | PHILIPS LTD | EXPRESSION MR400 | 2016-09-09 | 46320 | 2024-05-10 | 2025-05-10
AUDIO DOPPLER | POCKET AUDIO DOPPLER | ULTRASOUND TECHNOLOGIES LTD | PD1 | 2016-09-08 | 234
DIATHERMY MACHINE | ELECTRO SURGICAL GENERATOR | CONMED | SYSTEM 5000 | 2016-08-10 | 9064.8 | 2023-06-26 | 2024-01-15
DIATHERMY MACHINE | ELECTRO SURGICAL GENERATOR | CONMED | SYSTEM 5000 | 2016-08-10 | 9064.8 | 2024-07-31 | 2025-07-31
ENDOSCOPY VIDEO SYSTEM | DIGITAL VIDEO LARYNGOSCOPE | KARL STORZ | 8403ZX | 2016-08-08 | 37260
NEBULIZER | NEBULIZER | PARI MEDICAL | TURBO BOY SX | 2016-08-01 | 240
NEBULIZER | NEBULIZER | PARI MEDICAL | TURBO BOY SX | 2016-08-01 | 240
NEBULIZER | NEBULIZER | PARI MEDICAL | TURBO BOY SX | 2016-08-01 | 240
NEBULIZER | NEBULIZER | PARI MEDICAL | TURBO BOY SX | 2016-08-01 | 240
NEBULIZER | NEBULIZER | PARI MEDICAL | TURBO BOY SX | 2016-08-01 | 240
NEBULIZER | NEBULIZER | PARI MEDICAL | TURBO BOY SX | 2016-08-01 | 240
SCALES | SCALES - BABY | SECA | 385 | 2016-07-14 | 286.8 | 2023-12-11 | 2024-11-15
AUDIO DOPPLER | POCKET AUDIO DOPPLER | ULTRASOUND TECHNOLOGIES LTD | PD1 | 2016-07-08 | 234
COUCH | COUCH - 3 SECTION ELECTRIC | BRISTOL MAID (HOSP.M.CRAFT) | EC1310 | 2016-06-07 | 8970 |  | 2024-10-15
NERVE STIMULATOR | NERVE STIMULATOR | NEUROSOFT LTD | NS047201.005 | 2016-07-05 | 3090
EEG MACHINE | EEG SYSTEM 32-CHANNEL | NATUS LTD | XLTEK | 2016-06-29 | 29047.2 | 2024-09-13 | 2025-09-13
AUDIO DOPPLER | POCKET AUDIO DOPPLER | ULTRASOUND TECHNOLOGIES LTD | PD1 | 2016-06-17 | 234
SPHYGMOMANOMETER | ANEROID SPHYGMOMANOMETER | WELCH ALLYN | DS65 | 2017-03-28 | 82.8
SCALES | SCALES - BABY/TODDLER | MARSDEN | M-410 | 2016-05-27 | 282 | 2022-11-22 18:03 | 2024-11-15
SCALES | SCALES - BABY/TODDLER | MARSDEN | M-410 | 2016-05-27 | 282 | 2024-05-29 | 2024-11-15
MUSCLE STIMULATORS | MUSCLE STIMULATOR | DIGITIMER | DS7A PSARP | 2016-06-01 | 1200 | 2024-10-08 | 2025-10-08
MUSCLE STIMULATORS | MUSCLE STIMULATOR | DIGITIMER | DS7A PSARP | 2016-06-01 | 1200 | 2024-10-08 | 2025-10-08
WARMING CABINET | FLUID WARMING CABINET | QED SCIENTIFIC | FW-40 | 2016-06-01 | 2400 |  | 2025-01-15
HYPERGLYCAEMIA SENSOR | HYPERGLYCAEMIA SENSOR | CAMBRIDGE TEMPERATURE CONCEPTS | A1 | 2017-10-01 | 600
HYPERGLYCAEMIA SENSOR | HYPERGLYCAEMIA SENSOR | CAMBRIDGE TEMPERATURE CONCEPTS | A1 | 2017-10-01 | 600
SPHYGMOMANOMETER | SPHYGMOMANOMETER | ACCOSON LTD | GREENLIGHT 300 | 2016-05-12 | 240
SPHYGMOMANOMETER | SPHYGMOMANOMETER | ACCOSON LTD | GREENLIGHT 300 | 2016-05-12 | 240
NEBULIZER | NEBULIZER | PARI MEDICAL | EFLOW RAPID | 2016-05-04 | 510
NEBULIZER | NEBULIZER | PARI MEDICAL | EFLOW RAPID | 2016-05-04 | 510
AUDIO DOPPLER | POCKET AUDIO DOPPLER | ULTRASOUND TECHNOLOGIES LTD | PD1 | 2016-05-03 | 234
AUDIO DOPPLER | POCKET AUDIO DOPPLER | ULTRASOUND TECHNOLOGIES LTD | PD1 | 2016-05-03 | 234
SCALES | SCALES - STAND ON | SECA | 877 | 2016-04-21 | 240 | 2022-11-21 11:05 | 2024-11-15
NEBULIZER | NEBULIZER | PARI MEDICAL | TURBO BOY SX | 2016-05-04 | 486
NEBULIZER | NEBULIZER | PARI MEDICAL | TURBO BOY SX | 2016-05-04 | 486
NEBULIZER | NEBULIZER | PARI MEDICAL | PARI BOY SX | 2016-05-04 | 486
OXIMETER | PULSE OXIMETER | NELLCOR | PM100N | 2016-04-19 | 1200 | 2024-03-05 | 2027-03-05
ELECTRIC COT | ELECTRIC COT | LINET UK | TOM 2 | 2016-04-19 | 2077.608 | 2023-04-13 | 2024-04-13
ELECTRIC COT | ELECTRIC COT | LINET UK | TOM 2 | 2016-04-19 | 2077.608 | 2023-11-17 | 2024-11-17
ELECTRIC COT | ELECTRIC COT | LINET UK | TOM 2 | 2016-04-19 | 2077.608 | 2023-06-13 | 2024-06-13
ELECTRIC COT | ELECTRIC COT | LINET UK | TOM 2 | 2016-04-19 | 2077.608 | 2024-01-22 | 2025-01-22
ELECTRIC COT | ELECTRIC COT | LINET UK | TOM 2 | 2016-04-19 | 2077.608 | 2022-08-25 11:54 | 2023-08-25
ELECTRIC COT | ELECTRIC COT | LINET UK | TOM 2 | 2016-04-19 | 2077.608 | 2023-03-30 10:36 | 2024-03-30
ELECTRIC COT | ELECTRIC COT | LINET UK | TOM 2 | 2016-04-19 | 2077.608 | 2024-05-08 | 2025-05-08
ELECTRIC COT | ELECTRIC COT | LINET UK | TOM 2 | 2016-04-19 | 2077.608 | 2023-04-04 | 2024-04-04
ELECTRIC COT | ELECTRIC COT | LINET UK | TOM 2 | 2016-04-19 | 2077.608 | 2023-05-31 | 2024-05-31
ELECTRIC COT | ELECTRIC COT | LINET UK | TOM 2 | 2016-04-19 | 2077.608 | 2024-04-12 | 2025-04-12
NEBULIZER | NEBULIZER | PARI MEDICAL | TURBO BOY (BLK/GREY) | 2016-04-18 | 240
PATIENT TEMPERATURE MANAGEMENT SYSTEM | COVERCOOL MINI MORTUARY COOLING SYSTEM | FLEXMORT | COVERCOOL MINI | 2016-04-05 | 2016
PATIENT TEMPERATURE MANAGEMENT SYSTEM | CUDDLECOT COOLING SYSTEM | FLEXMORT | CUDDLECOT | 2016-04-05 | 2016
ELECTRIC COT | ELECTRIC COT | LINET UK | TOM 2 | 2016-04-19 | 2077.608 | 2023-11-11 | 2024-11-11
ELECTRIC COT | ELECTRIC COT | LINET UK | TOM 2 | 2016-04-19 | 2077.608 | 2024-01-10 | 2025-01-10
ELECTRIC COT | ELECTRIC COT | LINET UK | TOM 2 | 2016-04-19 | 2077.608 | 2022-06-08 | 2024-11-01
ELECTRIC COT | ELECTRIC COT | LINET UK | TOM 2 | 2016-04-19 | 2077.608 | 2023-06-23 | 2024-06-23
ELECTRIC COT | ELECTRIC COT | LINET UK | TOM 2 | 2016-04-19 | 2077.608 | 2023-06-13 | 2024-06-13