ELECTRIC COT | ELECTRIC COT | LINET UK | TOM 2 | 2016-04-19 | 2077.608 | 2024-01-08 | 2025-01-08
ELECTRIC COT | ELECTRIC COT | LINET UK | TOM 2 | 2016-04-19 | 2077.608 |  | 2024-11-01
ELECTRIC COT | ELECTRIC COT | LINET UK | TOM 2 | 2016-04-19 | 2077.608 | 2023-11-02 | 2024-11-02
ELECTRIC COT | ELECTRIC COT | LINET UK | TOM 2 | 2016-04-19 | 2077.608 | 2023-04-17 | 2024-04-17
ELECTRIC COT | ELECTRIC COT | LINET UK | TOM 2 | 2016-04-19 | 2077.608 | 2023-05-16 | 2024-05-16
BATTERY SUPPORT UNIT | BATTERY SUPPORT UNIT | ZOLL MEDICAL | SUREPOWER | 2016-03-18 | 1200 | 2024-10-10 | 2025-10-10
DEFIBRILLATOR | DEFIBRILLATOR - PACED/SPO2/NIBP/CO2/IBP/TEMP | ZOLL MEDICAL | X SERIES | 2016-03-18 | 20056.68 | 2024-03-21 | 2025-03-21
OXIMETER | HAND HELD PULSE OXIMETER | NELLCOR | PM10N | 2016-03-17 | 1050
INFANT TRANSPORT CAPSULE | INFANT TRANSPORT CAPSULE | ADVANCED HEALTHCARE TECHNOLOGY | BABYPOD2 | 2016-03-16 | 4302
PATIENT MONITOR | PATIENT MONITOR INTELLIVUE MP5 | PHILIPS LTD | M8105A | 2016-03-16 | 7560 | 2024-10-11 | 2025-10-11
SPIROMETER | SPIROMETER | M.I.R. | SPIROLAB | 2016-04-21 | 1500 | 2021-11-22
DIATHERMY MACHINE | DIATHERMY MACHINE | GYRUS MEDICA | G400 WORKSTATION | 2016-02-29 | 18000 |  | 2025-01-15
OXIMETER | PULSE OXIMETER | NELLCOR | PM100N | 2016-02-25 | 1200 | 2019-06-12 | 2025-06-15
ENDOSCOPY STACKING TROLLEY | ENDOSCOPY STACKING TROLLEY | KARL STORZ | VC-2010 | 2016-02-22 | 3600 | 2024-03-25 | 2025-03-25
VIDEO PRINTER | VIDEO PRINTER | SONY | UP-DR80MD | 2016-02-22 | 2400 | 2024-03-25 | 2025-03-25
LIGHT SOURCE | LIGHT SOURCE - XENON 300 | KARL STORZ | 20133120 | 2016-02-22 | 3600 | 2024-03-25 | 2025-03-25
ENDOSCOPY VIDEO CAPTURE UNIT | AIDA WD200 (IMAGE CAPTURE SYSTEM) | KARL STORZ | WD200 | 2016-02-22 | 14400 | 2024-03-25 | 2025-03-25
FLAT SCREEN MONITOR - TOUCH | DISPLAY LCD FLAT SCREEN 19 INCH TOUCH SCREEN MEDICAL GRADE | KARL STORZ | 200905 19 | 2016-02-22 | 2400 | 2024-03-25 | 2025-03-25
FLAT SCREEN DISPLAY | DISPLAY LCD FLAT SCREEN 24 INCH HIGH DEFINITION WIDEVIEW | KARL STORZ | SC-WU24-A1511 | 2016-02-22 | 4800 | 2024-03-25 | 2025-03-25
VENTILATOR | TRANSPORT VENTILATOR | HAMILTON MEDICAL | T1 | 2016-02-18 | 18000 | 2024-02-15 | 2025-02-16
EXTENSION LEAD | MAINS ADAPTOR BLOCK | SAFETY MEDIC | 10 WAY | 2016-03-04 | 720 | 2024-02-03 | 2025-02-03
EXTENSION LEAD | MAINS ADAPTOR BLOCK | SAFETY MEDIC | 10 WAY | 2016-03-04 | 720 | 2024-03-22 | 2025-03-22
HUMIDIFIER | HUMIDIFIER | F & P | MR850 | 2016-03-14 | 1200 | 2024-02-05 | 2025-02-01
HUMIDIFIER | HUMIDIFIER | F & P | MR850 | 2016-03-14 | 1200 | 2024-06-14 | 2025-06-01
SUCTION CONTROLLER | HIGH SUCTION CONTROLLER | THERAPY EQUIPMENT | DIAMOND RANGE HIGH | 2016-03-23 | 96
VAPORIZERS | VAPORIZER - SEVOFLURANE | MAQUET | 6672670 | 2016-05-11 | 3600
VAPORIZERS | VAPORIZER - DESFLURANE | MAQUET | 6672675 | 2016-05-11 | 3600
VAPORIZERS | VAPORIZER - SEVOFLURANE | MAQUET | 6672670 | 2016-05-11 | 3600
SUCTION CONTROLLER | HIGH SUCTION CONTROLLER | THERAPY EQUIPMENT | DIAMOND RANGE HIGH | 2016-04-26 | 168
SUCTION CONTROLLER | HIGH SUCTION CONTROLLER | THERAPY EQUIPMENT | DIAMOND RANGE HIGH | 2016-04-26 | 168
CHARGER | AC/DC CHARGER - OXYLOG 3000 | DRAEGER | OXYLOG AC/DC | 2016-04-15 | 360
SUCTION CONTROLLER | HIGH SUCTION CONTROLLER | THERAPY EQUIPMENT | DIAMOND RANGE HIGH | 2018-01-22 | 96
SUCTION UNIT | SUCTION - LAERDAL - BATTERY | LAERDAL | LSU-2 | 2016-04-13 | 816 | 2022-12-05 13:13 | 2025-12-05
VENTILATOR | VENTILATOR EXPIRATORY CASSETTE - SERVO I | MAQUET | 6696947 | 2016-03-31 | 781.2
PMG TERMINALS | MA4 AIR SPLITTER | THERAPY EQUIPMENT | 6112 | 2016-04-07 | 102
PMG TERMINALS | O2 SPLITTER - PLASTIC FITTINGS | THERAPY EQUIPMENT | 6111P | 2016-04-07 | 102
SUCTION UNIT | TWIN MOBILE SUCTION UNIT | THERAPY EQUIPMENT | 7763 | 2016-04-05 | 372
HUMIDIFIER | HEATED RESPIRATORY HUMIDIFIER | F & P | HC150 | 2016-02-12 | 150 | 2023-10-12 | 2024-10-01
UNINTERRUPTIBLE POWER SUPPLY | UNINTERRUPTIBLE POWER SUPPLY | TRIPP-LITE | SMX700HG | 2016-01-15 | 840 | 2022-11-10 15:58 | 2025-09-15
VENTILATOR | VENTILATOR | MAQUET | SERVO U | 2015-12-21 | 30000 | 2024-04-18 | 2025-04-10
INJECTOR SUCTION | EMERGENCY SUCTION | THERAPY EQUIPMENT | TEK2000 | 2015-11-24 | 174
INJECTOR SUCTION | EMERGENCY SUCTION | THERAPY EQUIPMENT | TEK2000 | 2015-11-24 | 174
INJECTOR SUCTION | EMERGENCY SUCTION | THERAPY EQUIPMENT | TEK2000 | 2015-11-24 | 174
INJECTOR SUCTION | EMERGENCY SUCTION | THERAPY EQUIPMENT | TEK2000 | 2015-11-24 | 174
INJECTOR SUCTION | EMERGENCY SUCTION | THERAPY EQUIPMENT | TEK2000 | 2015-11-24 | 174
INJECTOR SUCTION | EMERGENCY SUCTION | THERAPY EQUIPMENT | TEK2000 | 2015-11-24 | 174
INJECTOR SUCTION | EMERGENCY SUCTION | THERAPY EQUIPMENT | TEK2000 | 2015-11-24 | 174
INJECTOR SUCTION | EMERGENCY SUCTION | THERAPY EQUIPMENT | TEK2000 | 2015-11-24 | 174
INJECTOR SUCTION | EMERGENCY SUCTION | THERAPY EQUIPMENT | TEK2000 | 2015-11-24 | 174
INJECTOR SUCTION | EMERGENCY SUCTION | THERAPY EQUIPMENT | TEK2000 | 2015-11-24 | 174
INJECTOR SUCTION | EMERGENCY SUCTION | THERAPY EQUIPMENT | TEK2000 | 2015-11-24 | 174
INJECTOR SUCTION | EMERGENCY SUCTION | THERAPY EQUIPMENT | TEK2000 | 2015-11-24 | 174
INJECTOR SUCTION | EMERGENCY SUCTION | THERAPY EQUIPMENT | TEK2000 | 2015-11-24 | 174
INJECTOR SUCTION | EMERGENCY SUCTION | THERAPY EQUIPMENT | TEK2000 | 2015-11-24 | 174
INJECTOR SUCTION | EMERGENCY SUCTION | THERAPY EQUIPMENT | TEK2000 | 2015-11-24 | 174
INJECTOR SUCTION | EMERGENCY SUCTION | THERAPY EQUIPMENT | TEK2000 | 2015-11-24 | 174
INJECTOR SUCTION | EMERGENCY SUCTION | THERAPY EQUIPMENT | TEK2000 | 2015-11-24 | 174
INJECTOR SUCTION | EMERGENCY SUCTION | THERAPY EQUIPMENT | TEK2000 | 2015-11-24 | 174
INJECTOR SUCTION | EMERGENCY SUCTION | THERAPY EQUIPMENT | TEK2000 | 2015-11-24 | 174
INJECTOR SUCTION | EMERGENCY SUCTION | THERAPY EQUIPMENT | TEK2000 | 2015-11-24 | 174
INJECTOR SUCTION | EMERGENCY SUCTION | THERAPY EQUIPMENT | TEK2000 | 2015-11-24 | 174
INJECTOR SUCTION | EMERGENCY SUCTION | THERAPY EQUIPMENT | TEK2000 | 2015-11-24 | 174
INJECTOR SUCTION | EMERGENCY SUCTION | THERAPY EQUIPMENT | TEK2000 | 2015-11-24 | 174
INJECTOR SUCTION | EMERGENCY SUCTION | THERAPY EQUIPMENT | TEK2000 | 2015-11-24 | 174
SYRINGE DRIVER | SYRINGE DRIVER | B.BRAUN | PERFUSOR SPACE | 2016-02-04 | 1320 | 2024-06-19 | 2026-03-07
SYRINGE DRIVER | SYRINGE DRIVER | B.BRAUN | PERFUSOR SPACE | 2016-02-04 | 1320 | 2024-02-23 | 2026-02-23
SYRINGE DRIVER | SYRINGE DRIVER | B.BRAUN | PERFUSOR SPACE | 2016-02-04 | 1320 | 2024-06-19 | 2026-03-02
SYRINGE DRIVER | SYRINGE DRIVER | B.BRAUN | PERFUSOR SPACE | 2016-02-04 | 1320 | 2024-03-22 | 2026-01-04
SYRINGE DRIVER | SYRINGE DRIVER | B.BRAUN | PERFUSOR SPACE | 2016-02-04 | 1320 | 2023-08-16 | 2025-08-16
INFUSION PUMP | INFUSION PUMP | B.BRAUN | INFUSOMAT SPACE | 2016-02-04 | 1440 | 2024-04-08 | 2026-04-08
SYRINGE DRIVER | SYRINGE DRIVER | B.BRAUN | PERFUSOR SPACE | 2016-02-04 | 1320 | 2023-02-02 14:45 | 2024-09-23
SCALES | SCALES - STAND ON | TANITA | WB-100MA | 2017-09-28 | 720 | 2021-03-15 | 2024-11-15
SCALES | SCALES - STAND ON | MARSDEN | M-420 | 2016-03-27 | 300 | 2021-03-15 | 2024-11-15
SYRINGE DRIVER | SYRINGE DRIVER | B.BRAUN | PERFUSOR SPACE | 2016-02-04 | 1320 | 2023-07-31 | 2025-04-15
SYRINGE DRIVER | SYRINGE DRIVER | B.BRAUN | PERFUSOR SPACE | 2016-02-04 | 1320 | 2024-10-08 | 2026-01-05
SCALES | SCALES - FLUID | ADAM EQUIPMENT | AE15310025 | 2016-01-20 | 120 | 2021-03-15 | 2024-11-15
FLAT SCREEN DISPLAY | DISPLAY FLAT SCREEN 22 INCH | DELL COMPUTERS | P2214HB | 2015-11-24 | 1200
FLAT SCREEN DISPLAY | DISPLAY LCD FLAT SCREEN 24 INCH HIGH DEFINITION | DELL COMPUTERS | P2414HB | 2015-11-24 | 1200
EEG AMPLIFIER | SIERRA SUMMIT 12CH AMPLIFIER | CADWELL | SIERRA SUMMIT 12CH AMPLIFIER | 2015-11-24 | 13200
EEG MACHINE | SIERRA SUMMIT EMG/NCV/EP | CADWELL | SIERRA SUMMIT EMG/NCV/EP | 2015-11-24 | 26400
COMPUTER - DESKTOP | PERSONAL COMPUTER | DELL COMPUTERS | OPTIPLEX 7020 | 2015-11-24 | 2400
PRINTER | PRINTER - LASER MONO | HP | P1102W | 2015-11-24 | 120
TROLLEY | SIERRA SUMMIT TROLLEY | CADWELL | SIERRA SUMMIT TROLLEY | 2015-11-24 | 2400 | 2021-06-18 | 2024-12-15
OXYGEN ANALYSER | PORTABLE OXYGEN MONITOR | TELEDYNE | MX300-1 | 2015-11-12 | 416.1
OXYGEN ANALYSER | PORTABLE OXYGEN MONITOR | TELEDYNE | MX300-1 | 2015-11-12 | 416.1
OXYGEN ANALYSER | PORTABLE OXYGEN MONITOR | TELEDYNE | MX300-1 | 2015-11-12 | 416.1
OXYGEN ANALYSER | PORTABLE OXYGEN MONITOR | TELEDYNE | MX300-1 | 2015-11-12 | 416.1
OXYGEN ANALYSER | PORTABLE OXYGEN MONITOR | TELEDYNE | MX300-1 | 2015-11-12 | 416.1
OXYGEN ANALYSER | PORTABLE OXYGEN MONITOR | TELEDYNE | MX300-1 | 2015-11-12 | 416.1
OXYGEN ANALYSER | PORTABLE OXYGEN MONITOR | TELEDYNE | MX300-1 | 2015-11-12 | 416.1
OXYGEN ANALYSER | PORTABLE OXYGEN MONITOR | TELEDYNE | MX300-1 | 2015-11-12 | 416.1
OXYGEN ANALYSER | PORTABLE OXYGEN MONITOR | TELEDYNE | MX300-1 | 2015-11-12 | 416.1
OXYGEN ANALYSER | PORTABLE OXYGEN MONITOR | TELEDYNE | MX300-1 | 2015-11-12 | 416.1
OXYGEN ANALYSER | PORTABLE OXYGEN MONITOR | TELEDYNE | MX300-1 | 2015-11-12 | 416.1
OXYGEN ANALYSER | PORTABLE OXYGEN MONITOR | TELEDYNE | MX300-1 | 2015-11-12 | 416.1
OXYGEN ANALYSER | PORTABLE OXYGEN MONITOR | TELEDYNE | MX300-1 | 2015-11-12 | 416.1
OXYGEN ANALYSER | PORTABLE OXYGEN MONITOR | TELEDYNE | MX300-1 | 2015-11-12 | 416.1
PMG TERMINALS | MA4 AIR SPLITTER | THERAPY EQUIPMENT | 6112 | 2015-12-07 | 102
PATIENT HOIST | PATIENT HOIST - MOBILE | LIKO | GOLVO 8008 | 2015-11-18 | 7616.172 | 2023-12-14 | 2024-06-14
TRANSPORT MONITOR | PATIENT MONITOR INTELLIVUE X2 | PHILIPS LTD | M3002A-X2 | 2015-11-23 | 5415.6
PATIENT MONITOR | PATIENT MONITOR INTELLIVUE | PHILIPS LTD | MX400 | 2015-11-23 | 17640 | 2023-12-06 | 2026-12-06
GAS ANALYSER | ANAESTHETIC GAS MODULE INTELLIVUE G5 | PHILIPS LTD | M1019A-G5 | 2015-11-20 | 12135.6 | 2022-10-05 | 2024-12-15
TRANSPORT MONITOR | PATIENT MONITOR INTELLIVUE X2 | PHILIPS LTD | M3002A-X2 | 2015-11-23 | 5415.6
PATIENT MONITOR | PATIENT MONITOR INTELLIVUE | PHILIPS LTD | MX400 | 2015-11-23 | 17640 | 2023-12-06 | 2026-12-06
TRANSPORT MONITOR | PATIENT MONITOR INTELLIVUE X2 | PHILIPS LTD | M3002A-X2 | 2015-11-23 | 5415.6
FLAT SCREEN DISPLAY | DISPLAY FLAT SCREEN 22 INCH LED | PHILIPS LTD | 220S4LCB/00 | 2015-11-19 | 600
MULTI-MEASUREMENT SERVER | MULTI-MEASUREMENT SERVER | PHILIPS LTD | M3001A | 2015-11-19 | 3372
PATIENT MONITOR | PATIENT MONITOR INTELLIVUE | PHILIPS LTD | MX450 | 2015-11-19 | 10800 | 2023-10-18 | 2026-10-18
INFUSION PUMP | INFUSION PUMP | B.BRAUN | INFUSOMAT SPACE | 2016-02-05 | 1440 | 2024-05-10 | 2026-05-10
INFUSION PUMP | VOLUMETRIC INFUSION PUMP | FRESENIUS KABI | VOLUMAT MC AGILIA | 2017-05-02 | 480 | 2023-05-12 | 2026-05-12
ELECTRIC COT | ELECTRIC COT | HNE | 31300E/LX | 2007-04-30 | 1410
MULTI-MEASUREMENT SERVER | MULTI-MEASUREMENT SERVER | PHILIPS LTD | M3001A | 2017-03-30 | 3372
PATIENT MONITOR | PATIENT MONITOR INTELLIVUE | PHILIPS LTD | MX400 | 2017-03-30 | 8400 | 2023-05-22 | 2026-05-22
FLAT SCREEN DISPLAY | DISPLAY WIDEVIEW HD MONITOR 26 INCH | KARL STORZ | SC-WU26-A1511 | 2015-11-19 | 6378 | 2023-08-25 | 2025-01-15
ENDOSCOPY STACKING TROLLEY | MONITOR STAND | MEDICART | FF-3 | 2015-11-18 | 1230 | 2023-01-04 15:53 | 2025-01-15
VIDEO WIRELESS LINK | VIDEO WIRELESS LINK RECEIVER | KARL STORZ | WR-P13-11 | 2015-11-19 | 2160
ENDOSCOPY STACKING TROLLEY | VIDEO ENDOSCOPY TROLLEY | MEDICART | FF-1 | 2015-11-18 | 2070 | 2024-07-25 | 2025-07-25
VIDEO PROCESSOR | HD ENDOSCOPIC VIDEO PROCESSOR | FUJINON | UP-4450HD | 2015-11-18 | 18000 | 2024-08-22 | 2025-08-22
LIGHT SOURCE | LIGHT SOURCE - XENON 300 | FUJINON | XL-4450 | 2015-11-18 | 6000 | 2024-08-22 | 2025-08-22
VIDEO WIRELESS LINK | ZEROWIRE WIFI VIDEO TRANSFER | NDS SURGICAL IMAGING BV | WT-P13-13 | 2015-11-19 | 2160
TCPCO2 MONITOR | TCPCO2 MONITOR | RADIOMETER | TCM-4 | 2015-10-26 | 6594
TCPCO2 MONITOR | TCPCO2 MONITOR | RADIOMETER | TCM-4 | 2015-10-26 | 6594
TCPCO2 MONITOR | TCPCO2 MONITOR | RADIOMETER | TCM-4 | 2015-10-26 | 6594
DATA TRANSFER MODULE | DATACAPTOR TERMINAL SERVER 800 SERIES | CAPSULE | DATACAPTOR 800 SERIES | 2015-08-27 | 2580
DATA TRANSFER MODULE | DATACAPTOR TERMINAL SERVER 800 SERIES | CAPSULE | DATACAPTOR 800 SERIES | 2015-08-27 | 2580
DATA TRANSFER MODULE | DATACAPTOR TERMINAL SERVER 800 SERIES | CAPSULE | DATACAPTOR 800 SERIES | 2015-08-27 | 2580
DATA TRANSFER MODULE | DATACAPTOR TERMINAL SERVER 800 SERIES | CAPSULE | DATACAPTOR 800 SERIES | 2015-08-27 | 2580
DATA TRANSFER MODULE | DATACAPTOR TERMINAL SERVER 800 SERIES | CAPSULE | DATACAPTOR 800 SERIES | 2015-08-27 | 2580
DATA TRANSFER MODULE | DATACAPTOR TERMINAL SERVER 800 SERIES | CAPSULE | DATACAPTOR 800 SERIES | 2015-08-27 | 2580
DATA TRANSFER MODULE | DATACAPTOR TERMINAL SERVER 800 SERIES | CAPSULE | DATACAPTOR 800 SERIES | 2015-08-27 | 2580
DATA TRANSFER MODULE | DATACAPTOR TERMINAL SERVER 800 SERIES | CAPSULE | DATACAPTOR 800 SERIES | 2015-08-27 | 2580
DATA TRANSFER MODULE | DATACAPTOR TERMINAL SERVER 800 SERIES | CAPSULE | DATACAPTOR 800 SERIES | 2015-08-27 | 2580
DATA TRANSFER MODULE | DATACAPTOR TERMINAL SERVER 800 SERIES | CAPSULE | DATACAPTOR 800 SERIES | 2015-08-27 | 2580
DATA TRANSFER MODULE | DATACAPTOR TERMINAL SERVER 800 SERIES | CAPSULE | DATACAPTOR 800 SERIES | 2015-08-27 | 2580
DATA TRANSFER MODULE | DATACAPTOR TERMINAL SERVER 800 SERIES | CAPSULE | DATACAPTOR 800 SERIES | 2015-08-27 | 2580
DATA TRANSFER MODULE | DATACAPTOR TERMINAL SERVER 800 SERIES | CAPSULE | DATACAPTOR 800 SERIES | 2015-08-27 | 2580
DATA TRANSFER MODULE | DATACAPTOR TERMINAL SERVER 800 SERIES | CAPSULE | DATACAPTOR 800 SERIES | 2015-08-27 | 2580
DATA TRANSFER MODULE | DATACAPTOR TERMINAL SERVER 800 SERIES | CAPSULE | DATACAPTOR 800 SERIES | 2015-08-27 | 2580
DATA TRANSFER MODULE | DATACAPTOR TERMINAL SERVER 800 SERIES | CAPSULE | DATACAPTOR 800 SERIES | 2015-08-27 | 2580
DATA TRANSFER MODULE | DATACAPTOR TERMINAL SERVER 800 SERIES | CAPSULE | DATACAPTOR 800 SERIES | 2015-08-27 | 2580
DATA TRANSFER MODULE | DATACAPTOR TERMINAL SERVER 800 SERIES | CAPSULE | DATACAPTOR 800 SERIES | 2015-08-27 | 2580
PATIENT MONITOR | PATIENT MONITOR INTELLIVUE MP5 | PHILIPS LTD | M8105A | 2015-09-21 | 8799.84 | 2023-12-22 | 2024-12-22
SUCTION UNIT | SUCTION - LAERDAL - BATTERY | LAERDAL | LSU-2 | 2015-12-18 | 816 | 2023-02-13 13:28 | 2026-02-13
ELECTRIC BED | SMART ACUTE CARE ELECTRIC BED | LINET UK | ELEGANZA 2 | 2015-11-26 | 1804.2 | 2023-03-20 09:47 | 2024-11-01
ELECTRIC BED | SMART ACUTE CARE ELECTRIC BED | LINET UK | ELEGANZA 2 | 2015-11-26 | 1804.2 | 2023-10-25 | 2024-10-25
ELECTRIC BED | SMART ACUTE CARE ELECTRIC BED | LINET UK | ELEGANZA 2 | 2015-11-26 | 1804.2 | 2023-10-31 | 2024-10-31
ELECTRIC BED | SMART ACUTE CARE ELECTRIC BED | LINET UK | ELEGANZA 2 | 2015-11-26 | 1804.2 | 2023-11-11 | 2024-11-11
ELECTRIC BED | SMART ACUTE CARE ELECTRIC BED | LINET UK | ELEGANZA 2 | 2015-11-26 | 1804.2 | 2021-05-26 | 2024-11-01
CARDIOGRAPH | CARDIOGRAPH | GE LIMITED | MAC3500 | 2015-09-22 | 7268.448 | 2024-03-11 | 2025-03-11
ULTRASOUND SCANNER - BLADDER | ULTRASOUND SCANNER - BLADDER | BARD LTD | BARDSCAN IIS | 2016-01-22 | 7800 | 2024-10-01 | 2026-10-01
BLOOD GAS ANALYSER | BLOOD GAS ANALYSER - I-STAT | ABBOTT LABS | I-STAT 1 | 2016-02-04 | 9031.8 | 2024-07-29 | 2024-11-09
SUCTION UNIT | SUCTION - LAERDAL - BATTERY | LAERDAL | LSU-2 | 2016-02-04 | 816 | 2022-06-01 | 2025-06-01
LASER - CLASS 4 | LASER DOPPLER IMAGER | MOOR INSTRUMENTS | MOORLDI2 | 2015-09-28 | 4200
BRAIN SCANNER | ON WALL GUI SYSTEM | BRAINLAB | BUZZ | 2015-09-11 | 360000
BATTERY CHARGER | BATTERY CHARGER | DESOUTTER MEDICAL | BC-700 | 2015-09-10 | 1200
HEIGHT GAUGE | HEIGHT MEASURING SCALE/GAUGE | HOLTAIN LTD | HARPENDEN STADIOMETER | 2015-08-27 | 1214.4
SPHYGMOMANOMETER | SPHYGMOMANOMETER | ACCOSON LTD | GREENLIGHT 300 | 2015-08-27 | 240
SPHYGMOMANOMETER | SPHYGMOMANOMETER | ACCOSON LTD | GREENLIGHT 300 | 2015-08-27 | 240
SPHYGMOMANOMETER | SPHYGMOMANOMETER | ACCOSON LTD | GREENLIGHT 300 | 2015-08-27 | 240
NEBULIZER | NEBULIZER | PARI MEDICAL | EFLOW RAPID | 2016-05-04 | 510
NEBULIZER | NEBULIZER | PARI MEDICAL | EFLOW RAPID | 2016-05-04 | 510
NEBULIZER | NEBULIZER | PARI MEDICAL | EFLOW RAPID | 2016-05-04 | 510
NEBULIZER | NEBULIZER | PARI MEDICAL | EFLOW RAPID | 2016-05-04 | 510
NEBULIZER | NEBULIZER | PARI MEDICAL | EFLOW RAPID | 2016-05-04 | 510
OXIMETER | HAND HELD PULSE OXIMETER | NELLCOR | PM10N | 2016-04-18 | 1050
OXIMETER | HAND HELD PULSE OXIMETER | NELLCOR | PM10N | 2016-02-25 | 1050
EEG MACHINE | 32 CHANNEL HAND HELD EEG MACHINE | MICROMED ELECTRONICS | MORPHEUS | 2016-01-01 | 15048
SCALES | SCALES - CHAIR | MARSDEN | DP3810 | 2016-01-22 | 120 | 2021-03-15 | 2024-11-15
NEBULIZER | NEBULIZER | PARI MEDICAL | E.BASE | 2016-01-20 | 390
NEBULIZER | NEBULIZER | PARI MEDICAL | E.BASE | 2016-01-20 | 390
NEBULIZER | NEBULIZER | PARI MEDICAL | E.BASE | 2016-01-20 | 390
SYRINGE DRIVER | SYRINGE DRIVER | CME MEDICAL | T60 | 2015-11-23 | 1440 | 2023-10-03 | 2024-10-03
SYRINGE DRIVER | SYRINGE DRIVER | CME MEDICAL | T60 | 2015-11-23 | 1440 | 2023-10-02 | 2024-10-02
NEBULIZER | NEBULIZER | PARI MEDICAL | EFLOW RAPID | 2015-11-18 | 510
NEBULIZER | NEBULIZER | PARI MEDICAL | EFLOW RAPID | 2015-11-18 | 510
NEBULIZER | NEBULIZER | PARI MEDICAL | EFLOW RAPID | 2015-11-18 | 510
NEBULIZER | NEBULIZER | AEROGEN | AERONEB PRO | 2015-10-06 | 240
NEBULIZER | NEBULIZER | AEROGEN | AERONEB PRO | 2015-10-06 | 240
NEBULIZER | NEBULIZER | AEROGEN | AERONEB PRO | 2015-10-06 | 240
NEBULIZER | NEBULIZER | AEROGEN | AERONEB PRO | 2015-10-06 | 240
NEBULIZER | NEBULIZER | AEROGEN | AERONEB PRO | 2015-10-06 | 240
AUDIO DOPPLER | POCKET AUDIO DOPPLER | ULTRASOUND TECHNOLOGIES LTD | PD1 | 2015-10-06 | 234
ULTRASOUND PROBE | ULTRASOUND PROBE | GE LIMITED | 12S-D | 2015-10-05 | 6000
NEBULIZER | NEBULIZER | PARI MEDICAL | EFLOW RAPID | 2015-10-02 | 510
NEBULIZER | NEBULIZER | PARI MEDICAL | EFLOW RAPID | 2015-10-02 | 510
NEBULIZER | NEBULIZER | PARI MEDICAL | EFLOW RAPID | 2015-10-02 | 510
PH METER | PH METER - AMBULATORY | MEDICAL MEASUREMENT SYSTEMS | OHMEGA | 2015-07-20 | 7862.4
CENTRAL STATION | CENTRAL STATION INTELLIVUE INFORMATION CENTRE IX | PHILIPS LTD | PIIC IX | 2015-08-25 | 15000 | 2024-03-25 | 2025-03-25
CHARGER | CHARGER - MIROCAM ENDOSCOPE BATTERY CHARGER | INTROMEDIC | MR1000-C | 2015-07-28 | 600
ENDOSCOPY VIDEO SYSTEM | ENDOSCOPE - MIROCAM CAPSULE RECEIVER | INTROMEDIC | MR1100 | 2015-07-28 | 7500
SUCTION CONTROLLER | THORACIC SUCTION | THERAPY EQUIPMENT | DIAMOND RANGE THORACIC | 2015-08-20 | 168
OXIMETER | PULSE OXIMETER CEREBRAL | SOMANETICS | INVOS | 2015-05-21 | 12000 |  | 2025-06-15
VENTILATOR | TRANSPORT VENTILATOR | HAMILTON MEDICAL | T1 | 2015-07-29 | 18000 | 2024-08-05 | 2025-08-18
NEBULIZER | NEBULIZER | PARI MEDICAL | TURBO BOY (BLK/GREY) | 2015-07-20 | 130.8
NEBULIZER | NEBULIZER | PARI MEDICAL | TURBO BOY (BLK/GREY) | 2015-07-20 | 130.8
NEBULIZER | NEBULIZER | PARI MEDICAL | TURBO BOY (BLK/GREY) | 2015-07-20 | 130.8
OPERATING TABLE | OPERATING TABLE - FLOOR MOUNTED | TRUMPF LTD | TRUSYSTEM 7500 | 2015-07-10 | 18000 | 2023-05-15 | 2024-04-10
ULTRASOUND PROBE | ULTRASOUND PROBE | FUJIFILM SONOSITE | HFL38X/13-6 MHZ | 2015-07-08 | 7080
ULTRASOUND SCANNER | ULTRASOUND SCANNER | FUJIFILM SONOSITE | EDGE | 2015-07-08 | 25745.4 | 2024-01-18 | 2025-01-18
PATIENT HOIST | PATIENT HOIST - STANDING AID | ARJO HUNTLEIGH | SARA PLUS | 2015-07-02 | 3600 | 2023-07-18 | 2024-07-18
RETINAL CAMERA | RETINAL/FUNDAS CAMERA | KOWA | NONMYD WX3D | 2015-06-30 | 33540 | 2024-09-18 | 2025-09-18
SUCTION UNIT | SUCTION - LAERDAL - BATTERY | LAERDAL | LSU-2 | 2015-07-01 | 816 | 2024-10-21 | 2027-10-21
NERVE STIMULATOR | NERVE STIMULATOR | G.RUTTER LTD | RS7 | 2015-06-30 | 360
NERVE STIMULATOR | NERVE STIMULATOR | G.RUTTER LTD | RS7 | 2015-06-30 | 360
NERVE STIMULATOR | NERVE STIMULATOR | G.RUTTER LTD | RS7 | 2015-06-30 | 360
VENTILATOR | TRANSPORT VENTILATOR | DRAEGER | OXYLOG 3000 PLUS | 2015-06-10 | 14704.188 | 2024-03-11 | 2025-03-12
OXYGEN ANALYSER | PORTABLE OXYGEN MONITOR | TELEDYNE | MX300-1 | 2015-06-04 | 416.1
OXYGEN ANALYSER | PORTABLE OXYGEN MONITOR | TELEDYNE | MX300-1 | 2015-06-04 | 416.1
OXYGEN ANALYSER | PORTABLE OXYGEN MONITOR | TELEDYNE | MX300-1 | 2015-06-04 | 416.1
OXYGEN ANALYSER | PORTABLE OXYGEN MONITOR | TELEDYNE | MX300-1 | 2015-06-04 | 416.1
OXYGEN ANALYSER | PORTABLE OXYGEN MONITOR | TELEDYNE | MX300-1 | 2015-06-04 | 416.1
COAGULATION TIMER | COAGULATION TIMER | HELENA LABORATORIES | ACTALYKE MINI II | 2015-06-01 | 1862.4 | 2021-12-09 | 2025-01-15
COUCH | DAY SURGERY TROLLEY | ANETIC AID | QA3 | 2015-06-02 | 3120 | 2022-04-13 | 2025-01-10
INFUSION PUMP | INFUSION PUMP | B.BRAUN | INFUSOMAT SPACE | 2015-05-22 | 1500 | 2022-03-07 | 2026-09-30
AMBULATORY ARRHYTHMIA MONITOR | AMBULATORY ECG RECORDER | SPACELABS | LIFECARD CF | 2015-01-30 | 2152.8
SCALES | SCALES - HOIST | SWIFTTECH | SLSC2MR | 2015-04-09 | 840 | 2021-03-15 | 2024-11-15
SCALES | SCALES - HOIST | SWIFTTECH | SLSC2MR | 2015-04-09 | 840 | 2021-03-15 | 2024-11-15
SCALES | SCALES - HOIST | SWIFTTECH | SLSC2MR | 2015-04-09 | 840 | 2021-03-15 | 2024-11-15
NEBULIZER | NEBULIZER | PARI MEDICAL | E.BASE | 2015-05-07 | 390
NEBULIZER | NEBULIZER | PARI MEDICAL | E.BASE | 2015-05-07 | 390
SPHYGMOMANOMETER | ANEROID SPHYGMOMANOMETER | WELCH ALLYN | DS54 | 2015-04-08 | 54
ULTRASOUND PROBE | TEE RS PROBE ADAPTOR | GE LIMITED | 2417094 | 2015-03-25 | 300
ULTRASOUND PROBE | TEE RS PROBE ADAPTOR | GE LIMITED | 2417094 | 2015-03-25 | 300
ULTRASOUND PROBE | ULTRASOUND PROBE | GE LIMITED | P2D | 2015-03-25 | 2400
ULTRASOUND PROBE | ULTRASOUND PROBE | GE LIMITED | 4V-D | 2015-03-25 | 24000
COMPUTER - LAPTOP/NOTEBOOK | LAPTOP COMPUTER | DELL COMPUTERS | LATITUDE E6520 | 2015-03-26 | 1200
VIDEO CAMERA | VIDEO CAMERA | SOMNOMEDICS GMBH | VID101 | 2015-03-26 | 2400
APNEA SCREEN | POLYSOMNOGRAPHY UNIT | S-MED LTD | SOMNOSCREEN PSG | 2015-03-25 | 22911.12
SPHYGMOMANOMETER | ANEROID SPHYGMOMANOMETER | WELCH ALLYN | DS65 | 2015-01-23 | 82.8
AMBULATORY ARRHYTHMIA MONITOR | AMBULATORY ECG RECORDER | SPACELABS | LIFECARD CF | 2014-12-31 | 2152.8
NEBULIZER | NEBULIZER | PARI MEDICAL | E.BASE | 2014-12-17 | 390
NEBULIZER | NEBULIZER | PARI MEDICAL | E.BASE | 2014-12-17 | 390
NEBULIZER | NEBULIZER | PARI MEDICAL | E.BASE | 2014-12-17 | 390
PLASTER SAW | PLASTER SAW | DESOUTTER MEDICAL | CSB-100 | 2014-12-17 | 1200
AUDIO DOPPLER | POCKET AUDIO DOPPLER | ULTRASOUND TECHNOLOGIES LTD | PD1 | 2014-12-12 | 234
ULTRASOUND PROBE | ULTRASOUND PROBE | PHILIPS LTD | X7-2 | 2014-12-11 | 6000
NEBULIZER | NEBULIZER | PARI MEDICAL | EFLOW RAPID | 2014-12-04 | 138
SUCTION CONTROLLER | HIGH SUCTION CONTROLLER | THERAPY EQUIPMENT | DIAMOND RANGE HIGH | 2014-11-21 | 168
SUCTION CONTROLLER | HIGH SUCTION CONTROLLER | THERAPY EQUIPMENT | DIAMOND RANGE HIGH | 2014-11-21 | 168
SUCTION CONTROLLER | HIGH SUCTION CONTROLLER | THERAPY EQUIPMENT | DIAMOND RANGE HIGH | 2014-11-21 | 168
SUCTION CONTROLLER | HIGH SUCTION CONTROLLER | THERAPY EQUIPMENT | DIAMOND RANGE HIGH | 2014-11-21 | 168
SPHYGMOMANOMETER | SPHYGMOMANOMETER - HANDHELD | WELCH ALLYN | DURASHOCK | 2014-11-14 | 36
VITAL SIGNS MONITOR | VITAL SIGNS MONITOR: NBP. | OMRON | M6 (HEM-7211-E8 V ) | 2014-11-14 | 216
VITAL SIGNS MONITOR | VITAL SIGNS MONITOR: NBP. | OMRON | M6 (HEM-7211-E8 V ) | 2014-11-14 | 216
VITAL SIGNS MONITOR | VITAL SIGNS MONITOR: NBP. | OMRON | M6 (HEM-7211-E8 V ) | 2014-11-14 | 216
VITAL SIGNS MONITOR | VITAL SIGNS MONITOR: NBP. | OMRON | M6 (HEM-7211-E8 V ) | 2014-11-14 | 216
OXIMETER | PULSE OXIMETER CEREBRAL | SOMANETICS | INVOS | 2015-05-21 | 12000 | 2022-04-20 | 2025-06-15
MICROBLENDER | AIR/OXYGEN BLENDER | BIOMED DEVICES | 2004I | 2016-03-31 | 960 | 2024-08-08 | 2025-06-01
MICROBLENDER | AIR/OXYGEN BLENDER | BIOMED DEVICES | 2004I | 2016-03-14 | 960 | 2024-08-08 | 2025-06-01
PATIENT TEMPERATURE MANAGEMENT SYSTEM | HYPER HYPOTHERMIA BLANKET | CINCINNATI S | BLANKETROL III | 2015-05-14 | 10800 | 2024-09-03 | 2025-03-03
SUCTION UNIT | SUCTION - LAERDAL - BATTERY | LAERDAL | LSU-2 | 2015-05-12 | 816 | 2024-03-21 | 2027-03-21
SUCTION UNIT | SUCTION - LAERDAL - BATTERY | LAERDAL | LSU-2 | 2015-05-12 | 816 | 2024-08-09 | 2027-08-09
PRINTER | PRINTER - LASER MONO | HP | LASERJET PRO 400 | 2015-05-11 | 480
NEBULIZER | NEBULIZER | PARI MEDICAL | E.BASE | 2015-05-07 | 390
NEBULIZER | NEBULIZER | PARI MEDICAL | E.BASE | 2015-05-07 | 390
NEBULIZER | NEBULIZER | PARI MEDICAL | E.BASE | 2015-05-07 | 390
MULTI-MEASUREMENT SERVER | MULTI-MEASUREMENT SERVER | PHILIPS LTD | M3001A | 2015-05-22 | 3372
PATIENT MONITOR | PATIENT MONITOR INTELLIVUE | PHILIPS LTD | MX400 | 2015-05-22 | 8400 | 2019-07-31 | 2025-04-15
PATIENT MONITOR | PATIENT MONITOR INTELLIVUE | PHILIPS LTD | MX400 | 2015-05-01 | 8400 | 2024-04-25 | 2027-04-25
PMG TERMINALS | MA4 AIR SPLITTER | THERAPY EQUIPMENT | 6112 | 2015-04-27 | 102
PMG TERMINALS | MA4 AIR SPLITTER | THERAPY EQUIPMENT | 6112 | 2015-04-27 | 102
SUCTION UNIT | SUCTION - LAERDAL - BATTERY | LAERDAL | LSU-2 | 2015-04-22 | 816 | 2024-07-22 | 2027-07-22
SUCTION UNIT | SUCTION - LAERDAL - BATTERY | LAERDAL | LSU-2 | 2015-04-17 | 816 | 2021-06-22 | 2025-06-01
NEBULIZER | NEBULIZER | MEDIX LTD | AC2000 | 2015-04-13 | 126
NEBULIZER | NEBULIZER | MEDIX LTD | AC2000 | 2015-04-13 | 126
NEBULIZER | NEBULIZER | MEDIX LTD | AC2000 | 2015-04-13 | 126
NEBULIZER | NEBULIZER | MEDIX LTD | AC2000 | 2015-04-13 | 126
NEBULIZER | NEBULIZER | MEDIX LTD | AC2000 | 2015-04-13 | 126
NEBULIZER | NEBULIZER | MEDIX LTD | AC2000 | 2015-04-13 | 126
NEBULIZER | NEBULIZER | MEDIX LTD | AC2000 | 2015-04-13 | 126
NEBULIZER | NEBULIZER | MEDIX LTD | AC2000 | 2015-04-13 | 126
ULTRASOUND PROBE | TEE RS PROBE ADAPTOR | GE LIMITED | 2417094 | 2015-03-30 | 300
BATTERY SUPPORT UNIT | BATTERY SUPPORT UNIT | ZOLL MEDICAL | SUREPOWER | 2015-03-17 | 1200 | 2024-09-30 | 2025-09-30
DEFIBRILLATOR | DEFIBRILLATOR - PACED/SPO2/NIBP/CO2/IBP/TEMP | ZOLL MEDICAL | X SERIES | 2015-03-17 | 19899.6 | 2022-06-08 | 2024-06-08
IRRIGATION SYSTEM | CLEARVISION II | KARL STORZ | 403341 20 | 2015-03-06 | 12000 | 2022-02-01 | 2025-01-15
COUCH | DAY SURGERY TROLLEY | ANETIC AID | QA3 | 2015-03-02 | 3120 | 2022-02-24 | 2025-02-16
ENDOSCOPY VIDEO SYSTEM | DIGITAL VIDEO LARYNGOSCOPE | KARL STORZ | 8403ZX | 2015-01-30 | 12000 | 2024-08-30 | 2025-08-30
CARDIAC MON CHARGER | CHARGER MP2 | PHILIPS LTD | M8023A | 2015-01-29 | 900 |  | 2025-05-15
TRANSPORT MONITOR | PATIENT MONITOR INTELLIVUE X2 | PHILIPS LTD | M3002A-X2 | 2015-01-29 | 3000
PATIENT MONITOR | PATIENT MONITOR INTELLIVUE MP5 | PHILIPS LTD | M8105A | 2015-01-29 | 6440.832 | 2024-03-08 | 2027-03-08
EXTENSION LEAD | MAINS ADAPTOR BLOCK | SAFETY MEDIC | 10 WAY | 2015-01-21 | 720 | 2024-01-20 | 2025-01-20
EXTENSION LEAD | MAINS ADAPTOR BLOCK | SAFETY MEDIC | 10 WAY | 2015-01-21 | 720 | 2024-02-03 | 2025-02-03
EXTENSION LEAD | MAINS ADAPTOR BLOCK | SAFETY MEDIC | 10 WAY | 2015-01-21 | 720 | 2024-02-03 | 2025-02-03
EXTENSION LEAD | MAINS ADAPTOR BLOCK | SAFETY MEDIC | 10 WAY | 2015-01-21 | 720 | 2024-09-25 | 2025-09-25
EXTENSION LEAD | MAINS ADAPTOR BLOCK | SAFETY MEDIC | 10 WAY | 2015-01-21 | 720 | 2024-02-03 | 2025-02-03
EXTENSION LEAD | MAINS ADAPTOR BLOCK | SAFETY MEDIC | 10 WAY | 2015-01-21 | 720 | 2023-06-24 | 2025-01-15
EXTENSION LEAD | MAINS ADAPTOR BLOCK | SAFETY MEDIC | 10 WAY | 2015-01-21 | 720 | 2024-05-02 | 2025-05-02
NERVE MONITOR | NERVE INTEGRITY MONITOR | MEDTRONIC | NIM RESPONSE 3 | 2015-01-20 | 9600 | 2024-03-22 | 2025-03-22
NEBULIZER | NEBULIZER | PARI MEDICAL | TURBO BOY (BLK/GREY) | 2014-12-17 | 150
NEBULIZER | NEBULIZER | PARI MEDICAL | TURBO BOY (BLK/GREY) | 2014-12-17 | 150
LARYNGOSCOPE | VIDEO LARYNGOSCOPE | VERATHON MEDICAL INC | GLIDESCOPE | 2014-12-12 | 6000
SURGICAL AID ROBOT | NEUROMATE STEREOTACTIC ROBOT | RENISHAW | NEUROMATE | 2014-11-27 | 431280
CAMERA CONTROL UNIT | CAMERA CONTROL UNIT - POLARIS | DRAEGER | HD-DRA-ST-001C | 2014-12-18 | 6000
COUCH | DAY SURGERY TROLLEY | ANETIC AID | QA3 | 2014-11-20 | 3120 |  | 2025-06-15
COUCH | DAY SURGERY TROLLEY | ANETIC AID | QA3 | 2014-11-20 | 3120 | 2022-10-27 15:54 | 2025-11-16
COUCH | DAY SURGERY TROLLEY | ANETIC AID | QA3 | 2014-11-20 | 3120 | 2022-01-05 | 2025-01-14
OXYGEN ANALYSER | PORTABLE OXYGEN MONITOR | TELEDYNE | MX300-1 | 2014-11-24 | 416.1
OXYGEN ANALYSER | PORTABLE OXYGEN MONITOR | TELEDYNE | MX300-1 | 2014-11-24 | 416.1
OXYGEN ANALYSER | PORTABLE OXYGEN MONITOR | TELEDYNE | MX300-1 | 2014-11-24 | 416.1
OXYGEN ANALYSER | PORTABLE OXYGEN MONITOR | TELEDYNE | MX300-1 | 2014-11-24 | 416.1
OXYGEN ANALYSER | PORTABLE OXYGEN MONITOR | TELEDYNE | MX300-1 | 2014-11-24 | 416.1
OXYGEN ANALYSER | PORTABLE OXYGEN MONITOR | TELEDYNE | MX300-1 | 2014-11-24 | 416.1
OXYGEN ANALYSER | PORTABLE OXYGEN MONITOR | TELEDYNE | MX300-1 | 2014-11-24 | 416.1
OXYGEN ANALYSER | PORTABLE OXYGEN MONITOR | TELEDYNE | MX300-1 | 2014-11-24 | 416.1
OXYGEN ANALYSER | PORTABLE OXYGEN MONITOR | TELEDYNE | MX300-1 | 2014-11-24 | 416.1
OXYGEN ANALYSER | PORTABLE OXYGEN MONITOR | TELEDYNE | MX300-1 | 2014-11-24 | 416.1
OXYGEN ANALYSER | PORTABLE OXYGEN MONITOR | TELEDYNE | MX300-1 | 2014-11-24 | 416.1
OXYGEN ANALYSER | PORTABLE OXYGEN MONITOR | TELEDYNE | MX300-1 | 2014-11-24 | 416.1
OXYGEN ANALYSER | PORTABLE OXYGEN MONITOR | TELEDYNE | MX300-1 | 2014-11-24 | 416.1
OXYGEN ANALYSER | PORTABLE OXYGEN MONITOR | TELEDYNE | MX300-1 | 2014-11-24 | 416.1
OXYGEN ANALYSER | PORTABLE OXYGEN MONITOR | TELEDYNE | MX300-1 | 2014-11-24 | 416.1
OXYGEN ANALYSER | PORTABLE OXYGEN MONITOR | TELEDYNE | MX300-1 | 2014-11-24 | 416.1
MULTI FLUID WARMER | FLUID WARMER HOTLINE | LEVEL 1 | HL90 | 2014-09-25 | 4200 |  | 2024-11-15
THERMAL PRINTER | THERMAL PRINTER I-STAT | ABBOTT LABS | PR-300 | 2015-04-22 | 413.808
ULTRASOUND-CARDIO | ULTRASOUND SCANNER | GE LIMITED | VIVID E9 | 2015-03-25 | 122464.8 | 2024-05-20 | 2025-02-16
HUMIDIFIER | HUMIDIFIER | F & P | MR850 | 2015-03-10 | 1200 | 2023-02-28 08:39 | 2025-02-01
HUMIDIFIER | HUMIDIFIER | F & P | MR850 | 2015-03-10 | 1200 | 2024-01-26 | 2025-02-01
HUMIDIFIER | HUMIDIFIER | F & P | MR850 | 2015-03-10 | 1513.236 | 2024-01-26 | 2025-02-01
HUMIDIFIER | HUMIDIFIER | F & P | MR850 | 2015-03-10 | 1200 | 2024-01-26 | 2025-02-01
MICROBLENDER | AIR/OXYGEN BLENDER | BIOMED DEVICES | 2003I | 2015-03-10 | 960 | 2024-08-08 | 2025-06-01
MICROBLENDER | AIR/OXYGEN BLENDER | BIOMED DEVICES | 2003I | 2015-03-10 | 960 | 2024-08-08 | 2025-06-01
MICROBLENDER | AIR/OXYGEN BLENDER | BIOMED DEVICES | 2003I | 2015-03-10 | 960 | 2024-01-26 | 2025-06-01
MICROBLENDER | AIR/OXYGEN BLENDER | BIOMED DEVICES | 2003I | 2015-03-10 | 960 | 2024-06-19 | 2025-06-01
MICROBLENDER | AIR/OXYGEN BLENDER | BIOMED DEVICES | 2003I | 2015-03-10 | 960 | 2024-07-31 | 2025-06-01
EXTENSION LEAD | MAINS ADAPTOR BLOCK | SAFETY MEDIC | 10 WAY | 2015-01-28 | 720 | 2022-12-15 11:45 | 2025-01-15
EXTENSION LEAD | MAINS ADAPTOR BLOCK | SAFETY MEDIC | 10 WAY | 2015-01-28 | 720 | 2024-02-03 | 2025-02-03
VENTILATOR | VENTILATOR EXPIRATORY CASSETTE - SERVO U | MAQUET | 6693752 | 2015-01-22 | 781.2
VITAL SIGNS MONITOR | VITAL SIGNS MONITOR: NBP. | OMRON | M6 (HEM-7211-E8 V ) | 2015-01-14 | 216
VITAL SIGNS MONITOR | VITAL SIGNS MONITOR: NBP. | OMRON | M6 (HEM-7211-E8 V ) | 2015-01-14 | 216
VITAL SIGNS MONITOR | VITAL SIGNS MONITOR: NBP. | OMRON | M6 (HEM-7211-E8 V ) | 2015-01-14 | 216
VITAL SIGNS MONITOR | VITAL SIGNS MONITOR: NBP. | OMRON | M6 (HEM-7211-E8 V ) | 2015-01-14 | 216
VITAL SIGNS MONITOR | VITAL SIGNS MONITOR: NBP. | OMRON | M6 (HEM-7211-E8 V ) | 2015-01-14 | 216
HEATED COT/RESUS.UNIT | HEATED COT/RESUS.UNIT | MEDIPREMA | ISIS OPERATING TABLE | 2015-01-13 | 13306.884 |  | 2025-01-15
PATIENT HOIST | PATIENT HOIST - HYGIENE CHAIR | ARJO HUNTLEIGH | CARENDO BIB2002-01 | 2014-12-04 | 3333.6 | 2023-07-18 | 2024-01-18
PATIENT HOIST | PATIENT HOIST - BATH | REVAL | 5469 | 2014-12-15 | 360 | 2023-07-18 | 2024-01-18
SUCTION UNIT | SUCTION - LAERDAL - BATTERY | LAERDAL | LSU-2 | 2015-01-15 | 816 | 2024-04-22 | 2027-04-22
COUCH | DELUXE TILT TABLE | ARJO HUNTLEIGH | A8652 | 2014-11-17 | 9600 | 2023-06-29 | 2026-06-29
VITAL SIGNS MONITOR | VITAL SIGNS MONITOR : NIBP, SPO2 | WELCH ALLYN | 53N00 (VSM 300) | 2014-11-14 | 15600 | 2022-02-11 | 2025-04-15
PATIENT HOIST | PATIENT HOIST - OVERHEAD | SWIFTAIR | SWIFTAIR ST2000 | 2015-01-06 | 3000 | 2023-07-18 | 2024-01-18
COUCH | DAY SURGERY TROLLEY | ANETIC AID | QA3 VERSION 2 | 2014-11-12 | 3120 | 2024-06-17 | 2027-06-17
COUCH | DAY SURGERY TROLLEY | ANETIC AID | QA3 | 2014-11-12 | 3120 | 2022-03-22 | 2025-04-14
NEBULIZER | NEBULIZER | PARI MEDICAL | EFLOW RAPID | 2014-10-28 | 510
NEBULIZER | NEBULIZER | PARI MEDICAL | EFLOW RAPID | 2014-10-28 | 510
NEBULIZER | NEBULIZER | PARI MEDICAL | EFLOW RAPID | 2014-10-28 | 510
ULTRASOUND PROBE | ULTRASOUND PROBE | FUJIFILM SONOSITE | C11 | 2014-10-23 | 4800
ULTRASOUND SCANNER | ULTRASOUND SCANNER - PORTABLE | FUJIFILM SONOSITE | 180 PLUS | 2014-10-23 | 11640 | 2024-08-28 | 2025-08-28
COUCH | DAY SURGERY TROLLEY | ANETIC AID | QA3 | 2014-11-04 | 3120 | 2022-04-13 | 2025-01-10
COUCH | DAY SURGERY TROLLEY | ANETIC AID | QA3 | 2014-11-04 | 3120 | 2022-04-13 | 2025-01-10
COUCH | DAY SURGERY TROLLEY | ANETIC AID | QA3 | 2014-11-04 | 3120 |  | 2025-01-10
COUCH | DAY SURGERY TROLLEY | ANETIC AID | QA3 | 2014-11-11 | 3120 | 2022-04-13 | 2025-01-14
OXIMETER | PULSE OXIMETER HAND HELD | NELLCOR | OXIMAX N-65 | 2013-01-01 | 720
AUDIO DOPPLER | POCKET AUDIO DOPPLER | ULTRASOUND TECHNOLOGIES LTD | PD1 | 2015-06-17 | 234
TRANSPORT MONITOR | PATIENT MONITOR INTELLIVUE X2 | PHILIPS LTD | M3002A-X2 | 2015-04-09 | 2313.42
TRANSPORT MONITOR | PATIENT MONITOR INTELLIVUE X2 | PHILIPS LTD | M3002A-X2 | 2015-04-09 | 2313.42 | 2024-01-30
DIAGNOSTIC SYSTEM | CHARGER - TWIN PORT | OPTICLAR | VISIONMED TWIN PORT CHARGING POD | 2014-08-25 | 600
SPHYGMOMANOMETER | SPHYGMOMANOMETER - MOBILE | WELCH ALLYN | 7670-10 | 2014-07-28 | 217.488
SPHYGMOMANOMETER | SPHYGMOMANOMETER - MOBILE | WELCH ALLYN | 7670-10 | 2014-09-05 | 217.488
SPHYGMOMANOMETER | SPHYGMOMANOMETER - MOBILE | WELCH ALLYN | 7670-10 | 2014-09-05 | 217.488
SPHYGMOMANOMETER | SPHYGMOMANOMETER - MOBILE | WELCH ALLYN | 7670-10 | 2014-09-05 | 217.488
SPHYGMOMANOMETER | SPHYGMOMANOMETER - MOBILE | WELCH ALLYN | 7670-10 | 2014-09-05 | 217.488
SPHYGMOMANOMETER | SPHYGMOMANOMETER - MOBILE | WELCH ALLYN | 7670-10 | 2014-09-05 | 217.488
DIAGNOSTIC SYSTEM | DIAGNOSTIC SYSTEM | OPTICLAR | VISIONMED S1 TWIN WALL STATION | 2014-08-25 | 810
DIAGNOSTIC SYSTEM | CHARGER - TWIN PORT | OPTICLAR | VISIONMED TWIN PORT CHARGING POD | 2014-08-25 | 600
DIAGNOSTIC SYSTEM | CHARGER - TWIN PORT | OPTICLAR | VISIONMED TWIN PORT CHARGING POD | 2014-08-25 | 600
COUCH | COUCH 3-SECTION ELECTRIC | PLINTH 2000 | 503E | 2014-08-20 | 960 |  | 2024-12-15
COUCH | COUCH 3-SECTION ELECTRIC | PLINTH 2000 | 503E | 2014-08-20 | 960 | 2022-01-19 | 2024-12-15
LIGHT SOURCE | LIGHT SOURCE | OLYMPUS | CLH-SC | 2014-08-20 | 2400 | 2020-03-11 | 2024-12-15
VITAL SIGNS MONITOR | VITAL SIGNS MONITOR: NBP. | GE LIMITED | CARESCAPE V100 | 2014-07-30 | 2160 | 2022-09-05 | 2025-10-15
VITAL SIGNS MONITOR | VITAL SIGNS MONITOR: NBP. | GE LIMITED | CARESCAPE V100 | 2014-07-30 | 2160 | 2023-11-10 | 2026-11-10
VITAL SIGNS MONITOR | VITAL SIGNS MONITOR: NBP. | GE LIMITED | CARESCAPE V100 | 2014-07-30 | 2160 | 2022-09-06 | 2028-10-17
NEBULIZER | NEBULIZER | PARI MEDICAL | TURBO BOY (BLK/GREY) | 2014-07-04 | 130.8
OXIMETER | OXIMETER | NELLCOR | OXIMAX N-560 | 2014-08-26 | 1200 | 2023-12-11 | 2026-12-11
ELECTRIC COT | ELECTRIC COT | HNE | 31300E/LX | 2014-08-05 | 1440
NIBP MONITOR | NIBP MONITOR | SUNTECH | TANGO | 2014-07-18 | 3132 | 2023-06-21 | 2025-06-21
EEG MACHINE | EEG SYSTEM 32-CHANNEL | NATUS LTD | XLTEK | 2014-06-26 | 7596 |  | 2024-12-15
EEG MACHINE | EEG MACHINE | NATUS LTD | EMU128 | 2014-06-26 | 42000
WARMING MATTRESS | WARMING MATTRESS | INDITHERM | OTM1 | 2014-06-26 | 1020
BATTERY THERMOMETER | BATTERY THERMOMETER | WELCH ALLYN | SURETEMP PLUS 692 | 2014-06-25 | 283.2
OXIMETER | BEDSIDE SPO2 MONITOR | NELLCOR | PM1000N | 2014-06-25 | 1200 | 2024-03-11 | 2027-03-11
OXIMETER | BEDSIDE SPO2 MONITOR | NELLCOR | PM1000N | 2014-06-25 | 1200 | 2023-10-12 | 2026-10-12
OXIMETER | BEDSIDE SPO2 MONITOR | NELLCOR | PM1000N | 2014-06-25 | 1200 |  | 2025-06-16
OXIMETER | BEDSIDE SPO2 MONITOR | NELLCOR | PM1000N | 2014-06-25 | 1200 | 2024-03-11 | 2027-03-11
NEBULIZER | NEBULIZER | PARI MEDICAL | TURBO BOY (BLK/GREY) | 2014-06-24 | 130.8
SCALES | SCALES - CHAIR/BABY/STAND-ON | MARSDEN | M-700 | 2014-06-23 | 810 | 2023-12-13 | 2024-11-15
COUCH | COUCH - 3 SECTION | BRISTOL MAID (HOSP.M.CRAFT) | ECO35 | 2014-06-23 | 1200 | 2023-02-17 16:31 | 2025-10-14
COUCH | COUCH - 3 SECTION | BRISTOL MAID (HOSP.M.CRAFT) | ECO35 | 2014-06-23 | 1200 |  | 2024-08-15
COUCH | COUCH - 3 SECTION | BRISTOL MAID (HOSP.M.CRAFT) | ECO35 | 2014-06-23 | 1200 | 2023-02-17 15:53 | 2025-10-14
COUCH | COUCH - 3 SECTION | BRISTOL MAID (HOSP.M.CRAFT) | ECO35 | 2014-06-23 | 1200 | 2023-02-17 15:57 | 2025-10-14
COUCH | COUCH - 3 SECTION | BRISTOL MAID (HOSP.M.CRAFT) | ECO35 | 2014-06-23 | 1200 | 2023-02-17 15:54 | 2026-10-14
COUCH | COUCH - 3 SECTION | BRISTOL MAID (HOSP.M.CRAFT) | ECO35 | 2014-06-23 | 1200 | 2023-02-17 15:55 | 2026-02-17
NEBULIZER | NEBULIZER | PARI MEDICAL | TURBO BOY (BLK/GREY) | 2014-06-24 | 130.8
NEBULIZER | NEBULIZER | PARI MEDICAL | TURBO BOY (BLK/GREY) | 2014-06-24 | 130.8
SUCTION CONTROLLER | HIGH SUCTION CONTROLLER | THERAPY EQUIPMENT | DIAMOND RANGE HIGH | 2014-06-23 | 168
SUCTION CONTROLLER | HIGH SUCTION CONTROLLER | THERAPY EQUIPMENT | DIAMOND RANGE HIGH | 2014-06-23 | 168
SUCTION CONTROLLER | HIGH SUCTION CONTROLLER | THERAPY EQUIPMENT | DIAMOND RANGE HIGH | 2014-06-23 | 168
SUCTION CONTROLLER | HIGH SUCTION CONTROLLER | THERAPY EQUIPMENT | DIAMOND RANGE HIGH | 2014-06-23 | 168
SUCTION CONTROLLER | HIGH SUCTION CONTROLLER | THERAPY EQUIPMENT | DIAMOND RANGE HIGH | 2014-06-23 | 168
SUCTION CONTROLLER | HIGH SUCTION CONTROLLER | THERAPY EQUIPMENT | DIAMOND RANGE HIGH | 2014-06-23 | 168
SUCTION CONTROLLER | HIGH SUCTION CONTROLLER | THERAPY EQUIPMENT | DIAMOND RANGE HIGH | 2014-06-23 | 168
SUCTION CONTROLLER | HIGH SUCTION CONTROLLER | THERAPY EQUIPMENT | DIAMOND RANGE HIGH | 2014-06-23 | 168
SUCTION CONTROLLER | HIGH SUCTION CONTROLLER | THERAPY EQUIPMENT | DIAMOND RANGE HIGH | 2014-06-23 | 168
SUCTION CONTROLLER | HIGH SUCTION CONTROLLER | THERAPY EQUIPMENT | DIAMOND RANGE HIGH | 2014-06-23 | 168
SUCTION CONTROLLER | HIGH SUCTION CONTROLLER | THERAPY EQUIPMENT | DIAMOND RANGE HIGH | 2014-06-23 | 168
SUCTION CONTROLLER | HIGH SUCTION CONTROLLER | THERAPY EQUIPMENT | DIAMOND RANGE HIGH | 2014-06-23 | 168
SUCTION CONTROLLER | HIGH SUCTION CONTROLLER | THERAPY EQUIPMENT | DIAMOND RANGE HIGH | 2014-06-23 | 168
SUCTION CONTROLLER | HIGH SUCTION CONTROLLER | THERAPY EQUIPMENT | DIAMOND RANGE HIGH | 2014-06-23 | 168
SUCTION CONTROLLER | HIGH SUCTION CONTROLLER | THERAPY EQUIPMENT | DIAMOND RANGE HIGH | 2014-06-23 | 168
SUCTION CONTROLLER | HIGH SUCTION CONTROLLER | THERAPY EQUIPMENT | DIAMOND RANGE HIGH | 2014-06-23 | 168
SUCTION CONTROLLER | HIGH SUCTION CONTROLLER | THERAPY EQUIPMENT | DIAMOND RANGE HIGH | 2014-06-23 | 168
SUCTION CONTROLLER | HIGH SUCTION CONTROLLER | THERAPY EQUIPMENT | DIAMOND RANGE HIGH | 2014-06-23 | 168
SUCTION CONTROLLER | HIGH SUCTION CONTROLLER | THERAPY EQUIPMENT | DIAMOND RANGE HIGH | 2014-06-23 | 168
SUCTION CONTROLLER | HIGH SUCTION CONTROLLER | THERAPY EQUIPMENT | DIAMOND RANGE HIGH | 2014-06-23 | 168
SUCTION CONTROLLER | HIGH SUCTION CONTROLLER | THERAPY EQUIPMENT | DIAMOND RANGE HIGH | 2014-06-23 | 168
SUCTION CONTROLLER | HIGH SUCTION CONTROLLER | THERAPY EQUIPMENT | DIAMOND RANGE HIGH | 2014-06-23 | 168
SUCTION CONTROLLER | HIGH SUCTION CONTROLLER | THERAPY EQUIPMENT | DIAMOND RANGE HIGH | 2014-06-23 | 168
SUCTION CONTROLLER | HIGH SUCTION CONTROLLER | THERAPY EQUIPMENT | DIAMOND RANGE HIGH | 2014-06-23 | 168
SUCTION CONTROLLER | HIGH SUCTION CONTROLLER | THERAPY EQUIPMENT | DIAMOND RANGE HIGH | 2014-06-23 | 168
SUCTION CONTROLLER | HIGH SUCTION CONTROLLER | THERAPY EQUIPMENT | DIAMOND RANGE HIGH | 2014-06-23 | 168
SUCTION CONTROLLER | HIGH SUCTION CONTROLLER | THERAPY EQUIPMENT | DIAMOND RANGE HIGH | 2014-06-23 | 168
SUCTION CONTROLLER | HIGH SUCTION CONTROLLER | THERAPY EQUIPMENT | DIAMOND RANGE HIGH | 2014-06-23 | 168
SUCTION CONTROLLER | HIGH SUCTION CONTROLLER | THERAPY EQUIPMENT | DIAMOND RANGE HIGH | 2014-06-23 | 168
SUCTION CONTROLLER | HIGH SUCTION CONTROLLER | THERAPY EQUIPMENT | DIAMOND RANGE HIGH | 2014-06-23 | 168
OVERHEAD HEATER | OVERHEAD HEATER | F & P | IW920AEK | 2014-06-20 | 3420 | 2023-06-22 | 2025-01-15
ELECTRIC BED | ELECTRIC BED | LINET UK | ELEGANZA SMART PAED | 2014-06-20 | 1800 | 2021-11-07 | 2024-11-01
ELECTRIC BED | ELECTRIC BED | LINET UK | ELEGANZA SMART PAED | 2014-06-20 | 1800 | 2024-01-22 | 2025-01-22
ELECTRIC BED | ELECTRIC BED | LINET UK | ELEGANZA SMART PAED | 2014-06-20 | 1800 | 2023-04-14 | 2024-04-14
ELECTRIC BED | ELECTRIC BED | LINET UK | ELEGANZA SMART PAED | 2014-06-20 | 1800 | 2023-11-01 | 2024-11-01
DIAGNOSTIC SYSTEM | S1 DIAGNOSTIC SET | OPTICLAR | VISIONMED S1 | 2014-06-20 | 816
DIAGNOSTIC SYSTEM | S1 DIAGNOSTIC SET | OPTICLAR | VISIONMED S1 | 2014-06-20 | 816
SPIROMETER | SPIROMETER | MICRO MEDICAL (NOW CAREFUSION) | MICROLAB ML3500 | 2014-08-15 | 2040 | 2021-12-20
TRANSFORMER | TRANSFORMER | WELCH ALLYN | 71116 | 2014-08-15 | 369.6
TRANSFORMER | TRANSFORMER | WELCH ALLYN | 71116 | 2014-08-15 | 369.6
ULTRASOUND PROBE | ULTRASOUND PROBE | FUJIFILM SONOSITE | HFL38X/13-6 MHZ | 2014-08-08 | 3543.132
ULTRASOUND SCANNER | ULTRASOUND SCANNER | FUJIFILM SONOSITE | M-TURBO | 2014-08-08 | 24479.976 | 2023-12-06 | 2024-12-06
NEBULIZER | NEBULIZER | PARI MEDICAL | TURBO BOY (BLK/GREY) | 2014-07-15 | 130.8
FLAT SCREEN MONITOR - TOUCH | DISPLAY LCD FLAT SCREEN 19 INCH TOUCH SCREEN | ELO | 1928L | 2014-07-08 | 1800
CENTRAL STATION | CENTRAL STATION INTELLIVUE INFORMATION CENTRE IX | PHILIPS LTD | PIIC IX | 2014-07-08 | 15000 | 2024-03-25 | 2025-03-25
TRANSPORT MONITOR | PATIENT MONITOR INTELLIVUE X2 | PHILIPS LTD | M3002A-X2 | 2014-07-02 | 3000
PATIENT HOIST | PATIENT HOIST - MOBILE | LIKO | GOLVO 8008 | 2014-06-12 | 6000 | 2023-07-18 | 2024-01-18
ELECTRIC COT | ELECTRIC COT | SIDHIL LTD | INSPIRATION 9003 | 2014-06-11 | 3600
ELECTRIC COT | ELECTRIC COT | SIDHIL LTD | INSPIRATION 9003 | 2014-06-11 | 3600
COUCH | DAY SURGERY TROLLEY | ANETIC AID | QA3 | 2014-06-11 | 3120 | 2020-05-14 | 2025-01-15
COUCH | DAY SURGERY TROLLEY | ANETIC AID | QA3 | 2014-06-11 | 3120 | 2024-01-12 | 2027-01-12
COUCH | DAY SURGERY TROLLEY | ANETIC AID | QA3 | 2014-06-11 | 3120 | 2023-08-01 | 2026-08-01
COUCH | DAY SURGERY TROLLEY | ANETIC AID | QA3 | 2014-06-11 | 3120 | 2023-02-06 16:03 | 2026-05-14
COUCH | DAY SURGERY TROLLEY | ANETIC AID | QA3 | 2014-06-11 | 3120 | 2023-08-16 | 2026-08-16
COUCH | DAY SURGERY TROLLEY | ANETIC AID | QA3 | 2014-06-11 | 3120 | 2023-07-21 | 2026-07-21
DIATHERMY MACHINE | ELECTRO SURGICAL GENERATOR | CONMED | SYSTEM 5000 | 2014-06-11 | 11705.76 | 2023-08-31 | 2024-01-15
DIATHERMY MACHINE | ELECTRO SURGICAL GENERATOR | CONMED | SYSTEM 5000 | 2014-06-11 | 11704.8 | 2024-04-08 | 2025-04-08
SUCTION UNIT | SUCTION - LAERDAL - BATTERY | LAERDAL | LSU-2 | 2014-06-11 | 816 | 2024-05-02 | 2027-05-02
SUCTION UNIT | SUCTION - LAERDAL - BATTERY | LAERDAL | LSU-2 | 2014-06-11 | 816 | 2024-05-01 | 2027-05-01
SUCTION UNIT | SUCTION - LAERDAL - BATTERY | LAERDAL | LSU-2 | 2014-06-11 | 816 | 2024-04-12 | 2027-04-12
SUCTION UNIT | SUCTION - LAERDAL - BATTERY | LAERDAL | LSU-2 | 2014-06-11 | 816 | 2024-03-21 | 2027-03-21
ENTONOX DEMAND SYSTEM | ENTONOX DEMAND VALVE | THERAPY EQUIPMENT | ENTONOX | 2014-06-06 | 219 | 2024-07-29 | 2025-07-14
ENTONOX DEMAND SYSTEM | ENTONOX DEMAND VALVE | THERAPY EQUIPMENT | ENTONOX | 2014-06-06 | 219 | 2024-07-29 | 2025-07-14
ENTONOX DEMAND SYSTEM | ENTONOX DEMAND VALVE | THERAPY EQUIPMENT | ENTONOX | 2014-06-06 | 219 | 2024-07-29 | 2025-07-14
ENTONOX DEMAND SYSTEM | ENTONOX DEMAND VALVE | THERAPY EQUIPMENT | ENTONOX | 2014-06-06 | 219 | 2024-07-29 | 2025-07-12
ENTONOX DEMAND SYSTEM | ENTONOX DEMAND VALVE | THERAPY EQUIPMENT | ENTONOX | 2014-06-06 | 219 | 2024-07-29 | 2025-07-14
ENTONOX DEMAND SYSTEM | ENTONOX DEMAND VALVE | THERAPY EQUIPMENT | ENTONOX | 2014-06-06 | 219 | 2024-07-29 | 2025-07-10
DIAGNOSTIC SYSTEM | DIAGNOSTIC SYSTEM | WELCH ALLYN | 767 DIAGNOSTIC SYSTEM | 2009-01-01 | 600
DIAGNOSTIC SYSTEM | DIAGNOSTIC SYSTEM | WELCH ALLYN | 767 DIAGNOSTIC SYSTEM | 2014-06-13 | 600
VENTILATOR | VENTILATOR | PENLON | NUFFIELD 200 | 2014-06-05 | 3000 | 2024-01-23 | 2025-01-01
VENTILATOR | VENTILATOR | PENLON | NUFFIELD 200 | 2014-06-05 | 3000 | 2023-11-23 | 2024-11-11
FAILURE ALARM | FAILURE ALARM | PENLON | IDP | 2014-06-05 | 1080 | 2023-06-16 | 2025-03-18
FAILURE ALARM | FAILURE ALARM | PENLON | IDP | 2014-06-05 | 1080 | 2024-08-02 | 2025-06-15
SPIROMETER | SPIROMETER | CAREFUSION | MICROLAB ML3500 MK6 | 2014-05-01 | 1200 | 2020-03-11 | 2024-12-15
OVERHEAD HEATER | OVERHEAD HEATER | F & P | IW920AEK | 2014-05-28 | 3420 | 2024-07-23 | 2025-07-23
OXIMETER | OXIMETER | NELLCOR | OXIMAX N-560 | 2014-05-27 | 1056.516 | 2021-12-21 | 2025-04-11
OXIMETER | OXIMETER | NELLCOR | OXIMAX N-560 | 2014-05-27 | 1056.516 | 2023-05-10 | 2026-05-10
ULTRASOUND PROBE | ULTRASOUND PROBE - TRANSESOPHAGEAL | GE LIMITED | 9T-RS | 2014-07-11 | 15184.8
AMBULATORY ARRHYTHMIA MONITOR | AMBULATORY ECG RECORDER | SPACELABS | LIFECARD CF | 2014-07-17 | 2152.8
AMBULATORY ARRHYTHMIA MONITOR | AMBULATORY ECG RECORDER | SPACELABS | LIFECARD CF | 2014-07-17 | 2152.8
AMBULATORY ARRHYTHMIA MONITOR | AMBULATORY ECG RECORDER | SPACELABS | LIFECARD CF | 2014-07-17 | 2152.8
OXIMETER | PULSE OXIMETER HAND HELD | NELLCOR | OXIMAX N-65 | 2014-06-11 | 720
TRANSPORT MONITOR | PATIENT MONITOR INTELLIVUE X2 | PHILIPS LTD | M3002A-X2 | 2014-06-11 | 3000
VITAL SIGNS MONITOR | VITAL SIGNS MONITOR: NBP/SPO2/TEMP. | WELCH ALLYN | SPOT 420(NBP/SPO2) | 2014-10-10 | 1800 | 2022-08-10 | 2025-04-13
ELECTRIC COT | ELECTRIC COT | HNE | 31300E/LX | 2005-01-01 | 1440
ULTRASONIC DISINTEGRATOR | CAVATIONAL ULTRASONIC SURGICAL ASPIRATION (CUSA) | VALLEYLAB | CUSA EXCEL | 2014-05-01 | 59994 | 2023-06-01 | 2024-06-01
DIAGNOSTIC SYSTEM | DIAGNOSTIC SYSTEM | WELCH ALLYN | 767 DIAGNOSTIC SYSTEM | 2009-01-01 | 600
COUCH | COUCH - 3 SECTION | BRISTOL MAID (HOSP.M.CRAFT) | ECO35 | 2014-06-23 | 1200 |  | 2024-12-15
COUCH | COUCH - 3 SECTION | BRISTOL MAID (HOSP.M.CRAFT) | ECO35 | 2023-02-21 | 1200 |  | 2025-12-15
DIAGNOSTIC SYSTEM | DIAGNOSTIC SYSTEM | WELCH ALLYN | 767 DIAGNOSTIC SYSTEM | 2004-04-01 | 900
VITAL SIGNS MONITOR | VITAL SIGNS MONITOR: NBP/SPO2/TEMP. | WELCH ALLYN | SPOT 420(NBP/SPO2) | 2014-10-10 | 1800 | 2022-08-10 | 2025-04-15
ANAESTHETIC MACHINE | MRI ANAESTHETIC MACHINE | GE LIMITED | AESTIVA 7900-MRI | 2014-04-17 | 41253.144 | 2024-09-16 | 2025-03-11
DRILL | DRILL POWER SYSTEM | MEDTRONIC | IPC | 2014-05-15 | 9600 | 2024-10-07 | 2025-10-07
DRILL | DRILL POWER SYSTEM | MEDTRONIC | IPC | 2014-05-15 | 9600 | 2022-12-15 11:45 | 2025-01-09
PUMP DOCKING STATION | PUMP DOCKING STATION - MRI | B.BRAUN | SPACESTATION MRI | 2014-06-17 | 30384 | 2023-09-11 | 2024-09-11
PUMP DOCKING STATION | PUMP DOCKING STATION - MRI | B.BRAUN | SPACESTATION MRI | 2014-06-17 | 30384 | 2023-01-17 15:15 | 2025-01-15
PUMP DOCKING STATION | PUMP DOCKING STATION | B.BRAUN | SPACESTATION | 2014-06-17 | 3000 | 2023-01-12 09:59 | 2025-01-12
PUMP DOCKING STATION | PUMP DOCKING STATION | B.BRAUN | SPACESTATION | 2014-06-17 | 3000 | 2022-02-11 | 2025-01-15
PATIENT MONITOR | PATIENT MONITOR INTELLIVUE MP30 | PHILIPS LTD | M8002A | 2010-01-01 | 8076.9 | 2020-01-14 | 2025-04-15
PATIENT MONITOR | PATIENT MONITOR INTELLIVUE MP30 | PHILIPS LTD | M8002A | 2010-01-01 | 8076.9 | 2020-03-04 | 2024-10-15
PATIENT MONITOR | PATIENT MONITOR INTELLIVUE MP30 | PHILIPS LTD | M8002A | 2010-01-01 | 8076.9 | 2024-02-26 | 2027-02-26
OXIMETER | OXIMETER | NELLCOR | OXIMAX N-560 | 2014-05-27 | 1056.516 | 2022-09-06 | 2026-04-15
SAO2/PLETH | MODULE SPO2/PLETH | PHILIPS LTD | M1020B | 2014-05-23 | 1946.28
PATIENT MONITOR | PATIENT MONITOR INTELLIVUE MP30 | PHILIPS LTD | M8002A | 2014-05-21 | 6865.56 | 2024-09-20 | 2027-09-20
SCALES | SCALES - HANGING | MARSDEN | MS-4400 | 2014-05-13 | 180 | 2022-02-09 | 2024-11-15
SCALES | SCALES - BABY | MARSDEN | M-300 | 2014-05-13 | 297.6 | 2022-11-22 17:31 | 2024-11-15
INTRACRANIAL PRESSURE MONITOR | MEASURE INTRACRANIAL PRESSURE | CODMAN | ICP EXPRESS | 2014-05-15 | 1800
MULTI-MEASUREMENT SERVER | MULTI-MEASUREMENT SERVER | PHILIPS LTD | M3001A | 2010-01-01 | 4200
MODULE HOLDER | MODULE HOLDER | PHILIPS LTD | M8048A | 2014-05-21 | 2040
MODULE HOLDER | MODULE HOLDER | PHILIPS LTD | M8048A | 2014-05-02 | 2040
TRANSPORT MONITOR | PATIENT MONITOR INTELLIVUE X2 | PHILIPS LTD | M3002A-X2 | 2010-01-01 | 6000
SYRINGE DRIVER | SYRINGE DRIVER | B.BRAUN | PERFUSOR SPACE | 2014-04-17 | 2640 | 2022-05-04 | 2024-05-04
SYRINGE DRIVER | SYRINGE DRIVER | B.BRAUN | PERFUSOR SPACE | 2014-04-17 | 2640 | 2022-05-03 | 2024-05-03
SYRINGE DRIVER | SYRINGE DRIVER | B.BRAUN | PERFUSOR SPACE | 2014-04-17 | 2640 | 2022-08-23 | 2024-08-23
SYRINGE DRIVER | SYRINGE DRIVER | B.BRAUN | PERFUSOR SPACE | 2014-04-17 | 2640 | 2022-08-23 | 2024-08-23
SYRINGE DRIVER | SYRINGE DRIVER | B.BRAUN | PERFUSOR SPACE | 2014-04-17 | 2640 | 2022-08-23 | 2024-08-23
SYRINGE DRIVER | SYRINGE DRIVER | B.BRAUN | PERFUSOR SPACE | 2014-04-17 | 2640 | 2024-05-29 | 2024-09-13
TRANSPORT MONITOR | PATIENT MONITOR INTELLIVUE X2 | PHILIPS LTD | M3002A-X2 | 2010-01-01 | 6000
MULTI-MEASUREMENT SERVER | MULTI-MEASUREMENT SERVER | PHILIPS LTD | M3001A | 2010-01-01 | 4200
MULTI-MEASUREMENT SERVER | MULTI-MEASUREMENT SERVER | PHILIPS LTD | M3001A | 2010-01-01 | 4200
TRANSPORT MONITOR | PATIENT MONITOR INTELLIVUE X2 | PHILIPS LTD | M3002A-X2 | 2014-05-21 | 0
ULTRASOUND PROBE | ULTRASOUND PROBE - TOE | GE LIMITED | 6VT-D | 2014-05-21 | 24000 | 2023-01-09 12:03
TRANSPORT MONITOR | PATIENT MONITOR INTELLIVUE X2 | PHILIPS LTD | M3002A-X2 | 2010-01-01 | 6000
TRANSPORT MONITOR | PATIENT MONITOR INTELLIVUE X2 | PHILIPS LTD | M3002A-X2 | 2010-01-01 | 6000
VAPORIZERS | VAPORIZER - SEVOFLURANE | MAQUET | 6672670 | 2014-04-30 | 3600
VAPORIZERS | VAPORIZER - SEVOFLURANE | MAQUET | 6672670 | 2014-04-30 | 3600
VAPORIZERS | VAPORIZER - SEVOFLURANE | MAQUET | 6672670 | 2014-04-30 | 3600
VAPORIZERS | VAPORIZER - SEVOFLURANE | MAQUET | 6672670 | 2014-04-30 | 3600
MODULE HOLDER | MODULE HOLDER | PHILIPS LTD | M8048A | 2014-05-02 | 2040
MODULE HOLDER | MODULE HOLDER | PHILIPS LTD | M8048A | 2014-05-02 | 2040
MODULE HOLDER | MODULE HOLDER | PHILIPS LTD | M8048A | 2014-05-02 | 2040
TRANSPORT MONITOR | PATIENT MONITOR INTELLIVUE X2 | PHILIPS LTD | M3002A-X2 | 2014-05-02 | 6000
TRANSPORT MONITOR | PATIENT MONITOR INTELLIVUE X2 | PHILIPS LTD | M3002A-X2 | 2014-05-02 | 6000
TRANSPORT MONITOR | PATIENT MONITOR INTELLIVUE X2 | PHILIPS LTD | M3002A-X2 | 2014-05-02 | 6000
VAPORIZERS | VAPORIZER - ISOFLURANE | MAQUET | 6672672 | 2016-07-04 | 3600
VAPORIZERS | VAPORIZER - ISOFLURANE | MAQUET | 6672672 | 2016-07-04 | 3600
VAPORIZERS | VAPORIZER - ISOFLURANE | MAQUET | 6672672 | 2016-07-04 | 3600
ANAESTHETIC MACHINE | FLOW-I 6677200 ANAESTHETIC MACHINE | MAQUET | FLOW-I 6677200 | 2016-07-04 | 39987.384 | 2023-11-17 | 2024-12-14
ANAESTHETIC MACHINE | FLOW-I 6677200 ANAESTHETIC MACHINE | MAQUET | FLOW-I 6677200 | 2016-07-04 | 39987.384 | 2023-11-03 | 2024-11-10
ANAESTHETIC MACHINE | FLOW-I 6677200 ANAESTHETIC MACHINE | MAQUET | FLOW-I 6677200 | 2016-07-04 | 39987.384 | 2023-11-17 | 2024-12-15
NERVE STIMULATOR | NERVE STIMULATOR | B.BRAUN | STIMUPLEX HNS12 | 2014-04-29 | 900
NERVE STIMULATOR | NERVE STIMULATOR | B.BRAUN | STIMUPLEX HNS12 | 2014-04-29 | 900
NERVE STIMULATOR | NERVE STIMULATOR | B.BRAUN | STIMUPLEX HNS12 | 2014-04-29 | 900
NERVE STIMULATOR | NERVE STIMULATOR | B.BRAUN | STIMUPLEX HNS12 | 2014-04-29 | 900
TRANSPORT MONITOR | PATIENT MONITOR INTELLIVUE X2 | PHILIPS LTD | M3002A-X2 | 2014-05-02 | 6000
TRANSPORT MONITOR | PATIENT MONITOR INTELLIVUE X2 | PHILIPS LTD | M3002A-X2 | 2014-06-02 | 6000
TRANSPORT MONITOR | PATIENT MONITOR INTELLIVUE X2 | PHILIPS LTD | M3002A-X2 | 2014-05-02 | 6000
TRANSPORT MONITOR | PATIENT MONITOR INTELLIVUE X2 | PHILIPS LTD | M3002A-X2 | 2014-05-02 | 6000
TRANSPORT MONITOR | PATIENT MONITOR INTELLIVUE X2 | PHILIPS LTD | M3002A-X2 | 2014-05-02 | 6000
TRANSPORT MONITOR | PATIENT MONITOR INTELLIVUE X2 | PHILIPS LTD | M3002A-X2 | 2014-05-02 | 6000
TRANSPORT MONITOR | PATIENT MONITOR INTELLIVUE X2 | PHILIPS LTD | M3002A-X2 | 2014-05-02 | 6000
TRANSPORT MONITOR | PATIENT MONITOR INTELLIVUE X2 | PHILIPS LTD | M3002A-X2 | 2014-05-02 | 3000
TRANSPORT MONITOR | PATIENT MONITOR INTELLIVUE X2 | PHILIPS LTD | M3002A-X2 | 2014-05-02 | 3000
TRANSPORT MONITOR | PATIENT MONITOR INTELLIVUE X2 | PHILIPS LTD | M3002A-X2 | 2014-05-02 | 3000
SUCTION CONTROLLER | HIGH SUCTION CONTROLLER | THERAPY EQUIPMENT | DIAMOND RANGE HIGH | 2014-05-01 | 168
SUCTION CONTROLLER | HIGH SUCTION CONTROLLER | THERAPY EQUIPMENT | DIAMOND RANGE HIGH | 2014-05-01 | 168
SUCTION CONTROLLER | HIGH SUCTION REMOTE | THERAPY EQUIPMENT | DIAMOND RANGE HIGH (REMOTE) | 2014-05-01 | 168
SUCTION CONTROLLER | HIGH SUCTION CONTROLLER | THERAPY EQUIPMENT | DIAMOND RANGE HIGH | 2014-05-01 | 168
SUCTION CONTROLLER | HIGH SUCTION CONTROLLER | THERAPY EQUIPMENT | DIAMOND RANGE HIGH | 2014-05-01 | 168
SUCTION CONTROLLER | HIGH SUCTION REMOTE | THERAPY EQUIPMENT | DIAMOND RANGE HIGH (REMOTE) | 2014-05-01 | 168
SUCTION CONTROLLER | HIGH SUCTION CONTROLLER | THERAPY EQUIPMENT | DIAMOND RANGE HIGH | 2014-11-21 | 168
SUCTION CONTROLLER | HIGH SUCTION CONTROLLER | THERAPY EQUIPMENT | DIAMOND RANGE HIGH | 2014-11-21 | 168
SUCTION CONTROLLER | HIGH SUCTION CONTROLLER | THERAPY EQUIPMENT | DIAMOND RANGE HIGH | 2014-05-01 | 168
SUCTION CONTROLLER | HIGH SUCTION CONTROLLER | THERAPY EQUIPMENT | DIAMOND RANGE HIGH | 2014-05-01 | 168
SUCTION CONTROLLER | HIGH SUCTION CONTROLLER | THERAPY EQUIPMENT | DIAMOND RANGE HIGH | 2014-05-01 | 168
SUCTION CONTROLLER | HIGH SUCTION CONTROLLER | THERAPY EQUIPMENT | DIAMOND RANGE HIGH | 2014-05-01 | 168
SUCTION CONTROLLER | HIGH SUCTION CONTROLLER | THERAPY EQUIPMENT | DIAMOND RANGE HIGH | 2014-11-21 | 168
SUCTION CONTROLLER | HIGH SUCTION CONTROLLER | THERAPY EQUIPMENT | DIAMOND RANGE HIGH | 2014-05-15 | 96
SUCTION CONTROLLER | HIGH SUCTION CONTROLLER | THERAPY EQUIPMENT | DIAMOND RANGE HIGH | 2014-05-15 | 96
SUCTION CONTROLLER | HIGH SUCTION CONTROLLER | THERAPY EQUIPMENT | DIAMOND RANGE HIGH | 2014-05-01 | 168
SUCTION CONTROLLER | HIGH SUCTION CONTROLLER | THERAPY EQUIPMENT | DIAMOND RANGE HIGH | 2014-05-01 | 168
SUCTION CONTROLLER | HIGH SUCTION CONTROLLER | THERAPY EQUIPMENT | DIAMOND RANGE HIGH | 2014-05-01 | 168
SUCTION CONTROLLER | HIGH SUCTION CONTROLLER | THERAPY EQUIPMENT | DIAMOND RANGE HIGH | 2014-11-21 | 168
SUCTION CONTROLLER | HIGH SUCTION CONTROLLER | THERAPY EQUIPMENT | DIAMOND RANGE HIGH | 2015-07-07 | 168
SUCTION CONTROLLER | HIGH SUCTION CONTROLLER | THERAPY EQUIPMENT | DIAMOND RANGE HIGH | 2014-05-01 | 168
SUCTION CONTROLLER | HIGH SUCTION CONTROLLER | THERAPY EQUIPMENT | DIAMOND RANGE HIGH | 2014-05-01 | 168
SUCTION CONTROLLER | HIGH SUCTION CONTROLLER | THERAPY EQUIPMENT | DIAMOND RANGE HIGH | 2014-05-01 | 168
SUCTION CONTROLLER | HIGH SUCTION CONTROLLER | THERAPY EQUIPMENT | DIAMOND RANGE HIGH | 2014-09-19 | 168
SUCTION CONTROLLER | HIGH SUCTION CONTROLLER | THERAPY EQUIPMENT | DIAMOND RANGE HIGH | 2014-05-01 | 168
SUCTION CONTROLLER | HIGH SUCTION CONTROLLER | THERAPY EQUIPMENT | DIAMOND RANGE HIGH | 2014-05-01 | 168
SUCTION CONTROLLER | HIGH SUCTION CONTROLLER | THERAPY EQUIPMENT | DIAMOND RANGE HIGH | 2014-05-01 | 168
SUCTION CONTROLLER | HIGH SUCTION CONTROLLER | THERAPY EQUIPMENT | DIAMOND RANGE HIGH | 2014-05-01 | 168
SUCTION CONTROLLER | HIGH SUCTION CONTROLLER | THERAPY EQUIPMENT | DIAMOND RANGE HIGH | 2014-05-01 | 168
INJECTOR SUCTION | EMERGENCY SUCTION | THERAPY EQUIPMENT | TEK2000 | 2014-06-17 | 174
INJECTOR SUCTION | EMERGENCY SUCTION | THERAPY EQUIPMENT | TEK2000 | 2014-06-17 | 174
INJECTOR SUCTION | EMERGENCY SUCTION | THERAPY EQUIPMENT | TEK2000 | 2014-06-17 | 174
INJECTOR SUCTION | EMERGENCY SUCTION | THERAPY EQUIPMENT | TEK2000 | 2014-06-17 | 174
INJECTOR SUCTION | EMERGENCY SUCTION | THERAPY EQUIPMENT | TEK2000 | 2014-06-17 | 174
INJECTOR SUCTION | EMERGENCY SUCTION | THERAPY EQUIPMENT | TEK2000 | 2014-06-17 | 174
INJECTOR SUCTION | EMERGENCY SUCTION | THERAPY EQUIPMENT | TEK2000 | 2014-06-17 | 174
INJECTOR SUCTION | EMERGENCY SUCTION | THERAPY EQUIPMENT | TEK2000 | 2014-06-17 | 174
INJECTOR SUCTION | EMERGENCY SUCTION | THERAPY EQUIPMENT | TEK2000 | 2014-06-17 | 174
INJECTOR SUCTION | EMERGENCY SUCTION | THERAPY EQUIPMENT | TEK2000 | 2014-06-17 | 174
INJECTOR SUCTION | EMERGENCY SUCTION | THERAPY EQUIPMENT | TEK2000 | 2014-06-17 | 174
INJECTOR SUCTION | EMERGENCY SUCTION | THERAPY EQUIPMENT | TEK2000 | 2014-06-17 | 174
INJECTOR SUCTION | EMERGENCY SUCTION | THERAPY EQUIPMENT | TEK2000 | 2014-06-17 | 174
INJECTOR SUCTION | EMERGENCY SUCTION | THERAPY EQUIPMENT | TEK2000 | 2014-06-17 | 174
INJECTOR SUCTION | EMERGENCY SUCTION | THERAPY EQUIPMENT | TEK2000 | 2014-06-17 | 174
INJECTOR SUCTION | EMERGENCY SUCTION | THERAPY EQUIPMENT | TEK2000 | 2014-06-17 | 174
INJECTOR SUCTION | EMERGENCY SUCTION | THERAPY EQUIPMENT | TEK2000 | 2014-06-17 | 174
INJECTOR SUCTION | EMERGENCY SUCTION | THERAPY EQUIPMENT | TEK2000 | 2014-06-17 | 174
OXIMETER | PULSE OXIMETER HAND HELD | NELLCOR | OXIMAX N-65 | 2014-04-07 | 720
OXIMETER | PULSE OXIMETER HAND HELD | NELLCOR | OXIMAX N-65 | 2014-04-07 | 720
OXIMETER | PULSE OXIMETER HAND HELD | NELLCOR | OXIMAX N-65 | 2014-04-07 | 720
OXIMETER | PULSE OXIMETER HAND HELD | NELLCOR | OXIMAX N-65 | 2014-04-07 | 720
OXIMETER | PULSE OXIMETER HAND HELD | NELLCOR | OXIMAX N-65 | 2014-04-07 | 720
OXIMETER | PULSE OXIMETER HAND HELD | NELLCOR | OXIMAX N-65 | 2014-04-07 | 720
OXIMETER | PULSE OXIMETER HAND HELD | NELLCOR | OXIMAX N-65 | 2014-04-07 | 720
NEBULIZER | NEBULIZER | PARI MEDICAL | EFLOW RAPID | 2014-04-02 | 510
NEBULIZER | NEBULIZER | PARI MEDICAL | EFLOW RAPID | 2014-04-02 | 510
CARDIAC MON CHARGER | CHARGER MP2 | PHILIPS LTD | M8023A | 2010-01-01 | 900
SCALES | SCALES - COLUMN | SECA | 704 | 2016-03-27 | 544.8 | 2023-12-13 | 2024-11-15
VITAL SIGNS MONITOR | VITAL SIGNS MONITOR: NBP. | WELCH ALLYN | SPOT 420(NBP) | 2016-11-18 | 1800 | 2023-05-16 | 2026-05-16
DIAGNOSTIC SYSTEM | DIAGNOSTIC SYSTEM | WELCH ALLYN | 767 DIAGNOSTIC SYSTEM | 2015-02-02 | 600
SUCTION CONTROLLER | LOW SUCTION | THERAPY EQUIPMENT | DIAMOND RANGE LOW | 2014-04-29 | 180
SUCTION CONTROLLER | LOW SUCTION | THERAPY EQUIPMENT | DIAMOND RANGE LOW | 2014-04-29 | 180
SUCTION CONTROLLER | HIGH SUCTION CONTROLLER | THERAPY EQUIPMENT | DIAMOND RANGE HIGH | 2014-04-29 | 180
CAPNOGRAPH | CAPNOGRAPH | MASIMO UK | EMMA 605100 | 2014-04-15 | 2400
HOTPLATE | BLOCK HEATER | STUART SCIENTIFIC | SBH130D | 2014-03-21 | 3000 | 2024-10-16 | 2025-10-16
COMPUTER - LAPTOP/NOTEBOOK | COMPUTER - LAPTOP/NOTEBOOK | DELL COMPUTERS | LATITUDE E6530 | 2014-05-01 | 1440
PATIENT MONITOR | PATIENT MONITOR INTELLIVUE | PHILIPS LTD | MX800 | 2014-05-02 | 14400 | 2024-05-02 | 2029-05-02
PATIENT MONITOR | PATIENT MONITOR INTELLIVUE | PHILIPS LTD | MX800 | 2014-05-02 | 14400 | 2024-05-02 | 2029-05-02
PATIENT MONITOR | PATIENT MONITOR INTELLIVUE | PHILIPS LTD | MX450 | 2014-05-02 | 9175.2 | 2022-11-03 08:21 | 2025-04-14
PATIENT MONITOR | PATIENT MONITOR INTELLIVUE | PHILIPS LTD | MX450 | 2014-05-02 | 9175.2 | 2024-03-11 | 2027-03-11
PATIENT MONITOR | PATIENT MONITOR INTELLIVUE | PHILIPS LTD | MX450 | 2014-05-02 | 9175.2 | 2024-03-11 | 2027-03-11
PATIENT MONITOR | PATIENT MONITOR INTELLIVUE | PHILIPS LTD | MX450 | 2014-05-02 | 9175.2 | 2024-04-25 | 2027-04-25
PATIENT MONITOR | PATIENT MONITOR INTELLIVUE MP30 | PHILIPS LTD | M8002A | 2015-05-02 | 8076.9 |  | 2025-01-15
HEIGHT GAUGE | STADIOMETER MATTRESS | HARL | ROLLAMETER | 2014-05-01 | 84
HEIGHT GAUGE | STADIOMETER MATTRESS | HARL | ROLLAMETER | 2014-05-01 | 84
ULTRASOUND PROBE | ULTRASOUND PROBE | GE LIMITED | 6S-D | 2019-10-10 | 6000
ENDOSCOPY STACKING TROLLEY | ENDOSCOPY STACKING TROLLEY | KARL STORZ | VC-2010 | 2014-07-31 | 81417.6
NEBULIZER | NEBULIZER | PARI MEDICAL | EFLOW RAPID | 2014-03-04 | 510
NEBULIZER | NEBULIZER | PARI MEDICAL | EFLOW RAPID | 2014-03-04 | 510
NEBULIZER | NEBULIZER | PARI MEDICAL | EFLOW RAPID | 2014-03-04 | 510
TYMPANIC THERMOMETER | TYMPANIC THERMOMETER | BRAUN | PRO 4000 | 2014-04-07 | 60
TYMPANIC THERMOMETER | TYMPANIC THERMOMETER | BRAUN | PRO 4000 | 2014-04-07 | 60
TYMPANIC THERMOMETER | TYMPANIC THERMOMETER | BRAUN | PRO 4000 | 2014-04-07 | 60
SCALES | SCALES - BABY | MARSDEN | M-330 | 2014-04-28 | 300 | 2023-12-13 | 2024-11-15
SUCTION UNIT | SUCTION - LAERDAL - BATTERY | LAERDAL | LSU-2 | 2014-05-02 | 816 | 2023-03-15 12:27 | 2026-03-15
INTRACRANIAL PRESSURE MONITOR | MEASURE INTRACRANIAL PRESSURE | CODMAN | ICP EXPRESS | 2014-04-18 | 7333.92
INTRACRANIAL PRESSURE MONITOR | MEASURE INTRACRANIAL PRESSURE | CODMAN | ICP EXPRESS | 2015-04-18 | 7333.92
INTRACRANIAL PRESSURE MONITOR | MEASURE INTRACRANIAL PRESSURE | CODMAN | ICP EXPRESS | 2014-04-18 | 7333.92
CELLSAVER RECIRCULATOR | AUTO TRANSFUSION SYSTEM | FRESENIUS KABI | 9005401 / C.A.T.S PLUS | 2014-04-22 | 15120 | 2023-01-12 16:39 | 2024-01-12
NEURO NAVIGATION SYSTEM | NEURO NAVIGATION SYSTEM | MEDTRONIC | STEALTH STATION S7 | 2014-04-22 | 203117.76 | 2023-06-24 | 2025-01-15
FLAT SCREEN MONITOR - TOUCH | DISPLAY LCD FLAT SCREEN 19 INCH TOUCH SCREEN MEDICAL GRADE | KARL STORZ | 200905 19 | 2014-04-22 | 2400 | 2023-06-27 | 2025-01-15
FLAT SCREEN DISPLAY | DISPLAY WIDEVIEW HD MONITOR 26 INCH | KARL STORZ | SC-WU26-A1511 | 2015-04-22 | 3000 | 2023-06-27 | 2025-01-15
VIDEO PRINTER | VIDEO PRINTER | SONY | UP-DR80MD | 2014-04-22 | 2400 | 2023-06-27 | 2025-01-15
CAMERA CONTROL UNIT | CAMERA CONTROL UNIT | KARL STORZ | 22201020 | 2014-04-22 | 14400 | 2023-06-27 | 2025-01-15
LIGHT SOURCE | LIGHT SOURCE - XENON 300 | KARL STORZ | 20133120 | 2014-04-22 | 8100 | 2023-06-27 | 2025-01-15
CAMERA CONTROL UNIT | AIDA CONTROL NEO | KARL STORZ | 20046120 | 2014-04-22 | 13440 | 2023-06-27 | 2025-01-15
ENDOSCOPY STACKING TROLLEY | ENDOSCOPY STACKING TROLLEY | KARL STORZ | VC-2010 | 2014-04-22 | 3600 | 2023-06-22 | 2025-01-15
SMOKE EXTRACTOR | ELECTROSURGERY SMOKE EXTRACTION UNIT | CONMED | AER DEFENSE | 2014-04-29 | 2160 | 2020-07-14 | 2025-01-15
DIATHERMY MACHINE | ELECTRO SURGICAL GENERATOR | CONMED | SYSTEM 5000 | 2014-04-22 | 8400 | 2024-10-07 | 2025-10-07
DIATHERMY MACHINE | ELECTRO SURGICAL GENERATOR | CONMED | SYSTEM 5000 | 2014-04-22 | 8400 | 2024-04-08 | 2025-04-08
HAEMOGLOBINOMETER | HEMOCUE | HEMOCUE | HB201+ | 2014-04-22 | 600
NEURO STIMULATOR | NEURO STIMULATOR | INOMED | ISIS-504180 | 2014-04-17 | 12314.208
COMPUTER - LAPTOP/NOTEBOOK | LAPTOP COMPUTER | FUJITSU | LIFEBOOK A544 | 2014-04-17 | 900
ANAESTHETIC MACHINE | ANAESTHETIC MACHINE - AESTIVA INDUCTION COMPACT | DATEX-OHMEDA | AESTIVA INDUCTION | 2014-04-17 | 11213.52 | 2024-07-12 | 2025-05-11
ANAESTHETIC MACHINE | ANAESTHETIC MACHINE - AESTIVA INDUCTION COMPACT | DATEX-OHMEDA | AESTIVA INDUCTION | 2014-04-17 | 11213.544 | 2024-07-05 | 2025-06-01
ANAESTHETIC MACHINE | ANAESTHETIC MACHINE - AESTIVA INDUCTION COMPACT | DATEX-OHMEDA | AESTIVA INDUCTION | 2014-04-17 | 11213.52 | 2024-09-03 | 2025-09-10
ANAESTHETIC MACHINE | ANAESTHETIC MACHINE - AESTIVA INDUCTION COMPACT | DATEX-OHMEDA | AESTIVA INDUCTION | 2014-04-17 | 11213.52 | 2023-10-30 | 2024-11-14
FAILURE ALARM | FAILURE ALARM | PENLON | IDP | 2014-04-17 | 1080 | 2024-08-30 | 2025-09-11
VAPORIZERS | VAPORIZER - SEVOFLURANE | DATEX-OHMEDA | TEC7 SEVO | 2014-04-14 | 2400 | 2024-02-05 | 2025-02-14
VENTILATOR | VENTILATOR | PENLON | NUFFIELD 200 | 2014-04-17 | 3000 | 2023-11-09 | 2024-11-16
VENTILATOR | VENTILATOR | PENLON | NUFFIELD 200 | 2014-04-17 | 3000 | 2023-11-10 | 2024-11-14
VENTILATOR | VENTILATOR | PENLON | NUFFIELD 200 | 2014-04-17 | 3000 | 2023-11-21 | 2024-11-14
TRANSPORT MONITOR | PATIENT MONITOR INTELLIVUE X2 | PHILIPS LTD | M3002A-X2 | 2014-04-16 | 6000
TRANSPORT MONITOR | PATIENT MONITOR INTELLIVUE X2 | PHILIPS LTD | M3002A-X2 | 2014-04-16 | 6000
CONTROL-WARMING MATT | HEATED MATTRESS CONTROLLER | INDITHERM | MECU1 | 2014-04-14 | 3000 | 2024-05-31 | 2025-06-11
VAPORIZERS | VAPORIZER - ISOFLURANE | DATEX-OHMEDA | TEC7 ISO | 2014-04-22 | 3000 | 2024-07-30 | 2025-06-15
VAPORIZERS | VAPORIZER - ISOFLURANE | DATEX-OHMEDA | TEC7 ISO | 2014-04-22 | 3000 | 2024-09-12 | 2025-09-12
VAPORIZERS | VAPORIZER - ISOFLURANE | DATEX-OHMEDA | TEC7 ISO | 2014-04-22 | 3000 | 2024-09-12 | 2025-09-09
VAPORIZERS | VAPORIZER - ISOFLURANE | DATEX-OHMEDA | TEC7 ISO | 2014-04-22 | 3000 | 2024-09-12 | 2025-09-12
SCALES | SCALES - FLUID | TERAOKA | DS-673SS-6KG | 2014-04-11 | 318 | 2023-12-13 | 2024-11-15
SCALES | SCALES - FLUID | TERAOKA | DS-673SS-6KG | 2014-04-11 | 318 | 2023-12-13 | 2024-11-15
VITAL SIGNS MONITOR | VITAL SIGNS MONITOR : NIBP, SPO2 | WELCH ALLYN | 53N00 (VSM 300) | 2014-04-10 | 1560 | 2021-11-19 | 2024-11-14
VITAL SIGNS MONITOR | VITAL SIGNS MONITOR : NIBP, SPO2 | WELCH ALLYN | 53N00 (VSM 300) | 2014-04-10 | 1560 | 2023-05-24 | 2026-05-24
VITAL SIGNS MONITOR | VITAL SIGNS MONITOR : NIBP, SPO2 | WELCH ALLYN | 53N00 (VSM 300) | 2014-04-10 | 1560 | 2021-11-19 | 2024-11-14
VITAL SIGNS MONITOR | VITAL SIGNS MONITOR : NIBP, SPO2 | WELCH ALLYN | 53N00 (VSM 300) | 2014-04-10 | 1560 | 2021-11-19 | 2024-11-14
COUCH | DAY SURGERY TROLLEY | ANETIC AID | QA3 | 2014-04-04 | 3308.4 | 2022-04-13 | 2025-04-14
COUCH | DAY SURGERY TROLLEY | ANETIC AID | QA3 | 2014-04-04 | 3308.4 | 2023-02-14 09:55 | 2026-05-15
COUCH | DAY SURGERY TROLLEY | ANETIC AID | QA3 | 2014-04-04 | 3308.4 | 2023-05-04 | 2026-05-04
COUCH | DAY SURGERY TROLLEY | ANETIC AID | QA3 | 2014-04-04 | 3308.4 | 2022-05-20 | 2025-01-10
COUCH | DAY SURGERY TROLLEY | ANETIC AID | QA3 | 2014-04-04 | 3308.4 | 2023-04-17 13:14 | 2026-04-17
COUCH | DAY SURGERY TROLLEY | ANETIC AID | QA3 | 2014-04-04 | 3308.4 | 2023-07-20 | 2026-05-14
COUCH | DAY SURGERY TROLLEY | ANETIC AID | QA3 | 2014-04-04 | 3308.4 | 2023-05-02 | 2026-05-02
COUCH | DAY SURGERY TROLLEY | ANETIC AID | QA3 | 2014-04-04 | 3308.4 | 2024-01-17 | 2027-01-17
COUCH | DAY SURGERY TROLLEY | ANETIC AID | QA3 | 2014-04-04 | 3308.4 | 2024-08-19 | 2027-08-19
COUCH | DAY SURGERY TROLLEY | ANETIC AID | QA3 | 2014-04-04 | 3308.4 | 2023-05-02 | 2026-05-02
COUCH | DAY SURGERY TROLLEY | ANETIC AID | QA3 | 2014-04-04 | 3308.4 | 2024-08-19 | 2027-08-19
COUCH | DAY SURGERY TROLLEY | ANETIC AID | QA3 | 2014-04-04 | 3308.4 | 2020-05-14 | 2025-05-15
COUCH | DAY SURGERY TROLLEY | ANETIC AID | QA3 | 2014-04-04 | 3308.4 | 2020-06-08 | 2024-04-16
COUCH | DAY SURGERY TROLLEY | ANETIC AID | QA3 | 2014-04-04 | 3308.4 | 2024-07-05 | 2027-07-05
COUCH | DAY SURGERY TROLLEY | ANETIC AID | QA3 | 2014-04-04 | 3308.4 | 2024-08-19 | 2027-08-19
COUCH | DAY SURGERY TROLLEY | ANETIC AID | QA3 | 2014-04-04 | 3308.4 | 2020-05-14 | 2025-05-15
COUCH | DAY SURGERY TROLLEY | ANETIC AID | QA3 | 2014-04-04 | 3308.4 | 2023-08-01 | 2026-05-14
COUCH | DAY SURGERY TROLLEY | ANETIC AID | QA3 | 2014-04-04 | 3308.4 | 2023-07-21 | 2026-05-14
ELECTRIC COT | ELECTRIC COT | HNE | 31300E/LX | 2001-04-19 | 1410
ULTRASONIC DISINTEGRATOR | CAVATIONAL ULTRASONIC SURGICAL ASPIRATION (CUSA) | VALLEYLAB | CUSA EXCEL | 2014-05-01 | 59994 | 2023-05-25 | 2024-05-25
OPERATING TABLE | ALPHASTAR PRO | MAQUET (UK) | 1132.21B2 ALPHASTAR PRO | 2014-04-01 | 44648.94 | 2023-11-20 | 2024-12-14
OPERATING TABLE | ALPHASTAR PRO | MAQUET (UK) | 1132.21B2 ALPHASTAR PRO | 2014-04-01 | 44648.94 | 2023-11-11 | 2024-11-16
SCALES | SCALES - FLUID | TERAOKA | DS-673SS-6KG | 2014-07-04 | 318 | 2023-12-13 | 2024-11-15
INSUFFLATOR CO2 | ENDOFLATOR | KARL STORZ | 26430520 | 2014-06-30 | 7787.52 | 2024-03-06 | 2025-03-06
SUCTION UNIT | MOBILE THEATRE SUCTION | THERAPY EQUIPMENT | 4760 | 2014-06-23 | 168
SUCTION UNIT | SUCTION - LAERDAL - BATTERY | LAERDAL | LSU-2 | 2014-06-30 | 816 | 2023-11-21 | 2026-11-21
SUCTION UNIT | SUCTION - LAERDAL - BATTERY | LAERDAL | LSU-2 | 2014-05-01 | 816 | 2023-07-06 | 2026-07-06
SUCTION UNIT | SUCTION UNIT ELECTRIC | THERAPY EQUIPMENT | 4262 | 2014-04-10 | 502.2 | 2021-09-21 | 2024-09-14
SUCTION UNIT | SUCTION UNIT ELECTRIC | THERAPY EQUIPMENT | 4262 | 2014-04-10 | 502.2 | 2021-09-21 | 2024-09-14
SUCTION UNIT | SUCTION UNIT ELECTRIC | THERAPY EQUIPMENT | 4262 | 2014-04-10 | 502.2 | 2021-09-21 | 2024-09-14
SUCTION UNIT | SUCTION UNIT ELECTRIC | THERAPY EQUIPMENT | 4262 | 2014-04-10 | 502.2 | 2022-11-21 11:51 | 2024-09-14
PMG TERMINALS | O2 SPLITTER | MEC CO. LTD | W40201 | 2014-03-24 | 237
VENTILATOR | VENTILATOR | MAQUET | SERVO U | 2014-09-17 | 35280 | 2023-08-14 | 2024-08-17
COUCH | DAY SURGERY TROLLEY | ANETIC AID | QA3 | 2014-07-24 | 3120 | 2020-05-14 | 2025-01-15
COUCH | DAY SURGERY TROLLEY | ANETIC AID | QA3 | 2014-07-24 | 3120 | 2024-07-05 | 2027-07-05
PATIENT TEMPERATURE MANAGEMENT SYSTEM | HYPER HYPOTHERMIA BLANKET | CINCINNATI S | BLANKETROL III | 2014-03-12 | 14122.656 | 2024-10-03 | 2025-04-03
ANAESTHETIC MACHINE | ANAESTHETIC MACHINE - AESTIVA INDUCTION COMPACT | DATEX-OHMEDA | AESTIVA INDUCTION | 2014-02-20 | 11041.92 | 2024-08-23 | 2025-08-12
ANAESTHETIC MACHINE | ANAESTHETIC MACHINE - AESTIVA INDUCTION COMPACT | DATEX-OHMEDA | AESTIVA INDUCTION | 2014-02-20 | 11385.168 | 2024-09-06 | 2025-09-11
SUCTION UNIT | TWIN MOBILE SUCTION UNIT | THERAPY EQUIPMENT | 7763 | 2014-02-20 | 372
VAPORIZERS | VAPORIZER - SEVOFLURANE | DATEX-OHMEDA | TEC7 SEVO | 2014-02-17 | 2400 | 2024-09-12 | 2025-07-09
CARDIAC STIMULATOR | CARDIAC STIMULATOR | MICROPACE | EPS320 | 2014-02-01 | 6000 |  | 2025-01-15
CARDIAC STIMULATOR | CARDIAC STIMULATOR PC SYSTEM | MICROPACE | STIMCOR | 2014-02-19 | 28752
OVERHEAD HEATER | OVERHEAD HEATER | F & P | IW920AEK | 2014-02-14 | 3420 | 2023-06-22 | 2025-01-15
AUDIO DOPPLER | AUDIO DOPPLER | HUNTLEIGH | D900 | 2014-02-18 | 336
ENDOSCOPY VIDEO SYSTEM | DIGITAL VIDEO LARYNGOSCOPE | KARL STORZ | 8402ZX | 2014-01-31 | 12000 |  | 2024-06-15
OXIMETER | PULSE OXIMETER HAND HELD | NELLCOR | OXIMAX N-65 | 2014-01-29 | 720
OXIMETER | PULSE OXIMETER HAND HELD | NELLCOR | OXIMAX N-65 | 2014-01-29 | 720
SCALES | SCALES - BABY | MARSDEN | M-300 | 2014-01-16 | 297.6 | 2023-12-13 | 2024-11-15
ULTRASOUND PROBE | ULTRASOUND PROBE | FUJIFILM SONOSITE | P21N | 2014-01-03 | 5712
ULTRASOUND PROBE | ULTRASOUND PROBE | FUJIFILM SONOSITE | L25N | 2014-01-03 | 5712
ULTRASOUND SCANNER | ULTRASOUND SCANNER | FUJIFILM SONOSITE | NANOMAXX P11111-45 | 2014-01-03 | 20157.336 | 2021-06-10 | 2024-06-10
SCALES | SCALES - BABY | MARSDEN | M-300 | 2013-12-31 | 300 | 2023-11-30 | 2024-11-15
PATIENT HOIST | PATIENT HOIST - OVERHEAD | SWIFTAIR | SWIFTAIR ST2000 | 2013-09-01 | 3000 | 2023-09-19 | 2024-03-19
NEBULIZER HEATER | NEBULIZER HEATER | HUDSON RCI | AQUATHERM III | 2013-12-10 | 352.8 | 2022-10-13 | 2024-10-16
AMBULATORY ARRHYTHMIA MONITOR | AMBULATORY ECG RECORDER | SPACELABS | LIFECARD CF | 2013-11-13 | 2152.8
AMBULATORY ARRHYTHMIA MONITOR | AMBULATORY ECG RECORDER | SPACELABS | LIFECARD CF | 2013-11-13 | 2152.8
AMBULATORY ARRHYTHMIA MONITOR | AMBULATORY ECG RECORDER | SPACELABS | LIFECARD CF | 2013-11-13 | 2152.8
AMBULATORY ARRHYTHMIA MONITOR | AMBULATORY ECG RECORDER | SPACELABS | LIFECARD CF | 2013-11-13 | 2152.8
AMBULATORY ARRHYTHMIA MONITOR | AMBULATORY ECG RECORDER | SPACELABS | LIFECARD CF | 2013-11-13 | 2152.8
NEBULIZER | NEBULIZER | PARI MEDICAL | EFLOW RAPID | 2013-06-07 | 510
NEBULIZER | NEBULIZER | PARI MEDICAL | EFLOW RAPID | 2013-06-07 | 510
NEBULIZER | NEBULIZER | PARI MEDICAL | EFLOW RAPID | 2013-06-07 | 510
NEBULIZER | NEBULIZER | PARI MEDICAL | EFLOW RAPID | 2013-06-07 | 510
OXIMETER | PULSE OXIMETER HAND HELD | NELLCOR | OXIMAX N-65 | 2013-08-06 | 720
OXIMETER | PULSE OXIMETER HAND HELD | NELLCOR | OXIMAX N-65 | 2013-08-06 | 720
TRANSCUT NERVE STIMULATOR | DUAL CHANNEL STIMULATOR | EVERYWAY MED | TPN-EX | 2012-12-06 | 60
TRANSCUT NERVE STIMULATOR | DUAL CHANNEL STIMULATOR | EVERYWAY MED | TPN-EX | 2012-12-06 | 60
TRANSCUT NERVE STIMULATOR | DUAL CHANNEL STIMULATOR | EVERYWAY MED | TPN-EX | 2012-12-06 | 60
TRANSCUT NERVE STIMULATOR | DUAL CHANNEL STIMULATOR | EVERYWAY MED | TPN-EX | 2012-12-06 | 60
TRANSCUT NERVE STIMULATOR | DUAL CHANNEL STIMULATOR | EVERYWAY MED | TPN-EX | 2012-12-06 | 60
TRANSCUT NERVE STIMULATOR | DUAL CHANNEL STIMULATOR | EVERYWAY MED | TPN-EX | 2012-12-06 | 60
TRANSCUT NERVE STIMULATOR | DUAL CHANNEL STIMULATOR | EVERYWAY MED | TPN-EX | 2012-12-06 | 60
TRANSCUT NERVE STIMULATOR | DUAL CHANNEL STIMULATOR | EVERYWAY MED | TPN-EX | 2012-12-06 | 60
TRANSCUT NERVE STIMULATOR | DUAL CHANNEL STIMULATOR | EVERYWAY MED | TPN-EX | 2012-12-06 | 60
TRANSCUT NERVE STIMULATOR | DUAL CHANNEL STIMULATOR | EVERYWAY MED | TPN-EX | 2012-12-06 | 60
ULTRASOUND PROBE | ULTRASOUND PROBE | GE LIMITED | M4S | 2013-06-03 | 6000
AMBULATORY ARRHYTHMIA MONITOR | AMBULATORY ECG RECORDER | OMRON | HCG-801 | 2013-04-29 | 600
TRANSILLUMINATOR | LED VEIN FINDER | RESPIRONICS | WEE SIGHT | 2013-03-14 | 120
TRANSILLUMINATOR | LED VEIN FINDER | RESPIRONICS | WEE SIGHT | 2013-03-14 | 120
TRANSILLUMINATOR | LED VEIN FINDER | TRANSLITE | VEINLITE EMS | 2013-03-19 | 240
ELECTRIC BED | ELECTRIC BED | LINET UK | ELEGANZA SMART PAED | 2014-05-01 | 1800 | 2023-01-16 19:13 | 2024-11-01
ELECTRIC BED | ELECTRIC BED | LINET UK | ELEGANZA SMART PAED | 2014-05-01 | 1800 | 2023-10-18 | 2024-10-18
ELECTRIC BED | ELECTRIC BED | LINET UK | ELEGANZA SMART PAED | 2014-05-01 | 1800 | 2023-02-08 10:48 | 2024-11-01
ELECTRIC BED | ELECTRIC BED | LINET UK | ELEGANZA SMART PAED | 2014-05-01 | 1800 | 2023-08-16 | 2024-08-16
ELECTRIC BED | ELECTRIC BED | LINET UK | ELEGANZA SMART PAED | 2014-05-01 | 1800 | 2024-07-28 | 2025-07-28
ELECTRIC BED | ELECTRIC BED | LINET UK | ELEGANZA SMART PAED | 2014-05-01 | 1800 | 2023-08-29 | 2024-08-29
ELECTRIC BED | ELECTRIC BED | LINET UK | ELEGANZA SMART PAED | 2014-05-01 | 1800 | 2023-07-31 | 2024-07-31
ELECTRIC BED | ELECTRIC BED - ICU | LINET UK | ELEGANZA 3XC | 2014-05-01 | 2400 | 2022-05-25 | 2024-11-01
ELECTRIC BED | ELECTRIC BED - ICU | LINET UK | ELEGANZA 3XC | 2014-05-01 | 2400 | 2023-11-04 | 2024-11-04
TRANSPORT MONITOR | PATIENT MONITOR INTELLIVUE X2 | PHILIPS LTD | M3002A-X2 | 2014-05-20 | 6000
FAILURE ALARM | FAILURE ALARM | PENLON | IDP | 2014-04-17 | 1080 | 2024-08-30 | 2025-09-11
FAILURE ALARM | FAILURE ALARM | PENLON | IDP | 2014-04-17 | 1080 | 2023-06-16 | 2025-06-18
PATIENT HOIST | PATIENT HOIST - OVERHEAD | SWIFTAIR | SWIFTAIR ST2000 | 2014-05-01 | 3000 | 2023-07-18 | 2024-07-18
PATIENT HOIST | PATIENT HOIST - OVERHEAD | SWIFTAIR | SWIFTAIR ST2000 | 2014-05-01 | 3000 | 2023-07-18 | 2024-01-18
PATIENT HOIST | PATIENT HOIST - OVERHEAD | SWIFTAIR | SWIFTAIR ST2000 | 2014-05-01 | 3000 | 2023-12-14 | 2024-06-14
PATIENT HOIST | PATIENT HOIST - OVERHEAD | SWIFTAIR | SWIFTAIR ST2000 | 2014-05-01 | 3000 | 2023-08-21 | 2024-02-21
PATIENT HOIST | PATIENT HOIST - OVERHEAD | SWIFTAIR | SWIFTAIR ST2000 | 2014-05-01 | 3000 | 2023-08-21 | 2024-02-21
ANAESTHETIC MACHINE | FLOW-I 6677200 ANAESTHETIC MACHINE | MAQUET | FLOW-I 6677200 | 2014-04-30 | 33481.452 | 2023-08-15 | 2024-10-14
ANAESTHETIC MACHINE | FLOW-I 6677200 ANAESTHETIC MACHINE | MAQUET | FLOW-I 6677200 | 2014-04-30 | 33481.464 | 2024-04-05 | 2025-04-12
ANAESTHETIC MACHINE | FLOW-I 6677200 ANAESTHETIC MACHINE | MAQUET | FLOW-I 6677200 | 2014-04-30 | 33481.452 | 2023-10-27 | 2024-11-12
ANAESTHETIC MACHINE | FLOW-I 6677200 ANAESTHETIC MACHINE | MAQUET | FLOW-I 6677200 | 2014-04-30 | 33481.452 | 2023-10-16 | 2024-09-12
VAPORIZERS | VAPORIZER - ISOFLURANE | MAQUET | 6672672 | 2014-04-30 | 3600
VAPORIZERS | VAPORIZER - ISOFLURANE | MAQUET | 6672672 | 2014-04-30 | 3600
VAPORIZERS | VAPORIZER - ISOFLURANE | MAQUET | 6672672 | 2014-04-30 | 3600
VAPORIZERS | VAPORIZER - ISOFLURANE | MAQUET | 6672672 | 2014-04-30 | 3600
PATIENT MONITOR | MRI PATIENT MONITOR WITH GAS BENCH | INVIVO | EXPRESSION 453564155341 | 2014-04-16 | 25200 | 2024-05-10 | 2025-05-10
BATTERY CHARGER | EXPRESSION PATIENT MODULE BATTERY CHARGER | INVIVO | 9023 | 2014-04-29 | 600
PATIENT MONITOR | MRI - PATIENT MONITOR - CONTROL RM UNIT | INVIVO | EXPRESSION 865214 | 2014-04-29 | 30000 |  | 2024-06-21
PATIENT MONITOR | MRI - PATIENT MONITOR - CONTROL RM UNIT | INVIVO | EXPRESSION 865214 | 2014-04-29 | 30000 | 2019-07-15 | 2023-12-15
SCALES | SCALES - STAND ON | SECA | 877 | 2014-05-29 | 240 | 2023-12-13 | 2024-11-15
VENTILATOR | VENTILATOR | PENLON | NUFFIELD 200 | 2014-04-17 | 3000 | 2023-12-12 | 2024-12-14
FAILURE ALARM | FAILURE ALARM | PENLON | IDP | 2014-04-17 | 1080 | 2024-09-12 | 2025-09-12
DIAGNOSTIC SYSTEM | DIAGNOSTIC SYSTEM | WELCH ALLYN | 767 DIAGNOSTIC SYSTEM | 2010-01-01 | 900
ELECTRIC COT | PICU COT | FAVERO HEALTH PROJECTS SPA | HORIZON 400 | 2014-06-17 | 9983.004 | 2023-07-06 | 2026-07-06
ELECTRIC COT | ELECTRIC COT | HNE | 31300E/LX | 2014-04-30 | 1410
MICROSCOPE OPERATING | OPERATING MICROSCOPE WITH INTEGRAL HD VIDEO RECORDING/MONITOR | ZEISS | OPMI PENTERO 900 | 2014-06-17 | 195356.508 | 2023-06-06 | 2025-01-15
MICROSCOPE OPERATING | OPERATING MICROSCOPE WITH INTEGRAL HD VIDEO MONITOR/RECORDING | ZEISS | OPMI VARIO 700 | 2014-06-17 | 119157.408 | 2024-03-22 | 2025-03-22
MICROSCOPE OPERATING | MICROSCOPE OPERATING | ZEISS | OPMI PICO(OPERATING) | 2016-06-15 | 12438.792 | 2023-10-18 | 2024-10-18
OXIMETER | OXIMETER | NELLCOR | OXIMAX N-560 | 2015-01-06 | 1200 | 2023-10-25 | 2026-10-25
OXIMETER | OXIMETER | NELLCOR | OXIMAX N-560 | 2019-05-28 | 1200 | 2023-05-10 | 2026-05-10
OXIMETER | OXIMETER | NELLCOR | OXIMAX N-560 | 2015-01-06 | 1200 | 2022-02-02 | 2025-11-15
PATIENT MONITOR | PATIENT MONITOR INTELLIVUE | PHILIPS LTD | MX800 | 2014-05-02 | 14400 | 2024-04-29 | 2029-04-29
VENTILATOR | VENTILATOR | PENLON | NUFFIELD 200 | 2013-10-31 | 3000 | 2023-11-29 | 2024-12-14
FAILURE ALARM | FAILURE ALARM | PENLON | IDP | 2013-10-31 | 952.8 | 2023-06-16 | 2025-06-18
ANAESTHETIC MACHINE | ANAESTHETIC MACHINE - AESTIVA INDUCTION COMPACT | DATEX-OHMEDA | AESTIVA INDUCTION | 2013-10-25 | 11352.432 | 2023-12-11 | 2024-12-15
VAPORIZERS | VAPORIZER - ISOFLURANE | DATEX-OHMEDA | TEC7 ISO | 2013-10-25 | 2400 | 2024-09-12 | 2025-09-15
ENDOSCOPY VIDEO SYSTEM | VIDEO LARYNGASCOPE | VERATHON MEDICAL INC | GLIDESCOPE COBALT AVL | 2013-12-31 | 6211.44
LIGHT SOURCE | LIGHT SOURCE | SUNOPTICS | TITAN 5400T | 2013-12-03 | 9593.328 | 2024-10-08 | 2025-10-08
ELECTRIC COT | ELECTRIC COT | HNE | 31300E/LX | 2013-11-18 | 1410
SCALES | SCALES - FLUID | TERAOKA | DS-502 | 2013-09-07 | 226.8 | 2023-12-13 | 2024-11-15
HUMALACTOR | HUMALACTOR | MEDELA | SYMPHONY | 2013-09-16 | 2280 | 2024-08-16 | 2026-08-16
ELECTRIC COT | ELECTRIC COT | HNE | 31300E/LX | 2013-09-12 | 1410
SCALES | SCALES - FLUID | TERAOKA | DS-502 | 2013-09-05 | 226.8 | 2023-12-11 | 2024-11-15
ULTRASOUND PROBE | ULTRASOUND PROBE | FUJIFILM SONOSITE | C60X | 2011-07-13 | 2400
COUCH | DAY SURGERY TROLLEY | ANETIC AID | QA3 | 2013-09-10 | 3120 | 2022-07-22 | 2025-07-14
COUCH | DAY SURGERY TROLLEY | ANETIC AID | QA3 | 2013-09-10 | 3120 | 2021-09-29 | 2025-01-10
COUCH | DAY SURGERY TROLLEY | ANETIC AID | QA3 | 2013-09-10 | 3120 |  | 2025-01-10
COUCH | DAY SURGERY TROLLEY | ANETIC AID | QA3 | 2013-09-10 | 3120 | 2023-01-23 16:22 | 2025-01-10
COUCH | DAY SURGERY TROLLEY | ANETIC AID | QA3 | 2013-09-10 | 3120 | 2023-02-15 16:14 | 2026-01-11
COUCH | DAY SURGERY TROLLEY | ANETIC AID | QA3 VERSION 2 | 2013-08-29 | 3120 | 2022-03-21 | 2025-03-15
MICROBLENDER | AIR/OXYGEN BLENDER | BIOMED DEVICES | 2004I | 2013-08-20 | 1080 | 2024-08-08 | 2025-06-01
PATIENT HOIST | PATIENT HOIST - OVERHEAD | SWIFTAIR | SWIFTAIR ST2000 | 2013-11-07 | 3000 | 2023-09-04 | 2024-03-04
PATIENT HOIST | PATIENT HOIST - OVERHEAD | SWIFTAIR | SWIFTAIR ST2000 | 2013-11-04 | 3000 | 2023-09-04 | 2024-09-04
PATIENT HOIST | PATIENT HOIST - OVERHEAD | SWIFTAIR | SWIFTAIR ST2000 | 2013-11-04 | 3000 | 2023-07-18 | 2024-07-18
SUCTION CONTROLLER | SUCTION CONTROLLER - OLD STYLE | THERAPY EQUIPMENT | 4701 | 2013-02-20 | 120
RESPIRATOR | RESPIRATOR | BIRD | MK7 | 2013-02-01 | 600 | 2023-07-14 | 2024-07-14
ROLLER PUMP/CONSOLE | ROLLER PUMP/CONSOLE | STOCKERT | 55 CON 4 | 2013-01-04 | 7200 | 2023-06-24 | 2024-09-15
PMG TERMINALS | O2 SPLITTER | MEC CO. LTD | W40201 | 2013-11-12 | 237
WARMING MATTRESS | WARMING MATTRESS | INDITHERM | OTM1 | 2013-10-22 | 1020
CONTROL-WARMING MATT | HEATED MATTRESS CONTROLLER | INDITHERM | MECU1 | 2013-10-22 | 3000 | 2023-04-14 09:54 | 2025-04-15
CONTROL-WARMING MATT | HEATED MATTRESS CONTROLLER | INDITHERM | MECU1 | 2013-10-22 | 3000 | 2021-11-29 | 2025-05-15
AUDIO DOPPLER | POCKET AUDIO DOPPLER | ULTRASOUND TECHNOLOGIES LTD | PD1 | 2019-03-22 | 769.2
PATIENT WARMING SYSTEM | PATIENT WARMING SYSTEM | HIRTZ & CO. | HICO-VARIOTHERM 550 | 2013-07-08 | 2400 |  | 2024-09-15
BLOOD PUMP | BLOOD PUMP | THORATEC | CENTRIMAG 201-30300 | 2013-06-14 | 6000 | 2022-11-10 12:57 | 2024-11-10
BLOOD PUMP | BLOOD PUMP | THORATEC | CENTRIMAG 201-30300 | 2013-06-14 | 6000 | 2022-11-10 12:58 | 2024-11-10
BLOOD PUMP | BLOOD PUMP | THORATEC | CENTRIMAG 201-30300 | 2013-06-14 | 6000 | 2023-08-24 | 2024-09-14
BLOOD PUMP | BLOOD PUMP | THORATEC | CENTRIMAG 201-30300 | 2013-06-14 | 6000 | 2023-08-24 | 2024-09-15
VENTILATOR | VENTILATOR | BREAS MEDICAL | NIPPY CLEARWAY | 2012-12-08 | 5400 | 2024-06-20 | 2025-07-14
HUMIDIFIER | HUMIDIFIER | F & P | MR850 | 2012-10-03 | 1440 | 2024-07-23 | 2026-02-01
HUMIDIFIER | HUMIDIFIER | F & P | MR850 | 2012-10-03 | 1440 | 2021-09-13 | 2024-10-01
HUMIDIFIER | HUMIDIFIER | F & P | MR850 | 2012-10-03 | 1440 | 2024-02-13 | 2025-02-01
HUMIDIFIER | HUMIDIFIER | F & P | MR850 | 2012-10-03 | 1440 | 2024-07-22 | 2025-06-01
HUMIDIFIER | HUMIDIFIER | F & P | MR850 | 2012-10-03 | 1440 | 2024-05-07 | 2025-06-01
HUMIDIFIER | HUMIDIFIER | F & P | MR850 | 2012-10-03 | 1440 | 2024-10-21 | 2025-10-01
HUMIDIFIER | HUMIDIFIER | F & P | MR850 | 2012-10-03 | 1440 | 2024-01-25 | 2025-02-01
SUCTION CONTROLLER | HIGH SUCTION CONTROLLER | THERAPY EQUIPMENT | DIAMOND RANGE HIGH | 2012-08-07 | 96
SUCTION CONTROLLER | HIGH SUCTION CONTROLLER | THERAPY EQUIPMENT | DIAMOND RANGE HIGH | 2012-08-07 | 96
SUCTION CONTROLLER | HIGH SUCTION CONTROLLER | THERAPY EQUIPMENT | DIAMOND RANGE HIGH | 2012-08-07 | 96
SUCTION CONTROLLER | HIGH SUCTION CONTROLLER | THERAPY EQUIPMENT | DIAMOND RANGE HIGH | 2012-08-07 | 96
NEBULIZER | ULTRASONIC NEBULIZER | OMRON | NE-U17 | 2012-07-18 | 912
ABLATION MACHINE | CRYOABLATION MACHINE | CRYOCATH | 10000-008-02 | 2013-07-31 | 169920 |  | 2025-01-15
SUCTION UNIT | SUCTION - LAERDAL - BATTERY | LAERDAL | LSU-2 | 2013-05-15 | 816 | 2019-07-11 | 2025-01-01
SUCTION UNIT | SUCTION - LAERDAL - BATTERY | LAERDAL | LSU-2 | 2013-05-15 | 816 | 2022-10-14 | 2025-10-14
ANAESTHETIC MACHINE | ANAESTHETIC MACHINE - AESTIVA INDUCTION COMPACT | DATEX-OHMEDA | AESTIVA INDUCTION | 2011-07-05 | 8840.16 | 2024-07-26 | 2025-08-01
ANAESTHETIC MACHINE | ANAESTHETIC MACHINE - AESTIVA INDUCTION COMPACT | DATEX-OHMEDA | AESTIVA INDUCTION | 2011-07-05 | 8840.16 | 2023-11-10 | 2024-11-12
CAMERA CONTROL UNIT | CAMERA CONTROL UNIT | KARL STORZ | 22201020 | 2013-03-25 | 32400 | 2024-03-25 | 2025-03-25
NEBULIZER | ULTRASONIC NEBULIZER | OMRON | NE-U17 | 2013-01-28 | 912 | 2022-01-26 | 2024-08-15
AIRWAY CLEARANCE SYSTEM | AIRWAY CLEARANCE SYSTEM | HILL-ROM | 105 | 2013-01-15 | 8400 | 2021-11-02
DIATHERMY MACHINE | ELECTRO SURGICAL GENERATOR | CONMED | SYSTEM 5000 | 2012-12-28 | 10798.56 | 2023-10-13 | 2024-10-13
PATIENT HOIST | PATIENT HOIST - OVERHEAD | SWIFTAIR | SWIFTAIR ST2000 | 2013-01-30 | 3000 | 2023-07-18 | 2024-01-18
PATIENT HOIST | PATIENT HOIST - OVERHEAD | SWIFTAIR | SWIFTAIR ST2000 | 2013-07-11 | 3000 | 2023-09-04 | 2024-09-04
PATIENT HOIST | PATIENT HOIST - OVERHEAD | SWIFTAIR | SWIFTAIR ST2000 | 2013-01-30 | 3000 | 2023-07-18 | 2024-01-18
PATIENT HOIST | PATIENT HOIST - OVERHEAD | SWIFTAIR | SWIFTAIR ST2000 | 2013-01-30 | 3000 | 2023-07-18 | 2024-01-18
DIAGNOSTIC SYSTEM | DIAGNOSTIC SYSTEM | WELCH ALLYN | 767 DIAGNOSTIC SYSTEM | 2013-01-21 | 546
PATIENT MONITOR | PATIENT MONITOR INTELLIVUE MP5 | PHILIPS LTD | M8105A | 2012-06-25 | 9834.216 | 2024-07-25 | 2027-07-25
PATIENT MONITOR | PATIENT MONITOR INTELLIVUE MP5 | PHILIPS LTD | M8105A | 2012-06-25 | 7436.016 | 2024-03-08 | 2027-03-08
PATIENT MONITOR | PATIENT MONITOR INTELLIVUE MP5 | PHILIPS LTD | M8105A | 2012-06-25 | 9834.216 | 2024-03-19 | 2027-03-19
PATIENT MONITOR | PATIENT MONITOR INTELLIVUE MP5 | PHILIPS LTD | M8105A | 2012-06-25 | 9834.216 | 2024-03-06 | 2027-03-06
PATIENT MONITOR | PATIENT MONITOR INTELLIVUE MP5 | PHILIPS LTD | M8105A | 2012-06-25 | 9834.216 | 2024-03-11 | 2027-03-11
TRANSPORT MONITOR | PATIENT MONITOR INTELLIVUE X2 | PHILIPS LTD | M3002A-X2 | 2012-06-25 | 3000
PATIENT MONITOR | PATIENT MONITOR INTELLIVUE MP5 | PHILIPS LTD | M8105A | 2012-06-25 | 9834.216 | 2024-03-08 | 2027-03-08
MULTI-MEASUREMENT SERVER | MULTI-MEASUREMENT SERVER | PHILIPS LTD | M3001A | 2012-05-26 | 3372
PATIENT MONITOR | PATIENT MONITOR INTELLIVUE MP30 | PHILIPS LTD | M8002A | 2007-03-30 | 8076.9 | 2023-10-18 | 2026-10-18
MULTI-MEASUREMENT SERVER | MULTI-MEASUREMENT SERVER | PHILIPS LTD | M3001A | 2012-05-26 | 3372
PATIENT MONITOR | PATIENT MONITOR INTELLIVUE MP30 | PHILIPS LTD | M8002A | 2007-03-30 | 8076.9 |  | 2025-04-15
PATIENT MONITOR | PATIENT MONITOR INTELLIVUE MP30 | PHILIPS LTD | M8002A | 2007-03-30 | 8076.9 | 2024-02-26 | 2027-02-26
MULTI-MEASUREMENT SERVER | MULTI-MEASUREMENT SERVER | PHILIPS LTD | M3001A | 2012-05-26 | 3372
PATIENT MONITOR | PATIENT MONITOR INTELLIVUE MP30 | PHILIPS LTD | M8002A | 2007-03-30 | 8076.9 |  | 2025-04-15
COUCH | TILT TABLE - HIGH SPEED SYNCOPE | SMART LTD | KT1060/EE | 2012-05-28 | 6510 |  | 2025-01-19
ELECTRIC COT | ELECTRIC COT | HNE | 31300E/LX | 2012-09-06 | 1410
DIAGNOSTIC SYSTEM | DIAGNOSTIC SYSTEM | WELCH ALLYN | 767 DIAGNOSTIC SYSTEM | 2012-08-30 | 600
DIAGNOSTIC SYSTEM | DIAGNOSTIC SYSTEM | WELCH ALLYN | 767 DIAGNOSTIC SYSTEM | 2012-08-30 | 600
DIAGNOSTIC SYSTEM | DIAGNOSTIC SYSTEM | WELCH ALLYN | 767 DIAGNOSTIC SYSTEM | 2012-08-30 | 600
EEG MODULE | EEG MODULE | PHILIPS LTD | M1027A | 2012-04-26 | 6000
MULTI-MEASUREMENT SERVER | MULTI-MEASUREMENT SERVER | PHILIPS LTD | M3001A | 2012-08-08 | 3372
PATIENT MONITOR | PATIENT MONITOR INTELLIVUE MP30 | PHILIPS LTD | M8002A | 2012-08-08 | 8986.38 | 2022-06-30 | 2024-10-14
MULTI-MEASUREMENT SERVER | MULTI-MEASUREMENT SERVER | PHILIPS LTD | M3001A | 2012-08-08 | 3372
PATIENT MONITOR | PATIENT MONITOR INTELLIVUE MP30 | PHILIPS LTD | M8002A | 2012-08-08 | 8986.38 | 2024-03-04 | 2027-03-04
MULTI-MEASUREMENT SERVER | MULTI-MEASUREMENT SERVER | PHILIPS LTD | M3001A | 2012-08-08 | 3372
PATIENT MONITOR | PATIENT MONITOR INTELLIVUE MP30 | PHILIPS LTD | M8002A | 2012-08-08 | 8986.38 | 2021-12-01 | 2024-10-13
MULTI-MEASUREMENT SERVER | MULTI-MEASUREMENT SERVER | PHILIPS LTD | M3001A | 2012-08-08 | 3372
PATIENT MONITOR | PATIENT MONITOR INTELLIVUE MP30 | PHILIPS LTD | M8002A | 2012-08-08 | 8986.38 | 2024-03-04 | 2027-03-04
MULTI-MEASUREMENT SERVER | MULTI-MEASUREMENT SERVER | PHILIPS LTD | M3001A | 2012-08-08 | 3372
PATIENT MONITOR | PATIENT MONITOR INTELLIVUE MP30 | PHILIPS LTD | M8002A | 2012-08-08 | 8986.38 | 2022-01-18 | 2025-01-18
MULTI-MEASUREMENT SERVER | MULTI-MEASUREMENT SERVER | PHILIPS LTD | M3001A | 2012-08-08 | 3372
PATIENT MONITOR | PATIENT MONITOR INTELLIVUE MP30 | PHILIPS LTD | M8002A | 2012-08-08 | 8986.38 | 2023-10-16 | 2026-10-16
MULTI-MEASUREMENT SERVER | MULTI-MEASUREMENT SERVER | PHILIPS LTD | M3001A | 2012-08-08 | 3372
PATIENT MONITOR | PATIENT MONITOR INTELLIVUE MP30 | PHILIPS LTD | M8002A | 2012-08-08 | 8986.38 | 2024-03-04 | 2027-03-04
MULTI-MEASUREMENT SERVER | MULTI-MEASUREMENT SERVER | PHILIPS LTD | M3001A | 2012-08-08 | 3372
PATIENT MONITOR | PATIENT MONITOR INTELLIVUE MP30 | PHILIPS LTD | M8002A | 2012-08-08 | 8986.38 | 2023-12-20 | 2026-12-20
MULTI-MEASUREMENT SERVER | MULTI-MEASUREMENT SERVER | PHILIPS LTD | M3001A | 2012-08-08 | 3372
PATIENT MONITOR | PATIENT MONITOR INTELLIVUE MP30 | PHILIPS LTD | M8002A | 2012-08-08 | 8986.38 | 2024-03-04 | 2027-03-04
MULTI-MEASUREMENT SERVER | MULTI-MEASUREMENT SERVER | PHILIPS LTD | M3001A | 2012-08-08 | 3372
PATIENT MONITOR | PATIENT MONITOR INTELLIVUE MP30 | PHILIPS LTD | M8002A | 2012-08-08 | 8986.38 | 2022-10-25 | 2025-10-15
MULTI-MEASUREMENT SERVER | MULTI-MEASUREMENT SERVER | PHILIPS LTD | M3001A | 2012-08-08 | 3372
PATIENT MONITOR | PATIENT MONITOR INTELLIVUE MP30 | PHILIPS LTD | M8002A | 2012-08-08 | 8986.38 | 2024-01-10 | 2027-01-10
MULTI-MEASUREMENT SERVER | MULTI-MEASUREMENT SERVER | PHILIPS LTD | M3001A | 2012-08-08 | 3372
PATIENT MONITOR | PATIENT MONITOR INTELLIVUE MP30 | PHILIPS LTD | M8002A | 2012-08-08 | 8986.38 |  | 2025-10-15
MULTI-MEASUREMENT SERVER | MULTI-MEASUREMENT SERVER | PHILIPS LTD | M3001A | 2012-08-08 | 3372
PATIENT MONITOR | PATIENT MONITOR INTELLIVUE MP30 | PHILIPS LTD | M8002A | 2012-08-08 | 8986.38 | 2023-11-07 | 2026-11-07
EEG MACHINE | 32 CHANNEL VIDEO EEG SYSTEM | MICROMEDICAL | BQ-EEGAQ-P | 2012-07-11 | 24418.8 | 2024-07-23 | 2025-07-23
PATIENT MONITOR | PATIENT MONITOR INTELLIVUE MP5 | PHILIPS LTD | M8105A | 2012-06-25 | 8986.38 | 2024-05-10 | 2027-08-14
PATIENT MONITOR | PATIENT MONITOR INTELLIVUE MP5 | PHILIPS LTD | M8105A | 2012-06-25 | 8986.308 | 2022-09-21 | 2025-08-15
PATIENT MONITOR | PATIENT MONITOR INTELLIVUE MP5 | PHILIPS LTD | M8105A | 2012-06-25 | 8986.38 | 2023-10-18 | 2026-10-18
PATIENT MONITOR | PATIENT MONITOR INTELLIVUE MP5 | PHILIPS LTD | M8105A | 2012-06-25 | 8986.38 | 2024-04-29 | 2027-04-29
PATIENT MONITOR | PATIENT MONITOR INTELLIVUE MP5 | PHILIPS LTD | M8105A | 2012-06-25 | 8986.38 | 2023-09-22 | 2026-09-22
PATIENT MONITOR | PATIENT MONITOR INTELLIVUE MP5 | PHILIPS LTD | M8105A | 2012-06-25 | 8986.38 | 2023-09-22 | 2026-09-22
PATIENT MONITOR | PATIENT MONITOR INTELLIVUE MP30 | PHILIPS LTD | M8002A | 2007-03-30 | 8076.9 |  | 2027-06-10
PATIENT MONITOR | PATIENT MONITOR INTELLIVUE MP5 | PHILIPS LTD | M8105A | 2012-06-25 | 9834.216 | 2024-01-19 | 2027-01-19
PATIENT MONITOR | PATIENT MONITOR INTELLIVUE MP5 | PHILIPS LTD | M8105A | 2012-06-25 | 9834.216 | 2024-03-08 | 2027-03-08
PATIENT MONITOR | PATIENT MONITOR INTELLIVUE MP5 | PHILIPS LTD | M8105A | 2012-06-25 | 9834.216 | 2024-03-08 | 2027-03-08
PATIENT MONITOR | PATIENT MONITOR INTELLIVUE MP5 | PHILIPS LTD | M8105A | 2012-06-25 | 9834.288 | 2024-03-08 | 2027-03-08
PATIENT MONITOR | PATIENT MONITOR INTELLIVUE MP5 | PHILIPS LTD | M8105A | 2012-06-25 | 9834.216 | 2024-07-25 | 2027-07-25
PATIENT MONITOR | PATIENT MONITOR INTELLIVUE MP5 | PHILIPS LTD | M8105A | 2012-06-25 | 9834.216 | 2019-07-29 | 2025-04-15
PATIENT MONITOR | PATIENT MONITOR INTELLIVUE MP5 | PHILIPS LTD | M8105A | 2012-06-25 | 9834.216 | 2021-10-29 | 2026-05-15
SCALES | SCALES - FLUID | TERAOKA | DS-673SS-6KG | 2012-06-06 | 318 | 2023-12-13 | 2024-11-15
SCALES | SCALES - FLUID | TERAOKA | DS-673SS-6KG | 2012-06-06 | 318 | 2021-02-22 | 2024-11-15
MULTI-MEASUREMENT SERVER | MULTI-MEASUREMENT SERVER | PHILIPS LTD | M3001A | 2012-06-13 | 3372
FLAT SCREEN DISPLAY | DISPLAY FLAT SCREEN 19 INCH | KARL STORZ | SC-SX19-A15H | 2012-05-08 | 3700.8 | 2024-03-21 | 2025-03-21
PATIENT HOIST | PATIENT HOIST - OVERHEAD | SWIFTAIR | SWIFTAIR ST2000 | 2013-07-11 | 3000 | 2023-07-18 | 2024-07-18
PATIENT HOIST | PATIENT HOIST - OVERHEAD | SWIFTAIR | SWIFTAIR ST2000 | 2013-07-11 | 3000 | 2023-07-18 | 2024-01-18
ELECTRIC BED | ELECTRIC BED | LINET UK | ELEGANZA SMART PAED | 2012-05-14 | 1680 | 2022-07-29 | 2024-11-01
ELECTRIC BED | ELECTRIC BED | LINET UK | ELEGANZA SMART PAED | 2012-05-14 | 1680 | 2023-06-14 | 2024-06-14
ELECTRIC BED | ELECTRIC BED | LINET UK | ELEGANZA SMART PAED | 2012-05-14 | 1680 | 2024-02-02 | 2025-02-02
ELECTRIC BED | ELECTRIC BED | LINET UK | ELEGANZA SMART PAED | 2012-05-14 | 1680 | 2022-08-25 12:38 | 2024-11-01
ELECTRIC BED | ELECTRIC BED | LINET UK | ELEGANZA SMART PAED | 2012-05-14 | 1680 | 2024-06-13 | 2025-06-13
ELECTRIC BED | ELECTRIC BED | LINET UK | ELEGANZA SMART PAED | 2012-05-14 | 1680 | 2022-12-12 20:31 | 2024-11-01
ELECTRIC BED | ELECTRIC BED | LINET UK | ELEGANZA SMART PAED | 2012-05-14 | 1680 | 2023-05-12 | 2024-05-12
ELECTRIC BED | ELECTRIC BED | LINET UK | ELEGANZA SMART PAED | 2012-05-14 | 1680 | 2023-05-02 | 2024-05-02
ELECTRIC BED | ELECTRIC BED | LINET UK | ELEGANZA SMART PAED | 2012-05-14 | 1680 | 2023-10-29 | 2024-10-29
ELECTRIC BED | ELECTRIC BED | LINET UK | ELEGANZA SMART PAED | 2012-05-14 | 1680 | 2022-12-11 19:21 | 2024-11-01
ELECTRIC BED | ELECTRIC BED | LINET UK | ELEGANZA SMART PAED | 2012-05-14 | 1680 | 2023-07-28 | 2024-07-28
ELECTRIC BED | ELECTRIC BED | LINET UK | ELEGANZA SMART PAED | 2012-05-14 | 1680 | 2023-10-16 | 2024-10-16
ELECTRIC BED | ELECTRIC BED | LINET UK | ELEGANZA SMART PAED | 2012-05-14 | 1680 | 2023-09-14 | 2024-09-14
ELECTRIC BED | ELECTRIC BED | LINET UK | ELEGANZA SMART PAED | 2012-05-14 | 1680 | 2022-05-04 | 2024-11-01
ELECTRIC BED | ELECTRIC BED | LINET UK | ELEGANZA SMART PAED | 2012-05-14 | 1680 | 2023-04-17 | 2024-04-17
ELECTRIC BED | ELECTRIC BED | LINET UK | ELEGANZA SMART PAED | 2012-05-14 | 1680 | 2023-07-19 | 2024-07-19
ELECTRIC BED | ELECTRIC BED | LINET UK | ELEGANZA SMART PAED | 2012-05-14 | 1680 | 2023-09-25 | 2024-09-25
ELECTRIC BED | ELECTRIC BED | LINET UK | ELEGANZA SMART PAED | 2012-05-14 | 1680 | 2023-03-30 11:25 | 2024-03-30
ELECTRIC BED | ELECTRIC BED | LINET UK | ELEGANZA SMART PAED | 2012-05-14 | 1680 | 2024-01-09 | 2025-01-09
ELECTRIC BED | ELECTRIC BED | LINET UK | ELEGANZA SMART PAED | 2012-05-14 | 1680 | 2023-11-11 | 2024-11-11
ELECTRIC BED | ELECTRIC BED | LINET UK | ELEGANZA SMART PAED | 2012-05-14 | 1680 | 2023-06-14 | 2024-06-14
ELECTRIC BED | ELECTRIC BED | LINET UK | ELEGANZA SMART PAED | 2012-05-14 | 1680 | 2024-02-19 | 2025-02-19
ELECTRIC BED | ELECTRIC BED | LINET UK | ELEGANZA SMART PAED | 2012-05-14 | 1680 | 2023-07-05 | 2024-07-05
ELECTRIC BED | ELECTRIC BED | LINET UK | ELEGANZA SMART PAED | 2012-05-14 | 1680 | 2023-03-27 | 2024-03-27
ELECTRIC BED | ELECTRIC BED | LINET UK | ELEGANZA SMART PAED | 2012-05-14 | 1680 | 2023-10-29 | 2024-10-29
ELECTRIC BED | ELECTRIC BED | LINET UK | ELEGANZA SMART PAED | 2012-05-14 | 1680 | 2024-02-06 | 2025-02-06
ELECTRIC BED | ELECTRIC BED | LINET UK | ELEGANZA SMART PAED | 2012-05-14 | 1680 | 2024-01-08 | 2025-01-08
ELECTRIC BED | ELECTRIC BED | LINET UK | ELEGANZA SMART PAED | 2012-05-14 | 1680 | 2022-06-30 | 2024-11-01
ELECTRIC BED | ELECTRIC BED | LINET UK | ELEGANZA SMART PAED | 2012-05-14 | 1680 | 2023-04-14 | 2024-04-14
ELECTRIC BED | ELECTRIC BED | LINET UK | ELEGANZA SMART PAED | 2012-05-14 | 1680 | 2023-08-18 | 2024-08-18
ELECTRIC BED | ELECTRIC BED | LINET UK | ELEGANZA SMART PAED | 2012-05-14 | 1680 | 2023-11-10 | 2024-11-10
ELECTRIC BED | ELECTRIC BED | LINET UK | ELEGANZA SMART PAED | 2012-05-14 | 1680 | 2023-10-26 | 2024-10-26
ELECTRIC BED | ELECTRIC BED | LINET UK | ELEGANZA SMART PAED | 2012-05-14 | 1680 | 2024-06-13 | 2025-06-13
ELECTRIC BED | ELECTRIC BED | LINET UK | ELEGANZA SMART PAED | 2012-05-14 | 1680 | 2024-04-16 | 2025-04-16
ELECTRIC BED | ELECTRIC BED | LINET UK | ELEGANZA SMART PAED | 2012-05-14 | 1680 | 2021-11-14 | 2024-11-01
ELECTRIC BED | ELECTRIC BED | LINET UK | ELEGANZA SMART PAED | 2012-05-14 | 1680 | 2023-07-13 | 2024-07-13
ELECTRIC BED | ELECTRIC BED | LINET UK | ELEGANZA SMART PAED | 2012-05-14 | 1680 | 2023-07-13 | 2024-07-13
ELECTRIC BED | ELECTRIC BED | LINET UK | ELEGANZA SMART PAED | 2012-05-14 | 1680 | 2023-11-11 | 2024-11-11
ELECTRIC BED | ELECTRIC BED | LINET UK | ELEGANZA SMART PAED | 2012-05-14 | 1680 | 2023-10-29 | 2024-10-29
ELECTRIC BED | ELECTRIC BED | LINET UK | ELEGANZA SMART PAED | 2012-05-14 | 1680 | 2023-10-16 | 2024-10-16
ELECTRIC BED | ELECTRIC BED | LINET UK | ELEGANZA SMART PAED | 2012-05-14 | 1680 | 2020-10-19 | 2024-11-01
ELECTRIC BED | ELECTRIC BED | LINET UK | ELEGANZA SMART PAED | 2012-05-14 | 1680 | 2023-10-27 | 2024-10-27
ELECTRIC BED | ELECTRIC BED | LINET UK | ELEGANZA SMART PAED | 2012-05-14 | 1680 | 2023-03-22 | 2024-03-22
ELECTRIC BED | ELECTRIC BED | LINET UK | ELEGANZA SMART PAED | 2012-05-14 | 1680 | 2023-10-27 | 2024-10-27
ELECTRIC BED | ELECTRIC BED | LINET UK | ELEGANZA SMART PAED | 2012-05-14 | 1680 | 2022-12-15 20:25 | 2024-11-01
ELECTRIC BED | ELECTRIC BED | LINET UK | ELEGANZA SMART PAED | 2012-05-14 | 1680 | 2023-10-29 | 2024-10-29
ELECTRIC BED | ELECTRIC BED | LINET UK | ELEGANZA SMART PAED | 2012-05-14 | 1680 | 2024-01-05 | 2025-01-05
ELECTRIC BED | ELECTRIC BED | LINET UK | ELEGANZA SMART PAED | 2012-05-14 | 1680 | 2023-05-07 | 2024-05-07
ELECTRIC BED | ELECTRIC BED | LINET UK | ELEGANZA SMART PAED | 2012-05-14 | 1680 | 2024-07-24 | 2025-07-24
ELECTRIC BED | ELECTRIC BED | LINET UK | ELEGANZA SMART PAED | 2012-05-14 | 1680 | 2023-10-04 | 2024-10-04
ELECTRIC BED | ELECTRIC BED | LINET UK | ELEGANZA SMART PAED | 2012-05-14 | 1680 | 2023-02-02 10:37 | 2024-11-01
ELECTRIC BED | ELECTRIC BED | LINET UK | ELEGANZA SMART PAED | 2012-05-14 | 1680 | 2023-03-14 09:25 | 2024-03-14
ELECTRIC BED | ELECTRIC BED | LINET UK | ELEGANZA SMART PAED | 2012-05-14 | 1680 | 2023-04-04 | 2024-04-04
ELECTRIC BED | ELECTRIC BED | LINET UK | ELEGANZA SMART PAED | 2012-05-14 | 1680 | 2024-01-10 | 2025-01-10
ELECTRIC BED | ELECTRIC BED | LINET UK | ELEGANZA SMART PAED | 2012-05-14 | 1680 | 2021-05-26 | 2024-11-01
ELECTRIC BED | ELECTRIC BED | LINET UK | ELEGANZA SMART PAED | 2012-05-14 | 1680 | 2022-12-11 20:14 | 2024-11-01
ELECTRIC BED | ELECTRIC BED | LINET UK | ELEGANZA SMART PAED | 2012-05-14 | 1680 | 2023-12-03 | 2024-12-03
ELECTRIC BED | ELECTRIC BED | LINET UK | ELEGANZA SMART PAED | 2012-05-14 | 1680 | 2023-08-21 | 2024-08-21
ELECTRIC BED | ELECTRIC BED | LINET UK | ELEGANZA SMART PAED | 2012-05-14 | 1680 | 2023-03-13 10:15 | 2024-03-13
ELECTRIC BED | ELECTRIC BED | LINET UK | ELEGANZA SMART PAED | 2012-05-14 | 1680 | 2023-12-03 | 2024-12-03
ELECTRIC BED | ELECTRIC BED | LINET UK | ELEGANZA SMART PAED | 2012-05-14 | 1680 | 2023-08-21 | 2024-08-21
ELECTRIC BED | ELECTRIC BED | LINET UK | ELEGANZA SMART PAED | 2012-05-14 | 1680 | 2023-06-14 | 2024-06-14
ELECTRIC BED | ELECTRIC BED | LINET UK | ELEGANZA SMART PAED | 2012-05-14 | 1680 | 2021-12-31 | 2024-11-01
ELECTRIC BED | ELECTRIC BED | LINET UK | ELEGANZA SMART PAED | 2012-05-14 | 450 | 2023-03-31 11:58 | 2024-03-31
ELECTRIC BED | ELECTRIC BED | LINET UK | ELEGANZA SMART PAED | 2012-05-14 | 450 | 2022-11-11 10:14 | 2024-11-01
ELECTRIC BED | ELECTRIC BED | LINET UK | ELEGANZA SMART PAED | 2012-05-14 | 1680 | 2023-03-22 | 2024-03-22
ELECTRIC BED | ELECTRIC BED | LINET UK | ELEGANZA SMART PAED | 2012-05-14 | 450 | 2023-10-27 | 2024-10-27
ELECTRIC BED | ELECTRIC BED | LINET UK | ELEGANZA SMART PAED | 2012-05-14 | 1680 | 2023-10-31 | 2024-10-31
ELECTRIC BED | ELECTRIC BED | LINET UK | ELEGANZA SMART PAED | 2012-05-14 | 1680 | 2024-07-28 | 2025-07-28
ELECTRIC BED | ELECTRIC BED | LINET UK | ELEGANZA SMART PAED | 2012-05-14 | 1680 | 2023-05-17 | 2024-05-17
ELECTRIC BED | ELECTRIC BED | LINET UK | ELEGANZA SMART PAED | 2012-05-14 | 1680 | 2023-02-07 10:42 | 2024-11-01
ELECTRIC BED | ELECTRIC BED | LINET UK | ELEGANZA SMART PAED | 2012-04-16 | 1680 | 2023-03-31 11:32 | 2024-03-31
ELECTRIC BED | ELECTRIC BED | LINET UK | ELEGANZA SMART PAED | 2012-05-14 | 1680 | 2023-11-19 | 2024-11-19
ELECTRIC BED | ELECTRIC BED | LINET UK | ELEGANZA SMART PAED | 2012-05-14 | 1680 | 2023-07-04 | 2024-07-04
ELECTRIC BED | ELECTRIC BED | LINET UK | ELEGANZA SMART PAED | 2012-05-14 | 1680 | 2024-07-22 | 2025-07-22
ELECTRIC BED | ELECTRIC BED | LINET UK | ELEGANZA SMART PAED | 2012-05-14 | 1680 | 2023-01-10 12:17 | 2024-11-01
ELECTRIC BED | ELECTRIC BED | LINET UK | ELEGANZA SMART PAED | 2012-05-14 | 1680 | 2024-06-13 | 2025-06-13
ELECTRIC BED | ELECTRIC BED | LINET UK | ELEGANZA SMART PAED | 2012-05-14 | 1680 | 2023-10-29 | 2024-10-29
ELECTRIC BED | ELECTRIC BED | LINET UK | ELEGANZA SMART PAED | 2012-05-14 | 1680 | 2023-12-08 | 2024-12-08
ELECTRIC BED | ELECTRIC BED | LINET UK | ELEGANZA SMART PAED | 2012-05-14 | 1680 | 2022-01-25 | 2024-11-01
ELECTRIC BED | ELECTRIC BED | LINET UK | ELEGANZA SMART PAED | 2012-05-14 | 1680 | 2023-10-29 | 2024-10-29
ELECTRIC BED | ELECTRIC BED | LINET UK | ELEGANZA SMART PAED | 2012-05-14 | 1680 | 2023-06-30 | 2024-06-30
ELECTRIC BED | ELECTRIC BED | LINET UK | ELEGANZA SMART PAED | 2012-05-14 | 1680 | 2023-11-02 | 2024-11-02
ELECTRIC BED | ELECTRIC BED | LINET UK | ELEGANZA SMART PAED | 2012-05-14 | 1680 | 2024-02-19 | 2025-02-19
ELECTRIC BED | ELECTRIC BED | LINET UK | ELEGANZA SMART PAED | 2012-05-14 | 1680 | 2023-05-15 | 2024-05-15
ELECTRIC BED | ELECTRIC BED | LINET UK | ELEGANZA SMART PAED | 2012-05-14 | 1680 | 2023-10-04 | 2024-10-04
ELECTRIC BED | ELECTRIC BED | LINET UK | ELEGANZA SMART PAED | 2012-05-14 | 1680 | 2024-07-15 | 2025-07-15
ELECTRIC BED | ELECTRIC BED | LINET UK | ELEGANZA SMART PAED | 2012-05-14 | 1680 | 2023-10-18 | 2024-10-18
ELECTRIC BED | ELECTRIC BED | LINET UK | ELEGANZA SMART PAED | 2012-05-14 | 1680 | 2023-11-02 | 2024-11-02
ELECTRIC BED | ELECTRIC BED | LINET UK | ELEGANZA SMART PAED | 2012-05-14 | 1680 | 2023-10-18 | 2024-10-18
ELECTRIC BED | ELECTRIC BED | LINET UK | ELEGANZA SMART PAED | 2012-05-14 | 1680 | 2023-04-18 | 2024-04-18
ELECTRIC BED | ELECTRIC BED | LINET UK | ELEGANZA SMART PAED | 2012-05-14 | 1680 | 2022-04-19 | 2024-11-01
ELECTRIC BED | ELECTRIC BED | LINET UK | ELEGANZA SMART PAED | 2012-05-14 | 1680 | 2023-10-18 | 2024-10-18
ELECTRIC BED | ELECTRIC BED | LINET UK | ELEGANZA SMART PAED | 2012-05-14 | 1680 | 2023-03-22 10:28 | 2024-03-22
ELECTRIC BED | ELECTRIC BED | LINET UK | ELEGANZA SMART PAED | 2012-05-14 | 1680 | 2023-06-14 | 2024-06-14
ELECTRIC BED | ELECTRIC BED | LINET UK | ELEGANZA SMART PAED | 2012-05-14 | 1680 | 2023-05-02 | 2024-05-02
ELECTRIC BED | ELECTRIC BED | LINET UK | ELEGANZA SMART PAED | 2012-05-14 | 1680 | 2021-12-15 | 2024-11-01
ELECTRIC BED | ELECTRIC BED | LINET UK | ELEGANZA SMART PAED | 2012-05-14 | 1680 | 2023-05-07 | 2024-05-07
ELECTRIC BED | ELECTRIC BED | LINET UK | ELEGANZA SMART PAED | 2012-05-14 | 1680 | 2023-10-20 | 2024-10-20
ELECTRIC BED | ELECTRIC BED | LINET UK | ELEGANZA SMART PAED | 2012-05-14 | 1680 | 2023-04-14 | 2024-04-14
ELECTRIC BED | ELECTRIC BED | LINET UK | ELEGANZA SMART PAED | 2012-05-14 | 1680 | 2024-04-17 | 2025-04-17
ELECTRIC BED | ELECTRIC BED | LINET UK | ELEGANZA SMART PAED | 2012-05-14 | 1680 | 2023-01-11 18:40 | 2024-11-01
ELECTRIC BED | ELECTRIC BED | LINET UK | ELEGANZA SMART PAED | 2012-05-14 | 1680 | 2022-03-22 | 2024-11-01
ELECTRIC BED | ELECTRIC BED | LINET UK | ELEGANZA SMART PAED | 2012-05-14 | 1680 | 2023-10-28 | 2024-10-28
ELECTRIC BED | ELECTRIC BED | LINET UK | ELEGANZA SMART PAED | 2012-05-14 | 1680 | 2021-11-14 | 2024-11-01
ELECTRIC BED | ELECTRIC BED | LINET UK | ELEGANZA SMART PAED | 2012-05-14 | 1680 | 2023-10-31 | 2024-10-31
ELECTRIC BED | ELECTRIC BED | LINET UK | ELEGANZA SMART PAED | 2012-05-14 | 1680 | 2023-11-02 | 2024-11-02
ELECTRIC BED | ELECTRIC BED | LINET UK | ELEGANZA SMART PAED | 2012-05-14 | 1680 | 2022-12-28 20:29 | 2024-11-01
ELECTRIC BED | ELECTRIC BED | LINET UK | ELEGANZA SMART PAED | 2012-05-14 | 1680 | 2024-05-11 | 2025-05-11
ELECTRIC BED | ELECTRIC BED | LINET UK | ELEGANZA SMART PAED | 2012-05-14 | 1680 | 2023-11-02 | 2024-11-02
ELECTRIC BED | ELECTRIC BED | LINET UK | ELEGANZA SMART PAED | 2012-05-14 | 1680 | 2024-07-22 | 2025-07-22
ELECTRIC BED | ELECTRIC BED | LINET UK | ELEGANZA SMART PAED | 2012-05-14 | 1680 |  | 2024-11-01
ELECTRIC BED | ELECTRIC BED | LINET UK | ELEGANZA SMART PAED | 2012-05-14 | 1680 | 2024-06-12 | 2025-06-12
ELECTRIC BED | ELECTRIC BED | LINET UK | ELEGANZA SMART PAED | 2012-05-14 | 1680 | 2023-11-01 | 2024-11-01
ELECTRIC BED | ELECTRIC BED | LINET UK | ELEGANZA SMART PAED | 2012-05-14 | 1680 | 2024-01-09 | 2025-01-09
ELECTRIC BED | ELECTRIC BED | LINET UK | ELEGANZA SMART PAED | 2012-05-14 | 1680 | 2023-05-07 | 2024-05-07
ELECTRIC BED | ELECTRIC BED | LINET UK | ELEGANZA SMART PAED | 2012-05-14 | 1680 | 2023-10-18 | 2024-10-18
ELECTRIC BED | ELECTRIC BED | LINET UK | ELEGANZA SMART PAED | 2012-05-14 | 1680 | 2024-01-22 | 2025-01-22
ELECTRIC BED | ELECTRIC BED | LINET UK | ELEGANZA SMART PAED | 2012-05-14 | 1680 | 2023-10-20 | 2024-10-20
ELECTRIC BED | ELECTRIC BED | LINET UK | ELEGANZA SMART PAED | 2012-05-14 | 1680 | 2024-02-05 | 2025-02-05
ELECTRIC BED | ELECTRIC BED | LINET UK | ELEGANZA SMART PAED | 2012-05-14 | 1680 | 2023-05-11 | 2024-05-11
ELECTRIC BED | ELECTRIC BED | LINET UK | ELEGANZA SMART PAED | 2012-05-14 | 1680 | 2023-12-22 | 2024-12-22
ELECTRIC BED | ELECTRIC BED | LINET UK | ELEGANZA SMART PAED | 2012-05-14 | 1680 | 2023-11-10 | 2024-11-10
ELECTRIC BED | ELECTRIC BED | LINET UK | ELEGANZA SMART PAED | 2012-05-14 | 1680 | 2024-01-07 | 2025-01-07
ELECTRIC BED | ELECTRIC BED | LINET UK | ELEGANZA SMART PAED | 2012-05-14 | 1680 | 2023-11-17 | 2024-11-17
ELECTRIC BED | ELECTRIC BED | LINET UK | ELEGANZA SMART PAED | 2012-05-14 | 1680 | 2023-10-31 | 2024-10-31
ELECTRIC BED | ELECTRIC BED | LINET UK | ELEGANZA SMART PAED | 2012-05-14 | 1680 | 2023-03-13 10:00 | 2024-03-13
ELECTRIC BED | ELECTRIC BED | LINET UK | ELEGANZA SMART PAED | 2012-05-14 | 1680 | 2023-06-27 | 2024-06-27
ELECTRIC BED | ELECTRIC BED | LINET UK | ELEGANZA SMART PAED | 2012-05-14 | 1680 | 2023-01-07 19:07 | 2024-11-01
ELECTRIC BED | ELECTRIC BED | LINET UK | ELEGANZA SMART PAED | 2012-05-14 | 1680 | 2023-06-19 | 2024-06-19
ELECTRIC BED | ELECTRIC BED | LINET UK | ELEGANZA SMART PAED | 2012-05-14 | 1680 | 2022-07-15 | 2024-11-01
ELECTRIC BED | ELECTRIC BED | LINET UK | ELEGANZA SMART PAED | 2012-05-14 | 1680 | 2023-08-21 | 2024-08-21
ELECTRIC BED | ELECTRIC BED | LINET UK | ELEGANZA SMART PAED | 2012-05-14 | 1680 | 2023-10-28 | 2024-10-28
ELECTRIC BED | ELECTRIC BED | LINET UK | ELEGANZA SMART PAED | 2012-05-14 | 1680 | 2021-12-22 | 2024-11-01
ELECTRIC BED | ELECTRIC BED | LINET UK | ELEGANZA SMART PAED | 2012-05-14 | 1680 | 2023-12-12 | 2024-12-12
ELECTRIC BED | ELECTRIC BED | LINET UK | ELEGANZA SMART PAED | 2012-05-14 | 1680 | 2022-04-12 18:32 | 2024-11-01
ELECTRIC BED | ELECTRIC BED | LINET UK | ELEGANZA SMART PAED | 2012-05-14 | 1680 | 2024-07-22 | 2025-07-22
ELECTRIC BED | ELECTRIC BED | LINET UK | ELEGANZA SMART PAED | 2012-05-14 | 1680 | 2021-08-16 | 2024-11-01
ELECTRIC BED | ELECTRIC BED | LINET UK | ELEGANZA SMART PAED | 2012-05-14 | 1680 | 2023-11-18 | 2024-11-18
ELECTRIC BED | ELECTRIC BED | LINET UK | ELEGANZA SMART PAED | 2012-05-14 | 1680 | 2022-05-10 | 2024-11-01
ELECTRIC BED | ELECTRIC BED | LINET UK | ELEGANZA SMART PAED | 2012-05-14 | 1680 | 2023-11-10 | 2024-11-10
ELECTRIC BED | ELECTRIC BED | LINET UK | ELEGANZA SMART PAED | 2012-05-14 | 1680 | 2024-01-06 | 2025-01-06
ELECTRIC BED | ELECTRIC BED | LINET UK | ELEGANZA SMART PAED | 2012-05-14 | 1680 | 2023-06-13 | 2024-06-13
ELECTRIC BED | ELECTRIC BED | LINET UK | ELEGANZA SMART PAED | 2012-05-14 | 1680 | 2023-06-19 | 2024-06-19
PH METER | PH METER - AMBULATORY | MEDICAL MEASUREMENT SYSTEMS | OHMEGA | 2012-06-28 | 7200
PH METER | AMBULATORY PH RECORDER | MEDICAL MEASUREMENT SYSTEMS | ORION II UPS2020 | 2012-06-28 | 3000
NEBULIZER | NEBULIZER | PARI MEDICAL | EFLOW RAPID | 2012-08-15 | 510
NEBULIZER | NEBULIZER | PARI MEDICAL | EFLOW RAPID | 2012-08-15 | 510
ULTRASOUND PROBE | ULTRASOUND PROBE | PHILIPS LTD | S5-1 | 2012-11-23 | 6000
NEBULIZER | NEBULIZER | PARI MEDICAL | EFLOW RAPID | 2012-08-15 | 510
PACEMAKER | EXTERNAL PACEMAKER | BIOTRONIK | REOCOR/D | 2012-07-12 | 1200
PACEMAKER | EXTERNAL PACEMAKER | BIOTRONIK | REOCOR/D | 2012-07-12 | 1200
PACEMAKER | EXTERNAL PACEMAKER | BIOTRONIK | REOCOR/D | 2012-07-12 | 1200
TRANSPORT MONITOR | PATIENT MONITOR INTELLIVUE X2 | PHILIPS LTD | M3002A-X2 | 2012-04-03 | 3000
TRANSPORT MONITOR | PATIENT MONITOR INTELLIVUE X2 | PHILIPS LTD | M3002A-X2 | 2012-04-03 | 3000
TRANSPORT MONITOR | PATIENT MONITOR INTELLIVUE X2 | PHILIPS LTD | M3002A-X2 | 2012-04-03 | 3000
TRANSPORT MONITOR | PATIENT MONITOR INTELLIVUE X2 | PHILIPS LTD | M3002A-X2 | 2012-04-03 | 3000
TRANSPORT MONITOR | PATIENT MONITOR INTELLIVUE X2 | PHILIPS LTD | M3002A-X2 | 2012-04-03 | 3000
TRANSPORT MONITOR | PATIENT MONITOR INTELLIVUE X2 | PHILIPS LTD | M3002A-X2 | 2013-02-08 | 3000
AMBULATORY ARRHYTHMIA MONITOR | AMBULATORY ECG RECORDER | OMRON | HCG-801 | 2012-10-12 | 300
PACEMAKER | EXTERNAL PACEMAKER | BIOTRONIK | REOCOR/D | 2012-07-12 | 1200
ULTRASOUND PROBE | ULTRASOUND PROBE | GE LIMITED | 6S | 2013-06-03 | 6000
AMBULATORY ARRHYTHMIA MONITOR | AMBULATORY ECG RECORDER | OMRON | HCG-801 | 2012-02-21 | 540
NEBULIZER | NEBULIZER | PARI MEDICAL | EFLOW RAPID | 2012-08-15 | 510
TRANSPORT MONITOR | PATIENT MONITOR INTELLIVUE X2 | PHILIPS LTD | M3002A-X2 | 2012-04-17 | 3000
UNINTERRUPTIBLE POWER SUPPLY | UNINTERRUPTIBLE POWER SUPPLY | TRIPP-LITE | SMX500RT1U | 2012-03-30 | 840 | 2022-07-07 | 2024-07-07
TRANSPORT MONITOR | PATIENT MONITOR INTELLIVUE X2 | PHILIPS LTD | M3002A-X2 | 2012-03-26 | 3000
TRANSPORT MONITOR | PATIENT MONITOR INTELLIVUE X2 | PHILIPS LTD | M3002A-X2 | 2012-03-26 | 3000
TRANSPORT MONITOR | PATIENT MONITOR INTELLIVUE X2 | PHILIPS LTD | M3002A-X2 | 2012-03-26 | 3000
TRANSPORT MONITOR | PATIENT MONITOR INTELLIVUE X2 | PHILIPS LTD | M3002A-X2 | 2012-03-26 | 3000
PATIENT MONITOR | PATIENT MONITOR INTELLIVUE MP30 | PHILIPS LTD | M8002A | 2012-03-26 | 11334.636 |  | 2024-12-15
TRANSPORT MONITOR | PATIENT MONITOR INTELLIVUE X2 | PHILIPS LTD | M3002A-X2 | 2012-03-26 | 3000
TRANSPORT MONITOR | PATIENT MONITOR INTELLIVUE X2 | PHILIPS LTD | M3002A-X2 | 2012-03-26 | 3000
SCALES | SCALES - BABY | SECA | 336 | 2012-03-23 | 402 | 2023-12-11 | 2024-11-15
PRINTER | PRINTER - LASER MONO | HP | LASERJET P2055DN | 2012-03-23 | 300
TRANSPORT MONITOR | PATIENT MONITOR INTELLIVUE X2 | PHILIPS LTD | M3002A-X2 | 2012-03-23 | 3600
MODULE HOLDER | MODULE HOLDER | PHILIPS LTD | M8048A | 2012-03-23 | 1200
PATIENT MONITOR | PATIENT MONITOR INTELLIVUE | PHILIPS LTD | MX800 | 2012-03-23 | 16791.216 | 2023-06-27 | 2028-06-27
MODULE HOLDER | MODULE HOLDER | PHILIPS LTD | M8048A | 2012-03-23 | 1200
PATIENT MONITOR | PATIENT MONITOR INTELLIVUE | PHILIPS LTD | MX800 | 2012-03-23 | 16791.216 | 2023-07-04 | 2028-07-04
MODULE HOLDER | MODULE HOLDER | PHILIPS LTD | M8048A | 2012-03-23 | 1200
PATIENT MONITOR | PATIENT MONITOR INTELLIVUE | PHILIPS LTD | MX800 | 2012-03-23 | 16791.216 | 2023-07-04 | 2028-07-04
MODULE HOLDER | MODULE HOLDER | PHILIPS LTD | M8048A | 2012-03-23 | 1200
PATIENT MONITOR | PATIENT MONITOR INTELLIVUE | PHILIPS LTD | MX800 | 2012-03-23 | 16791.216 | 2023-06-29 | 2028-06-29
MODULE HOLDER | MODULE HOLDER | PHILIPS LTD | M8048A | 2012-03-23 | 1200
PATIENT MONITOR | PATIENT MONITOR INTELLIVUE | PHILIPS LTD | MX800 | 2012-03-23 | 16791.216 | 2023-06-27 | 2028-06-27
PATIENT MONITOR | PATIENT MONITOR INTELLIVUE MP30 | PHILIPS LTD | M8002A | 2012-03-23 | 8076.9 | 2024-02-01 | 2027-02-01
CO2 MODULE | MODULE CO2 MICROSTREAM | PHILIPS LTD | M3015A | 2012-03-23 | 3360 | 2024-02-26 | 2025-02-26
MODULE HOLDER | MODULE HOLDER | PHILIPS LTD | M8048A | 2012-03-23 | 1200
PATIENT MONITOR | PATIENT MONITOR INTELLIVUE | PHILIPS LTD | MX800 | 2012-03-23 | 16791.216 | 2023-06-27 | 2028-06-27
TRANSPORT MONITOR | PATIENT MONITOR INTELLIVUE X2 | PHILIPS LTD | M3002A-X2 | 2012-03-23 | 3600
TRANSPORT MONITOR | PATIENT MONITOR INTELLIVUE X2 | PHILIPS LTD | M3002A-X2 | 2012-03-23 | 3600
CO2 MODULE | MODULE CO2 MICROSTREAM | PHILIPS LTD | M3015A | 2012-03-23 | 3360 | 2024-02-03 | 2025-02-03
MODULE HOLDER | MODULE HOLDER | PHILIPS LTD | M8048A | 2012-03-23 | 1200
PATIENT MONITOR | PATIENT MONITOR INTELLIVUE | PHILIPS LTD | MX800 | 2012-03-23 | 16791.216 | 2023-06-27 | 2028-06-27
MODULE HOLDER | MODULE HOLDER | PHILIPS LTD | M8048A | 2012-03-23 | 1200
PATIENT MONITOR | PATIENT MONITOR INTELLIVUE | PHILIPS LTD | MX800 | 2012-03-23 | 16791.216 | 2023-06-27 | 2028-06-27
MODULE HOLDER | MODULE HOLDER | PHILIPS LTD | M8048A | 2012-03-23 | 1200
PATIENT MONITOR | PATIENT MONITOR INTELLIVUE | PHILIPS LTD | MX800 | 2012-03-23 | 16791.216 | 2023-07-04 | 2028-07-04
MODULE HOLDER | MODULE HOLDER | PHILIPS LTD | M8048A | 2012-03-23 | 1200
PATIENT MONITOR | PATIENT MONITOR INTELLIVUE | PHILIPS LTD | MX800 | 2012-03-23 | 16791.216 | 2023-06-29 | 2028-06-29
TRANSPORT MONITOR | PATIENT MONITOR INTELLIVUE X2 | PHILIPS LTD | M3002A-X2 | 2012-03-23 | 3600
MODULE HOLDER | MODULE HOLDER | PHILIPS LTD | M8048A | 2012-03-23 | 1200
PATIENT MONITOR | PATIENT MONITOR INTELLIVUE | PHILIPS LTD | MX800 | 2012-03-23 | 16791.216 | 2023-06-29 | 2028-06-29
PATIENT MONITOR | PATIENT MONITOR INTELLIVUE | PHILIPS LTD | MX800 | 2012-03-23 | 16791.216 | 2023-06-29 | 2028-06-29
MODULE HOLDER | MODULE HOLDER | PHILIPS LTD | M8048A | 2012-03-23 | 1200
PATIENT MONITOR | PATIENT MONITOR INTELLIVUE | PHILIPS LTD | MX800 | 2012-03-23 | 16791.216 | 2023-07-06 | 2028-07-06
MODULE HOLDER | MODULE HOLDER | PHILIPS LTD | M8048A | 2012-03-23 | 1200
PATIENT MONITOR | PATIENT MONITOR INTELLIVUE | PHILIPS LTD | MX800 | 2012-03-23 | 16791.216 | 2023-06-27 | 2028-06-27
MODULE HOLDER | MODULE HOLDER | PHILIPS LTD | M8048A | 2012-03-23 | 1200
SCALES | SCALES - FLUID | TERAOKA | DS-502 | 2012-03-23 | 226.8 | 2021-03-15 | 2024-11-15
SCALES | SCALES - FLUID | TERAOKA | DS-502 | 2012-03-23 | 226.8 | 2023-12-11 | 2024-11-15
SCALES | SCALES - FLUID | TERAOKA | DS-502 | 2012-04-01 | 226.8 | 2023-12-11 | 2024-11-15
PATIENT MONITOR | PATIENT MONITOR INTELLIVUE | PHILIPS LTD | MX800 | 2012-03-23 | 16791.3 | 2023-06-27 | 2028-06-27
SAO2/PLETH | MODULE SPO2/PLETH | PHILIPS LTD | M1020B | 2012-03-23 | 1946.28
TRANSPORT MONITOR | PATIENT MONITOR INTELLIVUE X2 | PHILIPS LTD | M3002A-X2 | 2012-03-23 | 3600
TRANSPORT MONITOR | PATIENT MONITOR INTELLIVUE X2 | PHILIPS LTD | M3002A-X2 | 2012-03-23 | 3600
TRANSPORT MONITOR | PATIENT MONITOR INTELLIVUE X2 | PHILIPS LTD | M3002A-X2 | 2012-03-23 | 3600
PATIENT MONITOR | PATIENT MONITOR INTELLIVUE | PHILIPS LTD | MX800 | 2012-03-23 | 16791.216 | 2023-06-27 | 2028-06-27
MODULE HOLDER | MODULE HOLDER | PHILIPS LTD | M8048A | 2012-03-23 | 1200
TRANSPORT MONITOR | PATIENT MONITOR INTELLIVUE X2 | PHILIPS LTD | M3002A-X2 | 2012-03-23 | 3600 | 2024-01-30
PATIENT MONITOR | PATIENT MONITOR INTELLIVUE | PHILIPS LTD | MX800 | 2012-03-23 | 16791.216 | 2023-06-27 | 2028-06-27
MODULE HOLDER | MODULE HOLDER | PHILIPS LTD | M8048A | 2012-03-23 | 1200
CO2 MODULE | MODULE CO2 MICROSTREAM | PHILIPS LTD | M3015A | 2012-03-23 | 3360 | 2022-07-27 | 2025-06-15
TRANSPORT MONITOR | PATIENT MONITOR INTELLIVUE X2 | PHILIPS LTD | M3002A-X2 | 2012-03-23 | 3600
PATIENT MONITOR | PATIENT MONITOR INTELLIVUE | PHILIPS LTD | MX800 | 2012-03-23 | 16791.216 | 2023-07-06 | 2028-07-06
MODULE HOLDER | MODULE HOLDER | PHILIPS LTD | M8048A | 2012-03-23 | 1200
TRANSPORT MONITOR | PATIENT MONITOR INTELLIVUE X2 | PHILIPS LTD | M3002A-X2 | 2012-03-23 | 3600
TRANSPORT MONITOR | PATIENT MONITOR INTELLIVUE X2 | PHILIPS LTD | M3002A-X2 | 2012-03-23 | 3600
TRANSPORT MONITOR | PATIENT MONITOR INTELLIVUE X2 | PHILIPS LTD | M3002A-X2 | 2012-03-23 | 3600
TRANSPORT MONITOR | PATIENT MONITOR INTELLIVUE X2 | PHILIPS LTD | M3002A-X2 | 2012-03-23 | 3600
TRANSPORT MONITOR | PATIENT MONITOR INTELLIVUE X2 | PHILIPS LTD | M3002A-X2 | 2012-03-23 | 3600
TRANSPORT MONITOR | PATIENT MONITOR INTELLIVUE X2 | PHILIPS LTD | M3002A-X2 | 2012-03-23 | 3600
WARMING MATTRESS | WARMING MATTRESS | INDITHERM | OTM1 | 2012-03-21 | 1020
SCALES | SCALES - FLUID | TERAOKA | DS-502 | 2012-03-16 | 226.8 | 2023-12-15 | 2024-11-15
EXAMINATION LAMP | THEATRE LAMP - LED | FULBOURN MED | SLIMLED 5000 | 2012-03-21 | 8928 | 2022-12-15 11:57 | 2025-01-15
NEBULIZER | NEBULIZER | PARI MEDICAL | EFLOW RAPID | 2011-11-08 | 510
AMBULATORY ARRHYTHMIA MONITOR | AMBULATORY ECG RECORDER | OMRON | HCG-801 | 2012-02-21 | 540
ULTRASOUND PROBE | ULTRASOUND PROBE | PHILIPS LTD | S5-1 | 2012-01-03 | 6000
ULTRASOUND PROBE | ULTRASOUND PROBE | GE LIMITED | 6S-D | 2012-01-03 | 6000
ULTRASOUND PROBE | ULTRASOUND PROBE | GE LIMITED | 12S-D | 2012-01-03 | 6000
ULTRASOUND PROBE | ULTRASOUND PROBE | GE LIMITED | 4V-D | 2012-01-03 | 24000
OXIMETER | PULSE OXIMETER HAND HELD | NELLCOR | OXIMAX N-65 | 2011-11-11 | 720
PH METER | PH METER - AMBULATORY | MEDICAL MEASUREMENT SYSTEMS | OHMEGA | 2011-11-03 | 7200
AUDIO DOPPLER | AUDIO DOPPLER | HUNTLEIGH | D900 | 2011-10-26 | 336
MULTI FLUID WARMER | FLUID WARMER HOTLINE | LEVEL 1 | HL90 | 2012-03-15 | 4200 | 2021-09-01 | 2024-11-15
SCALES | SCALES - BABY | SECA | 376 | 2012-03-16 | 450 | 2021-02-06 | 2024-11-15
SCALES | SCALES - BABY | SECA | 336 | 2012-02-29 | 402 | 2021-03-15 | 2024-11-15
SCALES | SCALES - BABY | SECA | 336 | 2012-02-29 | 402 | 2023-12-11 | 2024-11-15
SCALES | SCALES - BABY | SECA | 336 | 2012-02-29 | 402 | 2023-12-15 | 2024-11-15
SCALES | SCALES - BABY | SECA | 336 | 2012-02-29 | 402 | 2023-12-15 | 2024-11-15
SCALES | SCALES - BABY | SECA | 336 | 2012-02-29 | 402 | 2023-12-13 | 2024-11-15
SCALES | SCALES - FLUID | TERAOKA | DS-502 | 2012-01-20 | 226.8 | 2023-12-13 | 2024-11-15
SCALES | SCALES - FLUID | TERAOKA | DS-502 | 2012-01-20 | 226.8 | 2023-12-13 | 2024-11-15
SCALES | SCALES - FLUID | TERAOKA | DS-502 | 2012-01-20 | 226.8 | 2023-12-13 | 2024-11-15
SCALES | SCALES - FLUID | TERAOKA | DS-502 | 2012-01-20 | 226.8 | 2023-12-13 | 2024-11-15
SCALES | SCALES - FLUID | TERAOKA | DS-502 | 2012-01-20 | 226.8 | 2023-12-13 | 2024-11-15
SCALES | SCALES - FLUID | TERAOKA | DS-502 | 2012-01-20 | 226.8 | 2021-02-16 | 2024-11-15
SCALES | SCALES - COLUMN | SECA | 799 | 2012-03-13 | 360 | 2023-12-11 | 2024-11-15
OXIMETER | PULSE OXIMETER HAND HELD | NELLCOR | OXIMAX N-65 | 2012-02-13 | 720
OXIMETER | PULSE OXIMETER HAND HELD | NELLCOR | OXIMAX N-65 | 2012-02-13 | 720
ULTRASOUND SCALPEL GENERATOR | ULTRASONIC HARMONIC SCALPEL | J&J | GEN 11 | 2012-02-14 | 6720 | 2024-09-19 | 2025-09-19
ELECTRIC COT | ELECTRIC COT | HNE | 31300E/LX | 2011-12-01 | 1410
UNINTERRUPTIBLE POWER SUPPLY | UNINTERRUPTIBLE POWER SUPPLY | BELKIN | F6C625U220V | 2011-12-12 | 144 | 2024-10-25 | 2026-10-25
SCVO2 MONITOR | METABOLIC STRESS TESTING SYSTEM | MEDGRAPHICS | CARDIO2 | 2011-12-13 | 38400 | 2023-06-21 | 2025-06-21
TEMP MODULE | TEMP MODULE | PHILIPS LTD | M1029A | 2012-01-16 | 600
SCALES | SCALES - STAND ON | SECA | 877 | 2012-01-16 | 240 | 2023-12-13 | 2024-11-15
HUMALACTOR | HUMALACTOR | MEDELA | SYMPHONY | 2011-12-05 | 2280 | 2023-04-18 15:47 | 2025-04-18
HUMALACTOR | HUMALACTOR | MEDELA | SYMPHONY | 2011-12-05 | 2280 | 2024-08-29 | 2026-08-29
HUMALACTOR | HUMALACTOR | MEDELA | SYMPHONY | 2011-12-05 | 2280 | 2024-08-29 | 2026-08-29
COUCH | PHLEB COUCH | AKRON | A2282 | 2012-05-11 | 1200 | 2023-09-19 | 2026-09-19
SCALES | SCALES - FLUID | TERAOKA | DS-673SS-6KG | 2012-06-06 | 318 | 2023-12-13 | 2024-11-15
SCALES | SCALES - BABY | SECA | 336 | 2011-11-09 | 402 | 2023-12-13 | 2024-11-15
DIAGNOSTIC SYSTEM | DIAGNOSTIC SYSTEM | WELCH ALLYN | 767 DIAGNOSTIC SYSTEM | 2009-01-01 | 600
SUCTION UNIT | SUCTION - LAERDAL - BATTERY | LAERDAL | LSU-2 | 2011-09-07 | 816 | 2024-05-02 | 2027-05-02
MULTI-MEASUREMENT SERVER | MULTI-MEASUREMENT SERVER | PHILIPS LTD | M3001A | 2011-07-08 | 3372
COUCH | DAY SURGERY TROLLEY | ANETIC AID | QA3 | 2011-06-06 | 3120 | 2022-05-23 | 2025-08-15
OXIMETER | OXIMETER | NELLCOR | OXIMAX N-560 | 2011-10-28 | 1200 |  | 2024-11-15
HUMALACTOR | HUMALACTOR | MEDELA | SYMPHONY | 2011-11-07 | 2280 | 2022-07-19 | 2024-07-19
HUMALACTOR | HUMALACTOR | MEDELA | SYMPHONY | 2011-11-07 | 2280 | 2022-10-13 | 2024-10-13
HUMALACTOR | HUMALACTOR | MEDELA | SYMPHONY | 2011-10-27 | 2280 | 2024-08-29 | 2026-08-29
HUMALACTOR | HUMALACTOR | MEDELA | SYMPHONY | 2011-10-27 | 2280 | 2023-10-17 | 2025-10-17
HUMALACTOR | HUMALACTOR | MEDELA | SYMPHONY | 2011-10-27 | 2280 | 2024-08-16 | 2026-08-16
HUMALACTOR | HUMALACTOR | MEDELA | SYMPHONY | 2011-10-27 | 2280 | 2024-06-18 | 2026-06-18
HUMALACTOR | HUMALACTOR | MEDELA | SYMPHONY | 2011-11-07 | 2280 | 2023-05-11 | 2025-05-11
HUMALACTOR | HUMALACTOR | MEDELA | SYMPHONY | 2011-11-07 | 2280 | 2024-08-29 | 2026-08-29
SUCTION UNIT | SUCTION - LAERDAL - BATTERY | LAERDAL | LSU-2 | 2011-10-21 | 816 | 2023-03-15 12:27 | 2026-03-15
HUMALACTOR | HUMALACTOR | MEDELA | SYMPHONY | 2011-10-12 | 2280 | 2024-08-16 | 2026-08-16
HUMALACTOR | HUMALACTOR | MEDELA | SYMPHONY | 2011-10-12 | 2280 | 2022-08-17 | 2024-08-17
HUMALACTOR | HUMALACTOR | MEDELA | SYMPHONY | 2011-10-10 | 2280 | 2024-08-29 | 2026-08-29
SCALES | SCALES - FLUID | KERN | EMB 2200-0 | 2011-08-25 | 50.4 | 2021-02-06 | 2024-11-15
CO2 MODULE | MODULE CO2 MICROSTREAM | PHILIPS LTD | M3015A | 2011-08-15 | 3360 | 2024-02-26 | 2025-02-26
MULTI-MEASUREMENT SERVER | MULTI-MEASUREMENT SERVER | PHILIPS LTD | M3001A | 2011-08-16 | 3372
SCALES | SCALES - STAND ON | SECA | 877 | 2011-07-19 | 240 | 2023-12-11 | 2024-11-15
ULTRASOUND SCANNER | ULTRASOUND SCANNER | FUJIFILM SONOSITE | S-ICU | 2011-07-13 | 19727.088 | 2023-12-06 | 2024-12-06
MULTI FLUID WARMER | BLOOD WARMER | BARKEY GMBH | AUTOCONTROL 3XPT | 2010-09-15 | 1200 | 2023-07-19 | 2024-07-18
CONTINUOUS FLUID MANAGEMENT SY | HAEMOFILTRATION UNIT | GAMBRO LTD | PRISMAFLEX | 2011-06-30 | 21600 | 2024-09-13 | 2025-09-13
MULTI-MEASUREMENT SERVER | MULTI-MEASUREMENT SERVER | PHILIPS LTD | M3001A | 2011-06-16 | 3372
MODULE | MULTIPARAMETER MODULE - ECG,SPO2,NIBP,IBP,TEMP MODULE | GE LIMITED | E-PSMP-00 | 2011-06-23 | 2400
INSUFFLATOR CO2 | ENDOSCOPIC INSUFFLATOR | IMOTEK | C02 EFFICIENT | 2011-04-04 | 7800 | 2024-10-14 | 2025-10-15
SPHYGMOMANOMETER | SPHYGMOMNAOMETER - WALL | GUARDIAN | PRO | 2011-02-22 | 60
SPHYGMOMANOMETER | SPHYGMOMNAOMETER - WALL | GUARDIAN | PRO | 2011-02-22 | 60
SPHYGMOMANOMETER | SPHYGMOMNAOMETER - WALL | GUARDIAN | PRO | 2011-02-22 | 60
SPHYGMOMANOMETER | SPHYGMOMNAOMETER - WALL | GUARDIAN | PRO | 2011-02-22 | 60
SPHYGMOMANOMETER | SPHYGMOMNAOMETER - WALL | GUARDIAN | PRO | 2011-02-22 | 60
SPHYGMOMANOMETER | SPHYGMOMNAOMETER - WALL | GUARDIAN | PRO | 2011-02-22 | 60
SPHYGMOMANOMETER | SPHYGMOMNAOMETER - WALL | GUARDIAN | PRO | 2011-02-22 | 60
SPHYGMOMANOMETER | SPHYGMOMNAOMETER - WALL | GUARDIAN | PRO | 2011-02-22 | 60
SPHYGMOMANOMETER | SPHYGMOMNAOMETER - WALL | GUARDIAN | PRO | 2011-02-22 | 60
SPHYGMOMANOMETER | SPHYGMOMNAOMETER - WALL | GUARDIAN | PRO | 2011-02-22 | 60
SPHYGMOMANOMETER | SPHYGMOMNAOMETER - WALL | GUARDIAN | PRO | 2011-02-22 | 60
SPHYGMOMANOMETER | SPHYGMOMNAOMETER - WALL | GUARDIAN | PRO | 2011-02-22 | 60
TOURNIQUET | MK3 TOURNIQUET | ANETIC AID | MK3 | 2011-02-11 | 3000 | 2024-07-12 | 2025-07-17
SPHYGMOMANOMETER | HAND HELD ANEROID SPHYGMOMANOMETER | WELCH ALLYN | DISYTEST | 2011-01-13 | 56.4
SPHYGMOMANOMETER | HAND HELD ANEROID SPHYGMOMANOMETER | WELCH ALLYN | DISYTEST | 2011-01-13 | 56.4
SPHYGMOMANOMETER | HAND HELD ANEROID SPHYGMOMANOMETER | WELCH ALLYN | DISYTEST | 2011-01-13 | 56.4
PACEMAKER PROGRAMMER | PACEMAKER PROGRAMMER | ST JUDE MEDICAL | 3650 | 2011-02-22 | 12000 | 2024-01-02 | 2027-01-02
NEBULIZER | NEBULIZER | PARI MEDICAL | EFLOW RAPID | 2011-01-13 | 510
SYRINGE DRIVER | ENTERAL SYRINGE PUMP | FRESENIUS | PILOTE ENTERAL | 2012-04-27 | 3000 | 2023-05-24 | 2026-05-24
SYRINGE DRIVER | ENTERAL SYRINGE PUMP | FRESENIUS | PILOTE ENTERAL | 2012-04-27 | 3000 | 2021-11-25 | 2024-11-25
SYRINGE DRIVER | ENTERAL SYRINGE PUMP | FRESENIUS | PILOTE ENTERAL | 2012-04-27 | 3000 | 2023-05-23 | 2026-05-23
SYRINGE DRIVER | ENTERAL SYRINGE PUMP | FRESENIUS | PILOTE ENTERAL | 2012-04-27 | 3000 | 2023-05-23 | 2026-05-23
PATIENT MONITOR | PATIENT MONITOR INTELLIVUE MP30 | PHILIPS LTD | M8002A | 2012-04-03 | 10762.98 | 2024-03-25 | 2027-03-25
PATIENT MONITOR | PATIENT MONITOR INTELLIVUE MP30 | PHILIPS LTD | M8002A | 2012-04-03 | 10762.98 | 2024-02-12 | 2027-02-12
PATIENT MONITOR | PATIENT MONITOR INTELLIVUE MP30 | PHILIPS LTD | M8002A | 2012-04-03 | 10762.98 | 2023-07-05 | 2026-07-05
PATIENT MONITOR | PATIENT MONITOR INTELLIVUE MP30 | PHILIPS LTD | M8002A | 2012-04-03 | 10762.98 | 2023-06-29 | 2026-06-29
PATIENT MONITOR | PATIENT MONITOR INTELLIVUE MP30 | PHILIPS LTD | M8002A | 2012-04-03 | 10763.064 | 2024-02-12 | 2027-02-12
SUCTION CONTROLLER | HIGH SUCTION CONTROLLER | THERAPY EQUIPMENT | DIAMOND RANGE HIGH | 2012-04-02 | 96
SUCTION CONTROLLER | HIGH SUCTION CONTROLLER | THERAPY EQUIPMENT | DIAMOND RANGE HIGH | 2012-04-02 | 96
SUCTION CONTROLLER | HIGH SUCTION CONTROLLER | THERAPY EQUIPMENT | DIAMOND RANGE HIGH | 2012-04-02 | 96
SUCTION CONTROLLER | HIGH SUCTION CONTROLLER | THERAPY EQUIPMENT | DIAMOND RANGE HIGH | 2012-04-02 | 96
SUCTION CONTROLLER | HIGH SUCTION CONTROLLER | THERAPY EQUIPMENT | DIAMOND RANGE HIGH | 2012-04-02 | 96
SUCTION CONTROLLER | HIGH SUCTION CONTROLLER | THERAPY EQUIPMENT | DIAMOND RANGE HIGH | 2012-04-02 | 96
SUCTION CONTROLLER | HIGH SUCTION CONTROLLER | THERAPY EQUIPMENT | DIAMOND RANGE HIGH | 2012-04-02 | 96
SUCTION CONTROLLER | HIGH SUCTION CONTROLLER | THERAPY EQUIPMENT | DIAMOND RANGE HIGH | 2012-04-02 | 96
SUCTION CONTROLLER | HIGH SUCTION CONTROLLER | THERAPY EQUIPMENT | DIAMOND RANGE HIGH | 2012-04-02 | 96
SUCTION CONTROLLER | HIGH SUCTION CONTROLLER | THERAPY EQUIPMENT | DIAMOND RANGE HIGH | 2012-04-02 | 96
VENTILATOR | VENTILATOR EXPIRATORY CASSETTE - SERVO I | MAQUET | 6696947 | 2011-06-13 | 781.2
SUCTION UNIT | SUCTION - LAERDAL - BATTERY | LAERDAL | LSU-2 | 2011-04-01 | 816 | 2023-02-13 12:40 | 2026-02-13
SUCTION UNIT | SUCTION - LAERDAL - BATTERY | LAERDAL | LSU-2 | 2011-04-01 | 816 | 2022-10-14 | 2025-10-14
SUCTION UNIT | SUCTION - LAERDAL - BATTERY | LAERDAL | LSU-2 | 2011-04-01 | 816 | 2022-06-07 | 2025-06-07
ENDOSCOPY VIDEO SYSTEM | DIGITAL VIDEO LARYNGOSCOPE | KARL STORZ | 8402ZX | 2012-04-24 | 12000 | 2022-05-19 | 2024-05-15
ULTRASOUND PROBE | ULTRASOUND PROBE | FUJIFILM SONOSITE | P10X | 2011-11-18 | 4800
ULTRASOUND PROBE | ULTRASOUND PROBE | PHILIPS LTD | D1914C | 2010-11-22 | 2400
ULTRASOUND PROBE | ULTRASOUND PROBE | PHILIPS LTD | S12 | 2010-11-22 | 4800
ULTRASOUND PROBE | ULTRASOUND PROBE | PHILIPS LTD | S8 | 2010-11-22 | 4800
ULTRASOUND PROBE | ULTRASOUND PROBE | PHILIPS LTD | S4 | 2010-11-22 | 6000
ULTRASOUND PROBE | ULTRASOUND PROBE | FUJIFILM SONOSITE | L25X | 2010-11-22 | 4800
TEMP MODULE | TEMP MODULE | PHILIPS LTD | M1029A | 2011-06-16 | 600
ULTRASOUND SCANNER | ULTRASOUND SCANNER | FUJIFILM SONOSITE | S-ICU | 2010-11-04 | 20157.36 | 2022-12-15 16:56 | 2024-06-17
INCUBATOR | REFRIGERATING INCUBATOR | VELP SCIENTI | FTC90I | 2010-10-18 | 600 | 2024-05-10 | 2025-05-10
MULTI-MEASUREMENT SERVER | MULTI-MEASUREMENT SERVER | PHILIPS LTD | M3001A | 2010-10-04 | 3372
DIAGNOSTIC SYSTEM | DIAGNOSTIC SYSTEM | WELCH ALLYN | 767 DIAGNOSTIC SYSTEM | 2010-09-10 | 600
OXIMETER | PULSE OXIMETER HAND HELD | NELLCOR | OXIMAX N-65 | 2011-06-24 | 720
OXIMETER | PULSE OXIMETER HAND HELD | NELLCOR | OXIMAX N-65 | 2011-06-24 | 720
ULTRASOUND PROBE | ULTRASOUND PROBE | PHILIPS LTD | S8-3 | 2011-07-20 | 7200
SPIROMETER | PORTABLE MICRO SPIROMETER WITH PC DATA LINK | MICRO MEDICAL (NOW CAREFUSION) | MICROLOOP II | 2011-03-08 | 1200 | 2019-10-31 | 2024-06-14
HEIGHT GAUGE | DIGITAL HEIGHT MEASURE | MARSDEN | HM-210D | 2010-08-23 | 174
SPHYGMOMANOMETER | SPHYGMOMANOMETER - HANDHELD | WELCH ALLYN | DURASHOCK | 2010-07-27 | 36
TRANSFORMER | 3.5V DESK CHARGER | WELCH ALLYN | 71616 | 2010-08-27 | 330
SPHYGMOMANOMETER | SPHYGMOMANOMETER - HANDHELD | WELCH ALLYN | DURASHOCK | 2010-08-05 | 36
SITTING HEIGHT GAUGE | SITTING HEIGHT GAUGE | HOLTAIN LTD | HARPENDEN SITTING HEIGHT TABLE | 2010-08-05 | 1722
HEIGHT GAUGE | HEIGHT MEASURING SCALE/GAUGE | HOLTAIN LTD | HARPENDEN STADIOMETER | 2010-08-05 | 1092
SITTING HEIGHT GAUGE | SITTING HEIGHT GAUGE | HOLTAIN LTD | HARPENDEN SITTING HEIGHT TABLE | 2010-08-05 | 1722
HEIGHT GAUGE | HEIGHT MEASURING SCALE/GAUGE | HOLTAIN LTD | HARPENDEN STADIOMETER | 2010-08-05 | 1092
BAG WARMER | BAG WARMER | BAXTER HEALTHCARE | PD | 2010-07-28 | 240 | 2024-07-23 | 2025-07-23
TEMP MODULE | TEMP MODULE | PHILIPS LTD | M1029A | 2010-07-26 | 600
DIAGNOSTIC SYSTEM | DIAGNOSTIC SYSTEM | WELCH ALLYN | 767 DIAGNOSTIC SYSTEM | 2008-02-25 | 600
CAMERA HEAD | CAMERA HEAD | KARL STORZ | S3 HEAD/22220030 | 2010-07-19 | 16194
SCALES | SCALES - FLUID | KERN | EMB 2200-0 | 2010-06-28 | 50.4 | 2023-12-11 | 2024-11-15
PMG TERMINALS | MA4 AIR SPLITTER | THERAPY EQUIPMENT | 6112 | 2010-05-14 | 102
SCALES | SCALES - STAND ON | SECA | 888 | 2010-04-09 | 180 | 2021-03-15 | 2024-11-15
ENDOSCOPY VIDEO CAPTURE UNIT | AIDA COM II PC SET (IMAGE CAPTURE SYSTEM) | KARL STORZ | 20096020 | 2010-07-26 | 28192.956 | 2024-03-21 | 2025-03-21
FLAT SCREEN MONITOR - TOUCH | DISPLAY LCD FLAT SCREEN 15 INCH TOUCH SCREEN | KARL STORZ | 200903-31 | 2010-07-26 | 2400 | 2024-03-21 | 2025-03-21
OXIMETER | OXIMETER | NELLCOR | OXIMAX N-560 | 2010-05-18 | 1200 | 2019-09-04 | 2025-04-15
SCALES | SCALES - FLUID | EXCELL | SI-130 | 2010-06-14 | 96.9 | 2023-12-11 | 2024-11-15
VITAL SIGNS MONITOR | VITAL SIGNS MONITOR: NBP. | GE LIMITED | CARESCAPE V100 | 2010-05-10 | 2160 | 2022-05-04 | 2025-05-18
SUCTION UNIT | SUCTION - LAERDAL - BATTERY | LAERDAL | LSU-2 | 2010-04-29 | 816 | 2022-06-07 | 2025-06-07
ISOLATION POWER SUPPLY | ISOLATION POWER SUPPLY | POWERVAR | .75 | 2010-03-26 | 360
TCPCO2 MONITOR | TCPCO2 MONITOR | RADIOMETER | TOSCA 500 | 2009-12-04 | 8970
TCPCO2 MONITOR | TCPCO2 MONITOR | RADIOMETER | TOSCA 500 | 2009-12-04 | 8970
PROTECTIVE CABINET | CABINET | LABCAIRE SYSTEMS LTD | ENDOSCOPE STORAGE CABINET | 2009-09-18 | 14400
PROTECTIVE CABINET | CABINET | LABCAIRE SYSTEMS LTD | ENDOSCOPE STORAGE CABINET | 2009-09-18 | 14400
SUCTION UNIT | MOBILE THEATRE SUCTION | THERAPY EQUIPMENT | 4760 | 2009-11-19 | 654
VENTILATOR | VENTILATOR EXPIRATORY CASSETTE - SERVO I | MAQUET | 6696947 | 2009-11-16 | 781.2
VENTILATOR | VENTILATOR - H.F.O | VIASYS HEALT | 3100B | 2009-10-29 | 27600 | 2024-06-19 | 2025-03-12
HUMIDIFIER | HUMIDIFIER | F & P | MR850 | 2009-10-29 | 1800 | 2023-12-04 | 2024-10-01
HUMIDIFIER | HUMIDIFIER | F & P | MR850 | 2009-10-29 | 1800 | 2023-06-13 | 2025-06-01
PATIENT MONITOR | PATIENT MONITOR INTELLIVUE MP5 | PHILIPS LTD | M8105A | 2010-05-06 | 7436.016 | 2023-04-27 | 2026-04-27
AMBULATORY ARRHYTHMIA MONITOR | AMBULATORY ECG RECORDER | SPACELABS | LIFECARD CF | 2010-03-25 | 2152.8
AMBULATORY ARRHYTHMIA MONITOR | AMBULATORY ECG RECORDER | SPACELABS | LIFECARD CF | 2010-03-25 | 2152.8
AMBULATORY ARRHYTHMIA MONITOR | AMBULATORY ECG RECORDER | SPACELABS | LIFECARD CF | 2010-03-25 | 2152.8
AMBULATORY ARRHYTHMIA MONITOR | AMBULATORY ECG RECORDER | SPACELABS | LIFECARD CF | 2010-03-25 | 2152.8
COMPUTER - DESKTOP | PC WORKSTATION | HP | XW8400 WORKSTATION | 2010-03-17 | 24000
PATIENT MONITOR | PATIENT MONITOR INTELLIVUE MP30 | PHILIPS LTD | M8002A | 2010-02-22 | 8220.78 |  | 2024-11-15
TRANSPORT MONITOR | PATIENT MONITOR INTELLIVUE X2 | PHILIPS LTD | M3002A-X2 | 2010-02-22 | 3000
SCALES | SCALES - CHAIR | SECA | 959 | 2010-02-16 | 790.8 | 2023-12-13 | 2024-11-15
VITAL SIGNS MONITOR | VITAL SIGNS MONITOR: NBP. | OMRON | M5-I (HEM-757A-E) | 2010-01-12 | 119.94
OXIMETER | PULSE OXIMETER HAND HELD | MASIMO UK | RAD-5 | 2009-12-30 | 600
SCALES | SCALES - BABY | SECA | 376 | 2009-12-22 | 450 | 2023-12-11 | 2024-11-15
SUCTION CONTROLLER | SUCTION CONTROLLER - LOW FLOW | THERAPY EQUIPMENT | 4725 | 2009-12-04 | 211.2
NEBULIZER | NEBULIZER | AEROGEN | AERONEB PRO | 2009-11-12 | 240
EXERCISE BICYCLE | CORIVAL EXERCISE BIKE | LODE | 906900 | 2009-11-11 | 6000
INFANT TRANSPORT CAPSULE | INFANT TRANSPORT CAPSULE | ADVANCED HEALTHCARE TECHNOLOGY | BABYPOD2 | 2009-11-11 | 4302
PRINTER | PRINTER - INKJET | HP | DESKJET D2560 | 2009-10-29 | 180
PATIENT MONITOR | PATIENT MONITOR INTELLIVUE MP5 | PHILIPS LTD | M8105A | 2009-10-29 | 8747.556 | 2024-01-20 | 2027-01-20
DIAGNOSTIC SYSTEM | DIAGNOSTIC SYSTEM | WELCH ALLYN | 767 DIAGNOSTIC SYSTEM | 2009-10-22 | 600
MICROBLENDER | MICROBLENDER | BIRD | 10011A | 2009-10-22 | 1080 | 2024-08-28 | 2025-06-01
SUCTION CONTROLLER | SUCTION CONTROLLER - LOW FLOW | THERAPY EQUIPMENT | 4725 | 2009-10-29 | 211.2
MICROBLENDER | MICROBLENDER | BIRD | 10011A | 2009-10-22 | 1080 | 2023-06-13 | 2025-06-01
MICROBLENDER | MICROBLENDER | BIRD | 10011A | 2009-10-22 | 1080 | 2023-05-22 | 2025-06-01
SUCTION CONTROLLER | SUCTION CONTROLLER - OLD STYLE | THERAPY EQUIPMENT | 4701 | 2009-10-12 | 166.8
SUCTION CONTROLLER | SUCTION CONTROLLER - OLD STYLE | THERAPY EQUIPMENT | 4701 | 2009-10-12 | 166.8
PATIENT TEMPERATURE MANAGEMENT SYSTEM | HYPER HYPOTHERMIA BLANKET | CINCINNATI S | BLANKETROL III | 2009-10-20 | 10800 | 2024-09-03 | 2025-03-03
SCALES | SCALES - BABY | SECA | 376 | 2009-10-08 | 450 | 2023-12-11 | 2024-11-15
HEATED COT/RESUS.UNIT | HEATED COT/RESUS.UNIT | DRAEGER | BABYTHERM 8000 | 2010-02-26 | 10800 | 2023-09-01 | 2024-09-01
SCALES | SCALES - CHAIR | SECA | 959 | 2010-02-24 | 790.8 | 2022-02-09 | 2024-11-15
TREADMILL | TREADMILL | BENY SPORTS CO. UK LTD | LTX6 | 2010-02-11 | 4178.4 | 2024-07-30 | 2025-07-30
CENTRIFUGE | CENTRIFUGE | EPPENDORF | 5702R | 2009-11-18 | 1440 | 2024-07-30 | 2025-07-30
OXYGEN ANALYSER | PORTABLE OXYGEN MONITOR | TELEDYNE | MX300-1 | 2009-09-28 | 416.1
OXYGEN ANALYSER | PORTABLE OXYGEN MONITOR | TELEDYNE | MX300-1 | 2009-09-28 | 416.1
OXYGEN ANALYSER | PORTABLE OXYGEN MONITOR | TELEDYNE | MX300-1 | 2009-09-28 | 416.1
OXYGEN ANALYSER | PORTABLE OXYGEN MONITOR | TELEDYNE | MX300-1 | 2009-09-28 | 416.1
OXYGEN ANALYSER | PORTABLE OXYGEN MONITOR | TELEDYNE | MX300-1 | 2009-09-28 | 416.1
OXYGEN ANALYSER | PORTABLE OXYGEN MONITOR | TELEDYNE | MX300-1 | 2009-09-28 | 416.1
OXYGEN ANALYSER | PORTABLE OXYGEN MONITOR | TELEDYNE | MX300-1 | 2009-09-28 | 416.1
OXYGEN ANALYSER | PORTABLE OXYGEN MONITOR | TELEDYNE | MX300-1 | 2009-09-28 | 416.1
OXYGEN ANALYSER | PORTABLE OXYGEN MONITOR | TELEDYNE | MX300-1 | 2009-09-28 | 416.1
OXYGEN ANALYSER | PORTABLE OXYGEN MONITOR | TELEDYNE | MX300-1 | 2009-09-28 | 416.1
OXYGEN ANALYSER | PORTABLE OXYGEN MONITOR | TELEDYNE | MX300-1 | 2009-09-28 | 416.1
OXYGEN ANALYSER | PORTABLE OXYGEN MONITOR | TELEDYNE | MX300-1 | 2009-09-28 | 416.1
ECG/RESP MODULE | SPO2 MODULE NELLCOR OXIMAX | GE LIMITED | E-NSATX-00 | 2009-09-30 | 2400
ANAESTHETIC MACHINE | ANAESTHETIC MACHINE - AESTIVA INDUCTION COMPACT | DATEX-OHMEDA | AESTIVA INDUCTION | 2009-09-30 | 11352.432 | 2023-11-10 | 2024-11-11
ANAESTHETIC MACHINE | ANAESTHETIC MACHINE - AESTIVA INDUCTION COMPACT | DATEX-OHMEDA | AESTIVA INDUCTION | 2009-09-30 | 11352.432 | 2023-11-07 | 2024-11-12
ANAESTHETIC MACHINE | ANAESTHETIC MACHINE - AESTIVA INDUCTION COMPACT | DATEX-OHMEDA | AESTIVA INDUCTION | 2009-09-30 | 11352.432 | 2024-10-25 | 2025-11-15
OXIMETER | PULSE OXIMETER HAND HELD | NELLCOR | OXIMAX N-65 | 2009-09-09 | 720
OXIMETER | PULSE OXIMETER HAND HELD | NELLCOR | OXIMAX N-65 | 2009-09-09 | 720
SCALES | SCALES - CHAIR | SECA | 959 | 2009-08-21 | 790.8 | 2023-12-13 | 2024-11-15
ULTRASOUND SCANNER | ULTRASOUND SCANNER | FUJIFILM SONOSITE | S-NERVE | 2009-08-17 | 23869.2 | 2023-12-06 | 2024-12-06
PATIENT MONITOR | PATIENT MONITOR INTELLIVUE MP5 | PHILIPS LTD | M8105A | 2009-08-05 | 8254.86 | 2023-05-10 | 2026-05-10
PATIENT MONITOR | PATIENT MONITOR INTELLIVUE MP5 | PHILIPS LTD | M8105A | 2009-08-05 | 6267.744 | 2023-09-22 | 2026-09-22
PATIENT MONITOR | PATIENT MONITOR INTELLIVUE MP5 | PHILIPS LTD | M8105A | 2009-08-05 | 8254.86 | 2024-04-29 | 2025-08-15
PATIENT MONITOR | PATIENT MONITOR INTELLIVUE MP5 | PHILIPS LTD | M8105A | 2009-08-05 | 6267.744 | 2024-05-10 | 2025-08-15
PATIENT MONITOR | PATIENT MONITOR INTELLIVUE MP5 | PHILIPS LTD | M8105A | 2009-08-05 | 6267.744 | 2024-05-03 | 2027-05-03
PATIENT MONITOR | PATIENT MONITOR INTELLIVUE MP5 | PHILIPS LTD | M8105A | 2009-08-05 | 6267.744 | 2022-01-19 | 2024-08-14
OXIMETER | PULSE OXIMETER HAND HELD | NELLCOR | OXIMAX N-65 | 2009-07-09 | 720
OXIMETER | PULSE OXIMETER HAND HELD | NELLCOR | OXIMAX N-65 | 2009-07-09 | 720
OXIMETER | PULSE OXIMETER HAND HELD | NELLCOR | OXIMAX N-65 | 2009-07-09 | 720
OXIMETER | PULSE OXIMETER HAND HELD | NELLCOR | OXIMAX N-65 | 2009-07-29 | 720
EXHALE HYDROGEN MONITOR | HYDROGEN BREATH TESTER | GAST MANUF | GASTRO & GASTROLYZER | 2009-07-21 | 1500
DIETARY FEED PUMP | DIETARY FEED PUMP | ABBOTT LABS | PATROL | 2009-07-02 | 864
LIGHT SOURCE | LIGHT SOURCE | SUNOPTICS | TITAN 300HP | 2009-06-05 | 4800 | 2024-10-25 | 2025-10-25
MULTI-MEASUREMENT SERVER | MULTI-MEASUREMENT SERVER | PHILIPS LTD | M3001A | 2009-05-07 | 3372
NERVE STIMULATOR | PERIPHERAL NERVE STIMULATOR | LIFETECH MED | LIFE-TECH MSIVA | 2009-04-22 | 1200
NEBULIZER | NEBULIZER | MEDIX LTD | AC4000 | 2009-03-17 | 106.8
NEBULIZER | NEBULIZER | MEDIX LTD | AC4000 | 2009-03-17 | 106.8
NEBULIZER | NEBULIZER | MEDIX LTD | AC4000 | 2009-03-17 | 106.8
NEBULIZER | NEBULIZER | MEDIX LTD | AC4000 | 2009-03-17 | 106.8
NEBULIZER | NEBULIZER | MEDIX LTD | AC4000 | 2009-03-17 | 106.8
SPHYGMOMANOMETER | SPHYGMOMANOMETER - HANDHELD | WELCH ALLYN | DURASHOCK | 2009-03-03 | 36
MICROSCOPE OPERATING | MICROSCOPE OPERATING | MOLLER-WEDEL | HI-R 900 | 2009-03-09 | 60000 | 2021-06-21 | 2022-06-20
MULTI-MEASUREMENT SERVER | MULTI-MEASUREMENT SERVER | PHILIPS LTD | M3001A | 2009-03-02 | 3372
NEBULIZER | NEBULIZER | MEDIX LTD | AC4000 | 2009-03-09 | 106.8
NEBULIZER | NEBULIZER | MEDIX LTD | AC4000 | 2009-03-09 | 106.8
NEBULIZER | NEBULIZER | MEDIX LTD | AC4000 | 2009-03-09 | 106.8
NEBULIZER | NEBULIZER | MEDIX LTD | AC4000 | 2009-03-09 | 106.8
NEBULIZER | NEBULIZER | MEDIX LTD | AC4000 | 2009-03-09 | 106.8
NEBULIZER | NEBULIZER | MEDIX LTD | AC4000 | 2009-03-09 | 106.8
NEBULIZER | NEBULIZER | MEDIX LTD | AC4000 | 2009-03-09 | 106.8
NEBULIZER | NEBULIZER | MEDIX LTD | AC4000 | 2009-03-09 | 106.8
NEBULIZER | NEBULIZER | MEDIX LTD | AC4000 | 2009-03-09 | 106.8
OPERATING TABLE | OPERATING TABLE | MAQUET (UK) | 1131.12BO BETASTAR | 2009-03-02 | 24178.452 | 2024-09-27 | 2025-09-12
PAIN STIMULATOR | TENS MACHINE | CEFAR | PRIMO | 2009-01-28 | 132
PAIN STIMULATOR | TENS MACHINE | CEFAR | PRIMO | 2009-01-28 | 132
PAIN STIMULATOR | TENS MACHINE | CEFAR | PRIMO | 2009-01-28 | 132
PAIN STIMULATOR | TENS MACHINE | CEFAR | PRIMO | 2009-01-28 | 132
PAIN STIMULATOR | TENS MACHINE | CEFAR | PRIMO | 2009-01-28 | 132
TEMP MODULE | TEMP MODULE | PHILIPS LTD | M1029A | 2009-02-02 | 600
DIAGNOSTIC SYSTEM | DIAGNOSTIC SYSTEM | WELCH ALLYN | 767 DIAGNOSTIC SYSTEM | 2009-01-21 | 600
OXYGEN ANALYSER | PORTABLE OXYGEN MONITOR | TELEDYNE | MX300-1 | 2008-12-22 | 416.1
OXYGEN ANALYSER | PORTABLE OXYGEN MONITOR | TELEDYNE | MX300-1 | 2008-12-22 | 416.1
OXYGEN ANALYSER | PORTABLE OXYGEN MONITOR | TELEDYNE | MX300-1 | 2008-12-22 | 416.1
OXYGEN ANALYSER | PORTABLE OXYGEN MONITOR | TELEDYNE | MX300-1 | 2008-12-22 | 416.1
OXYGEN ANALYSER | PORTABLE OXYGEN MONITOR | TELEDYNE | MX300-1 | 2008-12-22 | 416.1
OXYGEN ANALYSER | PORTABLE OXYGEN MONITOR | TELEDYNE | MX300-1 | 2008-12-22 | 416.1
UNINTERRUPTIBLE POWER SUPPLY | UNINTERRUPTIBLE POWER SUPPLY | BELKIN | F6C625U220V | 2008-12-17 | 144 | 2024-10-25 | 2026-10-25
UNINTERRUPTIBLE POWER SUPPLY | UNINTERRUPTIBLE POWER SUPPLY | BELKIN | F6C625U220V | 2008-12-17 | 144 | 2024-10-25 | 2026-10-25
ELECTRIC COT | ELECTRIC COT | HNE | 31300E/LX | 2008-11-10 | 1410
PATIENT MONITOR | PATIENT MONITOR INTELLIVUE MP5 | PHILIPS LTD | M8105A | 2008-12-10 | 7410.6 | 2023-10-18 | 2026-10-18
PATIENT MONITOR | PATIENT MONITOR INTELLIVUE MP5 | PHILIPS LTD | M8105A | 2008-12-10 | 7410.6 | 2024-04-29 | 2025-08-15
PATIENT MONITOR | PATIENT MONITOR INTELLIVUE MP5 | PHILIPS LTD | M8105A | 2008-12-10 | 6267.744 | 2024-02-12 | 2027-02-12
PATIENT MONITOR | PATIENT MONITOR INTELLIVUE MP5 | PHILIPS LTD | M8105A | 2008-12-10 | 7410.6 | 2024-05-10 | 2025-08-15
PATIENT MONITOR | PATIENT MONITOR INTELLIVUE MP5 | PHILIPS LTD | M8105A | 2008-12-10 | 7410.6 | 2024-02-05 | 2025-08-15
NEBULIZER | NEBULIZER | PARI MEDICAL | EFLOW RAPID | 2008-10-14 | 510
NEBULIZER | NEBULIZER | PARI MEDICAL | EFLOW RAPID | 2008-10-14 | 510
NEBULIZER | NEBULIZER | MEDIX LTD | AC4000 | 2009-03-17 | 106.8
CHANGING TABLE | CHANGING TABLE | ASTER BANNERMAN | CT120/CT150 | 2008-09-04 | 9600
CHANGING TABLE | CHANGING TABLE | ASTER BANNERMAN | CT120/CT150 | 2008-09-04 | 9600 | 2023-02-03 08:45 | 2023-08-03
LIGHT SOURCE | LIGHT SOURCE - XENON 300 | KARL STORZ | 20133120 | 2008-09-25 | 3600 | 2024-03-21 | 2025-03-21
SUCTION UNIT | SUCTION - LAERDAL - BATTERY | LAERDAL | LSU-2 | 2008-09-17 | 816 | 2024-02-21 | 2027-02-21
HEIGHT GAUGE | HEIGHT MEASURING SCALE/GAUGE | HOLTAIN LTD | HARPENDEN STADIOMETER | 2008-09-01 | 1092
NEBULIZER | NEBULIZER | PARI MEDICAL | EFLOW RAPID | 2008-10-14 | 510
NEBULIZER | NEBULIZER | PARI MEDICAL | EFLOW RAPID | 2008-10-14 | 510
NEBULIZER | NEBULIZER | PARI MEDICAL | EFLOW RAPID | 2008-10-14 | 510
NEBULIZER | NEBULIZER | PARI MEDICAL | EFLOW RAPID | 2008-10-14 | 510
COAGULATION TIMER | COAGULATION TIMER- PLEASE CONFIRM MODEL | ROCHE LTD | COAGUCHECK S | 2008-09-17 | 974.316
AUDIO DOPPLER | AUDIO DOPPLER | HUNTLEIGH | D900 | 2008-09-17 | 336
NEBULIZER | NEBULIZER | MEDIX LTD | AC4000 | 2008-07-02 | 108
NEBULIZER | NEBULIZER | PARI MEDICAL | EFLOW RAPID | 2006-01-25 | 510
STEAM-STERILISER TRA | STEAM STERILISER | LINDAM | LD16 | 2008-07-10 | 48
STEAM-STERILISER TRA | STEAM STERILISER | LINDAM | LD16 | 2008-07-10 | 48
STEAM-STERILISER TRA | STEAM STERILISER | LINDAM | LD16 | 2008-07-10 | 48
NEBULIZER | NEBULIZER | PARI MEDICAL | EFLOW RAPID | 2008-05-09 | 510
NEBULIZER | NEBULIZER | PARI MEDICAL | EFLOW RAPID | 2008-05-09 | 510
NEBULIZER | NEBULIZER | PARI MEDICAL | EFLOW RAPID | 2008-05-09 | 510
NEBULIZER | NEBULIZER | PARI MEDICAL | EFLOW RAPID | 2008-05-09 | 510
NEBULIZER | NEBULIZER | PARI MEDICAL | EFLOW RAPID | 2008-05-09 | 510
NEBULIZER | NEBULIZER | PARI MEDICAL | EFLOW RAPID | 2008-05-09 | 510
NEBULIZER | NEBULIZER | PARI MEDICAL | EFLOW RAPID | 2008-05-09 | 510
NEBULIZER | NEBULIZER | PARI MEDICAL | EFLOW RAPID | 2008-05-09 | 510
EEG MACHINE |  | SLE | CPS20 | 2008-04-16 | 1200
INFLATION/PUMP UNIT | FOOT - PRESSURE PUMP | NOVAMEDIX | AV IMPULSE SYSTEM | 2008-04-28 | 150 | 2022-11-22 12:00 | 2023-11-22
DIAGNOSTIC SYSTEM | DIAGNOSTIC SYSTEM | WELCH ALLYN | 767 DIAGNOSTIC SYSTEM | 2008-05-08 | 600
ELECTRIC BED | ELECTRIC BED | LINET UK | ELEGANZA STANDARD(1) | 2008-03-31 | 2160 | 2023-06-06 | 2024-06-06
ELECTRIC BED | ELECTRIC BED | LINET UK | ELEGANZA STANDARD(1) | 2008-03-31 | 2160 | 2023-03-20 09:46 | 2024-03-20
EEG MACHINE | EEG MACHINE | MEDELEC | SYNERGY N2 | 2008-04-16 | 12000
COLPOSCOPE | COLPOSCOPE | DP MEDICAL | KAPS SOM52 | 2008-06-24 | 7800
NEBULIZER | NEBULIZER | PARI MEDICAL | EFLOW RAPID | 2008-04-10 | 510
NEBULIZER | NEBULIZER | PARI MEDICAL | EFLOW RAPID | 2008-04-10 | 510
CARDIAC MON CHARGER | CHARGER MP2 | PHILIPS LTD | M8023A | 2008-04-04 | 600
TRANSPORT MONITOR | PATIENT MONITOR INTELLIVUE MP2 | PHILIPS LTD | M8102A-MP2 | 2008-04-04 | 3000 | 2023-08-02 | 2026-08-02
CARDIAC MON CHARGER | CHARGER MP2 | PHILIPS LTD | M8023A | 2008-04-04 | 600 | 2022-06-09 | 2024-06-09
TRANSPORT MONITOR | PATIENT MONITOR INTELLIVUE MP2 | PHILIPS LTD | M8102A-MP2 | 2008-04-04 | 3000 | 2022-06-09 | 2025-09-14
UNINTERRUPTIBLE POWER SUPPLY | UNINTERRUPTIBLE POWER SUPPLY | BELKIN | F6C625U220V | 2008-08-12 | 144 | 2024-06-20 | 2024-10-25
SUCTION CONTROLLER | HIGH SUCTION CONTROLLER | THERAPY EQUIPMENT | DIAMOND RANGE HIGH | 2008-03-27 | 166.8
OVERHEAD HEATER | OVERHEAD HEATER | F & P | IW920AEK | 2008-03-20 | 3420 | 2023-06-27 | 2025-01-15
COUCH | DAY SURGERY TROLLEY | ANETIC AID | QA3 | 2008-03-17 | 3120 |  | 2026-01-14
COUCH | DAY SURGERY TROLLEY | ANETIC AID | QA3 | 2008-03-17 | 3120 | 2022-05-20 | 2025-05-20
SPIROMETER | PORTABLE MICRO SPIROMETER WITH PC DATA LINK | MICRO MEDICAL (NOW CAREFUSION) | MICROLOOP II | 2008-03-27 | 1200 | 2019-10-31 | 2024-06-14
SUCTION CONTROLLER | DOUBLE SUCTION HIGH/THORAIC | THERAPY EQUIPMENT | DOUBLE SUCTION | 2008-03-28 | 460.8
SUCTION CONTROLLER | DOUBLE SUCTION HIGH/THORAIC | THERAPY EQUIPMENT | DOUBLE SUCTION | 2008-03-28 | 460.8
AMBULATORY ARRHYTHMIA MONITOR | AMBULATORY ECG RECORDER | SPACELABS | LIFECARD CF | 2008-03-04 | 2400
VITAL SIGNS MONITOR | VITAL SIGNS MONITOR: NBP/SPO2/TEMP. | WELCH ALLYN | SPOT 420(NBP/SPO2) | 2007-12-20 | 2400 | 2023-01-30 15:08 | 2026-08-15
VITAL SIGNS MONITOR | VITAL SIGNS MONITOR: NBP/SPO2/TEMP. | WELCH ALLYN | SPOT 420(NBP/SPO2) | 2007-12-20 | 2400 | 2023-10-16 | 2026-10-16
VITAL SIGNS MONITOR | VITAL SIGNS MONITOR: NBP/SPO2/TEMP. | WELCH ALLYN | SPOT 420(NBP/SPO2) | 2007-12-20 | 2400 | 2023-05-24 | 2026-05-24
VITAL SIGNS MONITOR | VITAL SIGNS MONITOR: NBP/SPO2/TEMP. | WELCH ALLYN | SPOT 420(NBP/SPO2) | 2007-12-20 | 2400 | 2024-01-18 | 2027-01-18
VITAL SIGNS MONITOR | VITAL SIGNS MONITOR: NBP/SPO2/TEMP. | WELCH ALLYN | SPOT 420(NBP/SPO2) | 2007-12-20 | 2400 | 2022-08-17 | 2025-08-17
VITAL SIGNS MONITOR | VITAL SIGNS MONITOR: NBP/SPO2/TEMP. | WELCH ALLYN | SPOT 420(NBP/SPO2) | 2007-12-20 | 2400 | 2023-04-27 | 2026-04-27
VITAL SIGNS MONITOR | VITAL SIGNS MONITOR: NBP/SPO2/TEMP. | WELCH ALLYN | SPOT 420(NBP/SPO2) | 2007-12-20 | 2400 | 2022-08-12 | 2025-04-15
VITAL SIGNS MONITOR | VITAL SIGNS MONITOR: NBP/SPO2/TEMP. | WELCH ALLYN | SPOT 420(NBP/SPO2) | 2007-12-20 | 2400 | 2022-12-19 12:32 | 2028-04-15
VITAL SIGNS MONITOR | VITAL SIGNS MONITOR: NBP/SPO2/TEMP. | WELCH ALLYN | SPOT 420(NBP/SPO2) | 2007-12-20 | 2400 | 2022-08-12 | 2025-04-15
VITAL SIGNS MONITOR | VITAL SIGNS MONITOR: NBP/SPO2/TEMP. | WELCH ALLYN | SPOT 420(NBP/SPO2) | 2007-12-19 | 2400 | 2023-07-20 | 2026-07-20
TRANSFORMER | TRANSFORMER | WELCH ALLYN | 71116 | 2007-12-13 | 369.6
PAIN STIMULATOR | TENS MACHINE | CEFAR | PRIMO | 2008-03-26 | 84
PAIN STIMULATOR | TENS MACHINE | CEFAR | PRIMO | 2008-03-26 | 84
PAIN STIMULATOR | TENS MACHINE | CEFAR | PRIMO | 2008-03-26 | 84
PAIN STIMULATOR | TENS MACHINE | CEFAR | PRIMO | 2008-03-26 | 84
VENTILATOR | VENTILATOR EXPIRATORY CASSETTE - SERVO I | MAQUET | 6696947 | 2007-12-14 | 781.2
SCALES | SCALES - CHAIR | SECA | 959 | 2007-12-13 | 790.8 | 2023-12-11 | 2024-11-15
NEBULIZER | NEBULIZER | PARI MEDICAL | EFLOW RAPID | 2007-11-14 | 510
SYRINGE DRIVER | SYRINGE DRIVER | B.BRAUN | PERFUSOR SPACE | 2007-11-05 | 2640 | 2024-04-08 | 2026-04-08
SYRINGE DRIVER | SYRINGE DRIVER | B.BRAUN | PERFUSOR SPACE | 2007-11-05 | 2640 | 2024-06-05 | 2026-06-05
SYRINGE DRIVER | SYRINGE DRIVER | B.BRAUN | PERFUSOR SPACE | 2007-11-05 | 2640 | 2024-06-03 | 2026-03-02
SYRINGE DRIVER | SYRINGE DRIVER | B.BRAUN | PERFUSOR SPACE | 2007-11-05 | 2640 | 2024-06-19 | 2026-02-23
SYRINGE DRIVER | SYRINGE DRIVER | B.BRAUN | PERFUSOR SPACE | 2007-11-05 | 2640 | 2022-02-25 | 2025-01-15
NEBULIZER | NEBULIZER | PARI MEDICAL | EFLOW RAPID | 2007-11-01 | 510
VIDEO PRINTER | DIGITAL B/W PRINTER | SONY | UP-D897 | 2008-03-28 | 1200
PATIENT TEMPERATURE MANAGEMENT SYSTEM | HYPER-HYPOTHERMIA BLANKET | CINCINNATI S | BLANKETROL-II | 2007-11-15 | 10800 | 2024-07-30 | 2025-01-30
SUCTION CONTROLLER | DOUBLE SUCTION HIGH/THORAIC | THERAPY EQUIPMENT | DOUBLE SUCTION | 2007-10-12 | 460.8
SCALES | SCALES - STAND ON | SECA | 861 | 2007-10-12 | 240 | 2024-05-29 | 2024-11-15
SCALES | SCALES - STAND ON | SECA | 861 | 2007-10-12 | 240 | 2023-12-15 | 2024-11-15
SITTING HEIGHT GAUGE | SECA 225 STADIOMETER | SECA | 225 | 2007-10-12 | 240
SITTING HEIGHT GAUGE | SECA 225 STADIOMETER | SECA | 225 | 2007-10-12 | 240
EMBLETTA SLEEP SYSTEM | SMART SLEEP SYSTEM (EMBLETTA) | MEDCARE | 100445 | 2007-10-04 | 1800
PATIENT MONITOR | PATIENT MONITOR INTELLIVUE MP5 | PHILIPS LTD | M8105A | 2008-03-19 | 7106.4 | 2019-09-04 | 2025-04-15
HAEMOGLOBINOMETER | HEMOCUE | HEMOCUE | HB201+ | 2008-02-27 | 600
AGITATOR | FLATBED AGITATION SYSTEM | HELMER LABS | PFS15 | 2008-02-26 | 2040
INCUBATOR | INCUBATOR | LABCOLD | KBC 100CS | 2008-02-25 | 6000
DIAGNOSTIC SYSTEM | DIAGNOSTIC SYSTEM | WELCH ALLYN | 767 DIAGNOSTIC SYSTEM | 2008-02-25 | 600
LABEL PRINTER | BARCODE LABEL PRINTER | SEIKO INSTRU | SLP-440 | 2008-02-19 | 96
NEBULIZER | NEBULIZER | PARI MEDICAL | EFLOW RAPID | 2008-01-10 | 510
NEBULIZER | NEBULIZER | PARI MEDICAL | EFLOW RAPID | 2008-01-10 | 510
NEBULIZER | NEBULIZER | PARI MEDICAL | EFLOW RAPID | 2007-12-21 | 510
OXIMETER | PULSE OXIMETER CEREBRAL | SOMANETICS | INVOS | 2007-10-18 | 12000 | 2020-01-23 | 2025-01-15
SCALES | SCALES - HOIST | GULDMANN | SR801 | 2007-09-26 | 600 | 2021-03-15 | 2024-11-15
PATIENT HOIST | PATIENT HOIST - OVERHEAD | GULDMANN | GH2 | 2007-09-26 | 6600 | 2023-07-18 | 2024-07-18
PRINTER | PRINTER - LASER MONO | OKI | N22106B | 2007-09-21 | 1440
SCALES | SCALES - STAND ON | SECA | 888 | 2007-06-25 | 310.8 | 2021-03-15 | 2024-11-15
NEBULIZER | NEBULIZER | PARI MEDICAL | EFLOW RAPID | 2007-08-21 | 510
OXIMETER | HAND HELD OXIMETER | MASIMO UK | RAD-5V | 2007-09-10 | 1800
COAGULATION TIMER | COAGULATION TIMER | HELENA LABORATORIES | ACTALYKE MINI II | 2007-08-09 | 1862.4 | 2023-09-19 | 2024-09-19
PATIENT MONITOR | PATIENT MONITOR INTELLIVUE MP5 | PHILIPS LTD | M8105A | 2008-01-28 | 6374.196 | 2022-10-24 | 2025-10-15
SUCTION CONTROLLER | SUCTION CONTROLLER - OLD STYLE | THERAPY EQUIPMENT | 4701 | 1995-01-01 | 166.8
SUCTION UNIT | MOBILE THEATRE SUCTION | THERAPY EQUIPMENT | 4760 | 2007-08-06 | 438
SUCTION UNIT | MOBILE THEATRE SUCTION | THERAPY EQUIPMENT | 4760 | 2007-08-06 | 438
SUCTION UNIT | MOBILE THEATRE SUCTION | THERAPY EQUIPMENT | 4760 | 2007-08-06 | 438
OXIMETER | HAND HELD PULSE OXIMETER | NELLCOR | NPB40 | 2003-01-01 | 1560
EEG MACHINE | EEG MACHINE - VIDEO | NATUS LTD | EMU40 | 2009-06-09 | 42000 | 2024-07-23 | 2025-07-23
COMPUTER - DESKTOP | PERSONAL COMPUTER - TITAN SURGICAL DOCUMENTATION SYSTEM | SUNOPTICS | TITAN SDS | 2009-06-25 | 12000
MULTI-MEASUREMENT SERVER | MULTI-MEASUREMENT SERVER | PHILIPS LTD | M3001A | 2007-08-20 | 3372
BP MODULE | BP MODULE | PHILIPS LTD | M1006B | 2007-06-18 | 606
NEBULIZER | NEBULIZER | PARI MEDICAL | EFLOW RAPID | 2007-06-14 | 510
HUMAN PATIENT SIMULATOR | LARGE BODY LAPAROSCOPIC TRAINER | 3D | TRLCDO5 | 2007-06-08 | 1200
BLOOD PUMP | BLOOD PUMP | LEVITRONIX | CENTRIMAG | 2007-06-06 | 26061 | 2021-11-05 | 2024-09-15
BLOOD PUMP | BLOOD PUMP | LEVITRONIX | CENTRIMAG | 2007-06-06 | 26061 | 2021-11-05 | 2024-09-15
AMBULATORY ARRHYTHMIA MONITOR | AMBULATORY ECG RECORDER | SPACELABS | LIFECARD CF | 2007-05-11 | 2197.2
HEART LUNG PUMP | ROLLER PUMP | STOCKERT | 10-65-00 | 2007-09-24 | 4800
HEART LUNG PUMP | ROLLER PUMP | STOCKERT | 10-65-00 | 2007-09-24 | 4800
COAGULATION TIMER | COAGULATION TIMER | HELENA LABORATORIES | ACTALYKE MINI | 2009-02-19 | 600 | 2024-07-24 | 2025-07-24
COAGULATION TIMER | COAGULATION TIMER | HELENA LABORATORIES | ACTALYKE MINI | 2007-09-26 | 600 | 2024-07-16 | 2025-07-16
HEART LUNG PUMP | DISCHARGE ADAPTOR | STOCKERT | 28-92-90 | 2007-09-27 | 360
PATIENT MONITOR | PATIENT MONITOR INTELLIVUE MP30 | PHILIPS LTD | M8002A | 2007-04-26 | 8076.9 | 2024-03-06 | 2027-03-06
PATIENT MONITOR | PATIENT MONITOR INTELLIVUE MP30 | PHILIPS LTD | M8002A | 2007-04-26 | 8076.9 | 2024-01-27 | 2027-01-27
NEBULIZER | NEBULIZER | PARI MEDICAL | EFLOW RAPID | 2007-04-02 | 510
ENDO SCRUB PUMP | ENDO SCRUB PUMP | MEDTRONIC | ENDO-SCRUB 2 | 2007-04-02 | 2400
SUCTION CONTROLLER | SUCTION CONTROLLER - OLD STYLE | THERAPY EQUIPMENT | 4701 | 1995-01-01 | 166.8
SUCTION CONTROLLER | SUCTION CONTROLLER - OLD STYLE | THERAPY EQUIPMENT | 4701 | 1995-01-01 | 166.8
SUCTION CONTROLLER | SUCTION CONTROLLER - OLD STYLE | THERAPY EQUIPMENT | 4701 | 1995-01-01 | 166.8
ELECTRIC COT | ELECTRIC COT | HNE | 31300E/LX | 2007-04-30 | 1410
ELECTRIC COT | ELECTRIC COT | HNE | 31300E/LX | 2007-04-30 | 1410
ELECTRIC COT | ELECTRIC COT | HNE | 31300E/LX | 2007-04-30 | 1410
OXIMETER | PULSE OXIMETER | NELLCOR | N-550 | 2007-04-03 | 1920 | 2022-06-10 | 2025-07-18
NEBULIZER | NEBULIZER | PARI MEDICAL | PARI BOY N085 | 2007-04-03 | 138
NEBULIZER | NEBULIZER | CLEM CLARKE | ACTINEB | 2007-04-03 | 90
EXAMINATION LAMP | EXAMINATION LAMP - HALOGEN | LUXO UK LTD | LHH | 2007-04-02 | 360
SUCTION UNIT | SUCTION - LAERDAL - BATTERY | LAERDAL | LSU-2 | 2007-04-30 | 816 | 2022-10-17 | 2025-10-17
SUCTION UNIT | SUCTION - LAERDAL - BATTERY | LAERDAL | LSU-2 | 2007-04-30 | 816 | 2022-10-14 | 2025-10-14
PATIENT HOIST | PATIENT HOIST - OVERHEAD | GULDMANN | GH2 | 2007-04-02 | 6600 | 2023-07-18 | 2024-01-18
PATIENT MONITOR | PATIENT MONITOR INTELLIVUE MP30 | PHILIPS LTD | M8002A | 2007-03-30 | 8076.9 | 2024-01-27 | 2027-01-27
AMBULATORY ARRHYTHMIA MONITOR | AMBULATORY ECG RECORDER | SPACELABS | LIFECARD CF | 2007-03-27 | 2197.2
AMBULATORY ARRHYTHMIA MONITOR | AMBULATORY ECG RECORDER | SPACELABS | LIFECARD CF | 2007-03-27 | 2197.2
SUCTION CONTROLLER | SUCTION CONTROLLER - OLD STYLE | THERAPY EQUIPMENT | 4701 | 2007-03-30 | 166.8
SUCTION CONTROLLER | SUCTION CONTROLLER - OLD STYLE | THERAPY EQUIPMENT | 4701 | 2007-03-30 | 166.8
SUCTION CONTROLLER | SUCTION CONTROLLER - OLD STYLE | THERAPY EQUIPMENT | 4701 | 2007-03-30 | 166.8
SUCTION CONTROLLER | SUCTION CONTROLLER - OLD STYLE | THERAPY EQUIPMENT | 4701 | 2007-03-30 | 166.8
SUCTION CONTROLLER | SUCTION CONTROLLER - OLD STYLE | THERAPY EQUIPMENT | 4701 | 2007-03-30 | 166.8
SUCTION CONTROLLER | SUCTION CONTROLLER - OLD STYLE | THERAPY EQUIPMENT | 4701 | 2007-03-30 | 166.8
SUCTION CONTROLLER | SUCTION CONTROLLER - OLD STYLE | THERAPY EQUIPMENT | 4701 | 2007-03-30 | 166.8
SUCTION CONTROLLER | SUCTION CONTROLLER - OLD STYLE | THERAPY EQUIPMENT | 4701 | 2007-03-30 | 166.8
HUMIDIFIER | HUMIDIFIER | F & P | MR410 | 2007-03-30 | 720 | 2023-10-12 | 2024-10-15
ELECTRIC COT | ELECTRIC COT | HNE | 31300E/LX | 2007-04-30 | 1410
HUMIDIFIER | HUMIDIFIER | F & P | MR410 | 2007-03-30 | 720 | 2024-06-04 | 2025-06-01
SUCTION UNIT | SUCTION - LAERDAL - BATTERY | LAERDAL | LSU-2 | 2007-05-01 | 816 | 2021-10-12 | 2024-10-14
CHARGER | OPHTHALMOSCOPE CHARGER | KEELER | 1952-P-1048 | 2007-05-01 | 240
CHARGER | OPHTHALMOSCOPE CHARGER | KEELER | 1952-P-1048 | 2007-05-01 | 240
CHARGER | OPHTHALMOSCOPE CHARGER | KEELER | 1952-P-1048 | 2007-05-01 | 240
CHARGER UNIT | CHARGER UNIT | KEELER | 1942-P-2039 | 2007-05-01 | 120
DIAGNOSTIC SYSTEM | DIAGNOSTIC SYSTEM | WELCH ALLYN | 767 DIAGNOSTIC SYSTEM | 2007-04-27 | 600
SUCTION UNIT | SUCTION - LAERDAL - BATTERY | LAERDAL | LSU-2 | 2007-04-30 | 816 | 2022-10-14 | 2025-10-14
COMPUTER - DESKTOP | IPAQ PIII 500 MHZ | COMPAQ | IPAQ PIII 500 | 2007-03-23 | 852
PAIN STIMULATOR | TENS MACHINE | CEFAR | PRIMO | 2007-03-22 | 84
PAIN STIMULATOR | TENS MACHINE | CEFAR | PRIMO | 2007-03-22 | 84
PAIN STIMULATOR | TENS MACHINE | CEFAR | PRIMO | 2007-03-22 | 84
PAIN STIMULATOR | TENS MACHINE | CEFAR | PRIMO | 2007-03-22 | 84
PAIN STIMULATOR | TENS MACHINE | CEFAR | PRIMO | 2007-03-22 | 84
PAIN STIMULATOR | TENS MACHINE | CEFAR | PRIMO | 2007-03-22 | 84
PAIN STIMULATOR | TENS MACHINE | CEFAR | PRIMO | 2007-03-22 | 84
NEBULIZER | NEBULIZER | PARI MEDICAL | EFLOW RAPID | 2007-03-21 | 510
VITAL SIGNS MONITOR | VITAL SIGNS MONITOR: NBP | OMRON | M6 (HEM-7001-E) | 2007-03-21 | 216
HEART LUNG PUMP | ROLLER PUMP | STOCKERT | 10-60-00 | 2007-09-24 | 4800
PATIENT HOIST | PATIENT HOIST - OVERHEAD | GULDMANN | GH2 | 2007-01-25 | 6600 | 2023-09-04 | 2024-09-04
NEBULIZER | NEBULIZER | PARI MEDICAL | EFLOW RAPID | 2006-12-08 | 510
NEBULIZER | NEBULIZER | PARI MEDICAL | EFLOW RAPID | 2006-12-08 | 510
NEBULIZER | NEBULIZER | PARI MEDICAL | EFLOW RAPID | 2006-12-08 | 510
NEBULIZER | NEBULIZER | PARI MEDICAL | EFLOW RAPID | 2006-12-08 | 510
NEBULIZER | NEBULIZER | PARI MEDICAL | EFLOW RAPID | 2006-12-08 | 510
AMBULATORY ARRHYTHMIA MONITOR | AMBULATORY ECG RECORDER | SPACELABS | LIFECARD CF | 2007-03-27 | 2197.2
DIAGNOSTIC SYSTEM | DIAGNOSTIC SYSTEM | WELCH ALLYN | 767 DIAGNOSTIC SYSTEM | 2007-02-26 | 600
THERMAL PRINTER | I-STAT PRINTER | MARTEL | MCP9819-065 | 2007-02-21 | 439.2
NEBULIZER | NEBULIZER | PARI MEDICAL | EFLOW RAPID | 2007-02-16 | 510
NEBULIZER | NEBULIZER | PARI MEDICAL | EFLOW RAPID | 2007-01-03 | 510
NEBULIZER | NEBULIZER | PARI MEDICAL | EFLOW RAPID | 2007-01-03 | 510
SCALES | SCALES - BABY | SECA | 376 | 2006-12-18 | 450 | 2023-12-11 | 2024-11-15
NEBULIZER | NEBULIZER | PARI MEDICAL | EFLOW RAPID | 2006-12-19 | 510
CHARGER | EPIDURAL PUMP CHARGER | CME MEDICAL | BODYGUARD 545 CHARGER | 2006-11-23 | 695.4
INFUSION PUMP | EPIDURAL PUMP | CME MEDICAL | BODYGUARD 545 | 2006-11-22 | 1200 | 2020-08-26 | 2023-10-04
CHARGER | EPIDURAL PUMP CHARGER | CME MEDICAL | BODYGUARD 545 CHARGER | 2006-11-23 | 695.4
INFUSION PUMP | EPIDURAL PUMP | CME MEDICAL | BODYGUARD 545 | 2006-11-22 | 1200 | 2020-09-02 | 2024-09-15
VITAL SIGNS MONITOR | VITAL SIGNS MONITOR: NBP. | PHILIPS LTD | VM4 | 2007-04-26 | 3600 | 2022-02-15 | 2024-12-15
VITAL SIGNS MONITOR | VITAL SIGNS MONITOR: NBP. | PHILIPS LTD | VM4 | 2007-04-26 | 3600 | 2022-11-17 08:02 | 2025-11-16
PAIN STIMULATOR | TENS MACHINE | CEFAR | PRIMO | 2007-04-26 | 132
NEBULIZER | NEBULIZER | PARI MEDICAL | JUNIOR BOY (GREEN) | 2006-10-27 | 174.84
NEBULIZER | NEBULIZER | PARI MEDICAL | EFLOW RAPID | 2006-10-20 | 510
NEBULIZER | NEBULIZER | PARI MEDICAL | JUNIOR BOY (GREEN) | 2006-10-06 | 174.84
NEBULIZER | NEBULIZER | PARI MEDICAL | TURBO BOY (BLK/GREY) | 2006-10-06 | 160.74
NEBULIZER | NEBULIZER | PARI MEDICAL | TURBO BOY (BLK/GREY) | 2006-10-06 | 160.74
NEBULIZER | NEBULIZER | PARI MEDICAL | TURBO BOY (BLK/GREY) | 2006-10-06 | 160.74
NEBULIZER | NEBULIZER | PARI MEDICAL | JUNIOR BOY (GREEN) | 2006-10-06 | 174.84
NEBULIZER | NEBULIZER | PARI MEDICAL | JUNIOR BOY (GREEN) | 2006-10-06 | 174.84
NEBULIZER | NEBULIZER | PARI MEDICAL | JUNIOR BOY (GREEN) | 2006-10-06 | 174.84
NEBULIZER | NEBULIZER | PARI MEDICAL | EFLOW RAPID | 2006-10-06 | 510
DIAGNOSTIC SYSTEM | DIAGNOSTIC SYSTEM | WELCH ALLYN | 767 DIAGNOSTIC SYSTEM | 2006-11-03 | 600
VIDEO PROCESSOR | VIDEO PROCESSOR | FUJINON | VP4400 | 2006-09-29 | 21150 | 2024-03-21 | 2025-03-21
LIGHT SOURCE | LIGHT SOURCE - XENON 300 | FUJINON | XL-4400 | 2006-09-29 | 1560 | 2024-03-21 | 2025-03-21
NEBULIZER | NEBULIZER | PARI MEDICAL | EFLOW RAPID | 2006-10-06 | 510
NEBULIZER | NEBULIZER | PARI MEDICAL | EFLOW RAPID | 2006-10-06 | 510
NEBULIZER | NEBULIZER | PARI MEDICAL | EFLOW RAPID | 2006-10-06 | 510
NEBULIZER | NEBULIZER | PARI MEDICAL | EFLOW RAPID | 2006-10-06 | 510
NEBULIZER | NEBULIZER | PARI MEDICAL | EFLOW RAPID | 2006-10-06 | 510
NEBULIZER | NEBULIZER | PARI MEDICAL | EFLOW RAPID | 2006-09-25 | 510
SUCTION UNIT | SUCTION - LAERDAL - BATTERY | LAERDAL | LSU-2 | 2006-09-11 | 816 | 2023-03-30 13:19 | 2026-04-15
BP MODULE | MERLIN PRESSURE MODULE | PHILIPS LTD | M1006A | 2006-08-23 | 1200
AMBULATORY ARRHYTHMIA MONITOR | AMBULATORY ECG RECORDER | SPACELABS | LIFECARD CF | 2006-08-17 | 2197.2
AMBULATORY ARRHYTHMIA MONITOR | AMBULATORY ECG RECORDER | SPACELABS | LIFECARD CF | 2006-08-17 | 2197.2
FIBRE OPTIC SOURCE | FIBRE OPTIC SOURCE | LUXTEC | 9300XDP | 2006-08-17 | 7200 | 2024-07-23 | 2025-07-23
NEBULIZER | NEBULIZER | PARI MEDICAL | EFLOW RAPID | 2006-08-14 | 510
NEBULIZER | NEBULIZER | PARI MEDICAL | EFLOW RAPID | 2006-08-14 | 510
NEBULIZER | NEBULIZER | PARI MEDICAL | EFLOW RAPID | 2006-08-14 | 510
NEBULIZER | NEBULIZER | PARI MEDICAL | EFLOW RAPID | 2006-08-14 | 510
COUCH | COUCH 3-SECTION ELECTRIC | PLINTH 2000 | 503E | 2001-04-20 | 960 | 2022-01-26 | 2025-01-26
NEBULIZER | NEBULIZER | PARI MEDICAL | EFLOW RAPID | 2006-07-10 | 510
NEBULIZER | NEBULIZER | PARI MEDICAL | EFLOW RAPID | 2006-07-10 | 510
NEBULIZER | NEBULIZER | PARI MEDICAL | EFLOW RAPID | 2006-07-10 | 510
NEBULIZER | NEBULIZER | PARI MEDICAL | EFLOW RAPID | 2006-07-10 | 510
NEBULIZER | NEBULIZER | PARI MEDICAL | EFLOW RAPID | 2006-07-10 | 510
NEBULIZER | NEBULIZER | PARI MEDICAL | EFLOW RAPID | 2006-06-28 | 510
NEBULIZER | NEBULIZER | PARI MEDICAL | EFLOW RAPID | 2006-06-28 | 510
NEBULIZER | NEBULIZER | PARI MEDICAL | EFLOW RAPID | 2006-06-28 | 510
NEBULIZER | NEBULIZER | PARI MEDICAL | EFLOW RAPID | 2006-08-14 | 510
NEBULIZER | NEBULIZER | PARI MEDICAL | EFLOW RAPID | 2006-08-14 | 510
COUCH | COUCH 3-SECTION ELECTRIC | PLINTH 2000 | 503E | 2006-10-20 | 960 | 2022-01-25 | 2024-12-15
SCALES | SCALES - CHAIR | SECA | 959 | 2006-12-12 | 790.8 | 2024-08-12 | 2024-11-15
PULSE GENERATOR | PULSE GENERATOR | PACESETTER | 3076 | 2006-07-07 | 600
NEBULIZER | NEBULIZER | PARI MEDICAL | EFLOW RAPID | 2006-06-07 | 510
NEBULIZER | NEBULIZER | PARI MEDICAL | EFLOW RAPID | 2006-06-07 | 510
AMBULATORY ARRHYTHMIA MONITOR | AMBULATORY ECG RECORDER | SPACELABS | LIFECARD CF | 2006-08-02 | 2197.2
OXIMETER | PULSE OXIMETER HAND HELD | NELLCOR | OXIMAX N-65 | 2006-06-07 | 720
DIAGNOSTIC SYSTEM | DIAGNOSTIC SYSTEM | WELCH ALLYN | 767 DIAGNOSTIC SYSTEM | 2006-05-09 | 600
NEBULIZER | NEBULIZER | PARI MEDICAL | TURBO BOY (BLK/GREY) | 2006-10-06 | 160.74
COMPUTER - LAPTOP/NOTEBOOK | SYSTEM 98 PORTABLE - EEG | COMPAQ | ARMADA 7400 | 2006-11-06 | 14400
NEBULIZER | NEBULIZER | PARI MEDICAL | EFLOW RAPID | 2006-07-31 | 510
NEBULIZER | NEBULIZER | PARI MEDICAL | EFLOW RAPID | 2006-07-31 | 510
NEBULIZER | NEBULIZER | PARI MEDICAL | EFLOW RAPID | 2006-07-31 | 510
SUCTION CONTROLLER | SUCTION CONTROLLER - OLD STYLE | THERAPY EQUIPMENT | 4701 | 2006-12-05 | 166.8
SUCTION CONTROLLER | SUCTION CONTROLLER - OLD STYLE | THERAPY EQUIPMENT | 4701 | 2006-12-05 | 166.8
SUCTION CONTROLLER | SUCTION CONTROLLER - OLD STYLE | THERAPY EQUIPMENT | 4701 | 2006-11-08 | 166.8
SUCTION CONTROLLER | SUCTION CONTROLLER - OLD STYLE | THERAPY EQUIPMENT | 4701 | 2006-11-08 | 166.8
SCALES | SCALES - WHEELCHAIR | SECA | 665 | 2006-05-09 | 1320 | 2023-12-15 | 2024-11-15
SUCTION CONTROLLER | SUCTION CONTROLLER - OLD STYLE | THERAPY EQUIPMENT | 4701 | 2006-05-03 | 166.8
PACEMAKER PROGRAMMER | PACEMAKER PROGRAMMER | SORIN BIOMED | ORCHESTRA | 2006-05-19 | 2400 |  | 2024-12-15
PACEMAKER PROGRAMMER | PACEMAKER PROGRAMMER | ST JUDE MEDICAL | 3510 | 2006-05-19 | 1200 |  | 2024-12-14
BP MODULE | BP MODULE | PHILIPS LTD | M1006B | 2006-03-14 | 606
SUCTION CONTROLLER | SUCTION CONTROLLER - OLD STYLE | THERAPY EQUIPMENT | 4701 | 2006-02-13 | 166.8
NEBULIZER | NEBULIZER | PARI MEDICAL | EFLOW RAPID | 2006-01-25 | 510
OXIMETER CHARGER | PULSE OXIMETER CHARGER | DATEX-OHMEDA | 15 | 2006-05-25 | 194.58
VITAL SIGNS MONITOR | VITAL SIGNS MONITOR: NBP/SPO2/TEMP. | WELCH ALLYN | LIFESIGN(NBP/SPO2/T) | 2001-03-12 | 2400 | 2021-10-27 | 2024-10-14
DIAGNOSTIC SYSTEM | DIAGNOSTIC SYSTEM | WELCH ALLYN | 767 DIAGNOSTIC SYSTEM | 2006-04-19 | 546
VITAL SIGNS MONITOR | VITAL SIGNS MONITOR: NBP/SPO2/TEMP. | WELCH ALLYN | SPOT 420(NBP/SPO2) | 2006-04-19 | 3372 | 2023-04-26 | 2026-04-26
OXIMETER CHARGER | PULSE OXIMETER CHARGER | DATEX-OHMEDA | 15 | 2006-08-03 | 194.58
BP MODULE | BP MODULE | PHILIPS LTD | M1006B | 2006-01-11 | 606
BP MODULE | BP MODULE | PHILIPS LTD | M1006B | 2006-01-11 | 606
MODULE HOLDER | MODULE HOLDER | PHILIPS LTD | M8048A | 2005-12-15 | 1200
PATIENT MONITOR | PATIENT MONITOR INTELLIVUE MP30 | PHILIPS LTD | M8002A | 2005-12-15 | 8076.9 | 2023-07-11 | 2026-07-11
PATIENT MONITOR | PATIENT MONITOR INTELLIVUE MP20 | PHILIPS LTD | M8001A | 2005-12-05 | 10261.2 | 2023-06-29 | 2026-06-29
NEBULIZER | NEBULIZER | PARI MEDICAL | JUNIOR BOY (GREEN) | 2005-11-09 | 174.84
NEBULIZER | NEBULIZER | PARI MEDICAL | JUNIOR BOY (GREEN) | 2005-11-09 | 174.84
NEBULIZER | NEBULIZER | PARI MEDICAL | JUNIOR BOY (GREEN) | 2005-11-09 | 174.84
NEBULIZER | NEBULIZER | PARI MEDICAL | JUNIOR BOY (GREEN) | 2005-11-09 | 174.84
NEBULIZER | NEBULIZER | PARI MEDICAL | TURBO BOY (BLK/GREY) | 2005-11-08 | 160.74
NEBULIZER | NEBULIZER | PARI MEDICAL | TURBO BOY (BLK/GREY) | 2005-11-08 | 160.74
NEBULIZER | NEBULIZER | PARI MEDICAL | TURBO BOY (BLK/GREY) | 2005-11-08 | 160.74
PATIENT MONITOR | PATIENT MONITOR INTELLIVUE MP30 | PHILIPS LTD | M8002A | 2005-10-14 | 10734.336 | 2023-04-27 | 2026-04-27
PATIENT MONITOR | PATIENT MONITOR INTELLIVUE MP30 | PHILIPS LTD | M8002A | 2005-10-19 | 17047.884 | 2024-01-04 | 2027-01-04
MULTI-MEASUREMENT SERVER | MULTI-MEASUREMENT SERVER | PHILIPS LTD | M3001A | 2005-10-19 | 3372
NEBULIZER | NEBULIZER | PARI MEDICAL | EFLOW RAPID | 2005-07-20 | 510
TEMP MODULE | TEMP MODULE | PHILIPS LTD | M1029A | 2005-06-20 | 600
MULTI-MEASUREMENT SERVER | MULTI-MEASUREMENT SERVER | PHILIPS LTD | M3001A | 2005-10-11 | 3372
TEMP MODULE | TEMP MODULE | PHILIPS LTD | M1029A | 2005-10-05 | 600
SUCTION UNIT | MOBILE THEATRE SUCTION | THERAPY EQUIPMENT | 4760 | 2005-05-24 | 418.8
CARDIAC OUTPUT COMP | NON-INVASIVE CARDIAC OUTPUT | DELTEX | CARDIO Q | 2005-08-31 | 7050 | 2023-06-27 | 2024-06-27
SCALES | SCALES - BABY | SECA | 336 | 2005-08-26 | 390 | 2022-11-22 17:24 | 2024-11-15
SUCTION CONTROLLER | SUCTION CONTROLLER - OLD STYLE | THERAPY EQUIPMENT | 4701 | 2006-03-22 | 166.8
SUCTION CONTROLLER | SUCTION CONTROLLER - OLD STYLE | THERAPY EQUIPMENT | 4701 | 2006-06-19 | 166.8
SUCTION UNIT | SUCTION - LAERDAL - BATTERY | LAERDAL | LSU-2 | 2005-07-22 | 816 | 2023-09-07 | 2026-09-07
OXIMETER | HAND HELD PULSE OXIMETER | NELLCOR | NPB40 | 2005-06-28 | 1560
CAMERA HEAD | CAMERA HEAD | KARL STORZ | S3 HEAD/22220030 | 2005-11-30 | 16194
CAMERA CONTROL UNIT | CAMERA CONTROLLER | KARL STORZ | IMAGE 1/22200020 | 2005-11-30 | 9000 | 2024-03-21 | 2025-03-21
ENDOSCOPY STACKING TROLLEY | THEATRE STACK SYSTEM TROLLEY | KARL STORZ | STACK SYSTEM TROLLEY | 2005-11-30 | 2400 | 2024-03-21 | 2025-03-21
NEBULIZER | NEBULIZER | PAUL RITZAU | PARI SINUS | 2005-08-25 | 300
BP MODULE | BP MODULE | PHILIPS LTD | M1006B | 2005-06-16 | 606
SCALES | SCALES - STAND ON | SECA | 861 | 2004-01-01 | 430.8 | 2023-12-13 | 2024-11-15
VITAL SIGNS MONITOR | VITAL SIGNS MONITOR: NBP/SPO2. | GE LIMITED | PRO300V2 | 2004-12-30 | 2880 | 2022-11-02 14:24 | 2025-10-15
VITAL SIGNS MONITOR | VITAL SIGNS MONITOR: NBP/SPO2/TEMP. | CRITIKON | PROCARE 400 | 2005-12-01 | 2880 | 2022-11-10 12:37 | 2026-10-15
PATIENT MONITOR | PATIENT MONITOR INTELLIVUE MP30 | PHILIPS LTD | M8002A | 2004-11-01 | 8076.9 | 2019-09-04 | 2025-04-15
PATIENT MONITOR | PATIENT MONITOR INTELLIVUE MP30 | PHILIPS LTD | M8002A | 2004-11-01 | 8076.9 | 2024-01-29 | 2027-01-29
PATIENT MONITOR | PATIENT MONITOR INTELLIVUE MP30 | PHILIPS LTD | M8002A | 2004-11-01 | 8076.9 | 2019-07-29 | 2025-04-15
PATIENT MONITOR | PATIENT MONITOR INTELLIVUE MP30 | PHILIPS LTD | M8002A | 2004-11-01 | 8076.9 | 2024-03-08 | 2027-03-08
PATIENT MONITOR | PATIENT MONITOR INTELLIVUE MP30 | PHILIPS LTD | M8002A | 2004-11-01 | 8076.9 | 2019-09-04 | 2025-04-15
MULTI-MEASUREMENT SERVER | MULTI-MEASUREMENT SERVER | PHILIPS LTD | M3001A | 2004-11-01 | 3372
PATIENT HOIST | PATIENT HOIST - OVERHEAD | GULDMANN | GH2 | 2005-04-26 | 6600 | 2023-07-18 | 2024-01-18
SUCTION CONTROLLER | TWIN SUCTION (HIGH LOW) | THERAPY EQUIPMENT | 4770 | 2005-05-03 | 396
SUCTION CONTROLLER | TWIN SUCTION (HIGH LOW) | THERAPY EQUIPMENT | 4770 | 2005-05-03 | 396
SUCTION CONTROLLER | TWIN SUCTION (HIGH LOW) | THERAPY EQUIPMENT | 4770 | 2005-05-03 | 396
NEBULIZER | NEBULIZER | PARI MEDICAL | PARI UNI-LIGHT | 2005-06-23 | 480
C.P.M. MACHINE | LEG EXERCISER | KINETEC | PERFORMA 2 | 2005-09-07 | 4244.4 | 2023-10-12 | 2024-10-12
SCALES | SCALES - CHAIR | SECA | 959 | 2005-01-18 | 1200 | 2022-02-09 | 2024-11-15
PAIN STIMULATOR | TENS MACHINE | CEFAR | PRIMO | 2005-01-04 | 83.4
AUDIO VISUAL AIDS | AUDIO/VIDEO TELEMEDICINE | SONY | AUDIO/VIDEO CONTROLL | 2004-12-16 | 20400
OXIMETER CHARGER | PULSE OXIMETER CHARGER | DATEX-OHMEDA | 15 | 2005-01-28 | 194.58
COUCH | COUCH 3-SECTION ELECTRIC | PLINTH 2000 | 503E | 2001-04-20 | 960 |  | 2024-08-15
COUCH | COUCH 3-SECTION ELECTRIC | PLINTH 2000 | 503E | 2002-04-20 | 960 |  | 2024-12-15
OXIMETER CHARGER | PULSE OXIMETER CHARGER | DATEX-OHMEDA | 15 | 2004-12-06 | 194.58
SCALES | SCALES - STAND ON | SECA | 888 | 2004-10-11 | 310.8 | 2023-12-13 | 2024-11-15
ELECTRIC COT | ELECTRIC COT | HNE | 31300E/LX | 2001-04-19 | 1410
PATIENT HOIST | PATIENT HOIST - OVERHEAD | GULDMANN | GH2 | 2004-10-04 | 6600 | 2023-09-04 | 2024-03-04
COUCH | COUCH 3-SECTION ELECTRIC | PLINTH 2000 | 503E | 2004-08-04 | 960 | 2022-01-24 | 2024-12-13
SUCTION CONTROLLER | SUCTION CONTROLLER - OLD STYLE | THERAPY EQUIPMENT | 4701 | 2004-08-04 | 166.8
PAIN STIMULATOR | TENS MACHINE | CEFAR | PRIMO | 2004-06-30 | 83.4
SUCTION CONTROLLER | SUCTION CONTROLLER | EAST HEALTH | HIGH-SUCTION | 2004-06-04 | 240
PAIN STIMULATOR | TENS MACHINE | CEFAR | PRIMO | 2004-12-01 | 83.4
PAIN STIMULATOR | TENS MACHINE | CEFAR | PRIMO | 2004-12-01 | 83.4
PAIN STIMULATOR | TENS MACHINE | CEFAR | PRIMO | 2004-12-01 | 83.4
PAIN STIMULATOR | TENS MACHINE | CEFAR | PRIMO | 2004-12-01 | 83.4
PAIN STIMULATOR | TENS MACHINE | CEFAR | PRIMO | 2004-12-01 | 83.4
PAIN STIMULATOR | TENS MACHINE | CEFAR | PRIMO | 2004-12-01 | 83.4
PAIN STIMULATOR | TENS MACHINE | CEFAR | PRIMO | 2004-12-01 | 83.4
PAIN STIMULATOR | TENS MACHINE | CEFAR | PRIMO | 2004-12-01 | 83.4
PAIN STIMULATOR | TENS MACHINE | CEFAR | PRIMO | 2004-12-01 | 83.4
PAIN STIMULATOR | TENS MACHINE | CEFAR | PRIMO | 2004-12-01 | 83.4
COUCH | COUCH - PLINTH | PLINTH 2000 | PLINTH COUCH | 2004-10-20 | 1800 | 2021-02-10 | 2023-07-01
PAIN STIMULATOR | TENS MACHINE | CEFAR | PRIMO | 2004-06-15 | 83.4
PAIN STIMULATOR | TENS MACHINE | CEFAR | PRIMO | 2004-06-15 | 83.4
SUCTION UNIT | SUCTION - LAERDAL - BATTERY | LAERDAL | LSU-2 | 2004-07-01 | 816 | 2022-10-17 | 2025-10-17
PAIN STIMULATOR | TENS MACHINE | CEFAR | PRIMO | 2004-06-15 | 83.4
VITAL SIGNS MONITOR | VITAL SIGNS MONITOR: NBP/SPO2/TEMP. | WELCH ALLYN | SPOT 420(NBP/SPO2) | 2004-05-17 | 2400 | 2022-09-20 | 2025-06-15
MANOMETER | MANOMETER | DIGITRON | 2001P | 2004-05-20 | 312.24
MANOMETER | MANOMETER | DIGITRON | 2001P | 2004-05-20 | 312.24
MANOMETER | MANOMETER | DIGITRON | 2001P | 2004-05-20 | 312.24
MANOMETER | MANOMETER | DIGITRON | 2001P | 2004-05-20 | 312.24
PATIENT HOIST | PATIENT HOIST - OVERHEAD | GULDMANN | GH2 | 2003-09-24 | 6600 | 2023-07-18 | 2024-07-18
PATIENT HOIST | PATIENT HOIST - OVERHEAD | GULDMANN | GH2 | 2003-09-24 | 6600 | 2023-09-19 | 2024-09-19
PATIENT HOIST | PATIENT HOIST - OVERHEAD | GULDMANN | GH2 | 2003-09-24 | 6600 | 2023-07-21 | 2024-07-21
PATIENT HOIST | PATIENT HOIST - OVERHEAD | GULDMANN | GH2 | 2003-09-24 | 6600 | 2023-07-18 | 2024-07-18
PATIENT HOIST | PATIENT HOIST - OVERHEAD | GULDMANN | GH2 | 2003-09-24 | 6600 | 2023-07-21 | 2024-01-21
SUCTION CONTROLLER | SUCTION CONTROLLER - OLD STYLE | THERAPY EQUIPMENT | 4701 | 2004-05-13 | 166.8
BATTERY CHECKER | BATTERY CHECKER | ASTRATEC | CHECKMATE III | 2004-06-01 | 1002 | 2023-01-23 14:10
BLOOD GLUCOSE METER (GLUCOMETER) | CONTINOUS BLOOD GLUECOSE SYSTEM | MENARINI | GLUCODAY | 2004-08-24 | 480
OXIMETER | PULSE OXIMETER HAND HELD | B.C.I.INTERN | 3301 | 2004-07-09 | 474
SUCTION UNIT | MOBILE THEATRE SUCTION | THERAPY EQUIPMENT | 4760 | 2017-07-12 | 480
SUCTION UNIT | MOBILE THEATRE SUCTION | THERAPY EQUIPMENT | 4760 | 2004-05-19 | 480
SUCTION UNIT | MOBILE THEATRE SUCTION | THERAPY EQUIPMENT | 4760 | 2004-05-19 | 480
SUCTION CONTROLLER | SUCTION CONTROLLER | EAST HEALTH | TWIN SUCTION | 2004-05-06 | 480
AMBULATORY ARRHYTHMIA MONITOR | AMBULATORY ECG RECORDER | SPACELABS | LIFECARD CF | 2003-03-17 | 2152.8
AMBULATORY ARRHYTHMIA MONITOR | AMBULATORY ECG RECORDER | SPACELABS | LIFECARD CF | 2003-03-17 | 2152.8
AMBULATORY ARRHYTHMIA MONITOR | AMBULATORY ECG RECORDER | SPACELABS | LIFECARD CF | 2003-03-17 | 2152.8
AMBULATORY ARRHYTHMIA MONITOR | AMBULATORY ECG RECORDER | SPACELABS | LIFECARD CF | 2003-03-17 | 2152.8
LABEL PRINTER | PRINTER - LABEL | BROTHER | P-TOUCH 2450 | 2003-03-12 | 190.8
ISTAT I.R. LINK | I-STAT DOWNLOADER | ABBOTT LABS | DS-300 | 2003-03-06 | 489.6
THERMAL PRINTER | I-STAT PRINTER | MARTEL | MCP9819-065 | 2003-03-06 | 439.2
SUCTION CONTROLLER | SUCTION CONTROLLER | THERAPY EQUIPMENT | THORACIC | 2003-03-05 | 193.2
BLOOD GAS ANALYSER | BLOOD GAS ANALYSER - I-STAT | ABBOTT LABS | I-STAT 1 | 2003-03-06 | 6015.6 | 2024-04-18 | 2024-11-09
OXIMETER | HAND HELD PULSE OXIMETER | NELLCOR | NPB40 | 2003-03-21 | 1560
OPHTHALMOSCOPE | CORD SET STAND FOR AUROSCOPES & OPHTHALMOSCOPE | KEELER | CORD SET STAND | 2003-02-25 | 636
DRILL | DRILL | MEDTRONIC | XPS 3000 | 2003-01-17 | 9600 | 2024-03-22 | 2025-03-22
NEBULIZER | NEBULIZER | PARI MEDICAL | JUNIOR BOY (GREEN) | 2003-01-15 | 174.84
NEBULIZER | NEBULIZER | PARI MEDICAL | JUNIOR BOY (GREEN) | 2003-01-15 | 174.84
NEBULIZER | NEBULIZER | PARI MEDICAL | JUNIOR BOY (GREEN) | 2003-01-15 | 174.84
NEBULIZER | NEBULIZER | PARI MEDICAL | JUNIOR BOY (GREEN) | 2003-01-15 | 174.84
NEBULIZER | NEBULIZER | PARI MEDICAL | PARI BOY N085 | 2003-01-15 | 138
NEBULIZER | NEBULIZER | PARI MEDICAL | PARI BOY N085 | 2003-01-15 | 138
NEBULIZER | NEBULIZER | PARI MEDICAL | PARI BOY N085 | 2003-01-15 | 138
NEBULIZER | NEBULIZER | PARI MEDICAL | PARI BOY N085 | 2003-01-15 | 138
NEBULIZER | NEBULIZER | PARI MEDICAL | PARI BOY N085 | 2003-01-15 | 138
NEBULIZER | NEBULIZER | PARI MEDICAL | PARI BOY N085 | 2003-01-15 | 138
VISUAL REINFORCEMENT AUDIOMETRY | VISUAL REINFORCEMENT AUDIOMETRY | BIME | VRA | 2002-01-31 | 2160 | 2024-03-04 | 2025-06-17
FAILURE ALARM | FAILURE ALARM | PENLON | IDP | 2002-11-13 | 952.8 | 2024-01-19 | 2025-02-18
FAILURE ALARM | FAILURE ALARM | PENLON | IDP | 2002-11-13 | 952.8 | 2024-09-12 | 2025-09-12
FAILURE ALARM | FAILURE ALARM | PENLON | IDP | 2002-11-13 | 952.8 | 2024-02-28 | 2025-06-18
FAILURE ALARM | FAILURE ALARM | PENLON | IDP | 2002-11-13 | 952.8 | 2024-08-05 | 2025-06-16
FAILURE ALARM | FAILURE ALARM | PENLON | IDP | 2002-11-13 | 952.8 | 2022-02-18 | 2025-02-12
FAILURE ALARM | FAILURE ALARM | PENLON | IDP | 2002-11-13 | 952.8 | 2023-06-16 | 2025-06-14
ENTONOX DEMAND SYSTEM | ENTONOX DEMAND VALVE | THERAPY EQUIPMENT | ENTONOX | 2002-10-21 | 219 | 2023-07-11 | 2025-07-11
TRANSPORT MONITOR | TRANSPORT MONITOR | NELLCOR | NBP-4000C | 2002-09-01 | 4606.8 | 2020-02-26 | 2023-11-14
EEG MONITOR | EEG MONITOR - 16 CHANNEL | WALTER GRAPH | NERVUS MONITOR | 2002-09-02 | 18000
AMBULATORY ARRHYTHMIA MONITOR | AMBULATORY ECG RECORDER | SPACELABS | LIFECARD CF | 2002-10-21 | 2152.8
FREEFIELD AUDIOMETER | FREEFIELD AUDIOMETER | KAMPLEX | PA2 | 2002-06-24 | 600 | 2024-07-04 | 2025-07-04
VITAL SIGNS MONITOR | VITAL SIGNS MONITOR: NBP/SPO2. | WELCH ALLYN | LIFESIGN(NBP/SPO2) | 2002-07-29 | 3750
TREADMILL | EXERCISE TREADMILL | SPACELABS | TMX425 | 2002-06-12 | 8400 | 2024-07-25 | 2025-07-25
OXIMETER | HAND HELD PULSE OXIMETER | NELLCOR | NPB40 | 2002-05-07 | 1560
OXIMETER | HAND HELD PULSE OXIMETER | NELLCOR | NPB40 | 2002-05-07 | 1560
TEMP MODULE | TEMP MODULE | PHILIPS LTD | M1029A | 2002-05-07 | 600
SAO2/PLETH | MODULE SAO2/PLETH | PHILIPS LTD | M1020A | 2002-05-07 | 3000
SUCTION CONTROLLER | SUCTION CONTROLLER - OLD STYLE | THERAPY EQUIPMENT | 4701 | 2002-04-24 | 166.8
NEBULIZER | NEBULIZER | PARI MEDICAL | PARI BOY N085 | 2002-04-03 | 180
NEBULIZER | NEBULIZER WITH LC PLUS | PAUL RITZAU | PARI BOY/37.0002 | 2002-04-03 | 180
NEBULIZER | NEBULIZER WITH LC PLUS | PAUL RITZAU | PARI BOY/37.0002 | 2002-04-03 | 180
NEBULIZER | NEBULIZER WITH LC PLUS | PAUL RITZAU | PARI BOY/37.0002 | 2002-04-03 | 180
NEBULIZER | NEBULIZER WITH LC PLUS | PAUL RITZAU | PARI BOY/37.0002 | 2002-04-03 | 180
NEBULIZER | NEBULIZER WITH LC PLUS | PAUL RITZAU | PARI BOY/37.0002 | 2002-04-03 | 180
NEBULIZER | NEBULIZER WITH LC PLUS | PAUL RITZAU | PARI BOY/37.0002 | 2002-04-03 | 180
BP MODULE | BP MODULE | PHILIPS LTD | M1006B | 2002-03-19 | 606
SOUND LEVEL METER | SOUND LEVEL METER | KAMPLEX | KM4 | 2002-02-26 | 600 | 2024-06-13 | 2025-06-13
SOUND LEVEL METER | SOUND LEVEL METER | KAMPLEX | KM4 | 2002-02-26 | 600 | 2024-06-13 | 2025-06-13
BP MODULE | BP MODULE | PHILIPS LTD | M1006B | 2002-02-13 | 606
VISUAL REINFORCEMENT AUDIOMETRY | VISUAL REINFORCEMENT AUDIOMETRY | BIME | VRA | 2002-01-24 | 2160 | 2024-03-04 | 2025-06-17
AREA ALARM SYSTEM | MEDICAL GAS ALARM | SHIRE | SA-6 | 2001-05-01 | 420 | 2024-10-09 | 2024-12-20
AREA ALARM SYSTEM | MEDICAL GAS ALARM | SHIRE | SA-6 | 2001-05-01 | 420 | 2024-10-09 | 2024-12-20
SURGICAL AIR PLANT | SURGICAL AIR PLANT | DRAEGER | AIR PLANT | 2022-04-26 | 1320
SURGICAL AIR PLANT | SURGICAL AIR PLANT | DRAEGER | AIR PLANT | 2001-09-01 | 1320 | 2024-10-10 | 2024-10-20
AREA ALARM SYSTEM | MEDICAL GAS ALARM | SHIRE | SA-6 | 2001-09-01 | 420 | 2024-10-09 | 2025-01-20
AREA ALARM SYSTEM | MEDICAL GAS ALARM | SHIRE | SA-6 | 2001-09-01 | 420 | 2024-10-09 | 2025-01-20
AREA ALARM SYSTEM | MEDICAL GAS ALARM | SHIRE | SA-6 | 2001-09-01 | 420 | 2024-10-09 | 2025-01-20
AREA ALARM SYSTEM | MEDICAL GAS ALARM | SHIRE | SA-6 | 2001-09-01 | 420 | 2024-10-09 | 2025-01-20
AREA ALARM SYSTEM | MEDICAL GAS ALARM | SHIRE | SA-6 | 2001-09-01 | 420 | 2024-10-09 | 2025-01-20
AREA ALARM SYSTEM | MEDICAL GAS ALARM | SHIRE | SA-6 | 2001-09-01 | 420 | 2024-10-09 | 2025-01-20
AREA ALARM SYSTEM | MEDICAL GAS ALARM | SHIRE | SA-6 | 2001-09-01 | 420 | 2024-10-09 | 2025-01-20
AREA ALARM SYSTEM | MEDICAL GAS ALARM | SHIRE | SA-6 | 2001-09-01 | 420 | 2024-10-09 | 2025-01-20
AREA ALARM SYSTEM | MEDICAL GAS ALARM | SHIRE | SA-6 | 2001-09-01 | 420 | 2024-10-09 | 2025-01-20
AREA ALARM SYSTEM | MEDICAL GAS ALARM | SHIRE | SA-6 | 2001-09-01 | 420 | 2024-10-09 | 2025-01-20
AREA ALARM SYSTEM | MEDICAL GAS ALARM | SHIRE | SA-6 | 2001-09-01 | 420 | 2024-10-09 | 2025-01-20
AREA ALARM SYSTEM | MEDICAL GAS ALARM | SHIRE | SA-6 | 2001-09-01 | 420 | 2024-10-09 | 2025-01-20
AREA ALARM SYSTEM | MEDICAL GAS ALARM | SHIRE | SA-6 | 2001-09-01 | 420 | 2024-10-09 | 2025-01-20
AREA ALARM SYSTEM | MEDICAL GAS ALARM | SHIRE | SA-6 | 2001-09-01 | 420 | 2024-10-09 | 2025-01-20
AREA ALARM SYSTEM | MEDICAL GAS ALARM | SHIRE | SA-6 | 2001-09-01 | 420 | 2024-10-09 | 2025-01-20
AREA ALARM SYSTEM | MEDICAL GAS ALARM | SHIRE | SA-6 | 2001-09-01 | 420 | 2024-10-21 | 2025-01-20
AREA ALARM SYSTEM | MEDICAL GAS ALARM | SHIRE | SA-6 | 2001-09-01 | 420 | 2024-10-21 | 2025-01-20
AREA ALARM SYSTEM | MEDICAL GAS ALARM | SHIRE | SA-6 | 2001-09-01 | 420 | 2024-10-21 | 2025-01-20
AREA ALARM SYSTEM | MEDICAL GAS ALARM | SHIRE | SA-6 | 2001-09-01 | 420 | 2024-10-21 | 2025-01-20
AREA ALARM SYSTEM | MEDICAL GAS ALARM | SHIRE | SA-6 | 2001-09-01 | 420 | 2024-10-21 | 2025-01-20
AREA ALARM SYSTEM | MEDICAL GAS ALARM | SHIRE | SA-6 | 2001-09-01 | 420 | 2024-10-09 | 2025-01-20
AREA ALARM SYSTEM | MEDICAL GAS ALARM | SHIRE | SA-6 | 2001-09-01 | 420 | 2024-10-09 | 2025-01-20
AREA ALARM SYSTEM | MEDICAL GAS ALARM | SHIRE | SA-6 | 2001-09-01 | 420 | 2024-10-09 | 2025-01-20
AREA ALARM SYSTEM | MEDICAL GAS ALARM | SHIRE | SA-6 | 2001-09-01 | 420 | 2024-10-09 | 2025-01-20
AREA ALARM SYSTEM | MEDICAL GAS ALARM | SHIRE | SA-6 | 2001-09-01 | 420 | 2024-10-09 | 2025-01-20
AREA ALARM SYSTEM | MEDICAL GAS ALARM | SHIRE | SA-6 | 2001-09-01 | 420 | 2024-10-09 | 2025-01-20
AREA ALARM SYSTEM | MEDICAL GAS ALARM | SHIRE | SA-6 | 2001-09-01 | 420 | 2024-10-09 | 2025-01-20
AREA ALARM SYSTEM | MEDICAL GAS ALARM | SHIRE | SA-6 | 2001-09-01 | 420 | 2024-10-09 | 2025-01-20
MEDICAL VACUUM PLANT | MEDICAL VACUUM PLANT | DRAEGER | VACUUM PLANT | 2001-09-01 | 27600
MEDICAL VACUUM PLANT | MEDICAL VACUUM PLANT | DRAEGER | CU1800 M | 2001-09-01 | 27600 | 2024-07-17 | 2024-10-20
AREA ALARM SYSTEM | MEDICAL GAS ALARM | SHIRE | SA-6 | 2001-09-01 | 420 | 2024-08-20 | 2024-11-20
AREA ALARM SYSTEM | MEDICAL GAS ALARM | SHIRE | SA-6 | 2001-09-01 | 420 | 2024-08-20 | 2024-11-20
AREA ALARM SYSTEM | MEDICAL GAS ALARM | SHIRE | SA-6 | 2001-09-01 | 420 | 2024-08-20 | 2024-11-20
AREA ALARM SYSTEM | MEDICAL GAS ALARM | SHIRE | SA-6 | 2001-09-01 | 420 | 2024-08-20 | 2024-11-20
AREA ALARM SYSTEM | MEDICAL GAS ALARM | SHIRE | SA-6 | 2001-09-01 | 420 | 2024-09-23 | 2024-11-20
AREA ALARM SYSTEM | MEDICAL GAS ALARM | SHIRE | SA-6 | 2001-09-01 | 420 | 2024-09-23 | 2024-11-20
AREA ALARM SYSTEM | MEDICAL GAS ALARM | SHIRE | SA-6 | 2001-09-01 | 420 | 2024-09-23 | 2024-11-20
AREA ALARM SYSTEM | MEDICAL GAS ALARM | SHIRE | SA-6 | 2001-09-01 | 420 | 2024-09-23 | 2024-11-20
AREA ALARM SYSTEM | MEDICAL GAS ALARM | SHIRE | AREA ALARM | 2001-09-01 | 420 | 2024-08-20 | 2024-11-20
AREA ALARM SYSTEM | MEDICAL GAS ALARM | SHIRE | SA-6 | 2001-09-01 | 420 | 2024-08-20 | 2024-11-20
OXIMETER | HAND HELD PULSE OXIMETER | NELLCOR | NPB40 | 2002-04-05 | 1560
TEMP MODULE | TEMP MODULE | PHILIPS LTD | M1029A | 2001-12-07 | 600
SATELLITE MODULE RAC | MERLIN SATELLITE RACK | PHILIPS LTD | M1041A | 2001-12-03 | 1200
SATELLITE MODULE RAC | MERLIN SATELLITE RACK | PHILIPS LTD | M1041A | 2001-12-03 | 1200
OXIMETER | HAND HELD PULSE OXIMETER | NELLCOR | NPB40 | 2001-11-27 | 1560
BP MODULE | MERLIN PRESSURE MODULE | PHILIPS LTD | M1006A | 2001-11-27 | 1200
SUCTION CONTROLLER | SUCTION CONTROLLER - OLD STYLE | THERAPY EQUIPMENT | 4701 | 2001-11-21 | 166.8
SUCTION CONTROLLER | SUCTION CONTROLLER - OLD STYLE | THERAPY EQUIPMENT | 4701 | 2001-10-30 | 166.8
OXIMETER | HAND HELD PULSE OXIMETER | NELLCOR | NPB40 | 2001-10-25 | 1560
OXIMETER | HAND HELD PULSE OXIMETER | NELLCOR | NPB40 | 2001-10-25 | 1560
OXIMETER | HAND HELD PULSE OXIMETER | NELLCOR | NPB40 | 2001-10-25 | 1560
OXIMETER | HAND HELD PULSE OXIMETER | NELLCOR | NPB40 | 2001-10-25 | 1560
TRANSCUT NERVE STIMULATOR | TRANSCUT NERVE STIMULATOR | TNS | 804-410 | 2001-08-31 | 96
INJECTOR SUCTION | INJECTOR SUCTION | THERAPY EQUIPMENT | ZZ | 2001-08-30 | 314.4
INJECTOR SUCTION | INJECTOR SUCTION | THERAPY EQUIPMENT | ZZ | 2001-08-30 | 314.4
INJECTOR SUCTION | INJECTOR SUCTION | THERAPY EQUIPMENT | ZZ | 2001-08-30 | 314.4
INJECTOR SUCTION | INJECTOR SUCTION | THERAPY EQUIPMENT | ZZ | 2001-08-30 | 314.4
INJECTOR SUCTION | INJECTOR SUCTION | THERAPY EQUIPMENT | ZZ | 2001-08-30 | 314.4
INJECTOR SUCTION | INJECTOR SUCTION | THERAPY EQUIPMENT | ZZ | 2001-08-30 | 314.4
WARMING CABINET | FLUID WARMING CABINET | THORNE ELECT | MEDIHEAT 1200 | 2001-08-30 | 450 | 2024-07-25 | 2025-07-25
SUCTION CONTROLLER | SUCTION CONTROLLER - OLD STYLE | THERAPY EQUIPMENT | 4701 | 2001-08-28 | 166.8
SUCTION CONTROLLER | SUCTION CONTROLLER - OLD STYLE | THERAPY EQUIPMENT | 4701 | 2001-08-28 | 166.8
SUCTION CONTROLLER | SUCTION CONTROLLER - OLD STYLE | THERAPY EQUIPMENT | 4701 | 2001-08-28 | 166.8
SUCTION CONTROLLER | SUCTION CONTROLLER - OLD STYLE | THERAPY EQUIPMENT | 4701 | 2001-08-28 | 166.8
SUCTION CONTROLLER | SUCTION CONTROLLER - OLD STYLE | THERAPY EQUIPMENT | 4701 | 2001-08-28 | 166.8
SUCTION CONTROLLER | SUCTION CONTROLLER - OLD STYLE | THERAPY EQUIPMENT | 4701 | 2001-08-28 | 166.8
SUCTION CONTROLLER | SUCTION CONTROLLER | THERAPY EQUIPMENT | THORACIC | 2001-08-21 | 193.2
SUCTION CONTROLLER | SUCTION CONTROLLER | THERAPY EQUIPMENT | THORACIC | 2001-08-21 | 193.2
SUCTION CONTROLLER | SUCTION CONTROLLER | THERAPY EQUIPMENT | THORACIC | 2001-08-21 | 193.2
FREEFIELD AUDIOMETER | FREEFIELD AUDIOMETER | KAMPLEX | PA5 | 2001-08-21 | 600 | 2023-12-29 | 2024-12-29
OXIMETER CHARGER | PULSE OXIMETER CHARGER | DATEX-OHMEDA | 15 | 2001-07-27 | 92.916
TRANSFORMER | 3.5V DESK CHARGER | WELCH ALLYN | 71616 | 2001-05-11 | 330
TEMP MODULE | TEMP MODULE | PHILIPS LTD | M1029A | 2001-05-11 | 600
PLASTER SAW | PLASTER SAW WITH VACUUM | DESOUTTER MEDICAL | CC5 | 2001-05-15 | 1972.8 | 2022-01-21 | 2025-05-15
COMPUTER - DESKTOP | PERSONAL COMPUTER | GE LIMITED | PLEASE ENTER MODEL! (42) | 2001-05-01 | 144000
CARDIAC MONITOR SYSTEM | INTEGRATED ELECTRONICS BOX | GE LIMITED | PRUCKA COMBOLAB 7000 | 2001-05-01 | 144000
OXIMETER CHARGER | PULSE OXIMETER CHARGER | DATEX-OHMEDA | 15 | 2001-04-24 | 92.916
NEBULIZER | NEBULIZER | PARI MEDICAL | JUNIOR BOY (GREEN) | 2001-05-01 | 174.84
TRANSFORMER | TRANSFORMER | WELCH ALLYN | 71156 | 2000-01-01 | 240
TRANSFORMER | TRANSFORMER | WELCH ALLYN | 71156 | 2000-01-01 | 240
COUCH | COUCH 3-SECTION ELECTRIC | PLINTH 2000 | 503E | 2001-04-20 | 960 |  | 2025-05-15
BP MODULE | BP MODULE | PHILIPS LTD | M1006B | 2001-06-18 | 606
TRANSFORMER | TRANSFORMER | WELCH ALLYN | 71116 | 2001-06-12 | 369.6
TRANSFORMER | TRANSFORMER | WELCH ALLYN | 71116 | 2001-06-12 | 369.6
TRANSFORMER | TRANSFORMER | WELCH ALLYN | 71116 | 2001-06-12 | 369.6
TRANSFORMER | TRANSFORMER | WELCH ALLYN | 71116 | 2001-06-12 | 369.6
TRANSFORMER | TRANSFORMER | WELCH ALLYN | 71116 | 2001-06-12 | 369.6
TRANSFORMER | TRANSFORMER | WELCH ALLYN | 71116 | 2001-06-12 | 369.6
TRANSFORMER | TRANSFORMER | WELCH ALLYN | 71116 | 2001-06-12 | 369.6
TRANSFORMER | TRANSFORMER | WELCH ALLYN | 71116 | 2001-06-12 | 369.6
TRANSFORMER | TRANSFORMER | WELCH ALLYN | 71116 | 2001-06-12 | 369.6
TRANSFORMER | TRANSFORMER | WELCH ALLYN | 71116 | 2001-06-12 | 369.6
TRANSFORMER | TRANSFORMER | WELCH ALLYN | 71034 | 2001-03-31 | 300
SUCTION CONTROLLER | SUCTION CONTROLLER - OLD STYLE | THERAPY EQUIPMENT | 4701 | 2001-04-17 | 166.8
SUCTION CONTROLLER | SUCTION CONTROLLER - OLD STYLE | THERAPY EQUIPMENT | 4701 | 2001-04-17 | 166.8
SUCTION CONTROLLER | SUCTION CONTROLLER - OLD STYLE | THERAPY EQUIPMENT | 4701 | 2001-04-17 | 166.8
BP MODULE | BP MODULE | PHILIPS LTD | M1006B | 2001-05-15 | 1200
ENT CONSOLE | ENT TREATMENT UNIT | ENTERMED UK | ERGOMED 60 | 2001-05-21 | 33934.8 | 2022-01-19 | 2024-12-15
ENT CONSOLE | ENT MICROSCOPE | ENTERMED UK | SON 22 | 2001-05-21 | 7117.2 | 2022-01-19 | 2024-12-15
NEBULIZER | NEBULIZER | PARI MEDICAL | JUNIOR BOY (GREEN) | 2001-05-01 | 174.84
CAST VACUUM | CAST VACUUM | DESOUTTER MEDICAL | CCS(CAST VACUUM) | 2001-05-01 | 1317.6 |  | 2025-09-15
COUCH | COUCH 3-SECTION ELECTRIC | PLINTH 2000 | 503E | 2001-04-20 | 960 | 2022-01-24 | 2024-12-13
SUCTION CONTROLLER | SUCTION CONTROLLER | THERAPY EQUIPMENT | THORACIC | 2001-04-17 | 193.2
SUCTION CONTROLLER | SUCTION CONTROLLER | THERAPY EQUIPMENT | THORACIC | 2001-04-17 | 193.2
SUCTION CONTROLLER | SUCTION CONTROLLER - OLD STYLE | THERAPY EQUIPMENT | 4701 | 2001-04-17 | 166.8
SUCTION CONTROLLER | SUCTION CONTROLLER - OLD STYLE | THERAPY EQUIPMENT | 4701 | 2001-04-17 | 166.8
SUCTION CONTROLLER | SUCTION CONTROLLER - OLD STYLE | THERAPY EQUIPMENT | 4701 | 2001-04-17 | 166.8
SUCTION UNIT | MOBILE THEATRE SUCTION | THERAPY EQUIPMENT | 4760 | 2001-04-17 | 166.8
SUCTION CONTROLLER | SUCTION CONTROLLER - OLD STYLE | THERAPY EQUIPMENT | 4701 | 2001-04-17 | 166.8
SUCTION CONTROLLER | SUCTION CONTROLLER - OLD STYLE | THERAPY EQUIPMENT | 4701 | 2001-04-17 | 166.8
SUCTION CONTROLLER | SUCTION CONTROLLER - OLD STYLE | THERAPY EQUIPMENT | 4701 | 2001-04-17 | 166.8
SUCTION CONTROLLER | SUCTION CONTROLLER - OLD STYLE | THERAPY EQUIPMENT | 4701 | 2001-04-17 | 166.8
SUCTION CONTROLLER | SUCTION CONTROLLER - OLD STYLE | THERAPY EQUIPMENT | 4701 | 2001-04-17 | 166.8
SUCTION CONTROLLER | SUCTION CONTROLLER - OLD STYLE | THERAPY EQUIPMENT | 4701 | 2001-04-17 | 166.8
SUCTION CONTROLLER | SUCTION CONTROLLER - OLD STYLE | THERAPY EQUIPMENT | 4701 | 2001-04-17 | 166.8
SUCTION CONTROLLER | SUCTION CONTROLLER - OLD STYLE | THERAPY EQUIPMENT | 4701 | 2001-04-17 | 166.8
SUCTION CONTROLLER | SUCTION CONTROLLER - OLD STYLE | THERAPY EQUIPMENT | 4701 | 2001-04-17 | 166.8
SUCTION CONTROLLER | SUCTION CONTROLLER - OLD STYLE | THERAPY EQUIPMENT | 4701 | 2001-04-17 | 166.8
SUCTION CONTROLLER | SUCTION CONTROLLER - OLD STYLE | THERAPY EQUIPMENT | 4701 | 2001-04-17 | 166.8
SUCTION CONTROLLER | SUCTION CONTROLLER - OLD STYLE | THERAPY EQUIPMENT | 4701 | 2001-04-17 | 166.8
SUCTION CONTROLLER | SUCTION CONTROLLER - OLD STYLE | THERAPY EQUIPMENT | 4701 | 2001-04-17 | 166.8
SUCTION CONTROLLER | SUCTION CONTROLLER - OLD STYLE | THERAPY EQUIPMENT | 4701 | 2001-04-17 | 166.8
SUCTION CONTROLLER | SUCTION CONTROLLER - OLD STYLE | THERAPY EQUIPMENT | 4701 | 2001-04-17 | 166.8
SUCTION CONTROLLER | SUCTION CONTROLLER - OLD STYLE | THERAPY EQUIPMENT | 4701 | 2001-04-17 | 166.8
SUCTION CONTROLLER | SUCTION CONTROLLER - OLD STYLE | THERAPY EQUIPMENT | 4701 | 2001-04-17 | 166.8
SUCTION CONTROLLER | SUCTION CONTROLLER - OLD STYLE | THERAPY EQUIPMENT | 4701 | 2001-04-17 | 166.8
SUCTION CONTROLLER | SUCTION CONTROLLER - OLD STYLE | THERAPY EQUIPMENT | 4701 | 2001-04-17 | 166.8
SUCTION CONTROLLER | SUCTION CONTROLLER - OLD STYLE | THERAPY EQUIPMENT | 4701 | 2001-04-17 | 166.8
SUCTION CONTROLLER | SUCTION CONTROLLER - OLD STYLE | THERAPY EQUIPMENT | 4701 | 2001-04-17 | 166.8
SUCTION CONTROLLER | SUCTION CONTROLLER - OLD STYLE | THERAPY EQUIPMENT | 4701 | 2001-04-17 | 166.8
SUCTION CONTROLLER | SUCTION CONTROLLER - OLD STYLE | THERAPY EQUIPMENT | 4701 | 2001-04-17 | 166.8
SUCTION CONTROLLER | SUCTION CONTROLLER - OLD STYLE | THERAPY EQUIPMENT | 4701 | 2001-04-17 | 166.8
SUCTION CONTROLLER | SUCTION CONTROLLER - OLD STYLE | THERAPY EQUIPMENT | 4701 | 2001-04-17 | 166.8
SUCTION CONTROLLER | SUCTION CONTROLLER - OLD STYLE | THERAPY EQUIPMENT | 4701 | 2001-04-17 | 166.8
SUCTION CONTROLLER | SUCTION CONTROLLER - OLD STYLE | THERAPY EQUIPMENT | 4701 | 2001-04-17 | 166.8
SUCTION CONTROLLER | SUCTION CONTROLLER - OLD STYLE | THERAPY EQUIPMENT | 4701 | 2001-04-17 | 166.8
SUCTION CONTROLLER | SUCTION CONTROLLER - OLD STYLE | THERAPY EQUIPMENT | 4701 | 2001-04-17 | 166.8
SUCTION CONTROLLER | SUCTION CONTROLLER - OLD STYLE | THERAPY EQUIPMENT | 4701 | 2001-04-17 | 166.8
SUCTION CONTROLLER | SUCTION CONTROLLER - OLD STYLE | THERAPY EQUIPMENT | 4701 | 2001-04-17 | 166.8
SUCTION CONTROLLER | SUCTION CONTROLLER - OLD STYLE | THERAPY EQUIPMENT | 4701 | 2001-04-17 | 166.8
SUCTION CONTROLLER | SUCTION CONTROLLER - OLD STYLE | THERAPY EQUIPMENT | 4701 | 2001-04-17 | 166.8
SUCTION CONTROLLER | SUCTION CONTROLLER - OLD STYLE | THERAPY EQUIPMENT | 4701 | 2001-04-17 | 166.8
SUCTION CONTROLLER | SUCTION CONTROLLER - OLD STYLE | THERAPY EQUIPMENT | 4701 | 2001-04-17 | 166.8
SUCTION CONTROLLER | SUCTION CONTROLLER - OLD STYLE | THERAPY EQUIPMENT | 4701 | 2001-04-17 | 166.8
SUCTION CONTROLLER | SUCTION CONTROLLER - OLD STYLE | THERAPY EQUIPMENT | 4701 | 2001-04-17 | 166.8
SUCTION CONTROLLER | SUCTION CONTROLLER - OLD STYLE | THERAPY EQUIPMENT | 4701 | 2001-04-17 | 166.8
SUCTION CONTROLLER | SUCTION CONTROLLER - OLD STYLE | THERAPY EQUIPMENT | 4701 | 2001-04-17 | 166.8
SUCTION CONTROLLER | SUCTION CONTROLLER - OLD STYLE | THERAPY EQUIPMENT | 4701 | 2001-04-01 | 166.8
SUCTION CONTROLLER | SUCTION CONTROLLER - OLD STYLE | THERAPY EQUIPMENT | 4701 | 2001-04-01 | 166.8
SUCTION CONTROLLER | SUCTION CONTROLLER - OLD STYLE | THERAPY EQUIPMENT | 4701 | 2001-04-01 | 166.8
SUCTION CONTROLLER | SUCTION CONTROLLER - OLD STYLE | THERAPY EQUIPMENT | 4701 | 2001-04-01 | 166.8
SUCTION CONTROLLER | SUCTION CONTROLLER - OLD STYLE | THERAPY EQUIPMENT | 4701 | 2001-04-01 | 166.8
SUCTION CONTROLLER | SUCTION CONTROLLER - OLD STYLE | THERAPY EQUIPMENT | 4701 | 2001-04-01 | 166.8
SUCTION CONTROLLER | SUCTION CONTROLLER - OLD STYLE | THERAPY EQUIPMENT | 4701 | 2001-04-01 | 166.8
SUCTION CONTROLLER | SUCTION CONTROLLER - OLD STYLE | THERAPY EQUIPMENT | 4701 | 2001-04-01 | 166.8
SUCTION CONTROLLER | SUCTION CONTROLLER - OLD STYLE | THERAPY EQUIPMENT | 4701 | 2001-04-01 | 166.8
SUCTION CONTROLLER | SUCTION CONTROLLER - OLD STYLE | THERAPY EQUIPMENT | 4701 | 2001-04-17 | 166.8
SUCTION CONTROLLER | SUCTION CONTROLLER - OLD STYLE | THERAPY EQUIPMENT | 4701 | 2001-04-17 | 166.8
SUCTION CONTROLLER | SUCTION CONTROLLER - OLD STYLE | THERAPY EQUIPMENT | 4701 | 2001-04-17 | 166.8
SUCTION CONTROLLER | SUCTION CONTROLLER - OLD STYLE | THERAPY EQUIPMENT | 4701 | 2001-04-17 | 166.8
SUCTION CONTROLLER | SUCTION CONTROLLER - OLD STYLE | THERAPY EQUIPMENT | 4701 | 2001-04-17 | 166.8
SUCTION CONTROLLER | SUCTION CONTROLLER - OLD STYLE | THERAPY EQUIPMENT | 4701 | 2001-04-17 | 166.8
SUCTION CONTROLLER | SUCTION CONTROLLER - OLD STYLE | THERAPY EQUIPMENT | 4701 | 2001-04-17 | 166.8
SUCTION CONTROLLER | SUCTION CONTROLLER - OLD STYLE | THERAPY EQUIPMENT | 4701 | 2001-04-17 | 166.8
SUCTION CONTROLLER | SUCTION CONTROLLER - OLD STYLE | THERAPY EQUIPMENT | 4701 | 2001-04-17 | 166.8
SUCTION CONTROLLER | SUCTION CONTROLLER - OLD STYLE | THERAPY EQUIPMENT | 4701 | 2001-04-17 | 166.8
SUCTION CONTROLLER | SUCTION CONTROLLER - OLD STYLE | THERAPY EQUIPMENT | 4701 | 2001-04-17 | 166.8
SUCTION CONTROLLER | SUCTION CONTROLLER - OLD STYLE | THERAPY EQUIPMENT | 4701 | 2001-04-17 | 166.8
SUCTION CONTROLLER | SUCTION CONTROLLER - OLD STYLE | THERAPY EQUIPMENT | 4701 | 2001-04-17 | 166.8
SUCTION CONTROLLER | SUCTION CONTROLLER - OLD STYLE | THERAPY EQUIPMENT | 4701 | 2001-04-17 | 166.8
SUCTION CONTROLLER | SUCTION CONTROLLER - OLD STYLE | THERAPY EQUIPMENT | 4701 | 2001-04-17 | 166.8
SUCTION CONTROLLER | SUCTION CONTROLLER - OLD STYLE | THERAPY EQUIPMENT | 4701 | 2001-04-17 | 166.8
SUCTION CONTROLLER | SUCTION CONTROLLER - OLD STYLE | THERAPY EQUIPMENT | 4701 | 2001-04-17 | 166.8
SUCTION CONTROLLER | SUCTION CONTROLLER - OLD STYLE | THERAPY EQUIPMENT | 4701 | 2001-04-17 | 166.8
SUCTION CONTROLLER | SUCTION CONTROLLER - OLD STYLE | THERAPY EQUIPMENT | 4701 | 2001-04-17 | 166.8
SUCTION CONTROLLER | SUCTION CONTROLLER - OLD STYLE | THERAPY EQUIPMENT | 4701 | 2001-04-17 | 166.8
SUCTION CONTROLLER | SUCTION CONTROLLER - OLD STYLE | THERAPY EQUIPMENT | 4701 | 2001-04-17 | 166.8
SUCTION CONTROLLER | SUCTION CONTROLLER - OLD STYLE | THERAPY EQUIPMENT | 4701 | 2001-04-17 | 166.8
SUCTION CONTROLLER | SUCTION CONTROLLER - OLD STYLE | THERAPY EQUIPMENT | 4701 | 2001-04-17 | 166.8
SUCTION CONTROLLER | SUCTION CONTROLLER - OLD STYLE | THERAPY EQUIPMENT | 4701 | 2001-04-17 | 166.8
SUCTION CONTROLLER | SUCTION CONTROLLER - OLD STYLE | THERAPY EQUIPMENT | 4701 | 2001-04-17 | 166.8
SUCTION CONTROLLER | SUCTION CONTROLLER - OLD STYLE | THERAPY EQUIPMENT | 4701 | 2001-04-17 | 166.8
SUCTION CONTROLLER | SUCTION CONTROLLER - OLD STYLE | THERAPY EQUIPMENT | 4701 | 2001-04-17 | 166.8
SUCTION CONTROLLER | SUCTION CONTROLLER - OLD STYLE | THERAPY EQUIPMENT | 4701 | 2001-04-17 | 166.8
SUCTION CONTROLLER | SUCTION CONTROLLER - OLD STYLE | THERAPY EQUIPMENT | 4701 | 2001-04-17 | 166.8
SUCTION CONTROLLER | SUCTION CONTROLLER - OLD STYLE | THERAPY EQUIPMENT | 4701 | 2001-04-17 | 166.8
SUCTION CONTROLLER | SUCTION CONTROLLER - OLD STYLE | THERAPY EQUIPMENT | 4701 | 2001-04-17 | 166.8
SUCTION CONTROLLER | SUCTION CONTROLLER - OLD STYLE | THERAPY EQUIPMENT | 4701 | 2001-04-17 | 166.8
SUCTION CONTROLLER | SUCTION CONTROLLER - OLD STYLE | THERAPY EQUIPMENT | 4701 | 2001-04-17 | 166.8
SUCTION CONTROLLER | SUCTION CONTROLLER - OLD STYLE | THERAPY EQUIPMENT | 4701 | 2001-04-17 | 166.8
SUCTION CONTROLLER | SUCTION CONTROLLER - OLD STYLE | THERAPY EQUIPMENT | 4701 | 2001-04-17 | 166.8
SUCTION CONTROLLER | SUCTION CONTROLLER - OLD STYLE | THERAPY EQUIPMENT | 4701 | 2001-04-17 | 166.8
SUCTION CONTROLLER | SUCTION CONTROLLER - OLD STYLE | THERAPY EQUIPMENT | 4701 | 2001-04-17 | 166.8
SUCTION CONTROLLER | SUCTION CONTROLLER - OLD STYLE | THERAPY EQUIPMENT | 4701 | 2001-04-17 | 166.8
SUCTION CONTROLLER | SUCTION CONTROLLER - OLD STYLE | THERAPY EQUIPMENT | 4701 | 2001-04-17 | 166.8
SUCTION CONTROLLER | SUCTION CONTROLLER - OLD STYLE | THERAPY EQUIPMENT | 4701 | 2001-04-17 | 166.8
SUCTION CONTROLLER | SUCTION CONTROLLER - OLD STYLE | THERAPY EQUIPMENT | 4701 | 2001-04-17 | 166.8
COUCH | COUCH 3-SECTION ELECTRIC | PLINTH 2000 | 503E | 2001-04-20 | 960 | 2022-01-21 | 2024-12-15
COUCH | COUCH 3-SECTION ELECTRIC | PLINTH 2000 | 503E | 2001-04-20 | 960 |  | 2024-12-15
COUCH | COUCH 3-SECTION ELECTRIC | PLINTH 2000 | 503E | 2001-04-20 | 960 | 2022-01-19 | 2024-12-15
COUCH | COUCH 3-SECTION ELECTRIC | PLINTH 2000 | 503E | 2001-04-20 | 960 | 2022-01-21 | 2025-12-15
COUCH | COUCH 3-SECTION ELECTRIC | PLINTH 2000 | 503E | 2001-04-20 | 960 | 2023-10-18 | 2026-10-18
COUCH | COUCH 3-SECTION ELECTRIC | PLINTH 2000 | 503E | 2001-04-20 | 960 |  | 2024-06-15
COUCH | COUCH 3-SECTION ELECTRIC | PLINTH 2000 | 503E | 2001-04-20 | 960 | 2022-01-20 | 2024-12-15
COUCH | COUCH 3-SECTION ELECTRIC | PLINTH 2000 | 503E | 2001-04-20 | 960 |  | 2024-12-15
COUCH | COUCH 3-SECTION ELECTRIC | PLINTH 2000 | 503E | 2001-04-20 | 960 | 2023-05-10 | 2026-05-10
COUCH | COUCH 3-SECTION ELECTRIC | PLINTH 2000 | 503E | 2001-04-20 | 960 |  | 2024-10-15
COUCH | COUCH 3-SECTION ELECTRIC | PLINTH 2000 | 503E | 2001-04-20 | 960 |  | 2024-12-15
COUCH | COUCH 3-SECTION ELECTRIC | PLINTH 2000 | 503E | 2001-04-20 | 960 | 2023-06-22 | 2026-06-22
COUCH | COUCH 3-SECTION ELECTRIC | PLINTH 2000 | 503E | 2001-04-20 | 960 | 2023-10-13 | 2026-10-13
COUCH | COUCH 3-SECTION ELECTRIC | PLINTH 2000 | 503E | 2001-04-20 | 960 |  | 2025-09-15
OVERHEAD HEATER | OVERHEAD HEATER | F & P | IW920AEK | 2001-05-15 | 3420 | 2024-07-25 | 2025-07-25
ELECTRIC COT | ELECTRIC COT | HNE | 31300E/LX | 2001-04-19 | 1410
ELECTRIC COT | ELECTRIC COT | HNE | 31300E/LX | 2001-04-19 | 1410
ELECTRIC BED | ELECTRIC BED | HNE | 25000E/L PD 75X | 2001-04-19 | 1466.4
HEATED COT/RESUS.UNIT | HEATED COT/RESUS.UNIT | DRAEGER | BABYTHERM 8004/8010 | 2001-04-20 | 6000 | 2023-10-16 | 2024-10-16
HEATED COT/RESUS.UNIT | HEATED COT/RESUS.UNIT | DRAEGER | BABYTHERM 8004/8010 | 2001-04-20 | 6000 | 2023-08-15 | 2024-09-01
HEATED COT/RESUS.UNIT | HEATED COT/RESUS.UNIT | DRAEGER | BABYTHERM 8004/8010 | 2001-04-20 | 6000 | 2023-10-16 | 2024-10-16
ELECTRIC BED | ELECTRIC BED | HNE | C881S/R/2P.CONTOURA | 2001-04-19 | 3321.6
ELECTRIC BED | ELECTRIC BED | HNE | C881S/R/2P.CONTOURA | 2001-04-19 | 3321.6
ELECTRIC COT | ELECTRIC COT | HNE | 31300E/LX | 2001-04-19 | 1410
ELECTRIC COT | ELECTRIC COT | HNE | 31300E/LX | 2001-04-19 | 1410
ELECTRIC COT | ELECTRIC COT | HNE | 31300E/LX | 2001-04-19 | 1410
ELECTRIC COT | ELECTRIC COT | HNE | 31300E/LX | 2001-04-19 | 1410
ELECTRIC COT | ELECTRIC COT | HNE | 31300E/LX | 2001-04-19 | 1410 | 2022-05-05 | 2023-05-05
ELECTRIC COT | ELECTRIC COT | HNE | 31300E/LX | 2001-04-19 | 1410
ELECTRIC COT | ELECTRIC COT | HNE | 31300E/LX | 2001-04-19 | 1410
ELECTRIC COT | ELECTRIC COT | HNE | 31300E/LX | 2001-04-19 | 1410
ELECTRIC COT | ELECTRIC COT | HNE | 31300E/LX | 2001-04-19 | 1410
ELECTRIC COT | ELECTRIC COT | HNE | 31300E/LX | 2001-04-19 | 1410
ELECTRIC COT | ELECTRIC COT | HNE | 31300E/LX | 2001-04-19 | 1410
ELECTRIC COT | ELECTRIC COT | HNE | 31300E/LX | 2001-04-19 | 1410
ELECTRIC COT | ELECTRIC COT | HNE | 31300E/LX | 2001-04-19 | 1410
ELECTRIC COT | ELECTRIC COT | HNE | 31300E/LX | 2001-04-19 | 1410 | 2024-05-20
ELECTRIC COT | ELECTRIC COT | HNE | 31300E/LX | 2001-04-19 | 1410
ELECTRIC COT | ELECTRIC COT | HNE | 31300E/LX | 2001-04-19 | 1410
ELECTRIC COT | ELECTRIC COT | HNE | 31300E/LX | 2001-04-19 | 1410 | 2022-05-05 | 2023-05-05
ELECTRIC COT | ELECTRIC COT | HNE | 31300E/LX | 2001-04-19 | 1410
ELECTRIC COT | ELECTRIC COT | HNE | 31300E/LX | 2001-04-19 | 1410
ELECTRIC COT | ELECTRIC COT | HNE | 31300E/LX | 2001-04-19 | 1410
ELECTRIC COT | ELECTRIC COT | HNE | 31300E/LX | 2001-04-19 | 1410
ELECTRIC COT | ELECTRIC COT | HNE | 31300E/LX | 2001-04-19 | 1410
ELECTRIC COT | ELECTRIC COT | HNE | 31300E/LX | 2001-04-19 | 1410
ELECTRIC COT | ELECTRIC COT | HNE | 31300E/LX | 2001-04-19 | 1410
ELECTRIC COT | ELECTRIC COT | HNE | 31300E/LX | 2001-04-19 | 1410
SATELLITE MODULE RAC | MERLIN SATELLITE RACK | PHILIPS LTD | M1041A | 2001-04-11 | 1200
BP MODULE | BP MODULE | PHILIPS LTD | M1006B | 2001-04-11 | 606
BP MODULE | BP MODULE | PHILIPS LTD | M1006B | 2001-04-11 | 606
BP MODULE | BP MODULE | PHILIPS LTD | M1006B | 2001-04-11 | 606
BP MODULE | BP MODULE | PHILIPS LTD | M1006B | 2001-04-11 | 606
BP MODULE | BP MODULE | PHILIPS LTD | M1006B | 2001-04-11 | 606
BP MODULE | BP MODULE | PHILIPS LTD | M1006B | 2001-04-11 | 606
BP MODULE | BP MODULE | PHILIPS LTD | M1006B | 2001-04-11 | 606
TEMP MODULE | TEMP MODULE | PHILIPS LTD | M1029A | 2001-04-11 | 600
TEMP MODULE | TEMP MODULE | PHILIPS LTD | M1029A | 2001-04-11 | 600
TEMP MODULE | TEMP MODULE | PHILIPS LTD | M1029A | 2001-04-11 | 600
TEMP MODULE | TEMP MODULE | PHILIPS LTD | M1029A | 2001-04-11 | 600
TEMP MODULE | TEMP MODULE | PHILIPS LTD | M1029A | 2001-04-11 | 600
TEMP MODULE | TEMP MODULE | PHILIPS LTD | M1029A | 2001-04-11 | 600
NEBULIZER | NEBULIZER | MEDIC AID | PORTANEB- INTER-ASF | 2002-02-19 | 130.8
NEBULIZER | NEBULIZER | MEDIC AID | PORTANEB | 2002-01-30 | 126
NEBULIZER | NEBULIZER | MEDIC AID | PORTANEB | 2002-01-30 | 126
NEBULIZER | NEBULIZER | MEDIC AID | PORTANEB | 2002-01-30 | 126
TRANSFORMER | TRANSFORMER | HEINE | E7 | 2002-01-30 | 120
TRANSFORMER | TRANSFORMER | HEINE | E7 | 2002-01-30 | 120
SCALES | SCALES - BABY | SECA | 834 | 2002-01-31 | 210 | 2021-03-15 | 2024-11-15
SCALES | SCALES - BABY | SECA | 834 | 2002-01-31 | 210 | 2021-03-15 | 2024-11-15
SUCTION CONTROLLER | SUCTION CONTROLLER | EAST HEALTH | HIGH-SUCTION | 2002-01-04 | 240
SUCTION CONTROLLER | SUCTION CONTROLLER | EAST HEALTH | HIGH-SUCTION | 2002-01-04 | 240
SUCTION CONTROLLER | SUCTION CONTROLLER | EAST HEALTH | HIGH-SUCTION | 2002-01-04 | 240
SUCTION CONTROLLER | SUCTION CONTROLLER | EAST HEALTH | HIGH-SUCTION | 2002-01-04 | 240
TRANSFORMER | OPHTHALMOSCOPE/OTOSCOPE UNIVERSAL CHARGER | WELCH ALLYN | 7114 | 2002-01-11 | 360
DIAGNOSTIC SYSTEM | DIAGNOSTIC SYSTEM | WELCH ALLYN | 767 DIAGNOSTIC SYSTEM | 2001-12-31 | 600
MULTI-MEASUREMENT SERVER | MULTI-MEASUREMENT SERVER | PHILIPS LTD | M3000A | 2002-01-02 | 3372
MULTI-MEASUREMENT SERVER | MULTI-MEASUREMENT SERVER | PHILIPS LTD | M3000A | 2002-01-02 | 3372
MULTI-MEASUREMENT SERVER | MULTI-MEASUREMENT SERVER | PHILIPS LTD | M3000A | 2002-01-02 | 3372
MULTI-MEASUREMENT SERVER | MULTI-MEASUREMENT SERVER | PHILIPS LTD | M3000A | 2002-01-02 | 3372
MULTI-MEASUREMENT SERVER | MULTI-MEASUREMENT SERVER | PHILIPS LTD | M3000A | 2002-01-02 | 3372
MULTI-MEASUREMENT SERVER | MULTI-MEASUREMENT SERVER | PHILIPS LTD | M3000A | 2002-01-02 | 3372
SUCTION UNIT | SUCTION - LAERDAL - BATTERY | LAERDAL | LSU-2 | 2002-01-18 | 816 | 2024-05-23 | 2027-05-23
VISCOMETER (HAEM) | VISCOMETER | BENSON | PLEASE ENTER MODEL! (940) | 2002-01-02 | 31200
SUCTION CONTROLLER | LOW SUCTION CONTROLLER | EAST HEALTH | LOW | 2002-01-14 | 240
SUCTION UNIT | SUCTION - LAERDAL - BATTERY | LAERDAL | LSU-2 | 2001-12-12 | 816 | 2023-07-27 | 2026-07-27
BP MODULE | BP MODULE | PHILIPS LTD | M1006B | 2002-01-09 | 606
ELECTRIC BED | ELECTRIC BED | HILL-ROM | EVOLUTION LI156E | 2002-01-08 | 3000
SUCTION CONTROLLER | SUCTION CONTROLLER | EAST HEALTH | HIGH-SUCTION | 2001-11-08 | 240
SUCTION CONTROLLER | SUCTION CONTROLLER | EAST HEALTH | HIGH-SUCTION | 2001-11-08 | 240
SUCTION CONTROLLER | SUCTION CONTROLLER | EAST HEALTH | HIGH-SUCTION | 2001-11-08 | 240
SUCTION CONTROLLER | SUCTION CONTROLLER | EAST HEALTH | HIGH-SUCTION | 2001-11-08 | 240
DIAGNOSTIC SET | DIAGNOSTIC SET | KEELER | VISTA | 2002-01-30 | 176.64 | 2023-02-15 09:13 | 2025-01-06
DIAGNOSTIC SET | DIAGNOSTIC SET | KEELER | VISTA | 2002-01-30 | 176.64 | 2022-04-20 | 2024-04-20
DIAGNOSTIC SET | DIAGNOSTIC SET | KEELER | VISTA | 2002-01-30 | 176.64 | 2022-06-21 | 2024-06-21
OPHTHALMOSCOPE-INDIRECT | OPHTHALMO-INDIRECT | KEELER | ALL-PUPIL | 2002-01-30 | 1800 | 2020-03-10 | 2024-12-18
OPHTHALMOSCOPE | OPHTHALMOSCOPE | KEELER | VISTA20 | 2002-03-05 | 176.64
TRANSFORMER | MINI CHARGER | KEELER | EP29-3280 FW3099 | 2002-03-05 | 48
AURISCOPE/OTOSCOPE | AURISCOPE/OTOSCOPE | KEELER | MEDIC | 2001-12-11 | 83.028
OPHTHALMOSCOPE | OPHTHALMOSCOPE | KEELER | VISTA20 | 2001-12-11 | 176.64
TRANSFORMER | TRANSFORMER | KEELER | WALL UNIT | 2001-12-11 | 1039.2
DIAGNOSTIC SYSTEM | DIAGNOSTIC SYSTEM | WELCH ALLYN | 767 DIAGNOSTIC SYSTEM | 2001-12-04 | 600
VITAL SIGNS MONITOR | VITAL SIGNS MONITOR: NBP/SPO2. | DATASCOPE | ACCUTORR PLUS | 2002-03-11 | 3360 | 2021-09-02 | 2024-02-01
NEBULIZER | NEBULIZER | MEDIX LTD | AC2002HF | 2002-04-10 | 126
NEBULIZER | NEBULIZER | MEDIC AID | PORTANEB- INTER-ASF | 2002-04-23 | 130.8
SUCTION UNIT | SUCTION - LAERDAL - BATTERY | LAERDAL | LSU-2 | 2002-05-17 | 816 | 2022-10-07 | 2025-10-07
CRYO UNIT | CRYO UNIT | Wallach Surgical Devices Inc | LL100 | 2002-06-19 | 1374 |  | 2023-07-01
AMBULATORY ARRHYTHMIA MONITOR | AMBULATORY ECG RECORDER | SPACELABS | LIFECARD CF | 2002-01-15 | 2152.8
GAMMA COUNTER | GAMMA COUNTER | WALLAC | 1480 | 2001-12-21 | 24000
COUCH | COUCH - VARIABLE H/L | SNR | M2154 | 2001-12-19 | 3600 | 2022-06-29 | 2024-07-15
TEMP.SIMULATOR | SKIN TEMP SENSOR SIMULATOR | DRAEGER | 79-01-236 | 2001-11-21 | 220.8
SUCTION CONTROLLER | SUCTION CONTROLLER | EAST HEALTH | HIGH-SUCTION | 2002-01-14 | 240
SUCTION CONTROLLER | SUCTION CONTROLLER | EAST HEALTH | HIGH-SUCTION | 2002-01-14 | 240
AMBULATORY ARRHYTHMIA MONITOR | AMBULATORY ECG RECORDER | SPACELABS | LIFECARD CF | 2001-12-10 | 2197.2
AMBULATORY ARRHYTHMIA MONITOR | AMBULATORY ECG RECORDER | SPACELABS | LIFECARD CF | 2001-12-10 | 2197.2 | 2024-01-22 | 2026-01-22
AMBULATORY ARRHYTHMIA MONITOR | AMBULATORY ECG RECORDER | SPACELABS | LIFECARD CF | 2001-12-10 | 2197.2 | 2024-01-22 | 2026-01-22
AMBULATORY ARRHYTHMIA MONITOR | AMBULATORY ECG RECORDER | SPACELABS | LIFECARD CF | 2001-12-10 | 2197.2
AMPLIFIER | SPEECH AMPLIFIER | HEARING PROD | ECHOVOICE | 2001-12-13 | 120
SPEECH/AMPLIFIER AID | WAISTBAND AMPLIFIER | EAGLE | P660 | 2001-12-13 | 84
SUCTION CONTROLLER | SUCTION CONTROLLER | EAST HEALTH | HIGH-SUCTION | 2001-11-30 | 240
HEATING PAD | HEAT PAD | WINTERWARM | HP5/L | 2001-12-14 | 16.8
SUCTION CONTROLLER | SUCTION CONTROLLER | EAST HEALTH | HIGH-SUCTION | 2001-12-03 | 240
PATIENT HOIST | PATIENT HOIST - MOBILE | ARJO HUNTLEIGH | ENCORE | 2001-11-20 | 6000 | 2024-07-15 | 2025-01-15
ULTRASOUND SYSTEM | ULTRASOUND SYSTEM | ELSCINT | SYNERGY-CFM | 2001-10-18 | 7200
SUCTION CONTROLLER | SUCTION CONTROLLER | EAST HEALTH | HIGH-SUCTION | 2001-12-03 | 240
TREADMILL | TREADMILL | HEBB | 7050 | 2002-07-11 | 2160 | 2024-05-20 | 2025-05-20
PATIENT MONITOR | PATIENT MONITOR | PHILIPS LTD | M3046A | 2002-01-02 | 7370.832 | 2020-03-12 | 2025-09-15
OXIMETER CHARGER | PULSE OXIMETER CHARGER | DATEX-OHMEDA | 15 | 2001-11-14 | 92.916
ENTONOX DEMAND SYSTEM | ENTONOX DEMAND VALVE | THERAPY EQUIPMENT | ENTONOX | 2001-12-17 | 219 | 2021-08-04 | 2025-09-01
DUAL RAMP GAUGE | DUAL RAMP GAUGE | GRASEBY | 0131-0084 | 2001-10-31 | 252
SIZE SENSOR GAUGE SET | SIZE SENSOR GAUGE SET | GRASEBY | 0131-0202 | 2001-10-31 | 90
PACEMAKER | PACEMAKER | APC CARDIOVASCULAR | EV4543 | 2002-03-18 | 1080
HANDPIECE MICROMOTOR | HANDPIECE MICROMOTOR | KAVO | K9 TYPE 950 | 2002-01-21 | 600
HANDPIECE | HANDPIECE | W&H UK LTD | WA56LT SYNEA | 2001-11-08 | 480
HANDPIECE | HANDPIECE | W&H UK LTD | WA56LT SYNEA | 2001-11-08 | 480
HANDPIECE | HANDPIECE | W&H UK LTD | WA56LT SYNEA | 2001-11-08 | 480
HANDPIECE | HANDPIECE | W&H UK LTD | WA56LT SYNEA | 2001-11-08 | 480
HANDPIECE | HANDPIECE SLOW MOTOR | W&H UK LTD | LT25 | 2001-11-08 | 534
HANDPIECE | HANDPIECE SLOW MOTOR | W&H UK LTD | LT25 | 2001-11-08 | 534
HANDPIECE | DENTAL HANDPIECE | KAVO | 181M | 2001-10-21 | 540
HANDPIECE | DENTAL HANDPIECE | W&H UK LTD | A25/RM INCO | 2001-10-19 | 420
HANDPIECE | DENTAL HANDPIECE SLOW MOTOR | W&H UK LTD | A24/IRM INCO | 2001-10-19 | 360
HANDPIECE | DENTAL HANDPIECE SLOW MOTOR | W&H UK LTD | A24/IRM INCO | 2001-10-19 | 360
HANDPIECE | DENTAL HANDPIECE | W&H UK LTD | A25/RM INCO | 2001-10-19 | 420
HANDPIECE | DENTAL HANDPIECE SLOW MOTOR | W&H UK LTD | A24/IRM INCO | 2001-10-19 | 360
HANDPIECE | DENTAL HANDPIECE SLOW MOTOR | W&H UK LTD | A24/IRM INCO | 2001-10-19 | 360
HANDPIECE | DENTAL HANDPIECE SLOW MOTOR | W&H UK LTD | A24/IRM INCO | 2001-10-19 | 360
HANDPIECE | DENTAL HANDPIECE | W&H UK LTD | 50 | 2001-10-10 | 480
HANDPIECE | DENTAL HANDPIECE | KAVO | 181M | 2001-10-02 | 540
HANDPIECE | DENTAL HANDPIECE | KAVO | 181M | 2001-10-02 | 540
HANDPIECE | DENTAL HANDPIECE | W&H UK LTD | 56E | 2001-10-02 | 480
HANDPIECE | DENTAL HANDPIECE | KAVO | 639 | 2001-10-02 | 576
HANDPIECE | HANDPIECE | W&H UK LTD | S11 | 2001-09-26 | 456
HANDPIECE | HANDPIECE | W&H UK LTD | S11 | 2001-09-26 | 456
HANDPIECE | HANDPIECE | W&H UK LTD | S11 | 2001-09-26 | 456
HANDPIECE | HANDPIECE | W&H UK LTD | S11 | 2001-09-26 | 456
HANDPIECE | DENTAL HANDPIECE | KAVO | 655C | 2001-09-26 | 576
HANDPIECE | DENTAL HANDPIECE | KAVO | 655C | 2001-09-26 | 576
HANDPIECE | DENTAL HANDPIECE | KAVO | 655C | 2001-09-26 | 576
HANDPIECE | DENTAL HANDPIECE | KAVO | 655C | 2001-09-26 | 576
HANDPIECE | DENTAL HANDPIECE | KAVO | 655C | 2001-09-26 | 576
HANDPIECE | DENTAL HANDPIECE | KAVO | 655C | 2001-09-26 | 576
HANDPIECE | HANDPIECE | KAVO | 630 | 2001-10-02 | 540
HANDPIECE | HANDPIECE | KAVO | 630 | 2001-10-02 | 540
HANDPIECE | HANDPIECE | KAVO | 630 | 2001-10-02 | 540
HANDPIECE | HANDPIECE | KAVO | 630 | 2001-10-02 | 540
HANDPIECE | HANDPIECE | KAVO | 630 | 2001-10-02 | 540
HANDPIECE | HANDPIECE | KAVO | 630 | 2001-10-02 | 540
HANDPIECE | HANDPIECE | KAVO | 630 | 2001-10-02 | 540
HANDPIECE | HANDPIECE | KAVO | 630 | 2001-10-02 | 540
HANDPIECE | HANDPIECE | KAVO | 630 | 2001-10-02 | 540
HANDPIECE | HANDPIECE | KAVO | 630 | 2001-10-02 | 540
HANDPIECE | HANDPIECE | KAVO | 630 | 2001-10-02 | 540
HANDPIECE | HANDPIECE | KAVO | 630 | 2001-10-02 | 540
HANDPIECE | HANDPIECE | KAVO | 630 | 2001-10-02 | 540
GAS & VACUUM FLOW/PRESSURE | PMG TEST KIT | SHAW MOISTUR | AUTOMATIC DEWPOINT M | 2001-10-26 | 2400
ULTRASOUND SCANNER | ULTRASOUND SCANNER | TOSHIBA MED | SSA-325A | 2002-01-02 | 17977.5 | 2023-11-30 | 2024-11-30
SLIT LAMP | SLIT LAMP | KEELER | SL33ZOOM | 2001-11-09 | 5160 | 2023-12-15 | 2024-12-06
FIBRESCOPE | RHINO-LARYNGO FIBRESCOPE | OLYMPUS | ENF-GP | 2001-11-06 | 10826.748
AMALGAM DISPENSER | AMALGAM DISPENSER | DE GOTZEN | SOFTLY 8 | 2001-10-25 | 420 | 2023-08-14 | 2025-08-14
AMALGAM DISPENSER | AMALGAM DISPENSER | DE GOTZEN | SOFTLY 8 | 2001-10-25 | 420 | 2022-02-10 | 2024-08-15
AMALGAM DISPENSER | AMALGAM DISPENSER | DE GOTZEN | SOFTLY 8 | 2001-10-25 | 420 | 2023-09-06 | 2025-09-06
IRRIGATION SYSTEM |  | BIEN-AIR UK | IR-PP980 | 2001-12-04 | 780
SLIT LAMP TABLE | SLIT LAMP TABLE | KEELER | ELECTRIC ELEVATION | 2001-11-09 | 1800 | 2023-12-15 | 2024-12-06
APPLANATION TONOM | APPLANATION TONOMETER | HAAG STREIT | T900 | 2001-11-09 | 1008
DIAGNOSTIC SET | DIAGNOSTIC SET | KEELER | VISTA | 2001-11-22 | 176.64 | 2020-02-05 | 2024-12-18
SYNOPTOPHORE | SYNOPTOPHORE | CLEM CLARKE | 2003 | 2001-10-30 | 3600 | 2022-04-26 | 2023-04-26
APPLANATION TONOM | APPLANATION TONOMETER | HAAG STREIT | T900 | 2001-10-08 | 660
SUCTION CONTROLLER | SUCTION CONTROLLER | EAST HEALTH | HIGH-SUCTION | 2001-10-16 | 98.4
TYMPANIC THERMOMETER | TYMPANIC THERMOMETER | BRAUN | PRO 3000 | 2001-09-28 | 147.456
LIGHT SOURCE |  | SNR | DYOSITE II | 2001-09-25 | 1800
SPHYGMOMANOMETER | SPHYGMOMANOMETER | CERTIFIED | PLEASE ENTER MODEL! (880) | 2001-10-04 | 42
SPHYGMOMANOMETER | SPHYGMOMANOMETER | CERTIFIED | PLEASE ENTER MODEL! (880) | 2001-10-04 | 42
ECG/RESP MODULE | ECG/RESP MODULE | PHILIPS LTD | M1002B | 2001-11-08 | 1200
COUCH | COUCH - CHIROPODY | PLINTH 2000 | SGE014 | 2001-10-26 | 900 | 2019-08-14 | 2024-08-15
HANDPIECE | DENTAL HANDPIECE | KAVO | 181M | 2001-10-04 | 499.2
HANDPIECE | DENTAL HANDPIECE | KAVO | 181M | 2001-10-04 | 499.2
HANDPIECE | DENTAL HANDPIECE | KAVO | 181M | 2001-10-04 | 499.2
HANDPIECE | HANDPIECE | KAVO | 628 BELLA TORQUE | 2001-10-05 | 420
CRYO PROBE | CRYO PROBE | WALLAC | 900603 | 2001-09-04 | 1572
CRYO PROBE | CRYO PROBE | WALLAC | 900603 | 2001-09-04 | 1572
X-RAY VIEWER | X-RAY VIEWER | PROTEX | TPI-W | 2001-10-01 | 192
HANDPIECE | DENTAL HANDPIECE | KAVO | 181M | 2001-10-02 | 540
HANDPIECE | DENTAL HANDPIECE | KAVO | 181M | 2001-10-02 | 540
SUCTION - DENTAL | SUCTION - DENTAL | DURR DENTAL | VS300 TYPE 7123-01 | 2001-10-04 | 960 | 2024-04-24 | 2025-04-15
OPHTHALMOSCOPE-INDIRECT | OPHTHALMO-INDIRECT | KEELER | ALL-PUPIL | 2001-09-12 | 1800 | 2023-01-16 14:17 | 2025-01-16
HANDPIECE | DENTAL HANDPIECE | KAVO | 181M | 2001-09-17 | 540
INJECTOR SUCTION | INJECTOR SUCTION | THERAPY EQUIPMENT | ZZ | 2001-09-06 | 314.4
NEBULIZER | NEBULIZER | MEDIC AID | PORTANEB | 2001-08-29 | 126
SPHYGMOMANOMETER | SPHYGMOMANOMETER | HEINE | GAMMA XXL | 2001-09-13 | 180
GAS REGULATOR & FLOWMETER | OXYGEN THERAPY EQUIPMENT | THERAPY EQUIPMENT | 5100 | 2001-09-13 | 126
SPHYGMOMANOMETER | SPHYGMOMANOMETER | SPEIDEL & KE | MAXI STABIL 3 | 2001-09-27 | 90
SPHYGMOMANOMETER | SPHYGMOMANOMETER | SPEIDEL & KE | MAXI STABIL 3 | 2001-09-27 | 90
SUCTION CONTROLLER | SUCTION CONTROLLER | EAST HEALTH | HIGH-SUCTION | 2001-07-27 | 240
CRYO UNIT | CRYO UNIT | Wallach Surgical Devices Inc | WA3000 | 2001-09-04 | 3210
DIATHERMY MACHINE | DIATHERMY MACHINE | ELLMAN INTER | SURGITRON IEC | 2001-09-03 | 6979.5 | 2022-12-29 16:00 | 2023-12-06
WATER BATH | WATER BATH | ULTRAWAVE | HP300 | 2001-08-22 | 360 | 2023-09-22 | 2024-09-22
WATER BATH | WATER BATH | ULTRAWAVE | HP300 | 2001-08-22 | 360 | 2022-09-09 | 2024-08-15
WATER BATH | WATER BATH | ULTRAWAVE | HP300 | 2001-08-22 | 360 | 2023-09-22 | 2024-09-22
WATER BATH | WATER BATH | ULTRAWAVE | HP300 | 2001-08-22 | 360 | 2024-04-17 | 2024-12-11
WATER BATH | WATER BATH | ULTRAWAVE | HP300 | 2001-08-22 | 360 | 2022-09-29 | 2024-08-15
HEATED GUTTA-PERCHA UNIT | HEATED GUTTA-PERCHA UNIT | OBTURA | OBTURA II | 2001-08-30 | 1128 | 2022-09-20 | 2024-08-15
ULTRASONIC SCALER | ULTRASONIC SCALER | DENTSPLY LTD | CAVITRON SPS | 2001-08-30 | 1102.8 | 2022-08-05 | 2024-08-15
WATER BATH | WATER BATH | ULTRAWAVE | HP300 | 2001-08-22 | 360 | 2022-09-16 | 2024-08-15
WATER BATH | WATER BATH | ULTRAWAVE | HP300 | 2001-08-22 | 360 | 2022-09-13 | 2024-08-15
WATER BATH | WATER BATH | ULTRAWAVE | HP300 | 2001-08-22 | 360 | 2022-11-08 08:49 | 2023-12-12
WATER BATH | WATER BATH | ULTRAWAVE | HP300 | 2001-08-22 | 360 | 2022-09-13 | 2024-08-15
WATER BATH | WATER BATH | ULTRAWAVE | HP300 | 2001-08-22 | 360 | 2022-09-13 | 2024-08-15
BALANCE | BALANCE | SARTORIUS | JC12 | 2002-04-08 | 360 | 2024-07-18 | 2025-07-18
PATIENT HOIST | PATIENT HOIST - MOBILE | LIKO | GOLVO7007ES | 2001-08-10 | 6388.74 | 2024-07-17 | 2025-01-17
SUCTION UNIT | SUCTION - LAERDAL - BATTERY | LAERDAL | LSU-2 | 2001-08-15 | 816 | 2024-06-24 | 2027-06-24
OPHTHALMOSCOPE | OPHTHALMOSCOPE | WELCH ALLYN | 11720 | 2001-08-22 | 120
AURISCOPE/OTOSCOPE | AURISCOPE | WELCH ALLYN | 20000 | 2001-08-22 | 180
TRANSFORMER | TRANSFORMER | WELCH ALLYN | 74716 | 2001-08-22 | 240
OPHTHALMOSCOPE | OPHTHALMOSCOPE | WELCH ALLYN | 11720 | 2001-08-22 | 120
AURISCOPE/OTOSCOPE | AURISCOPE | WELCH ALLYN | 20000 | 2001-08-22 | 180
TRANSFORMER | TRANSFORMER | WELCH ALLYN | 74716 | 2001-08-22 | 240
SUCTION CONTROLLER | SUCTION CONTROLLER | EAST HEALTH | HIGH-SUCTION | 2001-07-31 | 240
HANDPIECE MICROMOTOR | HANDPIECE MICROMOTOR | W&H UK LTD | PERFECTA | 2001-07-11 | 660
HANDPIECE MICROMOTOR | HANDPIECE MICROMOTOR | W&H UK LTD | PERFECTA | 2001-07-11 | 660
HANDPIECE MICROMOTOR | HANDPIECE MICROMOTOR | W&H UK LTD | PERFECTA | 2001-07-11 | 660
HANDPIECE MICROMOTOR | HANDPIECE MICROMOTOR | W&H UK LTD | PERFECTA | 2001-07-11 | 660
HANDPIECE MICROMOTOR | HANDPIECE MICROMOTOR | W&H UK LTD | PERFECTA | 2001-07-11 | 660
HANDPIECE MICROMOTOR | HANDPIECE MICROMOTOR | W&H UK LTD | PERFECTA | 2001-07-11 | 660
HANDPIECE MICROMOTOR | HANDPIECE MICROMOTOR | W&H UK LTD | PERFECTA | 2001-07-11 | 660
MEGGER | MEGGER | AVOMETER | BM223 | 2002-03-23 | 294
A/S MAT RESISTIVITY TESTER | ANTISTATIC MAT RESISTIVITY TESTER | MEMO-INTERNAL | MEMO-A/S MAT TEST | 2002-03-06 | 120
GAS REGULATOR & FLOWMETER | 2 STAGE AIR REG | B.O.C. | SAFFIRE | 2002-02-22 | 110.4
GAS REGULATOR & FLOWMETER | 2 STAGE GAS REGULATOR (CARBONGEN) | B.O.C. | L202 850543 | 2001-11-01 | 205.2
TORQUE SCREWDRIVER | TORQUE SCREWDRIVER | SEARS ROEBUC | 24-8786 | 2001-10-09 | 0
TORQUE SCREWDRIVER | TORQUE SCREWDRIVER | SEARS ROEBUC | TORQUE LEADER MINOR | 2001-10-09 | 60 | 2022-12-05 16:49
TORQUE SCREWDRIVER | TORQUE SCREWDRIVER | SEARS ROEBUC | TORQUE LEADER MINOR | 2001-10-09 | 60 | 2020-11-23
EXERCISE BICYCLE | EXERCISE BICYCLE | LIFE FITNESS | LIFECYCLE 95 | 2001-07-16 | 900
EXERCISE ROWING | EXERCISE ROWING MACHINE | CONCEPT II | INDOOR ROWER | 2001-07-16 | 300 | 2022-09-07 | 2025-09-07
EXERCISER | CROSS TRAINER EXERCISER | LIFE FITNESS | CT9500 | 2001-07-16 | 2160 | 2022-09-07 | 2025-09-07
NEBULIZER | NEBULIZER | MEDIC AID | PORTANEB-INTER-QV7B | 2001-07-16 | 6278.4 | 2019-08-07
NEBULIZER | NEBULIZER | MEDIC AID | PORTANEB-INTER-QV7B | 2001-07-16 | 138
NEBULIZER | NEBULIZER | MEDIC AID | PORTANEB-INTER-QV7B | 2001-07-16 | 138
NEBULIZER | NEBULIZER | MEDIC AID | PORTANEB-INTER-QV7B | 2001-07-16 | 138
HYFRECATOR | HYFRECATOR 2000 | CONMED | HYFRECATOR 2000 | 2001-07-24 | 3350.112 | 2024-06-11 | 2026-09-15
GAS REGULATOR & FLOWMETER | 02 REGULATOR BULLNOSE | MEC CO. LTD | GASS4 BULLNOSE | 2001-08-02 | 72
SPHYGMOMANOMETER | SPHYGMOMANOMETER | ACCOSON LTD | DESK | 2001-07-13 | 42
MULTIMETER | DIGITAL MULTIMETER | WAVETEK | 25XT | 2001-07-17 | 102 | 2023-09-25 | 2025-09-25
X-RAY VIEWER | X-RAY VIEWER | RINN PRODUCT | 67-0420 | 2001-08-16 | 90 | 2024-04-24 | 2025-04-16
DENTAL LIGHT | DENTAL LIGHT | ADEC DENTAL | 6300 | 2001-08-16 | 1438.8 | 2024-04-24 | 2025-04-15
DENTAL UNIT | DENTAL UNIT | ADEC DENTAL | RADIUS | 2001-08-01 | 8436 | 2024-04-24 | 2025-04-14
DENTAL CHAIR | DENTAL CHAIR | ADEC DENTAL | 1040 | 2001-08-15 | 5367.6 | 2024-04-24 | 2025-04-10
EXTRACT FAN | EXTRACT FAN | KAVO | HSS | 2001-08-20 | 720 | 2024-03-15 | 2026-06-17
HANDPIECE KNEE CONTROL | HANDPIECE KNEE CONTROL UNIT | W&H UK LTD | MF-PERFECTA 9978 | 2001-07-11 | 780 | 2022-08-16 | 2025-01-15
HANDPIECE KNEE CONTROL | HANDPIECE KNEE CONTROL UNIT | W&H UK LTD | MF-PERFECTA 9978 | 2001-07-11 | 780 | 2024-03-14 | 2026-06-17
HANDPIECE KNEE CONTROL | HANDPIECE KNEE CONTROL UNIT | W&H UK LTD | MF-PERFECTA 9978 | 2001-07-11 | 780
HANDPIECE KNEE CONTROL | HANDPIECE KNEE CONTROL UNIT | W&H UK LTD | MF-PERFECTA 9978 | 2001-07-11 | 780 | 2022-08-16 | 2025-01-15
HANDPIECE KNEE CONTROL | HANDPIECE KNEE CONTROL UNIT | W&H UK LTD | MF-PERFECTA 9978 | 2001-07-11 | 780
HANDPIECE KNEE CONTROL | HANDPIECE KNEE CONTROL UNIT | W&H UK LTD | MF-PERFECTA 9978 | 2001-07-11 | 780
HANDPIECE KNEE CONTROL | HANDPIECE KNEE CONTROL UNIT | W&H UK LTD | MF-PERFECTA 9978 | 2001-07-11 | 780 | 2022-08-16 | 2025-01-15
HANDPIECE KNEE CONTROL | HANDPIECE KNEE CONTROL UNIT | W&H UK LTD | MF-PERFECTA 9978 | 2001-07-11 | 780
RESISTANCE BOX | RESISTANCE BOX | PHIPPS&BIRD | 236A | 2001-09-04 | 168
CALB. MANOMETER | CALB.MANOMETER | SIEMENS LTD | CALIBRATION MANOMETER | 2001-07-12 | 60 | 2024-02-07 | 2025-02-15
HANDPIECE MICROMOTOR | HANDPIECE MICROMOTOR | W&H UK LTD | PERFECTA | 2001-07-11 | 660
HANDPIECE | DENTAL HANDPIECE | KAVO | 181H | 1988-01-01 | 619.2
HANDPIECE | DENTAL HANDPIECE | KAVO | 181H | 1988-01-01 | 619.2
HANDPIECE | DENTAL HANDPIECE | KAVO | 181H | 1988-01-01 | 619.2
HANDPIECE | DENTAL HANDPIECE | KAVO | 181H | 1988-01-01 | 619.2
HANDPIECE | DENTAL HANDPIECE | KAVO | 181H | 1988-01-01 | 619.2
HANDPIECE | DENTAL HANDPIECE | KAVO | 181H | 1988-01-01 | 619.2
HANDPIECE | DENTAL HANDPIECE | KAVO | 181H | 1988-01-01 | 619.2
HANDPIECE | DENTAL HANDPIECE | KAVO | 181H | 1988-01-01 | 619.2
HANDPIECE | DENTAL HANDPIECE | KAVO | 181H | 1988-01-01 | 619.2
HANDPIECE | DENTAL HANDPIECE | KAVO | 181H | 1988-01-01 | 619.2
HANDPIECE | DENTAL HANDPIECE | KAVO | 640C | 1994-03-15 | 648
HANDPIECE | DENTAL HANDPIECE | KAVO | 642C | 1994-03-15 | 660
HANDPIECE | DENTAL HANDPIECE | KAVO | 642C | 1994-03-15 | 660
HANDPIECE | DENTAL HANDPIECE | KAVO | 642C | 1994-03-15 | 660
HANDPIECE | DENTAL HANDPIECE | KAVO | 642C | 1994-03-15 | 660
HANDPIECE | DENTAL HANDPIECE | KAVO | 642C | 1994-03-15 | 660
HANDPIECE | HANDPIECE-AIR ROTA | KAVO | 642B | 1995-03-01 | 780
HANDPIECE | HANDPIECE-AIR ROTA | KAVO | 642B | 1995-03-01 | 780
HANDPIECE | HANDPIECE-AIR ROTA | KAVO | 642B | 1995-03-01 | 780
HANDPIECE | HANDPIECE-AIR ROTA | KAVO | 642B | 1995-03-01 | 780
HANDPIECE | HANDPIECE-AIR ROTA | KAVO | 642B | 1995-03-01 | 780
HANDPIECE | HANDPIECE-AIR ROTA | KAVO | 642B | 1995-03-01 | 780
HANDPIECE | HANDPIECE-AIR ROTA | KAVO | 642B | 1995-03-01 | 780
HANDPIECE | DENTAL HANDPIECE | KAVO | 7CN | 1994-03-15 | 368.016
HANDPIECE | DENTAL HANDPIECE | KAVO | 7CN | 1994-03-15 | 368.016
HANDPIECE | DENTAL HANDPIECE | KAVO | 7CN | 1994-03-15 | 368.016
HANDPIECE | DENTAL HANDPIECE | KAVO | 7CN | 1994-03-15 | 368.016
HANDPIECE | DENTAL HANDPIECE | KAVO | 7CN | 1994-03-15 | 368.016
HANDPIECE | DENTAL HANDPIECE | KAVO | 7CN | 1994-03-15 | 368.016
HANDPIECE | DENTAL HANDPIECE | KAVO | 7CN | 1994-03-15 | 368.016
HANDPIECE | DENTAL HANDPIECE | KAVO | 7CN | 1994-03-15 | 368.016
HANDPIECE | DENTAL HANDPIECE | KAVO | 7CN | 1994-03-15 | 368.016
HANDPIECE | DENTAL HANDPIECE | KAVO | 7CN | 1994-03-15 | 368.016
HANDPIECE | DENTAL HANDPIECE | KAVO | 7CN | 1994-03-15 | 368.016
HANDPIECE | DENTAL HANDPIECE | KAVO | 7CN | 1994-03-15 | 368.016
HANDPIECE | DENTAL HANDPIECE | KAVO | 7CN | 1994-03-15 | 368.016
HANDPIECE | DENTAL HANDPIECE | KAVO | 640B | 1995-03-01 | 927.6
HANDPIECE | DENTAL HANDPIECE | KAVO | 640B | 1995-03-01 | 927.6
HANDPIECE | DENTAL HANDPIECE | KAVO | 640B | 1995-03-01 | 927.6
HANDPIECE | DENTAL HANDPIECE | KAVO | 640B | 1995-03-01 | 927.6
HANDPIECE | DENTAL HANDPIECE | KAVO | 640B | 1995-03-01 | 927.6
HANDPIECE | DENTAL HANDPIECE | KAVO | 640B | 1995-03-01 | 927.6
HANDPIECE | DENTAL HANDPIECE | KAVO | 640B | 1995-03-01 | 927.6
HANDPIECE | DENTAL HANDPIECE | KAVO | 640B | 1995-03-01 | 927.6
HANDPIECE | DENTAL HANDPIECE | KAVO | 640B | 1995-03-01 | 927.6
HANDPIECE | DENTAL HANDPIECE | KAVO | 640B | 1995-03-01 | 927.6
HANDPIECE | DENTAL HANDPIECE | KAVO | 7LN | 1995-03-10 | 420
HANDPIECE | DENTAL HANDPIECE | KAVO | 7LN | 1995-03-10 | 420
HANDPIECE | DENTAL HANDPIECE | KAVO | 7LN | 1995-03-10 | 420
HANDPIECE | DENTAL HANDPIECE | KAVO | 7LN | 1995-03-10 | 420
HANDPIECE | DENTAL HANDPIECE | KAVO | 7LN | 1995-03-10 | 420
HANDPIECE | DENTAL HANDPIECE | KAVO | 7LN | 1995-03-10 | 420
HANDPIECE | DENTAL HANDPIECE | KAVO | 7LN | 1995-03-10 | 420
HANDPIECE | DENTAL HANDPIECE | KAVO | 7LN | 1995-03-10 | 420
HANDPIECE | DENTAL HANDPIECE | KAVO | 7LN | 1995-03-10 | 420
HANDPIECE | DENTAL HANDPIECE | KAVO | 7LN | 1995-03-10 | 420
HANDPIECE | DENTAL HANDPIECE | KAVO | 7LN | 1995-03-10 | 420
HANDPIECE | DENTAL HANDPIECE | KAVO | 7LN | 1995-03-10 | 420
HANDPIECE | DENTAL HANDPIECE | KAVO | 7LN | 1995-03-10 | 420
HANDPIECE | DENTAL HANDPIECE | KAVO | 7LN | 1995-03-10 | 420
HANDPIECE | DENTAL HANDPIECE | KAVO | 7LN | 1995-03-10 | 420
HANDPIECE | DENTAL HANDPIECE | KAVO | 7LN | 1995-03-10 | 420
HANDPIECE | DENTAL HANDPIECE | KAVO | 7LN | 1995-03-10 | 420
HANDPIECE | DENTAL HANDPIECE | KAVO | 181L | 1995-03-01 | 720
HANDPIECE | DENTAL HANDPIECE | W&H UK LTD | 43E | 1990-01-01 | 420
HANDPIECE | DENTAL HANDPIECE | W&H UK LTD | 43E | 1990-01-01 | 420
HANDPIECE | DENTAL HANDPIECE | KAVO | 7A | 1994-06-29 | 360
HANDPIECE | DENTAL HANDPIECE | KAVO | 7A | 1994-06-29 | 360
HANDPIECE | DENTAL HANDPIECE | KAVO | 7A | 1994-06-29 | 360
HANDPIECE | DENTAL HANDPIECE | KAVO | 7A | 1994-06-29 | 360
HANDPIECE | DENTAL HANDPIECE | KAVO | 7A | 1994-06-29 | 360
HANDPIECE | DENTAL HANDPIECE | KAVO | 7A | 1994-06-29 | 360
HANDPIECE | DENTAL HANDPIECE | KAVO | 7A | 1994-06-29 | 360
HANDPIECE | DENTAL HANDPIECE | KAVO | 7A | 1994-06-29 | 360
HANDPIECE | DENTAL HANDPIECE | KAVO | 7A | 1994-06-29 | 360
HANDPIECE | DENTAL HANDPIECE | KAVO | 7A | 1994-06-29 | 360
HANDPIECE | DENTAL HANDPIECE | KAVO | 7A | 1994-06-29 | 360
HANDPIECE | DENTAL HANDPIECE | KAVO | 7A | 1994-06-29 | 360
HANDPIECE | DENTAL HANDPIECE | KAVO | 7A | 1994-06-29 | 360
HANDPIECE | DENTAL HANDPIECE | KAVO | 7A | 1994-06-29 | 360
HANDPIECE | DENTAL HANDPIECE | KAVO | 13A | 1994-06-29 | 720
HANDPIECE | DENTAL HANDPIECE | KAVO | 13A | 1994-06-29 | 720
HANDPIECE | DENTAL HANDPIECE | KAVO | 13A | 1994-06-29 | 720
HANDPIECE | DENTAL HANDPIECE | KAVO | 13A | 1994-06-29 | 720
HANDPIECE | DENTAL HANDPIECE | W&H UK LTD | 956E | 1994-08-08 | 480
HANDPIECE | DENTAL HANDPIECE | W&H UK LTD | 956E | 1994-08-08 | 480
HANDPIECE | DENTAL HANDPIECE | W&H UK LTD | 956E | 1994-08-08 | 480
HANDPIECE | DENTAL HANDPIECE | W&H UK LTD | 956E | 1994-08-08 | 480
HANDPIECE | DENTAL HANDPIECE | W&H UK LTD | 956E | 1994-08-08 | 480
HANDPIECE | DENTAL HANDPIECE | W&H UK LTD | 956E | 1994-08-08 | 480
HANDPIECE | DENTAL HANDPIECE | W&H UK LTD | 956E | 1994-08-08 | 480
HANDPIECE | DENTAL HANDPIECE | W&H UK LTD | 956E | 1994-08-08 | 480
HANDPIECE | DENTAL HANDPIECE | W&H UK LTD | 956E | 1994-08-08 | 480
HANDPIECE | DENTAL HANDPIECE | W&H UK LTD | 956E | 1994-08-08 | 480
HANDPIECE | DENTAL HANDPIECE | W&H UK LTD | 956E | 1994-08-08 | 480
HANDPIECE | DENTAL HANDPIECE | W&H UK LTD | 956E | 1994-08-08 | 480
HANDPIECE | DENTAL HANDPIECE | W&H UK LTD | 956E | 1994-08-08 | 480
HANDPIECE | DENTAL HANDPIECE | W&H UK LTD | 956E | 1994-08-08 | 480
HANDPIECE | DENTAL HANDPIECE | W&H UK LTD | 956E | 1994-08-08 | 480
HANDPIECE | DENTAL HANDPIECE | W&H UK LTD | 956E | 1994-08-08 | 480
HANDPIECE | DENTAL HANDPIECE | W&H UK LTD | 956E | 1994-08-08 | 480
HANDPIECE | DENTAL HANDPIECE | W&H UK LTD | 956E | 1994-08-08 | 480
HANDPIECE | DENTAL HANDPIECE | W&H UK LTD | 956E | 1994-08-08 | 480
HANDPIECE | DENTAL HANDPIECE | W&H UK LTD | 956E | 1994-08-08 | 480
HANDPIECE | HANDPIECE | W&H UK LTD | 956A | 1997-09-01 | 576
HANDPIECE | HANDPIECE | W&H UK LTD | 956A | 1997-09-01 | 576
HANDPIECE | HANDPIECE | W&H UK LTD | 956A | 1997-09-01 | 576
HANDPIECE | HANDPIECE | W&H UK LTD | 956A | 1997-09-01 | 576
HANDPIECE | HANDPIECE | W&H UK LTD | 956A | 1997-09-01 | 576
HANDPIECE | HANDPIECE | W&H UK LTD | 956A | 1997-09-01 | 576
HANDPIECE | HANDPIECE | W&H UK LTD | 956A | 1997-09-01 | 576
HANDPIECE | HANDPIECE | W&H UK LTD | 956A | 1997-09-01 | 576
HANDPIECE | HANDPIECE | W&H UK LTD | 956A | 1997-09-01 | 576
HANDPIECE | HANDPIECE | W&H UK LTD | 956A | 1997-09-01 | 576
HANDPIECE | HANDPIECE | W&H UK LTD | 956A | 1997-09-01 | 576
HANDPIECE | HANDPIECE | W&H UK LTD | 956A | 1997-09-01 | 576
HANDPIECE | HANDPIECE | W&H UK LTD | 956A | 1997-09-01 | 576
HANDPIECE | HANDPIECE | W&H UK LTD | 956A | 1997-09-01 | 576
HANDPIECE | HANDPIECE | W&H UK LTD | 956A | 1997-09-01 | 576
HANDPIECE | HANDPIECE | W&H UK LTD | 956A | 1997-09-01 | 576
HANDPIECE | HANDPIECE | W&H UK LTD | 956A | 1997-09-01 | 576
HANDPIECE | HANDPIECE | W&H UK LTD | 956A | 1997-09-01 | 576
HANDPIECE | HANDPIECE | W&H UK LTD | 956A | 1997-09-01 | 576
HANDPIECE | HANDPIECE | W&H UK LTD | 956A | 1997-09-01 | 576
HANDPIECE | HANDPIECE | W&H UK LTD | 956A | 1997-09-01 | 576
HANDPIECE | HANDPIECE | W&H UK LTD | 956A | 1997-09-01 | 576
HANDPIECE | HANDPIECE | W&H UK LTD | 956A | 1997-09-01 | 576
HANDPIECE | HANDPIECE | W&H UK LTD | 956A | 1997-09-01 | 576
HANDPIECE | DENTAL HANDPIECE | KAVO | 640 | 1997-11-01 | 559.2
HANDPIECE | DENTAL HANDPIECE | KAVO | 640 | 1997-11-01 | 559.2
HANDPIECE | DENTAL HANDPIECE | KAVO | 640 | 1997-11-01 | 559.2
HANDPIECE | DENTAL HANDPIECE | KAVO | 640 | 1997-11-01 | 559.2
HANDPIECE | DENTAL HANDPIECE | KAVO | 640 | 1997-11-01 | 559.2
HANDPIECE | DENTAL HANDPIECE | KAVO | 640 | 1997-11-01 | 559.2
HANDPIECE | DENTAL HANDPIECE | KAVO | 640 | 1997-11-01 | 559.2
HANDPIECE | DENTAL HANDPIECE | KAVO | 640 | 1997-11-01 | 559.2
HANDPIECE | DENTAL HANDPIECE | KAVO | 640 | 1997-11-01 | 559.2
HANDPIECE | DENTAL HANDPIECE | KAVO | 640 | 1997-11-01 | 559.2
HANDPIECE | DENTAL HANDPIECE | KAVO | 640 | 1997-11-01 | 559.2
HANDPIECE | DENTAL HANDPIECE | KAVO | 640 | 1997-11-01 | 559.2
HANDPIECE | HANDPIECE | W&H UK LTD | 956A | 1997-09-01 | 576
HANDPIECE | HANDPIECE | W&H UK LTD | 956A | 1997-09-01 | 576
HANDPIECE | HANDPIECE | W&H UK LTD | 956A | 1997-09-01 | 576
HANDPIECE | HANDPIECE | W&H UK LTD | 956A | 1997-09-01 | 576
HANDPIECE | HANDPIECE | W&H UK LTD | 956A | 1997-09-01 | 576
HANDPIECE | HANDPIECE | W&H UK LTD | 956A | 1997-09-01 | 576
HANDPIECE | HANDPIECE | W&H UK LTD | 956A | 1997-09-01 | 576
HANDPIECE | HANDPIECE | W&H UK LTD | 956A | 1997-09-01 | 576
HANDPIECE | HANDPIECE | W&H UK LTD | 956A | 1997-09-01 | 576
HANDPIECE | HANDPIECE | W&H UK LTD | 956A | 1997-09-01 | 576
HANDPIECE | HANDPIECE | W&H UK LTD | 956A | 1997-09-01 | 576
HANDPIECE | HANDPIECE | W&H UK LTD | 956A | 1997-09-01 | 576
HANDPIECE | HANDPIECE | W&H UK LTD | 956A | 1997-09-01 | 576
HANDPIECE | HANDPIECE | W&H UK LTD | 956A | 1997-09-01 | 576
HANDPIECE | HANDPIECE | W&H UK LTD | 956A | 1997-09-01 | 576
HANDPIECE | HANDPIECE | W&H UK LTD | 956A | 1997-09-01 | 576
HANDPIECE | HANDPIECE | W&H UK LTD | 956A | 1997-09-01 | 576
HANDPIECE | HANDPIECE | W&H UK LTD | 956A | 1997-09-01 | 576
HANDPIECE | HANDPIECE | W&H UK LTD | 956A | 1997-09-01 | 576
HANDPIECE | HANDPIECE | W&H UK LTD | 956A | 1997-09-01 | 576
HANDPIECE | HANDPIECE | W&H UK LTD | 956A | 1997-09-01 | 576
HANDPIECE | HANDPIECE | W&H UK LTD | 956A | 1997-09-01 | 576
HANDPIECE | HANDPIECE | W&H UK LTD | 956A | 1997-09-01 | 576
HANDPIECE | HANDPIECE | W&H UK LTD | 956A | 1997-09-01 | 576
HANDPIECE | HANDPIECE STRAIGHT | W&H UK LTD | 943E | 1994-06-29 | 540
HANDPIECE | HANDPIECE STRAIGHT | W&H UK LTD | 943E | 1994-06-29 | 540
HANDPIECE | HANDPIECE STRAIGHT | W&H UK LTD | 943E | 1994-06-29 | 540
HANDPIECE | HANDPIECE STRAIGHT | W&H UK LTD | 943E | 1994-06-29 | 540
HANDPIECE | HANDPIECE STRAIGHT | W&H UK LTD | 943E | 1994-06-29 | 540
HANDPIECE | HANDPIECE STRAIGHT | W&H UK LTD | 943E | 1994-06-29 | 540
HANDPIECE | HANDPIECE STRAIGHT | W&H UK LTD | 943E | 1994-06-29 | 540
HANDPIECE | HANDPIECE STRAIGHT | W&H UK LTD | 943E | 1994-06-29 | 540
HANDPIECE | HANDPIECE STRAIGHT | W&H UK LTD | 943E | 1994-06-29 | 540
HANDPIECE | HANDPIECE STRAIGHT | W&H UK LTD | 943E | 1994-06-29 | 540
HANDPIECE | HANDPIECE STRAIGHT | W&H UK LTD | 943E | 1994-06-29 | 540
HANDPIECE | HANDPIECE STRAIGHT | W&H UK LTD | 943E | 1994-06-29 | 540
HANDPIECE | HANDPIECE STRAIGHT | W&H UK LTD | 943E | 1994-06-29 | 540
HANDPIECE | HANDPIECE STRAIGHT | W&H UK LTD | 943E | 1994-06-29 | 540
HANDPIECE | HANDPIECE STRAIGHT | W&H UK LTD | 943E | 1994-06-29 | 540
HANDPIECE | HANDPIECE STRAIGHT | W&H UK LTD | 943E | 1994-06-29 | 540
HANDPIECE | DENTAL HANDPIECE | W&H UK LTD | 943A | 1997-09-18 | 420
HANDPIECE | DENTAL HANDPIECE | W&H UK LTD | 943A | 1997-09-18 | 420
HANDPIECE | DENTAL HANDPIECE | W&H UK LTD | 943A | 1997-09-18 | 420
HANDPIECE | DENTAL HANDPIECE | W&H UK LTD | 943A | 1997-09-18 | 420
HANDPIECE | DENTAL HANDPIECE | W&H UK LTD | 943A | 1997-09-18 | 420
HANDPIECE | DENTAL HANDPIECE | W&H UK LTD | 943A | 1997-09-18 | 420
HANDPIECE | DENTAL HANDPIECE | W&H UK LTD | 943A | 1997-09-18 | 420
HANDPIECE | DENTAL HANDPIECE | W&H UK LTD | 943A | 1997-09-18 | 420
HANDPIECE | DENTAL HANDPIECE | W&H UK LTD | 943A | 1997-09-18 | 420
HANDPIECE | DENTAL HANDPIECE | W&H UK LTD | 943A | 1997-09-18 | 420
HANDPIECE | DENTAL HANDPIECE | W&H UK LTD | 943A | 1997-09-18 | 420
HANDPIECE | DENTAL HANDPIECE | W&H UK LTD | 943A | 1997-09-18 | 420
HANDPIECE | DENTAL HANDPIECE | W&H UK LTD | 943A | 1997-09-18 | 420
HANDPIECE | DENTAL HANDPIECE | W&H UK LTD | 943A | 1997-09-18 | 420
HANDPIECE | DENTAL HANDPIECE | W&H UK LTD | 943A | 1997-09-18 | 420
HANDPIECE | DENTAL HANDPIECE | W&H UK LTD | 943A | 1997-09-18 | 420
HANDPIECE | DENTAL HANDPIECE | W&H UK LTD | 943A | 1997-09-18 | 420
HANDPIECE | DENTAL HANDPIECE | W&H UK LTD | 943A | 1997-09-18 | 420
HANDPIECE | DENTAL HANDPIECE | W&H UK LTD | 943A | 1997-09-18 | 420
HANDPIECE | DENTAL HANDPIECE | W&H UK LTD | 943A | 1997-09-18 | 420
HANDPIECE | DENTAL HANDPIECE | W&H UK LTD | 943A | 1997-09-18 | 420
HANDPIECE | DENTAL HANDPIECE | W&H UK LTD | 943A | 1997-09-18 | 420
HANDPIECE | DENTAL HANDPIECE | W&H UK LTD | 943A | 1997-09-18 | 420
HANDPIECE | DENTAL HANDPIECE | W&H UK LTD | 943A | 1997-09-18 | 420
HANDPIECE | DENTAL HANDPIECE | W&H UK LTD | 943A | 1997-09-18 | 420
HANDPIECE | DENTAL HANDPIECE | W&H UK LTD | 943A | 1997-09-18 | 420
HANDPIECE | DENTAL HANDPIECE | W&H UK LTD | 943A | 1997-09-18 | 420
HANDPIECE | DENTAL HANDPIECE | W&H UK LTD | 943A | 1997-09-18 | 420
HANDPIECE | DENTAL HANDPIECE | W&H UK LTD | 943A | 1997-09-18 | 420
HANDPIECE | DENTAL HANDPIECE | W&H UK LTD | 943A | 1997-09-18 | 420
HANDPIECE | DENTAL HANDPIECE | W&H UK LTD | 943A | 1997-09-18 | 420
HANDPIECE | DENTAL HANDPIECE | W&H UK LTD | 943A | 1997-09-18 | 420
HANDPIECE | DENTAL HANDPIECE | W&H UK LTD | 943A | 1997-09-18 | 420
HANDPIECE | DENTAL HANDPIECE | W&H UK LTD | 943A | 1997-09-18 | 420
HANDPIECE | DENTAL HANDPIECE | W&H UK LTD | 943A | 1997-09-18 | 420
HANDPIECE | DENTAL HANDPIECE | W&H UK LTD | 943A | 1997-09-18 | 420
HANDPIECE | DENTAL HANDPIECE | W&H UK LTD | 943A | 1997-09-18 | 420
HANDPIECE | DENTAL HANDPIECE | W&H UK LTD | 943A | 1997-09-18 | 420
HANDPIECE | DENTAL HANDPIECE | W&H UK LTD | 943A | 1997-09-18 | 420
HANDPIECE | DENTAL HANDPIECE | W&H UK LTD | 943A | 1997-09-18 | 420
HANDPIECE | DENTAL HANDPIECE | KAVO | 640C | 1993-08-01 | 1200
HANDPIECE | DENTAL HANDPIECE | KAVO | 640C | 1993-08-01 | 1200
HANDPIECE | DENTAL HANDPIECE | KAVO | 640C | 1993-08-01 | 1200
HANDPIECE | DENTAL HANDPIECE | KAVO | 640C | 1993-08-01 | 1200
HANDPIECE | DENTAL HANDPIECE | KAVO | 640C | 1993-08-01 | 1200
HANDPIECE | DENTAL HANDPIECE | KAVO | 640C | 1993-08-01 | 1200
HANDPIECE | DENTAL HANDPIECE | KAVO | 640C | 1993-08-01 | 1200
HANDPIECE | DENTAL HANDPIECE | KAVO | 640C | 1993-08-01 | 1200
HANDPIECE | DENTAL HANDPIECE | KAVO | 640C | 1993-08-01 | 1200
HANDPIECE | DENTAL HANDPIECE | KAVO | 640C | 1993-08-01 | 1200
HANDPIECE | DENTAL HANDPIECE | KAVO | 640C | 1993-08-01 | 1200
HANDPIECE | DENTAL HANDPIECE | KAVO | 640C | 1993-08-01 | 1200
HANDPIECE | DENTAL HANDPIECE | KAVO | 640C | 1993-08-01 | 1200
HANDPIECE | DENTAL HANDPIECE | KAVO | 640C | 1993-08-01 | 1200
HANDPIECE | DENTAL HANDPIECE | KAVO | 640C | 1993-08-01 | 1200
HANDPIECE | DENTAL HANDPIECE | KAVO | 640C | 1993-08-01 | 1200
HANDPIECE | DENTAL HANDPIECE | KAVO | 640C | 1993-08-01 | 1200
HANDPIECE | DENTAL HANDPIECE | KAVO | 640C | 1993-08-01 | 1200
HANDPIECE | DENTAL HANDPIECE | KAVO | 640C | 1993-08-01 | 1200
HANDPIECE | DENTAL HANDPIECE | KAVO | 640C | 1993-08-01 | 1200
HANDPIECE | DENTAL HANDPIECE | KAVO | 640C | 1993-08-01 | 1200
HANDPIECE | DENTAL HANDPIECE | KAVO | 640C | 1993-08-01 | 1200
HANDPIECE | DENTAL HANDPIECE | KAVO | 640C | 1993-08-01 | 1200
HANDPIECE | DENTAL HANDPIECE | KAVO | 640C | 1993-08-01 | 1200
HANDPIECE | DENTAL HANDPIECE | KAVO | 640C | 1993-08-01 | 1200
HANDPIECE | DENTAL HANDPIECE | KAVO | 640C | 1993-08-01 | 1200
HANDPIECE | DENTAL HANDPIECE | KAVO | 640C | 1993-08-01 | 1200
HANDPIECE | DENTAL HANDPIECE | KAVO | 640C | 1993-08-01 | 1200
HANDPIECE | DENTAL HANDPIECE | KAVO | 640C | 1993-08-01 | 1200
HANDPIECE | DENTAL HANDPIECE | KAVO | 640C | 1993-08-01 | 1200
HANDPIECE | DENTAL HANDPIECE | KAVO | 640C | 1993-08-01 | 1200
HANDPIECE | DENTAL HANDPIECE | KAVO | 640C | 1993-08-01 | 1200
HANDPIECE | DENTAL HANDPIECE | KAVO | 640C | 1993-08-01 | 1200
HANDPIECE | DENTAL HANDPIECE | KAVO | 640C | 1993-08-01 | 1200
HANDPIECE | DENTAL HANDPIECE | KAVO | 640C | 1993-08-01 | 1200
HANDPIECE | DENTAL HANDPIECE | KAVO | 640C | 1993-08-01 | 1200
HANDPIECE | DENTAL HANDPIECE | KAVO | 640C | 1993-08-01 | 1200
HANDPIECE | DENTAL HANDPIECE | KAVO | 640C | 1993-08-01 | 1200
HANDPIECE | DENTAL HANDPIECE | KAVO | 640C | 1993-08-01 | 1200
HANDPIECE | DENTAL HANDPIECE | KAVO | 640C | 1993-08-01 | 1200
HANDPIECE | DENTAL HANDPIECE | KAVO | 640C | 1993-08-01 | 1200
HANDPIECE | DENTAL HANDPIECE | KAVO | 640 | 1992-08-24 | 559.2
HANDPIECE | DENTAL HANDPIECE | KAVO | 640 | 1992-08-24 | 559.2
HANDPIECE | DENTAL HANDPIECE | KAVO | 640 | 1992-08-24 | 559.2
HANDPIECE | DENTAL HANDPIECE | KAVO | 640 | 1992-08-24 | 559.2
HANDPIECE | DENTAL HANDPIECE | KAVO | 640 | 1992-08-24 | 559.2
HANDPIECE | DENTAL HANDPIECE | KAVO | 640 | 1992-08-24 | 559.2
HANDPIECE | DENTAL HANDPIECE | KAVO | 640 | 1992-08-24 | 559.2
HANDPIECE | DENTAL HANDPIECE | KAVO | 640 | 1992-08-24 | 559.2
HANDPIECE | DENTAL HANDPIECE | KAVO | 640 | 1992-08-24 | 559.2
HANDPIECE | DENTAL HANDPIECE | KAVO | 640 | 1992-08-24 | 559.2
HANDPIECE | DENTAL HANDPIECE | KAVO | 640 | 1992-08-24 | 559.2
HANDPIECE | DENTAL HANDPIECE | KAVO | 640 | 1992-08-24 | 559.2
HANDPIECE | DENTAL HANDPIECE | KAVO | 640 | 1992-08-24 | 559.2
HANDPIECE | DENTAL HANDPIECE | KAVO | 640 | 1992-08-24 | 559.2
HANDPIECE | DENTAL HANDPIECE | KAVO | 640 | 1992-08-24 | 559.2
HANDPIECE | DENTAL HANDPIECE | KAVO | 640 | 1992-08-24 | 559.2
HANDPIECE | DENTAL HANDPIECE | KAVO | 640 | 1992-08-24 | 559.2
HANDPIECE | HANDPIECE | W&H UK LTD | 956A | 1992-08-24 | 576
HANDPIECE | HANDPIECE | W&H UK LTD | 956A | 1992-08-24 | 576
HANDPIECE | HANDPIECE | W&H UK LTD | 956A | 1992-08-24 | 576
HANDPIECE | HANDPIECE | W&H UK LTD | 956A | 1992-08-24 | 576
HANDPIECE | HANDPIECE | W&H UK LTD | 956A | 1992-08-24 | 576
HANDPIECE | HANDPIECE | W&H UK LTD | 956A | 1992-08-24 | 576
HANDPIECE | HANDPIECE | W&H UK LTD | 956A | 1992-08-24 | 576
HANDPIECE | HANDPIECE | W&H UK LTD | 956A | 1992-08-24 | 576
HANDPIECE | HANDPIECE | W&H UK LTD | 956A | 1992-08-24 | 576
HANDPIECE | HANDPIECE | W&H UK LTD | 956A | 1992-08-24 | 576
HANDPIECE | HANDPIECE | W&H UK LTD | 956A | 1992-08-24 | 576
HANDPIECE | HANDPIECE | W&H UK LTD | 956A | 1992-08-24 | 576
HANDPIECE | HANDPIECE | W&H UK LTD | 956A | 1992-08-24 | 576
HANDPIECE | HANDPIECE | W&H UK LTD | 956A | 1992-08-24 | 576
HANDPIECE | HANDPIECE | W&H UK LTD | 956A | 1992-08-24 | 576
HANDPIECE | HANDPIECE | W&H UK LTD | 956A | 1992-08-24 | 576
HANDPIECE | HANDPIECE | W&H UK LTD | 956A | 1992-08-24 | 576
HANDPIECE | HANDPIECE | W&H UK LTD | 956A | 1992-08-24 | 576
HANDPIECE | DENTAL HANDPIECE | W&H UK LTD | 99LT/200 | 1994-09-01 | 836.4
HANDPIECE | DENTAL HANDPIECE | W&H UK LTD | 99LT/200 | 1994-09-01 | 836.4
HANDPIECE | DENTAL HANDPIECE | W&H UK LTD | 99LT/200 | 1994-09-01 | 836.4
HANDPIECE | HANDPIECE | W&H UK LTD | 956LT | 1994-09-01 | 696
HANDPIECE | HANDPIECE | W&H UK LTD | 956LT | 1994-09-01 | 696
HANDPIECE | HANDPIECE | W&H UK LTD | 956LT | 1994-09-01 | 696
HANDPIECE | HANDPIECE | W&H UK LTD | 956LT | 1994-09-01 | 696
HANDPIECE | HANDPIECE | KAVO | 20CN | 1993-07-27 | 600
HANDPIECE | HANDPIECE | KAVO | 20CN | 1993-07-27 | 600
HANDPIECE | HANDPIECE | KAVO | 20CN | 1993-07-27 | 600
HANDPIECE | HANDPIECE | KAVO | 20CN | 1993-07-27 | 600
HANDPIECE | HANDPIECE | KAVO | 20CN | 1993-07-27 | 600
HANDPIECE | HANDPIECE | KAVO | 20CN | 1993-07-27 | 600
HANDPIECE | HANDPIECE | KAVO | 20CN | 1993-07-27 | 600
HANDPIECE | HANDPIECE | KAVO | 20CN | 1993-07-27 | 600
HANDPIECE | HANDPIECE | KAVO | 20CN | 1993-07-27 | 600
HANDPIECE | HANDPIECE | KAVO | 20CN | 1993-07-27 | 600
HANDPIECE | HANDPIECE | KAVO | 20CN | 1993-07-27 | 600
HANDPIECE | HANDPIECE | KAVO | 20CN | 1993-07-27 | 600
HANDPIECE | HANDPIECE | KAVO | 20CN | 1993-07-27 | 600
HANDPIECE | HANDPIECE | KAVO | 20CN | 1993-07-27 | 600
HANDPIECE | HANDPIECE | KAVO | 20CN | 1993-07-27 | 600
HANDPIECE | HANDPIECE | KAVO | 20CN | 1993-07-27 | 600
HANDPIECE | HANDPIECE | KAVO | 20CN | 1993-07-27 | 600
HANDPIECE | HANDPIECE | KAVO | 20CN | 1993-07-27 | 600
HANDPIECE | HANDPIECE | KAVO | 20CN | 1993-07-27 | 600
HANDPIECE | HANDPIECE | KAVO | 20CN | 1993-07-27 | 600
HANDPIECE | HANDPIECE | KAVO | 20CN | 1993-07-27 | 600
HANDPIECE | HANDPIECE | KAVO | 20CN | 1993-07-27 | 600
HANDPIECE | HANDPIECE | KAVO | 20CN | 1993-07-27 | 600
HANDPIECE | HANDPIECE | KAVO | 20CN | 1993-07-27 | 600
HANDPIECE | HANDPIECE | KAVO | 20CN | 1993-07-27 | 600
HANDPIECE | HANDPIECE | KAVO | 20CN | 1993-07-27 | 600
HANDPIECE | HANDPIECE | KAVO | 20CN | 1993-07-27 | 600
HANDPIECE | HANDPIECE | KAVO | 20CN | 1993-07-27 | 600
HANDPIECE | HANDPIECE | KAVO | 20CN | 1993-07-27 | 600
HANDPIECE | HANDPIECE | KAVO | 20CN | 1993-07-27 | 600
HANDPIECE | HANDPIECE | KAVO | 20CN | 1993-07-27 | 600
HANDPIECE | HANDPIECE | KAVO | 20CN | 1993-07-27 | 600
HANDPIECE | HANDPIECE | KAVO | 20CN | 1993-07-27 | 600
HANDPIECE | HANDPIECE | KAVO | 20CN | 1993-07-27 | 600
HANDPIECE | HANDPIECE | KAVO | 20CN | 1993-07-27 | 600
HANDPIECE | HANDPIECE | KAVO | 20CN | 1993-07-27 | 600
HANDPIECE | HANDPIECE | KAVO | 20CN | 1993-07-27 | 600
HANDPIECE | HANDPIECE | KAVO | 20CN | 1993-07-27 | 600
HANDPIECE | HANDPIECE | KAVO | 20CN | 1993-07-27 | 600
HANDPIECE | HANDPIECE | KAVO | 20CN | 1993-07-27 | 600
HANDPIECE | HANDPIECE | KAVO | 20CN | 1993-07-27 | 600
HANDPIECE | HANDPIECE | KAVO | 20CN | 1993-07-27 | 600
HANDPIECE | HANDPIECE | KAVO | 20CN | 1993-07-27 | 600
HANDPIECE | HANDPIECE | KAVO | 20CN | 1993-07-27 | 600
HANDPIECE | HANDPIECE | KAVO | 20CN | 1993-07-27 | 600
HANDPIECE | HANDPIECE | KAVO | 20CN | 1993-07-27 | 600
HANDPIECE | HANDPIECE | KAVO | 20CN | 1993-07-27 | 600
HANDPIECE | HANDPIECE | KAVO | 20CN | 1993-07-27 | 600
HANDPIECE | HANDPIECE | KAVO | 20CN | 1993-07-27 | 600
HANDPIECE | HANDPIECE | KAVO | 20CN | 1993-07-27 | 600
HANDPIECE | HANDPIECE | KAVO | 20CN | 1993-07-27 | 600
HANDPIECE | HANDPIECE | KAVO | 20CN | 1993-07-27 | 600
HANDPIECE | HANDPIECE | KAVO | 20CN | 1993-07-27 | 600
HANDPIECE | HANDPIECE | KAVO | 20CN | 1993-07-27 | 600
HANDPIECE | HANDPIECE | KAVO | 20CN | 1993-07-27 | 600
HANDPIECE | HANDPIECE | KAVO | 20CN | 1993-07-27 | 600
HANDPIECE | DENTAL HANDPIECE | W&H UK LTD | 943A | 1997-09-18 | 420
HANDPIECE | DENTAL HANDPIECE | W&H UK LTD | 943A | 1997-09-18 | 420
HANDPIECE | DENTAL HANDPIECE | W&H UK LTD | 943A | 1997-09-18 | 420
HANDPIECE | DENTAL HANDPIECE | W&H UK LTD | 943A | 1997-09-18 | 420
HANDPIECE | DENTAL HANDPIECE | W&H UK LTD | 943A | 1997-09-18 | 420
HANDPIECE | DENTAL HANDPIECE | W&H UK LTD | 943A | 1997-09-18 | 420
HANDPIECE | DENTAL HANDPIECE | W&H UK LTD | 943A | 1997-09-18 | 420
HANDPIECE | DENTAL HANDPIECE | W&H UK LTD | 943A | 1997-09-18 | 420
HANDPIECE | DENTAL HANDPIECE | W&H UK LTD | 943A | 1997-09-18 | 420
HANDPIECE | DENTAL HANDPIECE | W&H UK LTD | 943A | 1997-09-18 | 420
HANDPIECE | DENTAL HANDPIECE | W&H UK LTD | 943A | 1997-09-18 | 420
HANDPIECE | DENTAL HANDPIECE | W&H UK LTD | 943A | 1997-09-18 | 420
HANDPIECE | DENTAL HANDPIECE | W&H UK LTD | 943A | 1997-09-18 | 420
HANDPIECE | DENTAL HANDPIECE | W&H UK LTD | 943A | 1997-09-18 | 420
HANDPIECE | DENTAL HANDPIECE | W&H UK LTD | 943A | 1997-09-18 | 420
HANDPIECE | DENTAL HANDPIECE | W&H UK LTD | 943A | 1997-09-18 | 420
HANDPIECE | DENTAL HANDPIECE | W&H UK LTD | 943A | 1997-09-18 | 420
HANDPIECE | DENTAL HANDPIECE | W&H UK LTD | 943A | 1997-09-18 | 420
HANDPIECE | DENTAL HANDPIECE | W&H UK LTD | 943A | 1997-09-18 | 420
HANDPIECE | DENTAL HANDPIECE | W&H UK LTD | 943A | 1997-09-18 | 420
HANDPIECE | DENTAL HANDPIECE | W&H UK LTD | 943A | 1997-09-18 | 420
HANDPIECE | DENTAL HANDPIECE | W&H UK LTD | 943A | 1997-09-18 | 420
HANDPIECE | DENTAL HANDPIECE | W&H UK LTD | 943A | 1997-09-18 | 420
HANDPIECE | DENTAL HANDPIECE | W&H UK LTD | 943A | 1997-09-18 | 420
HANDPIECE | DENTAL HANDPIECE | W&H UK LTD | 943A | 1997-09-18 | 420
HANDPIECE | DENTAL HANDPIECE | W&H UK LTD | 943A | 1997-09-18 | 420
HANDPIECE | DENTAL HANDPIECE | W&H UK LTD | 943A | 1997-09-18 | 420
HANDPIECE | DENTAL HANDPIECE | W&H UK LTD | 943A | 1997-09-18 | 420
HANDPIECE | DENTAL HANDPIECE | KAVO | 7CN | 1995-10-27 | 368.016
HANDPIECE | DENTAL HANDPIECE | KAVO | 7CN | 1995-10-27 | 368.016
HANDPIECE | DENTAL HANDPIECE | KAVO | 640B | 1994-06-01 | 927.6
HANDPIECE | DENTAL HANDPIECE | KAVO | 640B | 1994-06-01 | 927.6
HANDPIECE | DENTAL HANDPIECE | KAVO | 640B | 1994-06-01 | 927.6
HANDPIECE | DENTAL HANDPIECE | KAVO | 640B | 1994-06-01 | 927.6
EXTRACT FAN | EXTRACT FAN | KAVO | HSS | 2001-08-20 | 720 | 2024-03-15 | 2026-06-17
EXTRACT FAN | EXTRACT FAN | KAVO | HSS | 2001-08-20 | 720 | 2021-07-07 | 2025-06-18
VITAL SIGNS MONITOR | VITAL SIGNS MONITOR: NBP. | OMRON | HEM-705CP | 2001-07-26 | 153.696
WAX BATH | WAX BATH | FINOLUX | FINODIP 1 | 2001-07-03 | 112.8 | 2021-11-30 | 2025-06-18
WAX BATH | WAX BATH | FINOLUX | FINODIP 1 | 2001-07-03 | 112.8 | 2024-03-15 | 2026-06-17
WAX HOT KNIFE | WAX HOT KNIFE | ORTHOCARE | ESSIX2000 | 2001-07-03 | 180 | 2021-06-28 | 2025-03-18
VACUUM CLEANER | VACUUM CLEANER | CONVAC LTD | 3000 | 2001-07-03 | 180 | 2023-08-02 | 2024-09-15
MAINS DIST. STAND | MAINS DISTRIBUTION SYSTEM | MEMO-INTERNAL | MEO SEP96 | 2001-07-09 | 144 | 2021-03-04 | 2024-02-15
AMPLIFIER | SPEECH AMPLIFIER | HEARING PROD | ECHOVOICE | 2001-07-16 | 120
PATIENT HOIST | PATIENT HOIST - OVERHEAD | CHILTERN MED | WISPA TURBO | 2001-06-28 | 1177.2 | 2024-04-03 | 2024-10-03
PATIENT HOIST | PATIENT HOIST - OVERHEAD | CHILTERN MED | WISPA TURBO | 2001-06-28 | 1177.2 | 2024-03-19 | 2024-09-19
NEBULIZER | NEBULIZER | MEDIC AID | PORTANEB- INTER-ASF | 2001-07-05 | 130.8
POWER SUPPLY | POWER SUPPLY | ASTRATEC | CHECKMATE II-CPP | 2001-06-28 | 1200 | 2024-01-25 | 2027-01-25
BATTERY CHECKER | BATTERY CHECKER | ASTRATEC | CHECKMATE II | 2001-06-28 | 1200 | 2020-12-16
PLASTER SAW | PLASTER SAW/FILTRATION UNIT | MEDEZINE | MEDEZINE 4000 | 2001-06-04 | 2160 | 2023-08-30 | 2024-08-30
PATIENT MONITOR | PATIENT MONITOR | GE LIMITED | DASH 3000 | 2001-06-13 | 7365.804 | 2022-09-08 | 2026-07-15
ADAPTIVE REM TESTBOX | ADAPTIVE REM TESTBOX | MEMO-INTERNAL | MEMO-ADAPTIVE REM TST | 2001-06-14 | 0
SUCTION UNIT | SUCTION - LAERDAL - BATTERY | LAERDAL | LSU-2 | 2001-12-12 | 816 | 2022-10-14 | 2025-10-14
BATTERY CHARGER | NICAD BATTERY CHARGER | NA | PLEASE ENTER MODEL! (55) | 2002-04-08 | 36 | 2023-01-31 10:23 | 2025-02-15
DENTAL CHAIR | DENTAL CHAIR | BELMONT | 037 | 1995-01-01 | 3240 | 2024-04-22 | 2025-04-11
ULTRASONIC SCALER | ULTRASONIC SCALER | DENTSPLY LTD | CAVITRON SPS | 1999-01-01 | 1200 | 2024-04-30 | 2025-04-15
POLISHING UNIT | POLISHING UNIT | DRM DENTAL | PLEASE ENTER MODEL! (1239) | 1999-01-01 | 1200 | 2022-03-02 | 2025-04-16
AMBULATORY ARRHYTHMIA MONITOR | AMBULATORY ECG RECORDER | SPACELABS | LIFECARD CF | 2001-06-01 | 2152.8
AMBULATORY ARRHYTHMIA MONITOR | AMBULATORY ECG RECORDER | SPACELABS | LIFECARD CF | 2001-06-01 | 2152.8
AMBULATORY ARRHYTHMIA MONITOR | AMBULATORY ECG RECORDER | SPACELABS | LIFECARD CF | 2001-06-01 | 2152.8
AMBULATORY ARRHYTHMIA MONITOR | AMBULATORY ECG RECORDER | SPACELABS | LIFECARD CF | 2001-06-01 | 2152.8
AMBULATORY ARRHYTHMIA MONITOR | AMBULATORY ECG RECORDER | SPACELABS | LIFECARD CF | 2001-06-01 | 2152.8
AMBULATORY ARRHYTHMIA MONITOR | AMBULATORY ECG RECORDER | SPACELABS | LIFECARD CF | 2001-06-01 | 2152.8
AMBULATORY ARRHYTHMIA MONITOR | AMBULATORY ECG RECORDER | SPACELABS | LIFECARD CF | 2001-06-01 | 2152.8
AMBULATORY ARRHYTHMIA MONITOR | AMBULATORY ECG RECORDER | SPACELABS | LIFECARD CF | 2001-06-01 | 2152.8
OXIMETER | HAND HELD OXIMETER | PHILIPS LTD | M4529A | 2001-06-27 | 958.8
CCTV CAMERA | CCTV | JVC | TRC721E9 | 2001-06-22 | 252
CAMERA CONTROL UNIT | CAMERAL CONTROL | BBV | TX1000DC | 2001-06-22 | 360
CCTV CAMERA | CCTV CAMERA | JVC | TK-C675 BE | 2001-06-22 | 252
CCTV CAMERA | CCTV CAMERA | JVC | TK-C675 BE | 2001-06-22 | 252
SUCTION CONTROLLER | SUCTION CONTROLLER | EAST HEALTH | HIGH-SUCTION | 2001-05-25 | 240
DENTAL UNIT | DENTAL UNIT | ADEC DENTAL | 4400IC | 2001-05-20 | 3360 | 2022-08-15 | 2025-10-24
DENTAL UNIT | DENTAL UNIT | ADEC DENTAL | 4400IC | 2001-05-20 | 3360 | 2023-12-12 | 2024-11-13
APPLANATION TONOM | APPLANATION TONOMETER | HAAG STREIT | T900 | 1995-01-01 | 660
TYMPANIC THERMOMETER | TYMPANIC THERMOMETER | BRAUN | PRO 3000 | 2001-05-20 | 147.456
POWERED TABLE | POWERED TABLE | HUMPHREY INS | HPT 300 | 2001-05-29 | 2400 | 2020-01-09 | 2024-07-15
HANDPIECE | DENTAL HANDPIECE | KAVO | 640B | 1992-01-01 | 927.6
PATIENT HOIST | PATIENT HOIST - OVERHEAD | CHILTERN MED | WISPA TURBO | 2001-06-01 | 1177.2 | 2024-03-28 | 2024-09-15
PATIENT HOIST | PATIENT HOIST - OVERHEAD | CHILTERN MED | WISPA TURBO | 2001-06-01 | 1177.2 | 2024-03-26 | 2024-09-26
PATIENT HOIST | PATIENT HOIST - OVERHEAD | CHILTERN MED | WISPA TURBO | 2001-06-01 | 1177.2 | 2024-03-26 | 2024-09-26
PATIENT HOIST | PATIENT HOIST - OVERHEAD | CHILTERN MED | WISPA TURBO | 2001-06-01 | 1177.2 | 2023-11-30 | 2024-09-15
UNINTERRUPTIBLE POWER SUPPLY | UNINTERRUPTIBLE POWER SUPPLY | AMERICAN POWER CONVERSION (APC) | SU2200 INET (SMART-UPS 2200) | 2001-05-30 | 780
CANON CXDI-11 DR SYSTEM | CANO CXDI-11 DR SYSTEM | X-OGRAPH LTD | CX0Z-11 | 1999-06-09 | 276000
UNINTERRUPTIBLE POWER SUPPLY | UNINTERRUPTIBLE POWER SUPPLY | POWERWARE | 5115 | 2001-04-19 | 600
CCTV CAMERA | CCTV CAMERA COLOUR | VISTA | NCL634 | 2001-04-23 | 252.396
RADIATION ALARM UNIT | RADIATION ALARM SYSTEM | MEMO-INTERNAL | RAS-2001 | 2001-10-30 | 2400
ANTI-STATIC MAT | ANTI-STATIC MAT | VERMASON | J71-33F | 2001-11-01 | 52.68
BAG SEALER | BAG SEALER | HULME-MARTIN | HM3000 | 2001-05-25 | 333.816 | 2023-08-30 | 2024-08-30
AMBULATORY ARRHYTHMIA MONITOR | AMBULATORY ECG RECORDER | NOVACOR UK | R.TEST EVOLUTION | 2001-04-02 | 990
AMBULATORY ARRHYTHMIA MONITOR | AMBULATORY ECG RECORDER | NOVACOR UK | R.TEST 3 EVOLUTION | 2001-04-02 | 990
AMBULATORY ARRHYTHMIA MONITOR | AMBULATORY ECG RECORDER | NOVACOR UK | R.TEST 3 EVOLUTION | 2001-04-02 | 990
AMBULATORY ARRHYTHMIA MONITOR | AMBULATORY ECG RECORDER | NOVACOR UK | R.TEST 3 EVOLUTION | 2001-04-02 | 990
DOPPLER FLOWMETER | VASCULAR DOPPLER | SCIMED | HANDYDOP | 2001-08-13 | 720 | 2024-08-23
NEBULIZER | HUMALACTOR | MEDIX LTD | COMPACT | 1995-01-01 | 72
NEBULIZER | NEBULIZER | MEDIC AID | PORTANEB- INTER-ASF | 1999-01-01 | 130.8
FAILURE ALARM | FAILURE ALARM | PENLON | IDP | 2001-04-19 | 952.8 | 2023-11-09 | 2024-11-15
VENTILATOR | VENTILATOR | PENLON | NUFFIELD 200 | 2001-04-19 | 3000 | 2023-11-21 | 2024-09-15
WATER BATH | WATER BATH | GRANT INSTRUMENTS | JB1 | 2001-08-18 | 480 | 2024-03-26 | 2026-06-17
HANDPIECE | DENTAL HANDPIECE | KAVO | 10A | 1997-09-08 | 360
HANDPIECE | DENTAL HANDPIECE | KAVO | 10A | 1997-09-08 | 360
HANDPIECE | DENTAL HANDPIECE | KAVO | 10A | 1997-09-08 | 360
HANDPIECE | DENTAL HANDPIECE | KAVO | 10A | 1997-09-08 | 360
HANDPIECE | DENTAL HANDPIECE | KAVO | 10A | 1997-09-08 | 360
HUMIDIFIER | HUMIDIFIER | F & P | MR850 | 2001-04-03 | 1200 | 2024-03-07 | 2025-03-07
INCUBATOR | INCUBATOR | LABCOLD | SC15/V5T1B | 2001-06-12 | 6600 | 2019-06-06
WARMING CABINET | FLUID WARMING CABINET | LEADER ENGIN | GP40W | 2001-02-15 | 1191.6
DUAL RAMP GAUGE | DUAL RAMP GAUGE | GRASEBY | 0131-0084 | 2001-05-04 | 252
TIME COURIER TABLE | TIME COURIER TABLE | HNE | 150000 | 2003-07-03 | 3840 |  | 2025-07-15
AMPLIFIER | SPEECH AMPLIFIER | HEARING PROD | ECHOVOICE | 2007-04-12 | 120
STAINING MACHINE | STAINING MACHINE | LEICA | IG | 2001-01-01 | 12000
SPHYGMOMANOMETER | SPHYGMOMANOMETER | SPEIDEL & KE | MAXI STABIL 3 | 2001-03-14 | 90
VITAL SIGNS MONITOR | VITAL SIGNS MONITOR: NBP. | PHILIPS LTD | HF321 | 2001-03-13 | 66
NEBULIZER | NEBULISER | MEDIX LTD | AC3000 | 2001-03-07 | 108
PAIN STIMULATOR | PAIN STIMULATOR | CEFAR | DUM 2.4K | 2001-02-20 | 144
PAIN STIMULATOR | PAIN STIMULATOR | CEFAR | DUM 2.4K | 2001-02-20 | 144
PAIN STIMULATOR | PAIN STIMULATOR | CEFAR | DUM 2.4K | 2001-02-20 | 144
PAIN STIMULATOR | PAIN STIMULATOR | CEFAR | DUM 2.4K | 2001-02-20 | 144
PAIN STIMULATOR | PAIN STIMULATOR | CEFAR | DUM 2.4K | 2001-02-20 | 144
GRAPHICS CALCULATOR | PROGRAMMABLE CALCULATOR | CASIO | FX-9750G | 2001-03-29 | 204
GRAPHICS CALCULATOR | PROGRAMMABLE CALCULATOR | CASIO | FX-9750G | 2001-03-29 | 204
VISION TESTER | VISION TEST CHART | LIGHTHOUSE L | L220(TEST CHART) | 1995-01-01 | 480 | 2024-01-17 | 2025-01-10
SPHYGMOMANOMETER | SPHYGMOMANOMETER ANEROID | COVIDIEN UK | 767 | 2001-02-07 | 120
BP MODULE | BP MODULE | PHILIPS LTD | M1006B | 1997-09-18 | 1800
HANDPIECE MICROMOTOR | HANDPIECE MICROMOTOR | KAVO | K9 TYPE 950 | 1992-01-01 | 600
HANDPIECE MICROMOTOR | HANDPIECE MICROMOTOR | KAVO | K9 TYPE 950 | 1992-01-01 | 600
HANDPIECE | HANDPIECE | W&H UK LTD | S11 | 2001-01-30 | 660
HANDPIECE | HANDPIECE | W&H UK LTD | S11 | 2001-01-30 | 660
HANDPIECE | HANDPIECE | W&H UK LTD | S11 | 2001-01-30 | 660
HANDPIECE | HANDPIECE | W&H UK LTD | S11 | 2001-01-30 | 660
HANDPIECE | HANDPIECE | W&H UK LTD | S11 | 2001-01-30 | 660
HANDPIECE | HANDPIECE | W&H UK LTD | S11 | 2001-01-30 | 660
HANDPIECE | HANDPIECE | W&H UK LTD | S11 | 2001-01-30 | 660
HANDPIECE | HANDPIECE | W&H UK LTD | S11 | 2001-01-30 | 660
HANDPIECE | HANDPIECE | W&H UK LTD | S11 | 2001-01-30 | 660
HANDPIECE | HANDPIECE | W&H UK LTD | S11 | 2001-01-30 | 660
HANDPIECE | HANDPIECE | W&H UK LTD | S11 | 2001-01-30 | 660
HANDPIECE | HANDPIECE | W&H UK LTD | S11 | 2001-01-30 | 660
TEMP MODULE | TEMP MODULE | PHILIPS LTD | M1029A | 2001-02-06 | 600
BP MODULE | MERLIN PRESSURE MODULE | PHILIPS LTD | M1006A | 2001-02-06 | 1200
WARMING CABINET | FLUID WARMING CABINET | LEADER ENGIN | GP40W | 2001-04-04 | 1191.6
DENTAL X-RAY UNIT | DENTAL X-RAY UNIT | BELMONT | DX073 | 2001-01-26 | 2274 | 2020-07-17
DENTAL LIGHT | DENTAL LIGHT | ADEC DENTAL | 6300 | 2001-01-26 | 1438.8 | 2024-04-29 | 2025-04-29
DENTAL CHAIR | DENTAL CHAIR | ADEC DENTAL | 1040 | 2001-01-26 | 5367.6 | 2024-04-29 | 2025-04-15
DENTAL UNIT | DENTAL CART WITH 1X 3-IN-1 SYRINGE & 2X FIBRE OPTIC OUTPUTS | ADEC DENTAL | 2562 | 2001-01-26 | 3376.8 | 2024-04-29 | 2025-04-05
COUCH | COUCH - VARIABLE H/L | HNE | 43100 | 2001-01-26 | 1642.8 | 2022-02-11 | 2025-01-15
COUCH | COUCH - VARIABLE H/L | HNE | 43100 | 2001-01-26 | 1642.8
COUCH | COUCH - VARIABLE H/L | HNE | 43100 | 2001-01-26 | 1642.8 | 2020-05-19 | 2025-12-15
DIAGNOSTIC SYSTEM | DIAGNOSTIC SYSTEM | WELCH ALLYN | 767 DIAGNOSTIC SYSTEM | 2001-01-26 | 600
NEBULIZER | NEBULIZER | PARI MEDICAL | JUNIOR BOY (GREEN) | 2000-12-18 | 174.84
VIDEO IMAGING UNIT | VIDEO IMAGING UNIT | SONY | VID-P110(IMAGING) | 2001-01-12 | 1920 | 2024-10-11 | 2025-10-11
NERVE STIMULATOR | NERVE STIMULATOR | SHIRE DESIGN | FREEDOM | 2000-12-28 | 60
GAS REGULATOR & FLOWMETER | OXYGEN THERAPY EQUIPMENT | THERAPY EQUIPMENT | 5100 | 2000-12-21 | 180
MULTI-MEASUREMENT SERVER | MULTI-MEASUREMENT SERVER | PHILIPS LTD | M3000A | 2000-12-01 | 3372
CAST VACUUM | CAST VACUUM | DESOUTTER MEDICAL | CCS(CAST VACUUM) | 2001-03-09 | 1317.6 | 2024-07-24 | 2025-08-15
AIR PUMP ELECTRIC | MAINTENANCE UNIT PUMP | OLYMPUS | MU-1 | 2002-03-11 | 240 | 2019-07-11
NEBULIZER | NEBULIZER | MEDIC AID | PORTANEB | 2000-12-14 | 126
MODULE | ACQUISITION MODULE | MARQUETTE | CAM 14 | 2000-12-05 | 4425.6
NERVE STIMULATOR | NERVE STIMULATOR | SPEMBLY | PULSAR | 2001-01-11 | 300
DIAGNOSTIC SYSTEM | DIAGNOSTIC SYSTEM | WELCH ALLYN | 767 DIAGNOSTIC SYSTEM | 2001-01-10 | 600
SUCTION UNIT | SUCTION - LAERDAL - BATTERY | LAERDAL | LSU-2 | 2000-12-05 | 816 | 2022-06-07 | 2025-06-07
VACUUM PUMP | VACUUM PUMP,VACUUM BAG | GAST MANUF | 72R555-V10-622TX | 2001-06-20 | 1200 | 2024-09-18 | 2025-09-18
VERNIER CALIPER | VERNIER CALIPER | MITUTOYO LTD | PLEASE ENTER MODEL! (560) | 2000-11-27 | 36
VERNIER CALIPER | VERNIER CALIPER | MITUTOYO LTD | PLEASE ENTER MODEL! (560) | 2000-11-27 | 36
ULTRASOUND PROBE | ULTRASOUND PROBE - TOE | G.E. U/SOUND | KN100010 | 2002-12-20 | 31200
OXIMETER | HAND HELD PULSE OXIMETER | NELLCOR | NPB40 | 2000-11-28 | 1560
PHOTOTHERAPY UNIT | PHOTOTHERAPY UNIT | DRAEGER | Photo-Therapy 4000 | 2001-02-15 | 2040 | 2022-11-01 15:22 | 2025-06-15
VIDEO PRINTER | VIDEO PRINTER | SONY | UP2850P | 2000-11-16 | 3000 | 2023-11-16
CO2 MODULE | MODULE CO2 MICROSTREAM | PHILIPS LTD | M3015A | 2007-04-18 | 3360 | 2024-08-21 | 2025-08-15
APPLANATION TONOM | APPLANATION TONOMETER | HAAG STREIT | T900 | 2000-11-02 | 660
DENAR ARTICULATOR | DENTAL ARTICULATOR | DENTSPLY LTD | FREEPLANE | 1990-01-01 | 240
EXAMINATION CHAIR | EXAMINATION CHAIR | ENTERMED UK | PATIENT ENT | 2000-10-18 | 4200 | 2023-11-22 | 2024-11-22
APPLANATION TONOM | APPLANATION TONOMETER | HAAG STREIT | T900 | 2001-01-10 | 660
POWER SUPPLY | POWER SUPPLY | DP MEDICAL | DP5096 | 2000-12-01 | 1800
MICROSCOPE | MICROSCOPE & FRAME | GLOBAL SURGI | M704FS | 2000-12-01 | 9219.6 | 2022-09-20 | 2024-08-15
LIGHT SOURCE | LIGHT SOURCE | DP MEDICAL | MP793H/HP230 | 2000-12-01 | 1800 | 2023-12-20 | 2024-12-20
SUCTION CONTROLLER | SUCTION CONTROLLER | EAST HEALTH | HIGH-SUCTION | 2000-11-14 | 240
SAND-BLAST-MACHINE | SAND BLAST MACHINE | RENFERT | BASIC PROFESSIONAL | 2000-12-07 | 600
BP MODULE | BP MODULE | PHILIPS LTD | M1006B | 2000-10-19 | 606
SUCTION CONTROLLER | SUCTION CONTROLLER | DATEX-OHMEDA | HIGH-SUCTION | 2000-10-23 | 300
BP MODULE | BP MODULE | PHILIPS LTD | M1006B | 2000-10-20 | 606
CONTAMINATION MONITOR | RADIATION MONITOR | MINI INST | 900E | 2000-10-02 | 636
CONTAMINATION MONITOR | RADIATION MONITOR | MINI INST | 900E | 2000-10-02 | 636
SUCTION CONTROLLER | SUCTION CONTROLLER | EAST HEALTH | HIGH-SUCTION | 2000-10-06 | 240
SUCTION CONTROLLER | SUCTION CONTROLLER | EAST HEALTH | HIGH-SUCTION | 2001-10-23 | 240
SUCTION CONTROLLER | SUCTION CONTROLLER | EAST HEALTH | HIGH-SUCTION | 2000-10-06 | 240
SUCTION CONTROLLER | SUCTION CONTROLLER | EAST HEALTH | HIGH-SUCTION | 2000-10-06 | 240
PATIENT TURNER | PATIENT TURNER | SAMHALL | 197320 | 2001-05-01 | 180 |  | 2023-12-14
PATIENT TURNER | PATIENT TURNER | SAMHALL | 197320 | 2001-05-01 | 180 |  | 2023-12-14
PATIENT TURNER | PATIENT TURNER | SAMHALL | 197320 | 2001-05-01 | 180 | 2020-10-23 | 2023-10-23
PATIENT TURNER | PATIENT TURNER | SAMHALL | 197320 | 2001-05-01 | 180 |  | 2023-12-14
INTRUDER ALARM SYSTEM | ALARM SYSTEM | CANNON SECUR | GALAXY 512 | 2000-11-27 | 6000
WARMING CABINET | WARMING CABINET | ELEC.THERMAL | NYC1405 | 2000-10-19 | 600 | 2024-02-02 | 2024-12-06
WARMING CABINET | WARMING CABINET | ELEC.THERMAL | NYC1405 | 2000-10-19 | 600 | 2024-02-02 | 2024-12-06
HANDPIECE KNEE CONTROL | HANDPIECE KNEE CONTROL | KAVO | K-CONTROL (EWL4960) | 2000-09-26 | 720 | 2024-03-14 | 2026-06-17
HANDPIECE KNEE CONTROL | HANDPIECE KNEE CONTROL | KAVO | K-CONTROL (EWL4960) | 2000-09-26 | 720 | 2021-12-20 | 2025-06-18
HANDPIECE KNEE CONTROL | HANDPIECE KNEE CONTROL | KAVO | K-CONTROL (EWL4960) | 2000-09-26 | 720 | 2024-03-25 | 2026-06-17
HANDPIECE KNEE CONTROL | HANDPIECE KNEE CONTROL | KAVO | K-CONTROL (EWL4960) | 2000-09-26 | 720 | 2024-03-14 | 2026-06-17
EXTRACT FAN | EXTRACT FAN | KAVO | HSS | 2000-09-26 | 720 | 2024-03-26 | 2026-06-17
EXTRACT FAN | EXTRACT FAN | KAVO | HSS | 2000-09-26 | 720 | 2024-03-15 | 2026-06-17
EXTRACT FAN | EXTRACT FAN | KAVO | HSS | 2000-09-26 | 720 | 2024-03-25 | 2026-06-17
EXTRACT FAN | EXTRACT FAN | KAVO | HSS | 2000-09-26 | 720 | 2024-03-19 | 2026-06-17
ALCOHOL METER | ALCOHOL METER | LION | S-D2 | 1999-01-01 | 660
NEBULIZER | NEBULIZER | MEDIC AID | PORTANEB | 1996-01-01 | 126
SCALES | SCALES - BABY | SECA | 834 | 2000-09-14 | 300 | 2022-11-28 11:37 | 2024-11-15
SPHYGMOMANOMETER | SPHYGMOMANOMETER | ACCOSON LTD | HOSPITAL | 2000-11-01 | 42
AURISCOPE/OTOSCOPE | AURISCOPE | WELCH ALLYN | 20000 | 2000-09-15 | 180
AURISCOPE/OTOSCOPE | AURISCOPE/OTOSCOPE | WELCH ALLYN | STANDARD | 2000-09-15 | 120
COUCH | COUCH 3-SECTION ELECTRIC | PLINTH 2000 | 503E | 2000-09-27 | 960 | 2022-02-18 | 2025-07-16
HANDPIECE MICROMOTOR | HANDPIECE MICROMOTOR | KAVO | K11 TYPE 4990 | 2000-09-26 | 1442.4
HANDPIECE MICROMOTOR | HANDPIECE MICROMOTOR | KAVO | K11 TYPE 4990 | 2000-09-26 | 1442.4
HANDPIECE MICROMOTOR | HANDPIECE MICROMOTOR | KAVO | K11 TYPE 4990 | 2000-09-26 | 1442.4
HANDPIECE MICROMOTOR | HANDPIECE MICROMOTOR | KAVO | K11 TYPE 4990 | 2000-09-26 | 1442.4
HANDPIECE MICROMOTOR | HANDPIECE MICROMOTOR | BIEN-AIR UK | MC3 | 2000-09-20 | 840
HANDPIECE MICROMOTOR | HANDPIECE MICROMOTOR | BIEN-AIR UK | MC3 | 2000-09-20 | 840
SPHYGMOMANOMETER | SPHYGMOMANOMETER | PYMAH | TRIMLINE | 1990-01-01 | 42
VITAL SIGNS MONITOR | VITAL SIGNS MONITOR: NBP. | OMRON | HEM-711A-E | 1994-01-01 | 108
TEST EQUIP/SPEC | RESPIROMETER | WRIGHTS | PLEASE ENTER MODEL! (1145) | 1975-01-01 | 300 | 2023-10-24 | 2024-10-24
HANDPIECE MICROMOTOR | HANDPIECE MICROMOTOR | BIEN-AIR UK | MC3 | 2000-09-20 | 840
HANDPIECE MICROMOTOR | HANDPIECE MICROMOTOR | KAVO | K11 TYPE 4990 | 2000-09-26 | 1442.4
PATIENT HOIST | PATIENT HOIST - OVERHEAD | CHILTERN MED | WISPA TURBO | 2000-01-01 | 1177.2 | 2024-03-19 | 2024-09-15
PATIENT HOIST | PATIENT HOIST - OVERHEAD | CHILTERN MED | WISPA TURBO | 2000-01-01 | 1177.2 | 2024-03-19 | 2024-09-19
PATIENT HOIST | PATIENT HOIST - OVERHEAD | CHILTERN MED | WISPA TURBO | 2000-01-01 | 1177.2 | 2024-03-19 | 2024-09-19
PATIENT HOIST | PATIENT HOIST - OVERHEAD | CHILTERN MED | WISPA TURBO | 2002-09-16 | 1177.2 | 2024-03-15 | 2024-05-17
PATIENT HOIST | PATIENT HOIST - OVERHEAD | CHILTERN MED | WISPA TURBO | 2000-01-01 | 1177.2 | 2022-08-22 | 2024-09-15
PATIENT HOIST | PATIENT HOIST - OVERHEAD | CHILTERN MED | WISPA TURBO | 2000-01-01 | 1177.2 | 2024-03-18 | 2024-09-18
PATIENT HOIST | PATIENT HOIST - OVERHEAD | CHILTERN MED | WISPA TURBO | 2000-01-01 | 1177.2 | 2024-03-18 | 2024-09-18
PATIENT HOIST | PATIENT HOIST - OVERHEAD | CHILTERN MED | WISPA TURBO | 2000-01-01 | 1177.2 | 2024-03-18 | 2024-09-18
PATIENT HOIST | PATIENT HOIST - OVERHEAD | CHILTERN MED | WISPA TURBO | 2000-01-01 | 1177.2 | 2024-02-05 | 2024-09-15
PATIENT HOIST | PATIENT HOIST - OVERHEAD | CHILTERN MED | WISPA TURBO | 2006-12-12 | 1177.2 | 2024-03-18 | 2024-09-18
VARIABLE H/L COUCH | VARIABLE H/L COUCH | HNE | 3222 | 2000-08-31 | 840
VARIABLE H/L COUCH | VARIABLE H/L COUCH | HNE | 3222 | 2000-08-31 | 840
FILM SCANNER | FILM READER | VIDAR SYSTEM | VXR-16 | 2000-09-27 | 1800
DENTAL LIGHT | DENTAL LIGHT | ADEC DENTAL | 6300 | 2000-08-01 | 1568.4 | 2024-10-15 | 2025-04-12
DENTAL UNIT | DENTAL UNIT | ADEC DENTAL | RADIUS | 2000-08-01 | 10800 | 2023-04-28 | 2025-04-12
DENTAL CHAIR | DENTAL CHAIR | ADEC DENTAL | 1040 | 2000-08-01 | 6573.6 | 2024-10-15 | 2025-04-12
DENTAL LIGHT | DENTAL LIGHT | ADEC DENTAL | 6300 | 2000-08-01 | 1568.4 | 2024-05-14 | 2025-04-12
DENTAL UNIT | DENTAL UNIT | ADEC DENTAL | RADIUS | 2000-08-01 | 10800 | 2024-05-14 | 2025-04-12
DENTAL CHAIR | DENTAL CHAIR | ADEC DENTAL | 1040 | 2000-08-01 | 6573.6 | 2024-10-15 | 2025-04-11
HANDPIECE MICROMOTOR | HANDPIECE MICROMOTOR | W&H UK LTD | PERFECTA | 2000-08-03 | 660
HANDPIECE MICROMOTOR | HANDPIECE MICROMOTOR | W&H UK LTD | PERFECTA | 2000-08-03 | 660
HANDPIECE MICROMOTOR | HANDPIECE MICROMOTOR | W&H UK LTD | PERFECTA | 2000-08-03 | 660
HANDPIECE MICROMOTOR | HANDPIECE MICROMOTOR | W&H UK LTD | PERFECTA | 2000-08-03 | 660
HANDPIECE MICROMOTOR | HANDPIECE MICROMOTOR | W&H UK LTD | PERFECTA | 2000-08-03 | 660
HANDPIECE KNEE CONTROL | HANDPIECE KNEE CONTROL UNIT | W&H UK LTD | MF-PERFECTA 9978 | 2000-08-03 | 780 | 2022-08-11 | 2025-01-15
HANDPIECE KNEE CONTROL | HANDPIECE KNEE CONTROL UNIT | W&H UK LTD | MF-PERFECTA 9978 | 2000-08-03 | 780 | 2022-08-11 | 2025-01-15
BP MODULE | BP MODULE | PHILIPS LTD | M1006B | 2000-08-02 | 606
HANDPIECE MICROMOTOR | HANDPIECE MICROMOTOR | KAVO | K11 TYPE 4990 | 2000-07-10 | 1442.4
HANDPIECE MICROMOTOR | HANDPIECE MICROMOTOR | KAVO | K11 TYPE 4990 | 2000-07-10 | 1442.4
HANDPIECE MICROMOTOR | HANDPIECE MICROMOTOR | KAVO | K11 TYPE 4990 | 2000-07-10 | 1442.4
HANDPIECE MICROMOTOR | HANDPIECE MICROMOTOR | KAVO | K11 TYPE 4990 | 2000-07-10 | 1442.4
HANDPIECE MICROMOTOR | HANDPIECE MICROMOTOR | KAVO | K11 TYPE 4990 | 2000-07-10 | 1442.4
HANDPIECE MICROMOTOR | HANDPIECE MICROMOTOR | KAVO | K11 TYPE 4990 | 2000-07-10 | 1442.4
HANDPIECE MICROMOTOR | HANDPIECE MICROMOTOR | KAVO | K11 TYPE 4990 | 2000-07-10 | 1442.4
HANDPIECE MICROMOTOR | HANDPIECE MICROMOTOR | KAVO | K11 TYPE 4990 | 2000-07-10 | 1442.4
EXTRACT FAN | EXTRACT FAN | KAVO | HSS | 2000-07-10 | 720 | 2024-03-25 | 2026-06-17
EXTRACT FAN | EXTRACT FAN | KAVO | HSS | 2000-07-10 | 720 | 2024-03-18 | 2026-06-17
EXTRACT FAN | EXTRACT FAN | KAVO | HSS | 2000-07-10 | 720 | 2024-03-25 | 2026-06-17
EXTRACT FAN | EXTRACT FAN | KAVO | HSS | 2000-07-10 | 720 | 2024-03-26 | 2026-06-17
HANDPIECE KNEE CONTROL | HANDPIECE KNEE CONTROL | KAVO | K-CONTROL (EWL4960) | 2000-07-10 | 720 | 2024-03-26 | 2026-06-17
HANDPIECE | HANDPIECE | W&H UK LTD | 956A | 1997-10-01 | 576
HANDPIECE | HANDPIECE | W&H UK LTD | 956A | 1997-10-01 | 576
HANDPIECE | DENTAL HANDPIECE | W&H UK LTD | 943A | 1997-10-01 | 420
HANDPIECE | DENTAL HANDPIECE | W&H UK LTD | 943A | 1997-10-01 | 420
HANDPIECE | DENTAL HANDPIECE | W&H UK LTD | 943A | 1997-10-01 | 420
HANDPIECE | DENTAL HANDPIECE | W&H UK LTD | 943A | 1997-10-01 | 420
HANDPIECE | DENTAL HANDPIECE | W&H UK LTD | 943A | 1997-10-01 | 420
HANDPIECE | DENTAL HANDPIECE | W&H UK LTD | 943A | 1997-10-01 | 420
HANDPIECE | DENTAL HANDPIECE | W&H UK LTD | 943A | 1997-10-01 | 420
HANDPIECE | DENTAL HANDPIECE | W&H UK LTD | 943A | 1997-10-01 | 420
HANDPIECE | HANDPIECE | W&H UK LTD | 956A | 1997-10-01 | 576
HANDPIECE | HANDPIECE | W&H UK LTD | 956A | 1997-10-01 | 576
HANDPIECE | HANDPIECE | W&H UK LTD | 956A | 1997-10-01 | 576
HANDPIECE | HANDPIECE | W&H UK LTD | 956A | 1997-10-01 | 576
HANDPIECE | HANDPIECE | W&H UK LTD | 956A | 1997-10-01 | 576
HANDPIECE | HANDPIECE | W&H UK LTD | 956A | 1997-10-01 | 576
HANDPIECE | HANDPIECE | W&H UK LTD | 956A | 1997-10-01 | 576
HANDPIECE | HANDPIECE | W&H UK LTD | 956A | 1997-10-01 | 576
HANDPIECE | HANDPIECE | W&H UK LTD | 956A | 1997-10-01 | 576
OXIMETER | HAND HELD PULSE OXIMETER | NELLCOR | NPB40 | 1998-01-01 | 1560
ENTONOX DEMAND SYSTEM | ENTONOX DEMAND VALVE | THERAPY EQUIPMENT | ENTONOX | 2000-07-05 | 219 | 2023-11-01 | 2027-11-01
ENTONOX DEMAND SYSTEM | ENTONOX DEMAND VALVE | THERAPY EQUIPMENT | ENTONOX | 2000-07-05 | 219 | 2023-09-21 | 2027-09-21
ENTONOX DEMAND SYSTEM | ENTONOX DEMAND VALVE | THERAPY EQUIPMENT | ENTONOX | 2000-07-05 | 219 | 2023-07-05 | 2027-07-05
ENTONOX DEMAND SYSTEM | ENTONOX DEMAND VALVE | THERAPY EQUIPMENT | ENTONOX | 2000-07-05 | 219 | 2021-08-20 | 2025-09-01
ENTONOX DEMAND SYSTEM | ENTONOX DEMAND VALVE | THERAPY EQUIPMENT | ENTONOX | 2000-07-05 | 219 | 2021-10-21 | 2026-07-31
BATTERY THERMOMETER | BATTERY THERMOMETER | WELCH ALLYN | SURETEMP4 | 1999-03-01 | 420
STEPPING MACHINE | EXERCISE STEPS | PROCARE | PLEASE ENTER MODEL! (695) | 2000-08-10 | 711.6
NEBULIZER | NEBULIZER | MEDIC AID | PORTANEB | 2000-06-28 | 126 | 2021-10-07
TRANSFORMER | TRANSFORMER | WELCH ALLYN | 73326 | 2000-08-02 | 210
LIGHTWRITER | LIGHTWRITER | T.CHURCHILL | SL35 | 2005-11-16 | 3600
NERVE STIMULATOR | NERVE STIMULATOR | D.M.I. | NEURO4-V2 | 2000-05-30 | 444
OXIMETER | HAND HELD PULSE OXIMETER | NELLCOR | NPB40 | 2000-05-18 | 718.8 | 2019-09-27 | 2024-08-01
OXYGEN ANALYSER | OXYGEN ANALYSER | TELEDYNE | TED-191 | 2000-05-24 | 324
ULTRASOUND SCANNER | ULTRASOUND SCANNER | BOSTON SCIENTIFIC | 15007 | 2000-05-11 | 84000
SUCTION UNIT | SUCTION - LAERDAL - BATTERY | LAERDAL | LSU-2 | 2000-05-11 | 816 | 2022-10-07 | 2025-10-07
PRESSURE SAUCEPAN | PRESSURE SAUCEPAN | DENTAURUM | POLYCLAV | 2000-05-09 | 183.6
PRESSURE SAUCEPAN | PRESSURE SAUCEPAN | DENTAURUM | POLYCLAV | 2000-05-09 | 183.6
HANDPIECE | HANDPIECE | W&H UK LTD | TOP LIGHT 898 | 1997-01-01 | 720
HANDPIECE | HANDPIECE | W&H UK LTD | TOPAIR 895 | 1997-02-01 | 540
HANDPIECE MICROMOTOR | HANDPIECE MICROMOTOR | BIEN-AIR UK | MC3 | 1997-01-01 | 780
HANDPIECE | HANDPIECE | W&H UK LTD | TOPAIR 796 | 1997-02-01 | 480
HANDPIECE | HANDPIECE | W&H UK LTD | 956LT | 1997-02-01 | 696
HANDPIECE | HANDPIECE | W&H UK LTD | 956LT | 1997-02-01 | 696
HANDPIECE | DENTAL HANDPIECE | KAVO | 650C | 1999-12-01 | 660
HANDPIECE | DENTAL HANDPIECE | KAVO | 650C | 1999-12-01 | 660
HANDPIECE | DENTAL HANDPIECE | KAVO | 650C | 1999-12-01 | 660
HANDPIECE | DENTAL HANDPIECE | KAVO | 650C | 1999-12-01 | 660
HANDPIECE | DENTAL HANDPIECE | KAVO | 650C | 1999-12-01 | 660
HANDPIECE | DENTAL HANDPIECE | KAVO | 650C | 1999-12-01 | 660
HANDPIECE | HANDPIECE | W&H UK LTD | TOPLIGHT 896 | 1997-02-01 | 480
HANDPIECE | HANDPIECE | W&H UK LTD | TOPLIGHT 896 | 1997-02-01 | 480
HANDPIECE | HANDPIECE | W&H UK LTD | 956LT | 1997-02-01 | 696
NEBULIZER | NEBULIZER | MEDIC AID | PORTANEB- INTER-ASF | 2000-04-27 | 130.8
NEBULIZER | NEBULIZER | MEDIC AID | FREEWAY | 2000-09-15 | 72
NERVE STIMULATOR | NERVE STIMULATOR | F & P | NS242 | 2000-03-23 | 600 | 2020-09-14
PACEMAKER | PACEMAKER | APC CARDIOVASCULAR | 4570 | 2000-04-04 | 1080
TONOMETER | TONOMETER | HAAG STREIT | T | 2000-03-03 | 810
TONOMETER | TONOMETER | HAAG STREIT | T | 2000-03-03 | 810
TONOMETER | TONOMETER | HAAG STREIT | T | 2000-03-03 | 810
HANDPIECE MICROMOTOR | HANDPIECE MICROMOTOR | W&H UK LTD | PERFECTA | 1998-08-01 | 660
HANDPIECE MICROMOTOR | HANDPIECE MICROMOTOR | W&H UK LTD | PERFECTA | 1998-08-01 | 660
HANDPIECE MICROMOTOR | HANDPIECE MICROMOTOR | W&H UK LTD | PERFECTA | 1998-08-01 | 660
HANDPIECE MICROMOTOR | HANDPIECE MICROMOTOR | W&H UK LTD | PERFECTA | 1998-08-01 | 660
HANDPIECE MICROMOTOR | HANDPIECE MICROMOTOR | W&H UK LTD | PERFECTA | 1998-08-01 | 660
HANDPIECE MICROMOTOR | HANDPIECE MICROMOTOR | W&H UK LTD | PERFECTA | 1998-08-01 | 660
HANDPIECE MICROMOTOR | HANDPIECE MICROMOTOR | W&H UK LTD | PERFECTA | 1998-08-01 | 660
HANDPIECE MICROMOTOR | HANDPIECE MICROMOTOR | W&H UK LTD | PERFECTA | 1998-08-01 | 660
HANDPIECE MICROMOTOR | HANDPIECE MICROMOTOR | W&H UK LTD | PERFECTA | 1998-08-01 | 660
HANDPIECE MICROMOTOR | HANDPIECE MICROMOTOR | W&H UK LTD | PERFECTA | 1998-08-01 | 660
HANDPIECE MICROMOTOR | HANDPIECE MICROMOTOR | W&H UK LTD | PERFECTA | 1998-08-01 | 660
HANDPIECE MICROMOTOR | HANDPIECE MICROMOTOR | W&H UK LTD | PERFECTA | 1998-08-01 | 660
HANDPIECE MICROMOTOR | HANDPIECE MICROMOTOR | W&H UK LTD | PERFECTA | 1998-08-01 | 660
HANDPIECE MICROMOTOR | HANDPIECE MICROMOTOR | W&H UK LTD | PERFECTA | 1998-08-01 | 660
HANDPIECE MICROMOTOR | HANDPIECE MICROMOTOR | W&H UK LTD | PERFECTA | 1998-08-01 | 660
HANDPIECE MICROMOTOR | HANDPIECE MICROMOTOR | W&H UK LTD | PERFECTA | 1998-08-01 | 660
HANDPIECE MICROMOTOR | HANDPIECE MICROMOTOR | W&H UK LTD | PERFECTA | 1998-08-01 | 660
HANDPIECE MICROMOTOR | HANDPIECE MICROMOTOR | W&H UK LTD | PERFECTA | 1998-08-01 | 660
HANDPIECE MICROMOTOR | HANDPIECE MICROMOTOR | W&H UK LTD | PERFECTA | 1998-08-01 | 660
HANDPIECE MICROMOTOR | HANDPIECE MICROMOTOR | W&H UK LTD | PERFECTA | 1998-08-01 | 660
HANDPIECE MICROMOTOR | HANDPIECE MICROMOTOR | W&H UK LTD | PERFECTA | 1998-08-01 | 660
HANDPIECE MICROMOTOR | HANDPIECE MICROMOTOR | W&H UK LTD | PERFECTA | 1998-08-01 | 660
HANDPIECE MICROMOTOR | HANDPIECE MICROMOTOR | W&H UK LTD | PERFECTA | 1998-08-01 | 660
HANDPIECE MICROMOTOR | HANDPIECE MICROMOTOR | W&H UK LTD | PERFECTA | 1998-08-01 | 660
HANDPIECE MICROMOTOR | HANDPIECE MICROMOTOR | W&H UK LTD | PERFECTA | 1998-08-01 | 660
HANDPIECE MICROMOTOR | HANDPIECE MICROMOTOR | W&H UK LTD | PERFECTA | 1998-08-01 | 660
HANDPIECE MICROMOTOR | HANDPIECE MICROMOTOR | W&H UK LTD | PERFECTA | 1998-08-01 | 660
HANDPIECE MICROMOTOR | HANDPIECE MICROMOTOR | W&H UK LTD | PERFECTA | 1998-08-01 | 660
HANDPIECE MICROMOTOR | HANDPIECE MICROMOTOR | W&H UK LTD | PERFECTA | 1998-08-01 | 660
TONOMETER | TONOMETER | HAAG STREIT | T | 2000-03-03 | 810
SUCTION UNIT | SUCTION - LAERDAL - BATTERY | LAERDAL | LSU-2 | 2000-05-23 | 816 | 2024-07-12 | 2027-06-16
FOUR-SIDED TEST TYPE | FOUR-SIDED TEST TYPE | HAMBLIN | TEST | 1995-01-01 | 540 | 2023-06-27 | 2024-06-27
SLIT LAMP TABLE | SLIT LAMP TABLE | HAAG STREIT | PLEASE ENTER MODEL! (269) | 1988-01-01 | 2400 | 2024-01-31 | 2025-01-08
PAIN STIMULATOR | ELECTRO ACUPUNCTURE | CEFAR | ACUS II | 2003-11-24 | 1200
PHOTOTHERAPY UNIT | PHOTOTHERAPY UNIT | DRAEGER | Photo-Therapy 4000 | 1999-11-19 | 2786.4 | 2023-03-07 18:42 | 2025-08-01
BP MODULE | MERLIN PRESSURE MODULE | PHILIPS LTD | M1006A | 2000-06-29 | 1200
TONOMETER | TONOMETER | MENTOR O & O | TONO-PEN-XL | 2000-03-23 | 2400
FOUR-SIDED TEST TYPE | FOUR-SIDED TEST TYPE | HAMBLIN | TEST | 1986-01-01 | 540 | 2024-03-19 | 2025-03-15
SLIT LAMP TABLE | SLIT LAMP TABLE | HAAG STREIT | PLEASE ENTER MODEL! (269) | 2002-01-10 | 2400 | 2024-01-30 | 2025-01-08
VIDEO CAMERA | INTER ORAL CAMERA | WELCH ALLYN | REVEAL | 1997-08-01 | 3000 | 2019-11-13 | 2025-07-16
SUCTION CONTROLLER | SUCTION CONTROLLER | EAST HEALTH | HIGH-SUCTION | 2000-03-16 | 240
COUNTER AUTO GAMMA | NAVIGATOR GPS SYSTEM | RMD INSTRUME | GAMMA POSITIONING SY | 2000-01-01 | 7191.6
GENERATOR | X-RAY GENERATOR | MEDIRA | 2000 | 2000-03-09 | 60000 | 2023-08-16 | 2024-08-16
CAVITY SET | CAVITY SET | P C WERTH | TEST CAVITIES | 2000-03-02 | 211.5
ELECT.SURG.ANALYZER | ELECTROSURGICAL ANALYSER | METRON | QA-ES | 2000-03-24 | 4159.5 | 2023-07-17
BP MODULE | BP MODULE | PHILIPS LTD | M1006B | 2000-04-13 | 606
PLASTER SAW | PLASTER SAW WITH VACUUM | DESOUTTER MEDICAL | CC5 | 2000-03-13 | 1972.668 | 2024-03-19 | 2025-03-19
HEATED GUTTA-PERCHA UNIT | GUTTA-PERCHA UNIT | DENTSPLY LTD | THERMAPREP PLUS | 2000-02-16 | 240 | 2023-01-11 16:08 | 2024-08-15
COAGULATOR | COAGULATOR | AESCULAP LTD | GN060 | 2000-02-16 | 2640 | 2022-07-18 | 2023-11-14
X-RAY VIEWER | X-RAY VIEWER | RINN PRODUCT | 67-0420 | 2000-02-16 | 90 | 2022-02-04 | 2024-02-04
X-RAY VIEWER | X-RAY VIEWER | RINN PRODUCT | 67-0420 | 2000-02-16 | 90 | 2022-02-04 | 2024-08-08
X-RAY VIEWER | X-RAY VIEWER | RINN PRODUCT | 67-0420 | 2000-02-16 | 90 | 2023-08-17 | 2025-08-17
X-RAY VIEWER | X-RAY VIEWER | RINN PRODUCT | 67-0420 | 2000-02-16 | 90 | 2021-07-22 | 2025-06-18
X-RAY VIEWER | X-RAY VIEWER | RINN PRODUCT | 67-0420 | 2000-02-16 | 90 | 2022-02-04 | 2024-08-08
X-RAY VIEWER | X-RAY VIEWER | RINN PRODUCT | 67-0420 | 2000-02-16 | 90 | 2022-02-04 | 2024-08-08
FAILURE ALARM | FAILURE ALARM | PENLON | IDP | 2000-03-14 | 996 | 2024-01-26 | 2025-02-13
HANDPIECE | HANDPIECE-AIR ROTA | KAVO | 642B | 2001-09-12 | 648
HANDPIECE | DENTAL HANDPIECE | KAVO | 640B | 1992-01-01 | 927.6
DOPPLER CHARGER | DOPPLER CHARGER | SCIMED | PLEASE ENTER MODEL! (841) | 2000-03-08 | 720
DOPPLER FLOWMETER | VASCULAR DOPPLER | SCIMED | HANDYDOP | 2000-03-08 | 720
PATIENT HOIST | PATIENT HOIST - OVERHEAD | CHILTERN MED | WISPA TURBO | 2000-05-03 | 1177.2 | 2023-12-01 | 2024-09-15
EXERCISE BICYCLE | EXERCISE BICYCLE | TUNTURI PUCH | FITNESS 420 | 2000-04-26 | 210
PATIENT HOIST | PATIENT HOIST - OVERHEAD | CHILTERN MED | WISPA TURBO | 2000-02-01 | 1177.2 | 2024-03-26
PATIENT HOIST | PATIENT HOIST - OVERHEAD | CHILTERN MED | WISPA TURBO | 2000-02-01 | 1177.2 | 2024-03-08 | 2024-09-15
PATIENT HOIST | PATIENT HOIST - OVERHEAD | CHILTERN MED | WISPA TURBO | 2000-02-01 | 1177.2 | 2024-03-26 | 2024-09-26
PATIENT HOIST | PATIENT HOIST - OVERHEAD | CHILTERN MED | WISPA TURBO | 2000-02-01 | 1177.2 | 2024-03-26 | 2024-09-26
PATIENT HOIST | PATIENT HOIST - OVERHEAD | CHILTERN MED | WISPA TURBO | 2001-11-14 | 1177.2 | 2024-03-15 | 2024-09-15
PATIENT HOIST | PATIENT HOIST - OVERHEAD | CHILTERN MED | WISPA TURBO | 2001-11-14 | 1177.2 | 2024-03-15 | 2025-03-15
PATIENT HOIST | PATIENT HOIST - OVERHEAD | CHILTERN MED | WISPA TURBO | 2000-01-01 | 1177.2 | 2024-03-15 | 2024-08-14
NEBULIZER | NEBULIZER | MEDIC AID | PORTANEB-INTER-QV7B | 2000-05-18 | 138
NERVE STIMULATOR | NERVE STIMULATOR | F & P | NS242 | 2000-03-23 | 600
NEBULIZER | NEBULIZER | MEDIC AID | PORTANEB | 2000-02-04 | 126
NEBULIZER | NEBULIZER | MEDIC AID | PORTANEB | 2000-02-04 | 126
NEBULIZER | NEBULIZER | MEDIC AID | PORTANEB | 2000-02-04 | 126
NEBULIZER | NEBULIZER | MEDIC AID | PORTANEB | 2000-02-01 | 126
CARDIOGRAPH | CARDIOGRAPH | GE LIMITED | MAC1200 | 2000-02-03 | 3835.2 | 2024-07-16 | 2025-07-16
CD PLAYER | CD PLAYER & PSU | SONY | D191 | 2000-03-02 | 48
SLIT LAMP | SLIT LAMP | KEELER | SL33ZOOM | 2000-02-01 | 5160 | 2022-03-24 | 2023-03-24
SLIT LAMP | SLIT LAMP | KEELER | SL33ZOOM | 2000-02-01 | 5160 | 2024-04-18 | 2025-01-16
BATTERY THERMOMETER | BATTERY THERMOMETER | WELCH ALLYN | SURETEMP4 | 2000-02-01 | 360
NEBULIZER | NEBULIZER | PARI MEDICAL | TURBO BOY (BLK/GREY) | 2000-01-25 | 142.8
NEBULIZER | NEBULIZER | PARI MEDICAL | TURBO BOY (BLK/GREY) | 2000-01-25 | 142.8
NEBULIZER | NEBULIZER | PARI MEDICAL | TURBO BOY (BLK/GREY) | 2000-01-25 | 142.8
NEBULIZER | NEBULIZER | PARI MEDICAL | TURBO BOY (BLK/GREY) | 2000-01-25 | 142.8
NEBULIZER | NEBULIZER | PARI MEDICAL | TURBO BOY (BLK/GREY) | 2000-01-25 | 142.8
NEBULIZER | NEBULIZER | PARI MEDICAL | TURBO BOY (BLK/GREY) | 2000-01-25 | 142.8
NEBULIZER | NEBULIZER | PARI MEDICAL | TURBO BOY (BLK/GREY) | 2000-01-25 | 142.8
FOUR-SIDED TEST TYPE | FOUR-SIDED TEST TYPE | CLEM CLARKE | DRUM | 1981-01-01 | 540 | 2024-03-11 | 2025-03-11
SLIT LAMP TABLE | SLIT LAMP TABLE | KEELER | ELECTRIC ELEVATION | 2000-02-02 | 1800 | 2022-03-24 | 2023-03-24
SLIT LAMP TABLE | SLIT LAMP TABLE | HAAG STREIT | PLEASE ENTER MODEL! (269) | 2000-02-02 | 2400 | 2024-04-10 | 2025-03-01
FOUR-SIDED TEST TYPE | FOUR-SIDED TEST TYPE | RAYNER | 064 | 1990-01-01 | 600 | 2024-02-02 | 2025-01-08
SLIT LAMP TABLE | SLIT LAMP TABLE | HAAG STREIT | PLEASE ENTER MODEL! (269) | 2000-02-02 | 2400 | 2024-04-11 | 2025-04-05
SLIT LAMP TABLE | SLIT LAMP TABLE | KEELER | ELECTRIC ELEVATION | 2000-02-02 | 1800
SLIT LAMP TABLE | SLIT LAMP TABLE | KEELER | ELECTRIC ELEVATION | 2000-02-02 | 1800 | 2024-04-18 | 2025-01-15
COUCH | COUCH - CHIROPODY | PLINTH 2000 | SGE014 | 2000-04-10 | 900 | 2019-08-14 | 2024-08-15
GRAPHICS CALCULATOR | GRAPHICS CALCULATOR | CASIO | FX7700GH | 2000-01-18 | 234
GRAPHICS CALCULATOR | GRAPHICS CALCULATOR | CASIO | FX7700GH | 2000-01-18 | 234
GAS REGULATOR & FLOWMETER | OXYGEN THERAPY EQUIPMENT | THERAPY EQUIPMENT | 5100 | 2000-05-15 | 126
VIRTUAL OSCILLOSCOPE | VIRTUAL OSCILLOSCOPE | PICO TECHNOLOGY | ADC 2000 | 2000-02-25 | 358.8
TEMP MODULE | TEMP MODULE | PHILIPS LTD | M1029A | 2000-01-12 | 600
VITAL SIGNS MONITOR | VITAL SIGNS MONITOR: NBP. | PROTOCOL | PROPAQ 206EL | 1999-12-20 | 20552.4
MONITOR-ULTRASOUND | MONITOR-ULTRASOUND | TOSHIBA MED | VISION 400 | 1999-12-14 | 20938.5 | 2024-02-02 | 2025-01-10
BEAM ALIGNMENT | BEAM ALIGNMENT TOOL | NUCLEAR ENT. | 07-662 | 2000-01-10 | 208.8
HANDPIECE | HANDPIECE STRAIGHT | W&H UK LTD | 943E | 1997-01-01 | 540
SLIT LAMP TABLE | SLIT LAMP TABLE | HAAG STREIT | PLEASE ENTER MODEL! (269) | 1980-01-01 | 2400 | 2023-01-16 15:08 | 2024-01-16
SUCTION CONTROLLER | SUCTION CONTROLLER | EAST HEALTH | HIGH-SUCTION | 2000-06-13 | 240
VARIABLE H/L COUCH | VARIABLE H/L COUCH | HNE | 3222 | 1999-11-12 | 672 | 2022-06-10 | 2024-09-14
VARIABLE H/L COUCH | VARIABLE H/L COUCH | HNE | 3222 | 1999-11-12 | 672 |  | 2024-09-15
VARIABLE H/L COUCH | VARIABLE H/L COUCH | HNE | 3222 | 1999-11-12 | 672 |  | 2024-09-15
VARIABLE H/L COUCH | VARIABLE H/L COUCH | HNE | 3222 | 1999-11-12 | 672 |  | 2024-09-15
VARIABLE H/L COUCH | VARIABLE H/L COUCH | HNE | 3222 | 1999-11-12 | 672 | 2022-09-08 | 2025-09-15
VARIABLE H/L COUCH | VARIABLE H/L COUCH | HNE | 3222 | 1999-11-12 | 672 | 2022-01-21 | 2024-09-14
SUCTION CONTROLLER | SUCTION CONTROLLER | EAST HEALTH | HIGH-SUCTION | 1999-11-10 | 240
HANDPIECE KNEE CONTROL | HANDPIECE KNEE CONTROL | KAVO | K11(EWL 4980) | 1999-11-29 | 1442.4 | 2024-03-25 | 2026-06-17
HANDPIECE KNEE CONTROL | HANDPIECE KNEE CONTROL | KAVO | K11(EWL 4980) | 1999-11-29 | 1442.4
HANDPIECE KNEE CONTROL | HANDPIECE KNEE CONTROL | KAVO | K11(EWL 4980) | 1999-11-29 | 1442.4 | 2024-03-26 | 2026-06-17
HANDPIECE MICROMOTOR | HANDPIECE MICROMOTOR | W&H UK LTD | PERFECTA | 2000-01-27 | 660
HANDPIECE MICROMOTOR | HANDPIECE MICROMOTOR | W&H UK LTD | PERFECTA | 2000-01-27 | 660
DIAGNOSTIC SET | DIAGNOSTIC SET | KEELER | VISTA | 1998-01-01 | 176.64 | 2022-06-15 | 2024-06-15
JOYSTICK | CAMERA JOYSTICK CONTROL | ERNITEC UK | 1503M | 1999-11-05 | 360
SPHYGMOMANOMETER | SPHYGMOMANOMETER | ACCOSON LTD | ANEROID | 1999-11-25 | 118.8
SLIT LAMP | SLIT LAMP | KEELER | SL33ZOOM | 1999-11-01 | 33539.352 | 2024-03-05 | 2025-03-15
SUCTION CONTROLLER | SUCTION CONTROLLER | EAST HEALTH | HIGH-SUCTION | 1999-11-11 | 240
RESPIROMETER | RESPIROMETER | DATEX-OHMEDA | RM121 | 1999-12-10 | 840 | 2023-10-31 | 2024-11-12
PACEMAKER | PACEMAKER | APC CARDIOVASCULAR | EV4543 | 1999-10-06 | 1140
DENTAL BUNSEN | DENTAL BUNSEN | CARBOLITE | SAFE-AIR | 1999-10-05 | 108 | 2024-04-29 | 2025-04-16
NEBULIZER | NEBULIZER | MEDIC AID | PORTANEB-INTER-QV7B | 1999-10-01 | 126
ENTONOX DEMAND SYSTEM | ENTONOX DEMAND VALVE | THERAPY EQUIPMENT | ENTONOX | 2000-02-09 | 219 | 2023-10-17 | 2027-10-17
NERVE STIMULATOR | NERVE STIMULATOR | SPEMBLY | PULSAR | 1999-07-01 | 300
CRIMP TOOL | ELECTRO/HYDRAULIC CRIMPING TOOL | DAVICO | A | 2000-04-10 | 1543.956
COUCH | COUCH 2-SECTION HYDRAULIC | PLINTH 2000 | 502H | 1999-09-21 | 642
CONTAMINATION MONITOR | RADIATION MONITOR | MINI INST | 900E | 1999-09-16 | 672
SUCTION CONTROLLER | SUCTION CONTROLLER | EAST HEALTH | HIGH-SUCTION | 1999-07-26 | 240
SOUND LEVEL METER | SOUND LEVEL METER | LUCAS DAWE U | 10405D | 1999-08-13 | 600 | 2024-05-03 | 2025-05-03
SPHYGMOMANOMETER | SPHYGMOMANOMETER | ACCOSON LTD | ANEROID | 1999-08-12 | 118.8
CRYOSTAT | CRYOSTAT | SHANDON | CYROTOME-E | 1999-07-30 | 12060
DOSE CALIBRATOR | DOSE CALIBRATOR | CAPINTEC | CRC-15R | 2000-06-30 | 6000
ULTRASOUND SCANNER - BLADDER | ULTRASOUND SCANNER - BLADDER | BARD LTD | BVI2500 | 1997-01-01 | 11984.4 | 2023-08-10 | 2025-08-10
SPO2 SENSOR TESTER | SPO2 SENSOR TESTER | DATATREND | SENSITEST | 1999-09-23 | 600
DRILL | DRILL SET | COMO DRILLS | COMO | 1995-01-01 | 120
HANDPIECE | DENTAL HANDPIECE | KAVO | 642C | 1995-01-01 | 660
HANDPIECE | HANDPIECE-AIR ROTA | KAVO | 642B | 1999-08-08 | 780
DENAR ARTICULATOR | DENTAL ARTICULATOR | DENTSPLY LTD | FREEPLANE | 1999-08-18 | 240
LIGHT CURE UNIT | LIGHT CURE UNIT | J & S DAVIS | CURELUX CV80 | 1999-04-01 | 258
HANDPIECE MICROMOTOR | HANDPIECE MICROMOTOR | DRM DENTAL | POLISHER | 1999-07-21 | 630 | 2023-02-15 16:14 | 2024-02-15
R.A. MACHINE | R.A. MACHINE | MATRX MEDICA | QUANTIFLEX MDM | 1999-07-14 | 2400 | 2024-01-25 | 2024-07-15
HANDPIECE MICROMOTOR | HANDPIECE MICROMOTOR | KAVO | K9 TYPE 950 | 1997-10-01 | 600
HANDPIECE | DENTAL HANDPIECE | W&H UK LTD | 56E | 1992-01-01 | 480
DOPPLER FLOWMETER | AUDIO DOPPLER | HUNTLEIGH | D500 | 1999-07-06 | 360
PACEMAKER | PACEMAKER - EXTERNAL BIFOCAL | BIOTRONIK | EDP30S | 1999-07-22 | 2760
IONISATION CHAMBER | IONISATION CHAMBER | N.E.TECH | BF2571A | 1999-10-15 | 600
IONISATION CHAMBER | IONISATION CHAMBER | N.E.TECH | BF2571A | 1999-10-15 | 600
HEATING PAD | HEATING PAD | DREAMLAND | HP3/XHP3 | 1999-06-23 | 24
SCALES | SCALES - STAND ON | SECA | OPTIMA 760 | 1999-06-25 | 87.6 | 2021-03-15 | 2024-11-15
AURISCOPE/OTOSCOPE | AURISCOPE/OTOSCOPE | WELCH ALLYN | STANDARD | 1999-06-10 | 1200
HANDPIECE | DENTAL HANDPIECE | KAVO | 639C | 1992-01-01 | 660
HANDPIECE | HANDPIECE | KAVO | 630B | 1994-01-01 | 600
HANDPIECE | DENTAL HANDPIECE | KAVO | 640C | 1992-01-01 | 648
HANDPIECE | HANDPIECE | W&H UK LTD | 956A | 1992-01-01 | 576
HANDPIECE | HANDPIECE | KAVO | 20CN | 1992-01-01 | 600
HANDPIECE | HANDPIECE | KAVO | 20CN | 1992-01-01 | 600
HANDPIECE | HANDPIECE | KAVO | 20CN | 1992-01-01 | 600
HANDPIECE | DENTAL HANDPIECE | KAVO | 640 | 1992-01-01 | 559.2
HANDPIECE | DENTAL HANDPIECE | KAVO | 181M | 1990-01-01 | 540
VENTILATOR | VENTILATOR | PENLON | NUFFIELD 200 | 1999-06-11 | 3000 | 2024-03-08 | 2025-03-15
SOLDERING IRON | SOLDERING IRON (SR) | WELLER | PS-3D | 1999-06-09 | 54.996 | 2023-01-24 15:40 | 2025-01-24
TRANSFORMER | TRANSFORMER | WELCH ALLYN | 71116 | 1999-06-04 | 369.6
HANDPIECE MICROMOTOR | HANDPIECE MICROMOTOR | KAVO | K9 TYPE 950 | 1992-06-01 | 552
HANDPIECE | DENTAL HANDPIECE | KAVO | 181M | 1992-01-01 | 540
HANDPIECE | DENTAL HANDPIECE | KAVO | 181M | 1992-01-01 | 540
PHOTOTHERAPY UNIT | PHOTOTHERAPY UNIT | WALDMANN | 180L | 1999-07-16 | 1722 | 2024-05-10 | 2025-05-10
COUCH | COUCH - TILT TABLE | AKRON | 9622 | 1999-05-19 | 1800 | 2022-01-25 | 2024-12-15
VENTILATOR | VENTILATOR | PENLON | NUFFIELD 200 | 1999-05-12 | 3000 | 2024-01-23 | 2025-02-15
SYRINGE DRIVER | SYRINGE DRIVER | GRASEBY | 3500 | 1999-06-11 | 2400 | 2019-04-18
DENTAL X-RAY UNIT | WALL MOUNTED DENTAL X-RAY UNIT | PLANMECA | PREMADENT | 1999-11-12 | 3000 | 2020-07-14
SPHYGMOMANOMETER | SPHYGMOMANOMETER | ACCOSON LTD | ANEROID | 1999-04-27 | 118.8
SPHYGMOMANOMETER | SPHYGMOMANOMETER | ACCOSON LTD | ANEROID | 1999-04-27 | 118.8
SPHYGMOMANOMETER | SPHYGMOMANOMETER | ACCOSON LTD | ANEROID | 1999-04-27 | 118.8
SPHYGMOMANOMETER | SPHYGMOMANOMETER | ACCOSON LTD | ANEROID | 1999-04-27 | 118.8
ELECTRIC RING CUTTER | ELECTRIC RING CUTTER | GE LIMITED | PLEASE ENTER MODEL! (36) | 1995-01-01 | 360
COUCH | VARIABLE HYDRAULIC TRAUMA TROLLEY | HNE | 157000 | 1999-03-26 | 1642.8
NEBULIZER | NEBULIZER | MEDIX LTD | AC2000HF | 1999-06-08 | 126
TYMPANIC THERMOMETER | TYMPANIC THERMOMETER | CAREFUSION | 2090B | 1999-03-29 | 1200
TYMPANIC THERMOMETER | TYMPANIC THERMOMETER | CAREFUSION | 2090B | 1999-03-29 | 1200
AUDIO DOPPLER | FOETAL MONITOR | SONICAID | 121 | 1999-04-07 | 348
AUDIO DOPPLER | FOETAL MONITOR | SONICAID | 121 | 1999-04-07 | 348
AREA ALARM SYSTEM | MEDICAL GAS ALARM | SHIRE | AREA ALARM | 2012-03-05 | 480 | 2024-09-17 | 2024-12-20
POWER SUPPLY | POWER SUPPLY | ASTRATEC | CHECKMATE II-CPP | 1999-03-17 | 1200 | 2023-01-16 11:50 | 2026-01-16
SPO2 SENSOR TESTER | SPO2 SENSOR TESTER | DATATREND | SENSITEST | 1999-03-29 | 600
VITAL SIGNS MONITOR | VITAL SIGNS MONITOR: NBP. | OMRON | HEM-711A-E | 1999-03-12 | 94.8
GEL WARMER | ULTRASOUND GEL WARMER | DIAG. SONAR | SONARWARM | 2000-02-29 | 300 | 2024-02-23 | 2025-02-23
HANDPIECE | HANDPIECE | W&H UK LTD | TOP LIGHT 898 | 1996-01-01 | 720
HANDPIECE MICROMOTOR | HANDPIECE MICROMOTOR | KAVO | K9 TYPE 950 | 1990-01-01 | 1200
DENAR ARTICULATOR | DENTAL ARTICULATOR | DENTSPLY LTD | FREEPLANE | 1990-01-01 | 240
HANDPIECE MICROMOTOR | HANDPIECE MICROMOTOR | KAVO | 190F | 1995-10-01 | 878.4
HANDPIECE MICROMOTOR | HANDPIECE MICROMOTOR | BIEN-AIR UK | ISOLITE | 1997-10-25 | 799.2
HANDPIECE MICROMOTOR | HANDPIECE MICROMOTOR | BIEN-AIR UK | ISOLITE | 1997-10-25 | 799.2
HANDPIECE MICROMOTOR | HANDPIECE MICROMOTOR | BIEN-AIR UK | ISOLITE | 1997-10-25 | 799.2
HANDPIECE MICROMOTOR | HANDPIECE MICROMOTOR | BIEN-AIR UK | ISOLITE | 1997-10-25 | 799.2
HANDPIECE MICROMOTOR | HANDPIECE MICROMOTOR | BIEN-AIR UK | ISOLITE | 1997-10-25 | 799.2
HANDPIECE MICROMOTOR | HANDPIECE MICROMOTOR | BIEN-AIR UK | ISOLITE | 1997-10-25 | 799.2
HANDPIECE MICROMOTOR | HANDPIECE MICROMOTOR | BIEN-AIR UK | ISOLITE | 1997-10-25 | 799.2
HANDPIECE MICROMOTOR | HANDPIECE MICROMOTOR | BIEN-AIR UK | ISOLITE | 1997-10-25 | 799.2
HANDPIECE MICROMOTOR | HANDPIECE MICROMOTOR | BIEN-AIR UK | ISOLITE | 1997-10-25 | 799.2
HANDPIECE MICROMOTOR | HANDPIECE MICROMOTOR | BIEN-AIR UK | ISOLITE | 1997-10-25 | 799.2
HANDPIECE MICROMOTOR | HANDPIECE MICROMOTOR | BIEN-AIR UK | ISOLITE | 1997-10-25 | 799.2
HANDPIECE MICROMOTOR | HANDPIECE MICROMOTOR | BIEN-AIR UK | ISOLITE | 1997-10-25 | 799.2
HANDPIECE MICROMOTOR | HANDPIECE MICROMOTOR | BIEN-AIR UK | ISOLITE | 1997-10-25 | 799.2
HANDPIECE MICROMOTOR | HANDPIECE MICROMOTOR | BIEN-AIR UK | ISOLITE | 1997-10-25 | 799.2
HANDPIECE MICROMOTOR | HANDPIECE MICROMOTOR | BIEN-AIR UK | ISOLITE | 1997-10-25 | 799.2
HANDPIECE MICROMOTOR | HANDPIECE MICROMOTOR | BIEN-AIR UK | ISOLITE | 1997-10-25 | 799.2
HANDPIECE MICROMOTOR | HANDPIECE MICROMOTOR | BIEN-AIR UK | ISOLITE | 1997-10-25 | 799.2
HANDPIECE MICROMOTOR | HANDPIECE MICROMOTOR | BIEN-AIR UK | ISOLITE | 1997-10-25 | 799.2
HANDPIECE MICROMOTOR | HANDPIECE MICROMOTOR | BIEN-AIR UK | ISOLITE | 1997-10-25 | 799.2
HANDPIECE MICROMOTOR | HANDPIECE MICROMOTOR | BIEN-AIR UK | ISOLITE | 1994-07-01 | 799.2
HANDPIECE MICROMOTOR | HANDPIECE MICROMOTOR | BIEN-AIR UK | ISOLITE | 1994-07-01 | 799.2
HANDPIECE MICROMOTOR | HANDPIECE MICROMOTOR | BIEN-AIR UK | ISOLITE | 1994-07-01 | 799.2
HANDPIECE MICROMOTOR | HANDPIECE MICROMOTOR | BIEN-AIR UK | ISOLITE | 1994-07-01 | 799.2
HANDPIECE MICROMOTOR | HANDPIECE MICROMOTOR | BIEN-AIR UK | ISOLITE | 1994-07-01 | 799.2
HANDPIECE MICROMOTOR | HANDPIECE MICROMOTOR | BIEN-AIR UK | ISOLITE | 1994-07-01 | 799.2
HANDPIECE MICROMOTOR | HANDPIECE MICROMOTOR | BIEN-AIR UK | ISOLITE | 1994-07-01 | 799.2
HANDPIECE MICROMOTOR | HANDPIECE MICROMOTOR | BIEN-AIR UK | ISOLITE | 1994-07-01 | 799.2
HANDPIECE MICROMOTOR | HANDPIECE MICROMOTOR | BIEN-AIR UK | ISOLITE | 1994-07-01 | 799.2
HANDPIECE MICROMOTOR | HANDPIECE MICROMOTOR | BIEN-AIR UK | ISOLITE | 1994-07-01 | 799.2
HANDPIECE MICROMOTOR | HANDPIECE MICROMOTOR | BIEN-AIR UK | ISOLITE | 1994-07-01 | 799.2
HANDPIECE MICROMOTOR | HANDPIECE MICROMOTOR | BIEN-AIR UK | ISOLITE | 1994-07-01 | 799.2
HANDPIECE MICROMOTOR | HANDPIECE MICROMOTOR | BIEN-AIR UK | ISOLITE | 1994-07-01 | 799.2
HANDPIECE MICROMOTOR | HANDPIECE MICROMOTOR | BIEN-AIR UK | ISOLITE | 1994-07-01 | 799.2
HANDPIECE MICROMOTOR | HANDPIECE MICROMOTOR | BIEN-AIR UK | ISOLITE | 1994-07-01 | 799.2
HANDPIECE MICROMOTOR | HANDPIECE MICROMOTOR | BIEN-AIR UK | ISOLITE | 1994-07-01 | 799.2
HANDPIECE MICROMOTOR | HANDPIECE MICROMOTOR | BIEN-AIR UK | ISOLITE | 1994-07-01 | 799.2
HANDPIECE MICROMOTOR | HANDPIECE MICROMOTOR | BIEN-AIR UK | ISOLITE | 1994-07-01 | 799.2
HANDPIECE MICROMOTOR | HANDPIECE MICROMOTOR | BIEN-AIR UK | ISOLITE | 1994-07-01 | 799.2
HANDPIECE MICROMOTOR | HANDPIECE MICROMOTOR | BIEN-AIR UK | ISOLITE | 1994-07-01 | 799.2
HANDPIECE MICROMOTOR | HANDPIECE MICROMOTOR | BIEN-AIR UK | ISOLITE | 1994-07-01 | 799.2
HANDPIECE MICROMOTOR | HANDPIECE MICROMOTOR | BIEN-AIR UK | ISOLITE | 1994-07-01 | 799.2
HANDPIECE MICROMOTOR | HANDPIECE MICROMOTOR | BIEN-AIR UK | ISOLITE | 1994-07-01 | 799.2
DENAR ARTICULATOR | DENTAL ARTICULATOR | DENTSPLY LTD | FREEPLANE | 1999-03-03 | 240
HANDPIECE | DENTAL HANDPIECE | W&H UK LTD | 956E | 1996-09-01 | 696
HANDPIECE MICROMOTOR | HANDPIECE MICROMOTOR | BIEN-AIR UK | ISOLITE | 1996-09-01 | 799.2
GLUE GUN | HOT MELT GLUE GUN | RS | 693-343 ECONOMY | 1999-03-05 | 23.736
TYMPANIC THERMOMETER | TYMPANIC THERMOMETER | CAREFUSION | 2090B | 1999-03-03 | 1200
TYMPANIC THERMOMETER | TYMPANIC THERMOMETER | CAREFUSION | 2090B | 1999-03-03 | 1200
TYMPANIC THERMOMETER | TYMPANIC THERMOMETER | CAREFUSION | 2090B | 1999-03-03 | 1200
SUCTION CONTROLLER | SUCTION CONTROLLER | EAST HEALTH | HIGH-SUCTION | 1999-06-17 | 240
DENAR ARTICULATOR | DENTAL ARTICULATOR | DENTSPLY LTD | FREEPLANE | 1985-01-01 | 240
X-RAY VIEWER | X-RAY VIEWER | RINN PRODUCT | 67-0420 | 1999-08-01 | 30000 | 2022-09-20 | 2024-09-20
PLASTER CHISEL | PLASTER CHISEL | DENTAURUM | PLEASE ENTER MODEL! (835) | 1999-02-11 | 480
LABEL PRINTER | POWER SUPPLY FOR DYMO | DYMO | 740030 | 1999-04-01 | 30
NEBULIZER | NEBULIZER | MEDIX LTD | WORLD-TRAVEL | 1993-01-01 | 178.8
CALIBRATION SYRINGE | CALIBRATION SYRINGE - 3 LITRE | HANS RUDOLPH | 5530 | 1999-03-30 | 387.756 | 2024-06-12 | 2025-06-12
BAG SEALER | BAG SEALER | PACKER | 305C | 1999-03-25 | 255.036 | 2023-08-02 | 2026-08-02
NEBULIZER | NEBULIZER | MEDIC AID | PORTANEB- INTER-ASF | 1999-02-19 | 6278.4
OPHTHALMOSCOPE | OPHTHALMOSCOPE | KEELER | STANDARD(OPTHALMO) | 1999-02-01 | 134.268
C.P.M. MACHINE | LEG EXERCISER | KINETEC | PERFORMA 2 | 1998-12-31 | 4244.4 | 2019-07-12 | 2025-04-15
C.P.M. MACHINE | LEG EXERCISER | KINETEC | PERFORMA 2 | 1998-12-31 | 4244.4 | 2019-06-20 | 2025-04-15
HANDPIECE | DENTAL HANDPIECE | KAVO | 181L | 2002-11-21 | 720
VENTILATOR | VENTILATOR | PENLON | NUFFIELD 200 | 1998-12-23 | 3000 | 2023-11-09 | 2024-11-14
HUMIDIFIER | HUMIDIFIER | F & P | MR850 | 1998-10-22 | 1200 | 2024-04-19 | 2025-04-19
APPLANATION TONOM | APPLANATION TONOMETER | HAAG STREIT | T900 | 1999-02-09 | 660
HANDPIECE KNEE CONTROL | HANDPIECE KNEE CONTROL | KAVO | K11(EWL 4980) | 1998-12-21 | 1442.4 | 2024-03-22 | 2026-06-17
HANDPIECE KNEE CONTROL | HANDPIECE KNEE CONTROL | KAVO | K11(EWL 4980) | 1998-12-21 | 1442.4
HANDPIECE KNEE CONTROL | HANDPIECE KNEE CONTROL | KAVO | K11(EWL 4980) | 1998-12-21 | 1442.4 | 2024-03-25 | 2026-06-17
DENAR ARTICULATOR | DENTAL ARTICULATOR | DENTSPLY LTD | FREEPLANE | 1985-01-01 | 240
PLASTER CHISEL | PLASTER CHISEL | DENTAURUM | PLEASE ENTER MODEL! (835) | 1999-02-11 | 480
DENAR ARTICULATOR | DENTAL ARTICULATOR | DENTSPLY LTD | FREEPLANE | 1985-01-01 | 240
DENAR ARTICULATOR | DENAR ARTICULATOR | TELEDYNE | 110500-2 | 1998-10-01 | 960
TRANSFORMER | POWER PACK | KEELER | 1952-P-2032 | 1998-11-23 | 1440 | 2022-12-21 11:34 | 2024-12-15
CLIMATOR | WARMING UNIT BAIR HUGGER | ARIZANT UK | 505 | 1999-04-13 | 2040
ULTRASONIC BATH | ULTRASONIC BATH | DECON LTD | FS100B | 1998-12-23 | 1181.16
MICROSCOPE | MICROSCOPE | LEICA | M715 | 1997-01-01 | 18000 | 2023-09-29 | 2025-10-15
RESPIROMETER | RESPIROMETER | DATEX-OHMEDA | RM121 | 1990-01-01 | 840
RESPIROMETER | RESPIROMETER | DATEX-OHMEDA | RM121 | 1999-03-17 | 120
SUCTION CONTROLLER | SUCTION CONTROLLER | EAST HEALTH | HIGH-SUCTION | 2001-10-15 | 240
HYFRECATOR | HYFRECATOR 2000 | CONMED | HYFRECATOR 2000 | 1998-11-19 | 3350.112 | 2022-01-25 | 2024-12-15
OVEN INCUBATOR | OVEN INCUBATOR | CARBOLITE | NEI/27 | 1998-11-09 | 900 | 2024-05-15 | 2024-12-20
COUNTER TIMERS | COUNTER TIMER | NA | 328-011 | 1998-10-27 | 17.244
AIR PUMP ELECTRIC | KRYPTON GAS PUMP | CAP LTD | CAPEX L2X | 1998-11-05 | 240 | 2023-09-04 | 2024-09-04
SPHYGMOMANOMETER | SPHYGMOMANOMETER | ACCOSON LTD | 300MM/HG | 1998-10-27 | 42
SPHYGMOMANOMETER | SPHYGMOMANOMETER | ACCOSON LTD | 300MM/HG | 1998-10-27 | 42
DIGITAL HAND HELD | DIGITAL HAND HELD | FLUKE | 79 | 1998-11-02 | 186 | 2022-04-27
EXTENSION BLOCK | 6WAY EXTENSION BLOCK | RS | 488-703 | 1998-10-13 | 52.32
VIDEO MONITOR TESTER | VIDEO MONITOR TESTER | BLACK STAR | 1410 | 1999-01-08 | 633.096
RECORDER CASS/RADIO | RADIO/CASSETTE/CD.PLAYER | SONY | CFDV34L | 1998-11-27 | 120
RECORDER CASS/RADIO | RADIO/CASSETTE/CD.PLAYER | SONY | CFDV34L | 1998-11-27 | 120
DIGITAL HAND HELD | TRUE RMS DIGITAL MULTIMETER | TEKTRONIX | DMM912 | 1998-11-21 | 233.4 | 2023-12-15 | 2025-12-15
TRANSFORMER | TRANSFORMER | WELCH ALLYN | 73324 | 1998-11-03 | 345.264
SOLDERING IRON | SOLDERING IRON - MAINS 60 WATT | WELLER | PS-2D | 1999-05-24 | 120 | 2023-09-22
SUCTION CONTROLLER | SUCTION CONTROLLER | EAST HEALTH | HIGH-SUCTION | 1997-01-01 | 240
SUCTION CONTROLLER | SUCTION CONTROLLER | EAST HEALTH | HIGH-SUCTION | 1997-01-01 | 240
SUCTION CONTROLLER | SUCTION CONTROLLER | EAST HEALTH | HIGH-SUCTION | 1997-01-01 | 240
FAILURE ALARM | FAILURE ALARM | PENLON | IDP | 1998-11-25 | 952.8 | 2024-01-19 | 2025-02-15
DENAR ARTICULATOR | DENAR ARTICULATOR | TELEDYNE | 110500-2 | 1998-10-01 | 960
DENAR ARTICULATOR | DENTAL ARTICULATOR | DENTSPLY LTD | FREEPLANE | 1985-01-01 | 240
DENAR ARTICULATOR | DENAR ARTICULATOR | TELEDYNE | 110500-2 | 1998-10-01 | 960
DENAR ARTICULATOR | DENAR ARTICULATOR | TELEDYNE | 110500-2 | 1998-10-01 | 960
DENAR ARTICULATOR | DENAR ARTICULATOR | TELEDYNE | 110500-2 | 1990-01-01 | 923.556
DENAR ARTICULATOR | DENTAL ARTICULATOR | DENTSPLY LTD | FREEPLANE | 1985-01-01 | 240
DENAR ARTICULATOR | DENTAL ARTICULATOR | DENTSPLY LTD | FREEPLANE | 1985-01-01 | 240
FIBRE OPTIC SOURCE | FIBRE OPTIC SOURCE | WELCH ALLYN | 49501 | 1998-10-08 | 960 | 2022-11-21 15:46 | 2024-10-15
SPHYGMOMANOMETER | SPHYGMOMANOMETER | ACCOSON LTD | HOSPITAL | 1990-01-01 | 42
DIAL TEST INDICATOR | LEVER DIAL TEST INDICATOR | VERDICT | c | 1999-05-25 | 60 | 2021-06-15
TEST GAUGE | THREAD PROFILE GAUGE | MOORE & WRIG | 200 | 1999-05-25 | 24 | 2022-01-27
TRANSFORMER | TRANSFORMER | WELCH ALLYN | 73326 | 1999-06-10 | 210
DENAR ARTICULATOR | DENTAL ARTICULATOR | DENTSPLY LTD | FREEPLANE | 1985-01-01 | 240
DENAR ARTICULATOR | DENTAL ARTICULATOR | DENTSPLY LTD | FREEPLANE | 1985-01-01 | 240
DENAR ARTICULATOR | DENTAL ARTICULATOR | DENTSPLY LTD | FREEPLANE | 1985-01-01 | 240
DENAR ARTICULATOR | DENAR ARTICULATOR | TELEDYNE | 110500-2 | 1994-01-01 | 720
DENAR ARTICULATOR | DENAR ARTICULATOR | TELEDYNE | 110500-2 | 1994-01-01 | 720
DENAR ARTICULATOR | DENTAL ARTICULATOR | DENTSPLY LTD | FREEPLANE | 1985-01-01 | 240
DENAR ARTICULATOR | DENTAL ARTICULATOR | DENTSPLY LTD | FREEPLANE | 1985-01-01 | 240
DENAR ARTICULATOR | DENTAL ARTICULATOR | DENTSPLY LTD | FREEPLANE | 1985-01-01 | 240
DENAR ARTICULATOR | DENAR ARTICULATOR | TELEDYNE | 110500-2 | 1994-01-01 | 720
DENAR ARTICULATOR | DENAR ARTICULATOR | TELEDYNE | 110500-2 | 1994-01-01 | 720
DENAR ARTICULATOR | DENAR ARTICULATOR | TELEDYNE | 110500-2 | 1994-01-01 | 720
DENAR ARTICULATOR | DENAR ARTICULATOR | TELEDYNE | 110500-2 | 1994-01-01 | 720
DENAR ARTICULATOR | DENAR ARTICULATOR | TELEDYNE | 110500-2 | 1994-01-01 | 720
DENAR ARTICULATOR | DENAR ARTICULATOR | TELEDYNE | 110500-2 | 1994-01-01 | 720
MUSCLE STIMULATORS | CONTINENCE TREATMENT STIMULATOR | DMI MEDICAL | DUET | 1998-09-08 | 60
MUSCLE STIMULATORS | CONTINENCE TREATMENT STIMULATOR | DMI MEDICAL | DUET | 1998-09-08 | 60
NEBULIZER | NEBULIZER | MEDIX LTD | AC2002HF | 1998-12-14 | 126
NEBULIZER | NEBULIZER | MEDIX LTD | AC2002HF | 1998-09-07 | 126
NEBULIZER | NEBULIZER | MEDIX LTD | AC2002HF | 1998-08-14 | 126
VENTILATOR | VENTILATOR | PENLON | NUFFIELD 200 | 1998-08-27 | 3000 | 2023-02-24 11:42 | 2025-03-09
SOLDERING IRON | SOLDERING IRON (SR) | WELLER | PS-3D | 1998-08-27 | 77.94 | 2022-01-27
SOLDERING IRON | SOLDERING IRON (SR) | WELLER | PS-3D | 1998-08-27 | 77.94 | 2023-01-24 15:42 | 2025-01-24
DENAR ARTICULATOR | DENAR ARTICULATOR | TELEDYNE | 110500-2 | 1994-01-01 | 720
DENAR ARTICULATOR | DENAR ARTICULATOR | TELEDYNE | 110500-2 | 1994-01-01 | 720
DENAR ARTICULATOR | DENAR ARTICULATOR | TELEDYNE | 110500-2 | 1994-01-01 | 720
DENAR ARTICULATOR | DENAR ARTICULATOR | TELEDYNE | 110500-2 | 1994-01-01 | 720
DENAR ARTICULATOR | DENAR ARTICULATOR | TELEDYNE | 110500-2 | 1994-01-01 | 720
DENAR ARTICULATOR | DENAR ARTICULATOR | TELEDYNE | 110500-2 | 1994-01-01 | 720
DENAR ARTICULATOR | DENAR ARTICULATOR | TELEDYNE | 110500-2 | 1994-01-01 | 720
HANDPIECE KNEE CONTROL | HANDPIECE KNEE CONTROL UNIT | W&H UK LTD | MF-PERFECTA 9978 | 1998-08-18 | 780 | 2022-08-11 | 2025-01-15
HANDPIECE KNEE CONTROL | HANDPIECE KNEE CONTROL UNIT | W&H UK LTD | MF-PERFECTA 9978 | 1998-08-18 | 780 | 2022-08-11 | 2025-01-15
HANDPIECE KNEE CONTROL | HANDPIECE KNEE CONTROL UNIT | W&H UK LTD | MF-PERFECTA 9978 | 1998-08-18 | 780 | 2022-08-11 | 2025-01-15
HANDPIECE KNEE CONTROL | HANDPIECE KNEE CONTROL UNIT | W&H UK LTD | MF-PERFECTA 9978 | 1998-08-18 | 780 | 2022-08-11 | 2025-01-15
HANDPIECE KNEE CONTROL | HANDPIECE KNEE CONTROL UNIT | W&H UK LTD | MF-PERFECTA 9978 | 1998-08-18 | 780 | 2022-08-11 | 2025-01-15
HANDPIECE KNEE CONTROL | HANDPIECE KNEE CONTROL UNIT | W&H UK LTD | MF-PERFECTA 9978 | 1998-08-18 | 780 | 2022-08-11 | 2025-01-15
HANDPIECE KNEE CONTROL | HANDPIECE KNEE CONTROL UNIT | W&H UK LTD | MF-PERFECTA 9978 | 1998-08-18 | 780 | 2022-08-11 | 2025-01-15
HANDPIECE KNEE CONTROL | HANDPIECE KNEE CONTROL UNIT | W&H UK LTD | MF-PERFECTA 9978 | 1998-08-18 | 780 | 2022-08-11 | 2025-01-15
PHANTOM | WATER PHANTOM | MEMO-INTERNAL | WATER PHANTOM | 1999-03-10 | 2700
PHANTOM | WATER PHANTOM | MEMO-INTERNAL | WATER PHANTOM | 1999-03-10 | 2700
VACUUM CLEANER | WET & DRY VACUUM CLEANER - AQUA-VAC | GOBLIN LTD | PRO 320 70062-01 | 1999-01-18 | 146.148
UNINTERRUPTIBLE POWER SUPPLY | UNINTERRUPTIBLE POWER SUPPLY | AMERICAN POWER CONVERSION (APC) | BK500EI | 1998-08-11 | 600
PATIENT HOIST | PATIENT HOIST - OVERHEAD | CHILTERN MED | WISPA TURBO | 1998-07-17 | 1177.2 | 2024-03-21 | 2024-09-21
PATIENT HOIST | PATIENT HOIST - OVERHEAD | CHILTERN MED | WISPA TURBO | 1998-07-17 | 1177.2 | 2024-03-21 | 2024-09-21
PATIENT HOIST | PATIENT HOIST - OVERHEAD | CHILTERN MED | WISPA TURBO | 1998-07-17 | 1177.2 | 2024-07-03 | 2025-01-03
PATIENT HOIST | PATIENT HOIST - OVERHEAD | CHILTERN MED | WISPA TURBO | 1998-07-17 | 1177.2 | 2023-10-03 | 2024-09-15
PATIENT HOIST | PATIENT HOIST - OVERHEAD | CHILTERN MED | WISPA TURBO | 1998-07-17 | 1177.2 | 2024-03-21 | 2024-09-21
PATIENT HOIST | PATIENT HOIST - OVERHEAD | CHILTERN MED | WISPA TURBO | 1998-07-17 | 1177.2 | 2024-01-23 | 2024-09-15
PATIENT HOIST | PATIENT HOIST - OVERHEAD | CHILTERN MED | WISPA TURBO | 1998-07-17 | 1177.2 | 2024-03-21 | 2024-09-15
PHOTOTHERAPY UNIT | PHOTOTHERAPY UNIT | DATEX-OHMEDA | BILI BLANKET | 1998-07-06 | 858 | 2021-03-04 | 2025-08-01
SURVEYOR | PARALLEL ALIGNER | TECHDENT | 1670 | 1990-01-01 | 540
AREA ALARM SYSTEM | MEDICAL GAS ALARM | SHIRE | AREA ALARM | 1998-06-08 | 420 | 2024-09-17 | 2024-12-20
AREA ALARM SYSTEM | MEDICAL GAS ALARM | SHIRE | AREA ALARM | 1998-06-08 | 420 | 2024-09-17 | 2024-12-20
GAS REGULATOR & FLOWMETER | MEDICAL AIR REDUCING SETS | NORGREN MART | 20AG/4G | 1998-07-08 | 660 | 2024-09-17 | 2024-12-20
AREA ALARM SYSTEM | MEDICAL GAS ALARM | SHIRE | AREA ALARM | 1998-06-08 | 420 | 2024-09-17 | 2024-12-20
COLOUR MONITOR | 20 INCH COLOUR MONITOR | SONY | PVM20M2MDE | 1998-07-22 | 1828.8 | 2024-08-16 | 2025-08-16
MAIN DIST. PANEL | MAIN DIST. PANEL | OLSON | PLEASE ENTER MODEL! (514) | 1998-07-20 | 60
3D ROCKING PLATFORM | 3D ROCKING PLATFORM | STUART SCIEN | STR9 | 1998-05-14 | 582
DRUFOMATS | DRUFOMAT | DREVE | DRUFORMAT-SQ | 1998-11-13 | 1440 | 2024-03-15 | 2026-06-17
SUCTION CONTROLLER | SUCTION CONTROLLER | EAST HEALTH | HIGH-SUCTION | 1998-05-22 | 240
VIDEO SYS CENTRE |  | OLYMPUS | CV230 | 1998-04-09 | 3960
PATIENT HOIST | PATIENT HOIST - OVERHEAD | CHILTERN MED | WISPA TURBO | 1998-07-14 | 1177.2 | 2023-10-06 | 2024-09-15
PATIENT HOIST | PATIENT HOIST - OVERHEAD | CHILTERN MED | WISPA TURBO | 1998-07-14 | 1177.2 | 2024-03-15 | 2024-08-14
THERASONIC UNIT | THERASONIC/ULTRASOUND | EMS | 450/81 | 1998-04-03 | 1080 | 2021-11-30 | 2025-11-15
SUCTION CONTROLLER | SUCTION CONTROLLER | EAST HEALTH | HIGH-SUCTION | 1998-05-13 | 240
MICROBLENDER | MICROBLENDER | BIRD | 3800 | 1998-03-25 | 1080 | 2024-09-05 | 2025-06-01
MICROBLENDER | MICROBLENDER | BIRD | 3800 | 1998-03-25 | 1080 | 2023-05-25 | 2025-06-01
INTRACRANIAL PRESSURE MONITOR | MEASURE INTRACRANIAL PRESSURE | CODMAN | ICP EXPRESS | 1998-04-03 | 1800
SUCTION CONTROLLER | SUCTION CONTROLLER | THERAPY EQUIPMENT | THORACIC | 1998-04-27 | 193.2
PATIENT HOIST | PATIENT HOIST - OVERHEAD | CHILTERN MED | WISPA TURBO | 1998-07-14 | 1177.2 | 2024-03-04 | 2024-09-15
PATIENT HOIST | PATIENT HOIST - OVERHEAD | CHILTERN MED | WISPA TURBO | 1998-07-14 | 1177.2 | 2024-03-15 | 2024-09-15
PATIENT HOIST | PATIENT HOIST - OVERHEAD | CHILTERN MED | WISPA TURBO | 1998-07-14 | 1177.2 | 2024-03-15 | 2024-09-15
PATIENT HOIST | PATIENT HOIST - OVERHEAD | CHILTERN MED | WISPA TURBO | 1998-07-14 | 1177.2 | 2024-03-15 | 2024-09-15
PATIENT HOIST | PATIENT HOIST - OVERHEAD | CHILTERN MED | WISPA TURBO | 1998-07-14 | 1177.2 | 2024-03-15 | 2024-09-15
AREA ALARM SYSTEM | MEDICAL GAS ALARM | SHIRE | AREA ALARM | 1998-06-24 | 420 | 2024-10-09 | 2024-12-20
AREA ALARM SYSTEM | MEDICAL GAS ALARM | SHIRE | AREA ALARM | 1998-06-24 | 420 | 2024-10-09 | 2024-12-20
SIMPLEX ACTIVE SCAVENGING SYS | AGSS POWER UNIT | EAST HEALTH | PLEASE ENTER MODEL! (1272) | 1998-06-24 | 2784 | 2024-09-03 | 2024-12-15
SPIROMETER | MICRO-SPIROMETER | MICRO MEDICAL (NOW CAREFUSION) | MICRO-PLUS | 1998-02-05 | 840
CENTRIFUGE | CENTRIFUGE | THERMO ARL | HARRIER 15/80 | 1998-01-27 | 1800
BALANCE | BALANCE | PRECISA | PLEASE ENTER MODEL! (682) | 1998-01-27 | 1395.6
BAG SEALER | MAGNETIC BAG SEALER | PACKAGING AI | SMS1000 | 2000-01-12 | 1501.584 | 2022-01-27
DENAR ARTICULATOR | DENAR ARTICULATOR | TELEDYNE | 110500-2 | 1994-01-01 | 720
GLUE GUN | HIGH OUTPUT GLUE GUN | POWER ADHESI | PLEASE ENTER MODEL! (679) | 1998-02-05 | 66 | 2021-06-15
TRISQUARE | TRISQUARE | RS | PLEASE ENTER MODEL! (813) | 1996-01-01 | 60 | 2022-01-27
SOLDERING IRON | SOLDERING IRON (SR) | WELLER | PS-3D | 1998-02-11 | 54.996 | 2021-11-18
PORTABLE FILM HOLDER | PORTABLE FILM HOLDER | HUESTIS | FLEX 1 | 1998-05-08 | 3528
DENTAL CHAIR | DENTAL CHAIR | BELMONT | 037 | 1998-06-05 | 6834 | 2023-02-03 10:58 | 2024-02-03
DIGITAL HAND HELD | DIGITAL HAND HELD MULTIMETER | FLUKE | 73 | 1997-12-15 | 150
CENTRIFUGE | CENTRIFUGE | DIAMED DIAGN | ID24 | 1997-12-15 | 3000
CENTRIFUGE | CENTRIFUGE | DIAMED DIAGN | ID24 | 1997-12-15 | 3000
INCUBATOR | INCUBATOR | DIAMED DIAGN | PLEASE ENTER MODEL! (951) | 1997-12-15 | 900
INCUBATOR | INCUBATOR | DIAMED DIAGN | PLEASE ENTER MODEL! (951) | 1997-12-15 | 900
WATER BATH | WATER BATH | CLIFTON | PLEASE ENTER MODEL! (303) | 1997-12-15 | 420
VIBRATOR | VIBRATOR | TITERTEK | PLEASE ENTER MODEL! (1005) | 1997-12-15 | 272.4
SUCTION CONTROLLER | SUCTION CONTROLLER | EAST HEALTH | HIGH-SUCTION | 1998-01-09 | 240
AUDIO DOPPLER | AUDIO DOPPLER | HUNTLEIGH | FD1 | 1998-01-07 | 283.2
CENTRIFUGE | CENTRIFUGE | THERMO ARL | MISTRAL 2000 | 1997-12-15 | 3600
ROTARY MIXER | ROTARY MIXER | JENCONS LTD | MIXAMATIC | 1997-12-15 | 240
BACTERIOLOGICAL CULTURE APP. | CULTURE ANALYSER | BECTON DICKINSON (BD) | BACTEC 9050 | 1997-12-15 | 1200
BACTERIOLOGICAL CULTURE APP. | CULTURE ANALYSER | BECTON DICKINSON (BD) | BACTEC 9050 | 1997-12-15 | 1200
INCUBATOR | COMPACT INCUBATOR | LEEC | K3N | 1997-12-15 | 840
INCUBATOR | ECONOMY INCUBATOR | GALLENKAMP | PLEASE ENTER MODEL! (1291) | 1997-12-15 | 3000
PERIMATIC PUMP | PERIMATIC PUMP | JENCONS LTD | PERIMATIC-G.P | 1997-12-15 | 480
PLATELET READER | PLATELET READER | DYNATECH LAB | MR700 | 1997-12-15 | 1200
SUCTION CONTROLLER | SUCTION CONTROLLER | EAST HEALTH | HIGH-SUCTION | 1997-11-25 | 240
MICROSCOPE | MICROSCOPE | OLYMPUS | BX50 | 1997-12-15 | 3450
MICROSCOPE | MICROSCOPE | OLYMPUS | BHT-BH2 | 1997-12-15 | 6153.6
INCUBATOR | SHAKER-INCUBATOR | AMERSHAM | ZLE164 | 1997-12-15 | 3000
ANALYSER | ANALYSER | COULTER ELEC | STKS | 1997-12-15 | 3600
READER | ESR READER | DESAGA | S2000 | 1997-12-15 | 1200
ANALYSER | CLOTTING MACHINE | SYSMEX | CA1000 | 1997-12-15 | 3600
INCUBATOR | INCUBATOR | GALLENKAMP | 1H/100 | 1997-12-15 | 1200
WATER BATH | WATER BATH | R. LAMB | E65/2 | 1997-12-15 | 2670
WATER BATH | WATER BATH | R. LAMB | E65/2 | 1997-12-15 | 2670
HOTPLATE | HOTPLATE | R. LAMB | E18/1 | 1997-12-15 | 210
ELECTROPHORESIS-P.S | ELECTROPHORESIS-PARAGON SYSTEM | BECKMAN COULTER | PLEASE ENTER MODEL! (837) | 1997-12-15 | 1800
CENTRIFUGE | CENTRIFUGE | BECKMAN COULTER | SPINCHRON | 1997-12-15 | 2520
CENTRIFUGE | CENTRIFUGE | BECKMAN COULTER | SPINCHRON | 1997-12-15 | 2520
CENTRIFUGE | CENTRIFUGE | THERMO ARL | MISTRAL 2000 | 1997-12-15 | 3600
CHARGER | OXYLOG CHARGER | DRAEGER | 8412856 | 2004-03-30 | 132.96
CHARGER | OXYLOG CHARGER | DRAEGER | 8412856 | 2001-08-02 | 132.96
CIRCUIT BREAKER | CIRCUIT BREAKER | BR | H82 | 1997-11-27 | 38.784
MIXERS | MIXERS | STUART SCIEN | PLEASE ENTER MODEL! (950) | 1997-12-15 | 180
ANALYSING SYSTEM | ANALYSING SYSTEM | BECKMAN COULTER | CX5CE | 1997-12-15 | 1200
UNINTERRUPTIBLE POWER SUPPLY | UNINTERRUPTIBLE POWER SUPPLY | MERLIN MEDICAL | SX300BA | 1997-12-15 | 600
DRUG MONITORING SYS | DRUG MONITORING SYS | ABBOTT LABS | PLEASE ENTER MODEL! (218) | 1997-12-15 | 2400
SAFETY CABINET | SAFETY CABINET | MDH LTD | 20229 | 1997-12-15 | 4338
CENTRIFUGE | CENTRIFUGE | THERMO ARL | MISTRAL3000 | 1997-12-15 | 2400
CENTRIFUGE | CENTRIFUGE | THERMO ARL | MISTRAL 2000 | 1997-12-15 | 3600
AUDIO DOPPLER | FOETAL MONITOR | SONICAID | 121 | 1997-11-03 | 348
AUDIO DOPPLER | FOETAL MONITOR | SONICAID | 121 | 1997-11-03 | 348
AUDIO DOPPLER | FOETAL MONITOR | SONICAID | 121 | 1997-11-03 | 348
GAS REGULATOR & FLOWMETER | OXYGEN GAUGE | SABRE SAFETY | MULTIFLOW | 1997-12-23 | 180
HANDPIECE | HANDPIECE | W&H UK LTD | E25/RM EXCO | 2007-08-16 | 306
AMALGAM DISPENSER | AMALGAM DISPENSER | DE GOTZEN | SOFTLY 8 | 1997-09-24 | 420 | 2021-12-08 | 2024-08-15
AMALGAM DISPENSER | AMALGAM DISPENSER | DE GOTZEN | SOFTLY 8 | 1997-09-24 | 420 | 2023-09-06 | 2025-09-06
AMALGAM DISPENSER | AMALGAM DISPENSER | DE GOTZEN | SOFTLY 8 | 1997-09-24 | 420 | 2023-09-06 | 2025-09-06
AMALGAM DISPENSER | AMALGAM DISPENSER | DE GOTZEN | SOFTLY 8 | 1997-09-24 | 420 | 2023-09-28 | 2025-09-28
AMALGAM DISPENSER | AMALGAM DISPENSER | DE GOTZEN | SOFTLY 8 | 1997-09-24 | 420 | 2023-10-30 | 2024-10-30
AMALGAM DISPENSER | AMALGAM DISPENSER | DE GOTZEN | SOFTLY 8 | 1997-09-24 | 420 | 2022-02-10 | 2024-08-15
AMALGAM DISPENSER | AMALGAM DISPENSER | DE GOTZEN | SOFTLY 8 | 1997-09-24 | 420 | 2023-08-14 | 2025-08-14
HANDPIECE KNEE CONTROL | HANDPIECE KNEE CONTROL UNIT | W&H UK LTD | MF-PERFECTA 9978 | 1997-09-25 | 780
HANDPIECE KNEE CONTROL | HANDPIECE KNEE CONTROL UNIT | W&H UK LTD | MF-PERFECTA 9978 | 1997-09-25 | 780 | 2021-06-28 | 2025-03-18
HANDPIECE KNEE CONTROL | HANDPIECE KNEE CONTROL UNIT | W&H UK LTD | MF-PERFECTA 9978 | 1997-09-25 | 780 | 2024-03-14 | 2026-06-17
HANDPIECE KNEE CONTROL | HANDPIECE KNEE CONTROL UNIT | W&H UK LTD | MF-PERFECTA 9978 | 1997-09-25 | 780 | 2024-03-14 | 2026-06-17
HANDPIECE KNEE CONTROL | HANDPIECE KNEE CONTROL UNIT | W&H UK LTD | MF-PERFECTA 9978 | 1997-09-25 | 780
HANDPIECE KNEE CONTROL | HANDPIECE KNEE CONTROL UNIT | W&H UK LTD | MF-PERFECTA 9978 | 1997-09-25 | 780 | 2024-03-14 | 2026-06-17
HANDPIECE KNEE CONTROL | HANDPIECE KNEE CONTROL UNIT | W&H UK LTD | MF-PERFECTA 9978 | 1997-09-25 | 780 | 2024-03-14 | 2026-06-17
HANDPIECE KNEE CONTROL | HANDPIECE KNEE CONTROL UNIT | W&H UK LTD | MF-PERFECTA 9978 | 1997-09-25 | 780 | 2024-03-14 | 2026-06-17
AMALGAM DISPENSER | AMALGAM DISPENSER | DE GOTZEN | SOFTLY 8 | 1997-09-24 | 420 | 2023-09-06 | 2025-09-06
DIGITAL HAND HELD | DIGITAL HAND HELD MULTIMETER | FLUKE | 73 | 1997-10-13 | 1200 | 2022-11-04 16:11 | 2024-11-06
DIGITAL HAND HELD | DIGITAL HAND HELD MULTIMETER | FLUKE | 73 | 1997-10-13 | 150
PLASTER SAW | PLASTER SAW WITH VACUUM | DESOUTTER MEDICAL | CC5 | 1997-10-13 | 1972.668 | 2024-03-25 | 2025-03-25
AURISCOPE/OTOSCOPE | AURISCOPE/OTOSCOPE | KEELER | STANDARD(AURI/OTO) | 1997-10-06 | 1200
HEATER BLOCK | HEATER BLOCK | GRANT INSTRUMENTS | QBT4 | 1997-09-17 | 613.2
SUCTION CONTROLLER | SUCTION CONTROLLER | EAST HEALTH | HIGH-SUCTION | 1997-09-02 | 240
DENTAL X-RAY UNIT | WALL MOUNTED DENTAL X-RAY UNIT | PLANMECA | PREMADENT | 1997-11-10 | 4800 | 2024-05-02 | 2025-05-02
FIBRE OPTIC SOURCE | FIBRE OPTIC SOURCE | WELCH ALLYN | SOLARC | 1997-09-10 | 504 | 2023-11-22 | 2024-11-22
DOPPLER FLOWMETER | VASCULAR DOPPLER | SCIMED | HANDYDOP | 1997-09-02 | 720 | 2024-04-03 | 2026-04-03
BONE LAVAGE SYSTEM | BONE LAVAGE SYSTEM | HOWMEDICA | PLEASE ENTER MODEL! (241) | 1997-09-02 | 780
AMPLIFICATION SYSTEM | HAND HELD AMPLIFIER | KAPITEX | LACSA0402 | 1997-08-01 | 480
DOPPLER FLOWMETER | ULTRASONIC DOPPLER FLOW DETECTOR | PERIMED UK | 811-BTS | 1997-08-28 | 360
CLINICAL AUDIOMETER | CLINICAL AUDIOMETER | KAMPLEX | KC35 | 1998-03-23 | 600
DIAGNOSTIC AUDIOMETER | DIAGNOSTIC AUDIOMETER | KAMPLEX | AD25 | 1998-02-09 | 3054 | 2024-09-10 | 2024-09-18
HUMALACTOR | HUMALACTOR | EMS | PORTABLE | 1997-08-08 | 540
GAS REGULATOR & FLOWMETER | MEDICAL AIR REDUCING SETS | DRAEGER | PLEASE ENTER MODEL! (1228) | 1997-09-04 | 0 | 2024-09-03 | 2024-12-20
GAS REGULATOR & FLOWMETER | MEDICAL AIR REDUCING SETS | NORGREN MART | 20AG/4G | 1997-09-04 | 528 | 2024-08-14 | 2024-11-20
GAS REGULATOR & FLOWMETER | MEDICAL AIR REDUCING SETS | NORGREN MART | 20AG/4G | 1997-09-04 | 528 | 2024-08-06 | 2024-11-20
R.A. MACHINE | R.A. MACHINE | MCKESSON | MC1RA | 1997-08-04 | 1398 | 2024-01-25 | 2024-07-25
GAS REGULATOR & FLOWMETER | MEDICAL AIR REDUCING SETS | NORGREN MART | 20AG/4G | 1997-09-04 | 528 | 2024-08-06 | 2024-11-20
DUPLEX ACTIVE SCAVENGING SYS | DUPLEX ANAESTHETIC GAS SCAVENGING UNIT | EAST HEALTH | DUPLEX | 1997-09-04 | 1507.2 | 2024-08-14 | 2024-11-15
AREA ALARM SYSTEM | MEDICAL GAS ALARM | SHIRE | AREA ALARM | 1997-09-04 | 420 | 2024-09-17 | 2024-12-20
MEDICAL AIR PLANT | SURGICAL AIR PLANT | NA | AIR PLANT | 2022-04-26 | 0
MEDICAL AIR PLANT | SURGICAL AIR PLANT | NA | AIR PLANT | 1997-09-04 | 0 | 2024-10-10 | 2024-11-20
MEDICAL VACUUM PLANT | MEDICAL VACUUM PLANT | NA | VACUUM PLANT | 1997-09-04 | 1200
MEDICAL VACUUM PLANT | MEDICAL VACUUM PLANT | NA | VACUUM PLANT | 1997-09-04 | 1200 | 2024-08-06 | 2024-11-20
AREA ALARM SYSTEM | MEDICAL GAS ALARM | SHIRE | AREA ALARM | 1997-09-04 | 420 | 2024-10-09 | 2024-12-20
SIMPLEX ACTIVE SCAVENGING SYS | AGSS POWER UNIT | EAST HEALTH | PLEASE ENTER MODEL! (1272) | 1997-09-04 | 1507.2 | 2024-09-03 | 2024-12-15
MEDICAL AIR PLANT | SURGICAL AIR PLANT | NA | AIR PLANT | 2022-04-26 | 0
MEDICAL AIR PLANT | SURGICAL AIR PLANT | NA | AIR PLANT | 1997-09-04 | 0 | 2024-10-10 | 2024-12-20
CENTRAL ALARM SYSTEM | MEDICAL GAS ALARM | NA | MAIN PANEL | 1997-09-04 | 1200 | 2024-10-09 | 2024-12-20
REPEATER ALARM PANEL | MEDICAL GAS ALARM | NA | REPEATER | 1997-09-04 | 420 | 2024-10-09 | 2024-12-20
REPEATER ALARM PANEL | MEDICAL GAS ALARM | NA | REPEATER | 1997-09-04 | 420 | 2024-10-09 | 2024-12-20
CENTRAL ALARM SYSTEM | MEDICAL GAS ALARM | NA | MAIN PANEL | 1997-09-04 | 1200 | 2024-10-09 | 2024-12-20
AREA ALARM SYSTEM | MEDICAL GAS ALARM | SHIRE | SA-6 | 1997-09-04 | 420 | 2024-09-16 | 2024-11-20
AREA ALARM SYSTEM | MEDICAL GAS ALARM | SHIRE | AREA ALARM | 1997-09-04 | 420 | 2024-08-20 | 2024-11-20
AREA ALARM SYSTEM | MEDICAL GAS ALARM | SHIRE | AREA ALARM | 1997-09-04 | 420 | 2024-08-20 | 2024-11-20
AREA ALARM SYSTEM | MEDICAL GAS ALARM | SHIRE | AREA ALARM | 1997-09-04 | 420 | 2024-08-20 | 2024-11-20
AREA ALARM SYSTEM | MEDICAL GAS ALARM | SHIRE | AREA ALARM | 1997-09-04 | 420 | 2024-08-20 | 2024-11-20
AREA ALARM SYSTEM | MEDICAL GAS ALARM | SHIRE | AREA ALARM | 1997-09-04 | 420 | 2024-08-20 | 2024-11-20
AREA ALARM SYSTEM | MEDICAL GAS ALARM | SHIRE | SA-6 | 1997-09-04 | 420 | 2024-08-14 | 2024-11-20
AREA ALARM SYSTEM | MEDICAL GAS ALARM | SHIRE | SA-6 | 1997-09-04 | 420 | 2024-08-14 | 2024-11-20
AREA ALARM SYSTEM | MEDICAL GAS ALARM | SHIRE | SA-6 | 1997-09-04 | 420 | 2024-08-14 | 2024-11-20
AREA ALARM SYSTEM | MEDICAL GAS ALARM | SHIRE | AREA ALARM | 1997-09-04 | 420 | 2024-09-16 | 2024-11-20
AREA ALARM SYSTEM | MEDICAL GAS ALARM | SHIRE | SA-6 | 1997-09-04 | 420 | 2024-09-16 | 2024-11-20
AREA ALARM SYSTEM | MEDICAL GAS ALARM | SHIRE | SA-6 | 1997-09-04 | 420 | 2024-09-16 | 2024-11-20
AREA ALARM SYSTEM | MEDICAL GAS ALARM | SHIRE | AREA ALARM | 1997-09-04 | 420 | 2024-08-20 | 2024-11-20
AREA ALARM SYSTEM | MEDICAL GAS ALARM | SHIRE | AREA ALARM | 1997-09-04 | 420 | 2024-08-20 | 2024-11-20
AREA ALARM SYSTEM | MEDICAL GAS ALARM | SHIRE | AREA ALARM | 1997-09-04 | 420 | 2024-09-23 | 2024-11-20
AREA ALARM SYSTEM | MEDICAL GAS ALARM | SHIRE | AREA ALARM | 1997-09-04 | 420 | 2024-09-23 | 2024-11-20
AREA ALARM SYSTEM | MEDICAL GAS ALARM | SHIRE | AREA ALARM | 1997-09-04 | 420 | 2024-09-23 | 2024-11-20
AREA ALARM SYSTEM | MEDICAL GAS ALARM | SHIRE | AREA ALARM | 1997-09-04 | 420 | 2024-09-23 | 2024-11-20
AREA ALARM SYSTEM | MEDICAL GAS ALARM | SHIRE | AREA ALARM | 1997-09-04 | 420 | 2024-09-23 | 2024-11-20
AREA ALARM SYSTEM | MEDICAL GAS ALARM | SHIRE | AREA ALARM | 1997-09-04 | 420 | 2024-09-23 | 2024-11-20
CCTV CAMERA | CCTV CAMERA | VISTA | VPM6130 | 1997-08-19 | 330
MULTI-GYM | MULTI-GYM | CYBEX LTD | VR2 | 1997-07-25 | 3840 | 2024-07-05 | 2025-07-05
MULTI-GYM | MULTI-GYM | CYBEX LTD | VR2 | 1997-07-25 | 3840 | 2024-07-05 | 2025-07-05
TRIMMERS | DRY MODEL TRIMMER | KAVO | 5826 | 1997-09-11 | 3821.1 | 2024-03-04 | 2026-06-17
DUST EXTRACTOR | DUST EXTRACTOR | KAVO | 5030 | 1997-09-11 | 1213.2 | 2024-03-11 | 2026-06-17
HANDPIECE KNEE CONTROL | HANDPIECE KNEE CONTROL UNIT | W&H UK LTD | MF-PERFECTA 9978 | 1997-06-26 | 780 | 2022-08-11 | 2025-01-15
HANDPIECE KNEE CONTROL | HANDPIECE KNEE CONTROL UNIT | W&H UK LTD | MF-PERFECTA 9978 | 1997-06-26 | 780 | 2022-08-11 | 2025-01-15
HANDPIECE KNEE CONTROL | HANDPIECE KNEE CONTROL UNIT | W&H UK LTD | MF-PERFECTA 9978 | 1997-06-26 | 780 | 2022-08-08 | 2025-01-15
HANDPIECE KNEE CONTROL | HANDPIECE KNEE CONTROL UNIT | W&H UK LTD | MF-PERFECTA 9978 | 1997-06-26 | 780 | 2022-08-08 | 2025-01-15
HANDPIECE KNEE CONTROL | HANDPIECE KNEE CONTROL UNIT | W&H UK LTD | MF-PERFECTA 9978 | 1997-06-26 | 780 | 2022-08-08 | 2025-01-15
HANDPIECE KNEE CONTROL | HANDPIECE KNEE CONTROL UNIT | W&H UK LTD | MF-PERFECTA 9978 | 1997-06-26 | 780 | 2022-08-08 | 2025-01-15
HANDPIECE KNEE CONTROL | HANDPIECE KNEE CONTROL UNIT | W&H UK LTD | MF-PERFECTA 9978 | 1997-06-26 | 780 | 2022-08-08 | 2025-01-15
PRESSURE TEST EQUIP | 100KG X 100G FORCE GAUGE | MECMESIN LTD | OCCTEST | 1998-01-19 | 840
TRANSCUT NERVE STIMULATOR | TRANSCUT NERVE STIMULATOR | BODY CLOCK | MYOSTIM-EX | 1997-07-11 | 60
A/S MAT RESISTIVITY TESTER | ANTISTATIC MAT RESISTIVITY TESTER | MEMO-INTERNAL | MEMO-A/S MAT TEST | 1997-01-01 | 120
EXERCISE ROWING | EXERCISE ROWING MACHINE | CONCEPT II | CONCEPT 2 | 1997-05-14 | 954 | 2024-07-05 | 2025-07-05
SOLDERING IRON | SOLDERING IRON - MAINS 60 WATT | WELLER | PS-2D | 1997-04-28 | 121.872 | 2023-11-24 | 2025-11-24
SOUND LEVEL METER | SOUND LEVEL METER | LUCAS DAWE U | 1405D | 1997-06-05 | 385.2 | 2024-01-05 | 2025-01-05
FREEFIELD AUDIOMETER | FREEFIELD AUDIOMETER | KAMPLEX | PA2 | 1997-04-24 | 600 | 2023-12-29 | 2024-12-29
RESUS TROLLEY | RESUS TROLLEY | BRISTOL MAID (HOSP.M.CRAFT) | PLEASE ENTER MODEL! (245) | 1997-04-22 | 1200
TRANSCUT NERVE STIMULATOR | TRANSCUT NERVE STIMULATOR | BODY CLOCK | TT | 1997-04-09 | 60
TRANSCUT NERVE STIMULATOR | TRANSCUT NERVE STIMULATOR | BODY CLOCK | TT | 1997-04-09 | 60
TRANSCUT NERVE STIMULATOR | TRANSCUT NERVE STIMULATOR | BODY CLOCK | TT | 1997-04-09 | 60
NEBULIZER TEST RIG | NEBULIZER TEST RIG | MEDIC AID | PORTABLE | 1997-04-07 | 180
CENTRIFUGE | CENTRIFUGE | THERMO ARL | MICRO-CENTAUR | 1997-05-23 | 1800
VITAL SIGNS MONITOR | VITAL SIGNS MONITOR: NBP/SPO2. | WELCH ALLYN | LIFESIGN(NBP/SPO2) | 1997-04-03 | 3750 | 2019-06-19 | 2025-07-12
HI-LOW TABLE | HI-LOW TABLE | AKRON | PLEASE ENTER MODEL! (794) | 1997-06-05 | 720 | 2023-08-24 | 2024-07-15
COUCH | POPULAR COUCH (RIGID 2 SECTION) - ELECTRIC | AKRON | 9222/ABC | 1997-06-05 | 1119.6 | 2023-07-27 | 2026-07-27
SOLDERING IRON CALIBRATOR | SOLDERING IRON CALIBRATOR | WELLER | WTT1500 | 1997-03-19 | 302.928 | 2023-03-13 12:48 | 2025-03-13
INTRUDER ALARM SYSTEM | INTRUDER ALARM SYSTEM | NETWORKER | TS790 | 1997-06-26 | 1387.44 | 2022-03-31
DIGITAL HAND HELD | MULTIMETER | ISO TECH | 1DM103 | 1997-03-10 | 175.128 | 2024-08-29 | 2026-08-29
PACEMAKER | PACEMAKER | MEDTRONIC | 5346DDD | 1997-03-06 | 720
PACING SYS ANALYSER | A-V PACING SYSTEM ANALYSER | MEDTRONIC | 5311B | 1997-03-26 | 3000
NIBP ANALYSER | NIBP ANALYSER | DYNATECH LAB | QA1280 | 1997-03-07 | 4248 | 2021-10-08
CALIBRATION ADAPTOR FOR L/A B | CALIBRATION ADAPTOR FOR L/A BATTERIES | ASTRATEC | CCA02 | 1997-02-11 | 176.256 | 2024-07-08
EXTRACTION UNIT | LOCAL EXTRACTION VENTILATION | NEDERMAN | 522135 | 1997-07-14 | 450 | 2021-09-07
SUCTION CONTROLLER | SUCTION CONTROLLER | EAST HEALTH | HIGH-SUCTION | 1997-03-11 | 240
FAILURE ALARM | FAILURE ALARM | PENLON | IDP | 1997-02-04 | 1200 | 2023-11-29 | 2024-12-12
SUCTION CONTROLLER | SUCTION CONTROLLER | DATEX-OHMEDA | PLEASE ENTER MODEL! (430) | 1997-02-04 | 1200
RECORDER CASS/RADIO | RECORDER CASS/RADIO | SONY | CF5-W308L | 1997-01-28 | 72
SUCTION PUMP | SUCTION PUMP | VACUUBRAND | ME4C/3.4 | 1997-06-04 | 240 | 2019-05-30
SUCTION CONTROLLER | SUCTION CONTROLLER | EAST HEALTH | HIGH-SUCTION | 1997-11-21 | 240
CENTRIFUGE | CENTRIFUGE | I.E.C. | MICROMAX | 1997-01-16 | 1800
DOPPLER FLOWMETER | VASCULAR DOPPLER | SCIMED | HANDYDOP | 1997-04-08 | 720 | 2023-02-28 08:45 | 2026-03-15
PATIENT SIMULATOR | PATIENT SIMULATOR | DYNATECH LAB | 217A | 1997-02-05 | 1674 | 2024-05-10 | 2025-05-10
PATIENT SIMULATOR | PATIENT SIMULATOR | DYNATECH LAB | 217A | 1997-02-05 | 1674 | 2023-10-23 | 2024-10-23
HEATED COT/RESUS.UNIT | HEATED COT/RESUS.UNIT | DRAEGER | BABYTHERM 8000 | 1996-12-30 | 10800 | 2023-10-16 | 2024-10-16
LASER - CLASS 4 | DIODE LASER PHOTOCOAGULATOR | IRIS VISUAL | OCULIGHT-SL | 1996-12-23 | 58641.924 | 2020-01-14 | 2020-11-15
FREEFIELD AUDIOMETER | FREEFIELD AUDIOMETER | KAMPLEX | PA2 | 1997-01-08 | 600 | 2023-12-07 | 2024-12-07
MAINS DIST. STAND | MAINS DISTRIBUTION SYSTEM | MEMO-INTERNAL | MEO SEP96 | 1996-12-24 | 144 | 2024-03-06 | 2025-03-06
STAINLESS STEEL RULE | STAINLESS STEEL RULE | RABONE | 24 | 1997-01-29 | 18
DIAL TEST INDICATOR | DIAL TEST INDICATOR | VERDICT | LEVEL TYPE | 1997-01-29 | 120 | 2021-06-15
MAINS TEST BLOCK | MAINS TEST BLOCK | RS | 458-926 | 1997-05-28 | 24 | 2019-07-25
IMPERIAL RADIUS | RADIUS GAUGES IMPERIAL | MOORE & WRIG | 207 | 1997-12-18 | 36 | 2019-07-25
HOT AIR GUN | HOT AIR GUN | STEINEL | HL500 | 1996-12-09 | 82.8
MICROMETER | MICROMETER SET OF 3 | MITUTOYO LTD | PLEASE ENTER MODEL! (626) | 1996-12-10 | 147.6
MICROMETER | DIGITAL DEPTH MICROMETER | MITUTOYO LTD | DIGITAL | 1996-11-11 | 411.6 | 2021-09-07
TRANSCUT NERVE STIMULATOR | TRANSCUT NERVE STIMULATOR | J.P.M.PRODUC | PLEASE ENTER MODEL! (371) | 1996-12-05 | 1200
HAND GRINDER | HAND GRINDER | BOSCH | 0601347042 | 1996-11-19 | 120 | 2021-11-30 | 2024-11-10
GAS & VACUUM FLOW/PRESSURE | 3 GUN PRESSURE AND FLOW MEDICAL GAS TEST SET | MEC CO. LTD | 2005NP | 1994-01-01 | 600 | 2022-05-16
TERMINAL TEST PROBES | ANTI CONFUSION PROBES | MEC CO. LTD | 20160 | 1996-12-17 | 180 | 2021-10-06
FREEFIELD AUDIOMETER | FREEFIELD AUDIOMETER | KAMPLEX | PA2 | 1997-02-26 | 600 | 2023-12-07 | 2024-12-07
CRIMP TOOL | CRIMP TOOL | MOLEX | 173-3307 | 1997-12-16 | 138.9
COUCH | COUCH - TILT TABLE | AKRON | 9622 | 1997-01-25 | 1800 | 2021-11-24 | 2024-08-15
TRANSCUT NERVE STIMULATOR | TRANSCUT NERVE STIMULATOR | J.P.M.PRODUC | PLEASE ENTER MODEL! (371) | 1996-12-05 | 1200
MAINS DIST. STAND | MAINS DIST. STAND | MEMO-INTERNAL | MD502 | 1996-10-11 | 424.8 |  | 2024-10-15
MAINS DIST. STAND | MAINS DISTRIBUTION SYSTEM | MEMO-INTERNAL | MEO SEP96 | 1996-12-12 | 144 |  | 2025-06-15
MAINTENANCE UNIT | MAINTENANCE UNIT | OLYMPUS | PLEASE ENTER MODEL! (536) | 1997-02-10 | 606 | 2022-08-01 | 2025-07-15
VACUUM CLEANER | WET/DRY VACUUM | NUMATIC INTE | WVD902 | 1996-09-06 | 425.82 | 2022-10-14
TEMP CALIBRATOR | DRY WELL CALIBRATOR | HART SCIENTI | 9200 HDRC | 1996-10-25 | 900 | 2021-08-09
SCOPEMETER | PORTABLE DIGITAL OSCILLOSCOPE/DMM | TEKTRONIX | THS720STD | 1996-09-09 | 1200 | 2024-03-15 | 2025-03-15
VIDEO CAMERA | CAMCORDER & AC ADAPTOR | SONY | TRV91E | 1997-05-14 | 480
PLASTER SAW | PLASTER SAW | DESOUTTER MEDICAL | CC1 | 1996-10-29 | 1317.6 | 2024-06-06 | 2026-05-12
CAST VACUUM | CAST VACUUM | DESOUTTER MEDICAL | CCS(CAST VACUUM) | 1996-10-29 | 1317.6 | 2024-04-22 | 2028-05-15
VITAL SIGNS MONITOR | VITAL SIGNS MONITOR: NBP. | PROTOCOL | PROPAQ 206EL | 1996-10-14 | 16395.6
CAST VACUUM | CAST VACUUM | DESOUTTER MEDICAL | CCS(CAST VACUUM) | 1996-10-11 | 1317.6 | 2024-03-22 | 2026-04-15
DIAGNOSTIC SET | DIAGNOSTIC SET | KEELER | VISTA | 1996-09-02 | 480 | 2024-02-16 | 2026-12-29
PACEMAKER | PACEMAKER | APC CARDIOVASCULAR | EV4542 | 1996-07-26 | 384
VITAL SIGNS MONITOR | VITAL SIGNS MONITOR: NBP. | CRITIKON | 9340 | 1996-08-16 | 3600 | 2020-02-26 | 2024-11-15
PORTABLE FUME CUPBOARD | AIRFLOW CABINET | SOLOTEC | WS60 | 1996-07-19 | 600
DIAGNOSTIC SYSTEM | DIAGNOSTIC SYSTEM | WELCH ALLYN | 767 DIAGNOSTIC SYSTEM | 1997-01-23 | 600
DIAGNOSTIC SYSTEM | DIAGNOSTIC SYSTEM | WELCH ALLYN | 767 DIAGNOSTIC SYSTEM | 1997-01-23 | 600
DIAGNOSTIC SYSTEM | DIAGNOSTIC SYSTEM | WELCH ALLYN | 767 DIAGNOSTIC SYSTEM | 1997-01-23 | 600
DIAGNOSTIC SYSTEM | DIAGNOSTIC SYSTEM | WELCH ALLYN | 767 DIAGNOSTIC SYSTEM | 1997-01-23 | 600
DIAGNOSTIC SYSTEM | DIAGNOSTIC SYSTEM | WELCH ALLYN | 767 DIAGNOSTIC SYSTEM | 1997-01-23 | 600
DIAGNOSTIC SYSTEM | DIAGNOSTIC SYSTEM | WELCH ALLYN | 767 DIAGNOSTIC SYSTEM | 1997-01-23 | 600
DIAGNOSTIC SYSTEM | DIAGNOSTIC SYSTEM | WELCH ALLYN | 767 DIAGNOSTIC SYSTEM | 1997-01-23 | 600
LIGHTWRITER | LIGHTWRITER | T.CHURCHILL | SL35 | 1997-04-28 | 3600
LIGHTWRITER | LIGHTWRITER | T.CHURCHILL | SL35 | 1996-12-02 | 3600
TRANSFORMER | TRANSFORMER | WELCH ALLYN | 73324 | 1997-01-16 | 345.264
VCR VHS | VCR VHS | GOODMANS | DV-F262P-SH | 1996-09-06 | 1200
VIBRATOR PLASTER | VIBRATOR PLASTER | KAVO | EWL5442 | 1998-01-09 | 516 | 2024-03-06 | 2026-06-17
HANDPIECE MICROMOTOR | HANDPIECE MICROMOTOR | DRM DENTAL | POLISHER | 1998-01-06 | 630 | 2022-04-26 | 2024-04-16
HANDPIECE MICROMOTOR | HANDPIECE MICROMOTOR | DRM DENTAL | POLISHER | 1998-01-06 | 630
TRANSFORMER | POWER PACK | KEELER | 1952-P-2032 | 1997-02-24 | 1439.616 | 2022-04-25 | 2025-04-17
TONOMETER | TONOMETER | MENTOR O & O | TONO-PEN-XL | 1996-12-17 | 2100
APPLANATION TONOM | APPLANATION TONOMETER | HAAG STREIT | T900 | 1996-10-04 | 600
APPLANATION TONOM | APPLANATION TONOMETER | HAAG STREIT | T900 | 1996-10-04 | 600
MICROSCOPE ACCESS | MICROSCOPE ATTACHMENT | MOLLER-WEDEL | E1BOS | 1999-05-24 | 4200
VIDEO PRINTER | VIDEO PRINTER | SONY | UP-89OCE | 1996-06-11 | 960
SOUND LEVEL METER | SOUND LEVEL METER | LUCAS DAWE U | 3 | 1996-06-07 | 600 | 2024-01-05 | 2024-08-24
X-RAY VIEWER | X-RAY VIEWER | DENTSPLY LTD | 67-0445 | 1996-08-30 | 120
SYRINGE DISPOSAL UNIT | SYRINGE DISPOSAL UNIT | CATTANI ESAM | SAFEPOINT | 1996-08-12 | 336
ULTRASONIC SCALER | ULTRASONIC SCALER | DENTSPLY LTD | CAVITRON-3000 | 1997-06-17 | 1194 | 2022-08-05 | 2024-08-15
HANDPIECE KNEE CONTROL | HANDPIECE KNEE CONTROL UNIT | W&H UK LTD | MF-PERFECTA 9978 | 1997-06-26 | 780 | 2022-08-08 | 2025-01-15
DENAR ARTICULATOR | DENAR ARTICULATOR | TELEDYNE | 110500-2 | 1996-07-09 | 923.556
DENAR ARTICULATOR | DENAR ARTICULATOR | TELEDYNE | 110500-2 | 1996-07-09 | 923.556
PRESSURE GAUGE | PRESSURE GAUGE | ADEC DENTAL | PLEASE ENTER MODEL! (1176) | 1985-01-01 | 60
X-RAY FILM PROCESSOR | DENTAL FILM PROCESSOR | MEDIVANCE IN | VELOPEX | 1985-01-01 | 1800
CENTRIFUGE REFRIGERATED | CENTRIFUGE REFRIGERATED | HERAEUS EQUI | LABOFUGE-400R | 1996-05-07 | 12000
SOLDERING IRON | HEAVY DUTY SOLDERING IRON | RS | PLEASE ENTER MODEL! (800) | 1980-06-01 | 240 | 2024-05-20 | 2025-05-20
ARRHYTHMIA ANNE | RESUSCITATION KIT | LAERDAL | PLEASE ENTER MODEL! (496) | 1996-07-19 | 1080
TEMP MODULE | TEMP MODULE | PHILIPS LTD | M1029A | 1996-04-01 | 600
LIGHT CURE UNIT | POLYMERISATION LIGHT | IVOCLAR-VIVA | VL10C | 1994-01-01 | 480
ENT CONSOLE | CONSULTANT ENT CONSOLE | ENTERMED UK | MICROSCOPIEMEUBEL | 1996-05-16 | 1440 | 2022-05-18 | 2024-08-01
LIGHTWRITER | LIGHTWRITER | T.CHURCHILL | SL35 | 1996-04-18 | 3600
PLASTER SAW | PLASTER SAW WITH VACUUM | DESOUTTER MEDICAL | CC5 | 1996-05-17 | 1972.668 | 2020-02-18 | 2025-09-15
MELTING POT | MELTING POT FOR LOW MELTING POINT ALLOY | MINING & CHE | PLEASE ENTER MODEL! (628) | 1996-02-28 | 1074 | 2023-07-05 | 2024-07-05
FAILURE ALARM | FAILURE ALARM | PENLON | IDP | 1996-07-04 | 952.8 | 2024-01-26 | 2025-02-13
DIGITAL BENCH | MULTIMETER | HP | 34401A | 1996-02-16 | 872.4 | 2024-05-30 | 2025-05-30
SPEECH AID | SPEECH AID | SERVOX | LAC-SA0001 | 1996-03-06 | 630
OPHTHALMOSCOPE-INDIRECT | OPHTHALMO-INDIRECT | KEELER | ALL-PUPIL | 1996-03-07 | 1800 | 2022-05-23 | 2025-11-15
TRANSFORMER | POWER PACK | KEELER | 1952-P-2032 | 1996-03-07 | 6278.4 |  | 2025-11-15
OXYGEN ANALYSER | OXYGEN ANALYSER | TELEDYNE | TED-60T | 1996-10-03 | 324.3
VENTILATOR | VENTILATOR | PENLON | NUFFIELD 200 | 1996-06-10 | 3000 | 2023-11-28 | 2024-12-14
TERMINAL TEST PROBES | ANTI CONFUSION PROBES | MEC CO. LTD | 20160 | 1996-03-05 | 192 | 2023-06-14
SUCTION CONTROLLER | SUCTION CONTROLLER | EAST HEALTH | HIGH-SUCTION | 1996-05-21 | 240
RESISTANCE BOX | RESISTANCE BOX | PHIPPS&BIRD | 236A | 1989-04-23 | 72
SUCTION CONTROLLER | LOW SUCTION CONTROLLER | EAST HEALTH | LOW | 1996-02-02 | 240
SUCTION CONTROLLER | LOW SUCTION CONTROLLER | EAST HEALTH | LOW | 1996-02-02 | 240
VITAL SIGNS MONITOR | VITAL SIGNS MONITOR | BOSO (BOSCH & SOHN) | NIBP | 1995-04-03 | 109.2
AUDIO DOPPLER | FOETAL MONITOR | SONICAID | 121 | 1996-02-01 | 348
OXYGEN ANALYSER | OXYGEN ANALYSER | TELEDYNE | TED-60T | 1996-01-17 | 324.3 | 2024-07-04 | 2025-07-04
EXTERNAL PACEMAKER ANALYSER | EXERNAL PACEMAKER ANALYSER | METRON | QA30 | 1996-01-03 | 1200 | 2024-04-02 | 2025-04-02
ULTRASONIC BATH | ULTRASONIC BATHS & GENERATOR | WALKER ELECT | 80T | 1995-11-23 | 720
FIELD OF VISION TESTER | FIELD OF VISION TESTER | GOLDMAN | 940 | 1996-04-04 | 6000 | 2022-10-31 15:46 | 2026-11-11
X-RAY VIEWER | X-RAY VIEWER | VIRILIUM | PLEASE ENTER MODEL! (1078) | 1990-01-01 | 96
SLIT LAMP | SLIT LAMP | HAAG STREIT | 900 | 1995-12-12 | 4334.004 | 2024-01-23 | 2025-01-08
DRUFOMATS | DRUFOMAT | DREVE | DRUFORMAT-SQ | 1996-01-09 | 2750.4 | 2024-03-26 | 2026-06-17
VENTILATOR | VENTILATOR | PENLON | NUFFIELD 200 | 1995-10-05 | 3000 | 2023-11-10 | 2024-09-15
DIGITAL HAND HELD | DIGITAL HAND HELD | FLUKE | 79 | 1995-12-01 | 260.76
DIAGNOSTIC AUDIOMETER | DIAGNOST.AUDIOMETER | KAMPLEX | AC30 | 1995-09-25 | 3054 | 2023-06-23
DIGITAL HAND HELD | DIGITAL HAND HELD MULTIMETER | FLUKE | 73 | 1995-09-15 | 118.8
DIGITAL HAND HELD | DIGITAL HAND HELD MULTIMETER | FLUKE | 73 | 1995-09-15 | 118.8 | 2023-01-27 14:53 | 2025-01-27
DIGITAL HAND HELD | DIGITAL HAND HELD MULTIMETER | FLUKE | 73 | 1995-09-15 | 118.8
VIDEO PRINTER | VIDEO PRINTER | MITSUBISHI | P61B | 1995-09-15 | 600
HEATED GUTTA-PERCHA UNIT | HEATED GUTTA-PERCHA UNIT | OBTURA | OBTURA II | 1995-09-15 | 1128 | 2022-08-05 | 2025-03-18
HEATED GUTTA-PERCHA UNIT | HEATED GUTTA-PERCHA UNIT | OBTURA | OBTURA II | 1995-09-15 | 1128 | 2022-09-20 | 2024-08-15
EXTRACT FAN | EXTRACT FAN | KAVO | EXTRACT FAN | 1990-01-01 | 960 | 2024-03-15 | 2026-06-17
EXTRACT FAN | EXTRACT FAN | KAVO | EXTRACT FAN | 1990-01-01 | 960 | 2021-07-14 | 2025-03-18
DUST EXTRACTOR | DUST COLLECTOR | GUYSON | 41DC | 1995-08-14 | 240 | 2024-03-06 | 2026-06-17
SAND-BLAST-MACHINE | SAND-BLASTER | GUYSON | EURO2SF | 1995-08-14 | 960 | 2024-03-06 | 2026-06-17
EXTRACT FAN | EXTRACT FAN | KAVO | EXTRACT FAN | 1985-01-01 | 960 | 2024-03-14 | 2026-06-17
CRYO CONSOLE | CRYO CONSOLE | SAKURA | 4714 | 1995-09-29 | 2670
PRINTER | DATA PROCESSOR | MITUTOYO LTD | DP1HS | 1995-08-16 | 840
CENTRIFUGE | CENTRIFUGE | JOUAN LTD | BBVVV | 1995-08-01 | 1500
EXERCISE BICYCLE | EXERCISE BICYCLE | TUNTURI PUCH | 310 | 2002-01-01 | 630
LAMP/MAGNIFYER | ELECTRICAL MAGNIFYING LIGHT UNIT | I.V.A. | PLEASE ENTER MODEL! (347) | 1995-12-21 | 384 | 2022-05-16
COUCH | COUCH - RHYTHMIC TRACTION - ELECTRO MECHANICAL | AKRON | 8901 | 1996-02-16 | 2252.16 |  | 2024-10-16
EDGING IRON | EDGING IRON | JET | 49 | 1990-05-23 | 36 | 2019-07-25
COUCH | COUCH - 2 SECTION NEUROLOGY | PLINTH 2000 | 40 | 1995-08-08 | 2252.16
SUCTION CONTROLLER | SUCTION CONTROLLER | EAST HEALTH | HIGH-SUCTION | 1995-07-31 | 240
PACEMAKER | PACEMAKER | APC CARDIOVASCULAR | EV4543 | 1995-07-14 | 696
MICROTOME | MICROTOME | LEICA | RM2035 | 1995-08-08 | 2670
CENTRIFUGE | PATIENT WARMER | THERMO ARL | MISTRAL | 1995-08-08 | 3600
MICRO WRITER | MICRO WRITER | R. LAMB | E22-01MWC | 1995-08-08 | 1500
-80 FREEZER | -80 FREEZER | QUEUE SYS | QLT1385V12 | 1995-08-08 | 6000
LIGHTWRITER | LIGHTWRITER | T.CHURCHILL | SL35 | 1995-10-13 | 3600
KEY PAD | KEY PAD | PHILIPS LTD | M1106C | 1995-06-23 | 1200
CARDIAC OUTPUT COMP | MODULE CARDIAC OUTPUT | PHILIPS LTD | M1012A | 1995-06-23 | 2400
CARDIAC OUTPUT COMP | MODULE CARDIAC OUTPUT | PHILIPS LTD | M1012A | 1995-06-23 | 2400
BP MODULE | BP MODULE | PHILIPS LTD | M1006B | 1995-06-23 | 764.4
TEMP MODULE | TEMP MODULE | PHILIPS LTD | M1029A | 1995-06-23 | 600
SLIT LAMP | SLIT LAMP | HAAG STREIT | 900 | 1995-07-24 | 4334.004 | 2024-04-10 | 2025-03-01
SLIT LAMP TABLE | SLIT LAMP TABLE | HAAG STREIT | PLEASE ENTER MODEL! (269) | 1995-06-02 | 1200 | 2024-04-12 | 2025-04-27
PLASTER CHISEL | PLASTER CHISEL | DENTAURUM | PLEASE ENTER MODEL! (835) | 1995-06-07 | 480
SOLDERING IRON | ORTHO SOLDERING IRON | ANTEX | U200 | 1995-06-08 | 147.588 | 2024-03-15 | 2026-06-17
LIGHT SOURCE | LIGHT SOURCE | OLYMPUS | CLK-4 | 1995-06-12 | 600 | 2024-03-22 | 2025-03-22
OSCILLOSCOPE ANALOG | OSCILLOSCOPE ANALOG | PHILIPS LTD | PM3050 | 1995-06-14 | 1080
DRILL | DRILL | HITACHI | DV20V2 | 1995-08-08 | 216
PORTABLE CASSETTE HOLDER | PORTABLE CASSETTE HOLDER | HUESTIS | PLEASE ENTER MODEL! (277) | 1995-06-16 | 2400
SUCTION CONTROLLER | SUCTION CONTROLLER | EAST HEALTH | HIGH-SUCTION | 1995-06-08 | 240
COUCH | COUCH 2-SECTION HYDRAULIC | PLINTH 2000 | 502H | 2012-08-23 | 600 | 2022-01-27 | 2025-01-15
COUCH | COUCH - HYDRA.PLINTH | AKRON | AKRO | 1988-05-01 | 840 | 2021-12-31 | 2024-12-15
TEST EQUIP/SPEC | PMG ANTI CONFUSION PROBE | MGI | PLEASE ENTER MODEL! (71) | 1984-01-01 | 360 | 2022-04-28
C.P.M. MACHINE | LEG EXERCISER | POWERSPORT | XT3000 | 1995-05-18 | 840 | 2024-07-05 | 2025-07-05
OXYGEN ANALYSER | OXYGEN ANALYSER | TELEDYNE | TED200 | 1995-04-12 | 324 | 2021-12-17 | 2025-12-15
BP MODULE | BP MODULE | PHILIPS LTD | M1006B | 2001-01-01 | 606
AUDIO DOPPLER | FOETAL MONITOR | SONICAID | 121 | 1995-03-24 | 348
COUCH | DAY SURGERY TROLLEY | PORTSMOUTH S | QA2 | 1995-06-01 | 2252.16 | 2024-02-01 | 2024-11-16
MICROMOTOR CONTROLLER | MICROMOTOR CONTROLLER | W&H UK LTD | MF-PERFECTA 9975 | 2001-05-03 | 600 | 2024-04-29 | 2025-04-16
COUCH | DAY SURGERY TROLLEY | PORTSMOUTH S | QA2 | 1995-06-01 | 2252.16 | 2024-02-01 | 2024-11-16
FLUKEVIEW | FLUKEVIEW | FLUKE | FLUKEVIEW | 1995-03-27 | 180
MULTIMETER | SCOPEMETER | FLUKE | SCOPEMETER-99 | 1995-03-27 | 2400
OSCIL/DIG/STOR | OSCIL/DIG/STOR | HITACHI | VC5430 | 1995-04-03 | 3058.8
ULTRA VIOLET LAMP |  | NISSEL | UV3 | 1995-01-01 | 240 | 2022-06-15 | 2023-06-15
SLIT LAMP TABLE | SLIT LAMP TABLE | HAAG STREIT | PLEASE ENTER MODEL! (269) | 1995-01-01 | 2400 | 2024-01-08 | 2025-01-13
SLIT LAMP | SLIT LAMP | HAAG STREIT | B900 | 1985-01-01 | 4333.644 | 2024-01-08 | 2025-01-13
SLIDE PROJ 35MM | SLIDE PROJECTOR | KODAK | 1000/2000 | 1996-01-08 | 1140
BEAM ANALYSER | BEAM ANALYSER | WELLHOFER | BIS710 | 1997-08-08 | 42546.756
TORQUE WRENCH | TORQUE WRENCH 70-330 NM | BRITOOL LTD | EVT3000A | 1997-07-15 | 98.04
COMMUNICATOR | COMMUNICATOR | T.CHURCHILL | SL30 | 1995-02-15 | 1237.2
LABEL PRINTER | LABEL PRINTER | CASIO | KL2000 | 1995-01-12 | 168
MODULAR SOLDERING SYSTEM | MODULAR SOLDERING SYSTEM | OK INDUST | SA1000 SERIES | 1995-10-23 | 216 | 2021-06-15
PLANER | POWER PLANER | WOLF | 8614 | 1996-01-07 | 252 | 2019-07-16
AUDIO DOPPLER | FOETAL MONITOR | SONICAID | 121 | 1995-02-23 | 348
SOLDERING IRON | SOLDERING IRON (SR) | WELLER | PS-3D | 1996-05-31 | 996 | 2023-01-24 15:40 | 2025-01-24
ORBITAL MIXER | ORBITAL MIXER | STUART SCIEN | AUTOVORTEXSA2 | 1994-04-01 | 145.2
NEBULIZER | NEBULIZER | MEDIX LTD | AC2000 | 1990-01-01 | 126
TEMP MODULE | TEMP MODULE | PHILIPS LTD | M1029A | 1995-06-23 | 600
ECG MODULE | MERLIN ECG MODULE | PHILIPS LTD | M1001A | 1995-06-23 | 1500
WATER HEATER | WATER HEATER | HAAKE | C1 | 1994-10-28 | 423 | 2024-03-15 | 2026-06-17
WATER HEATER | WATER HEATER | HAAKE | C1 | 1994-10-28 | 423 | 2021-09-08 | 2025-03-18
SUCTION CONTROLLER | SUCTION CONTROLLER | EAST HEALTH | HIGH-SUCTION | 1994-12-05 | 240
SUCTION CONTROLLER | SUCTION CONTROLLER | EAST HEALTH | HIGH-SUCTION | 1994-09-28 | 240
SUCTION CONTROLLER | SUCTION CONTROLLER | EAST HEALTH | HIGH-SUCTION | 1994-09-28 | 240
SUCTION CONTROLLER | SUCTION CONTROLLER | EAST HEALTH | HIGH-SUCTION | 1994-09-28 | 240
VENTILATOR | VENTILATOR | PENLON | NUFFIELD 200 | 1994-10-28 | 3000 | 2022-02-17 | 2025-01-01
VENTILATOR | VENTILATOR | PENLON | NUFFIELD 200 | 1994-10-28 | 3000 | 2024-03-08 | 2025-03-15
VENTILATOR | VENTILATOR | PENLON | NUFFIELD 200 | 1994-10-28 | 3000 | 2023-03-01 12:12 | 2025-02-15
VENTILATOR | VENTILATOR | PENLON | NUFFIELD 200 | 1994-10-28 | 3000 | 2024-01-30 | 2025-02-10
SUCTION CONTROLLER | SUCTION CONTROLLER | EAST HEALTH | HIGH-SUCTION | 1994-10-07 | 240
OXIMETER | PULSE OXIMETER | DATEX-OHMEDA | 3740 | 1994-12-12 | 1560 | 2023-06-05 | 2024-05-05
KERATOMETER | KERATOMETER | NIDEX | KM500AUTO | 1994-11-01 | 1200
POWER SUPPLY | POWER SUPPLY | NIDEX | KM500PSI | 1994-11-01 | 60 | 2022-04-25 | 2023-04-25
COMMUNICATOR | COMMUNICATOR | T.CHURCHILL | SL30(DUPLICATE) | 1994-04-01 | 1237.2
FUME/WORKSTATION | FUME/WORKSTATION | SAFELAB SYS | MOBILE BLUE AIRONE | 1994-12-01 | 2505.72
VCR VHS | VCR | FERGUSON | FV70B | 1995-01-18 | 1200
TLD READER | TLD READER | HARSHAW-QS | 5500 | 1994-09-02 | 360000
OVEN | OVEN | MEMMERT | PLEASE ENTER MODEL! (226) | 1991-12-01 | 690
AUDIO DOPPLER | AUDIO DOPPLER | HUNTLEIGH | D520 | 1992-01-01 | 360
RCD | RCD | RS | 325-652 | 1995-03-10 | 48
X-RAY |  | VICTOREEN | 06-526 | 1984-10-17 | 480
VERNIER CALIPER | VERNIER CALIPER | MITUTOYO LTD | MISSING | 1994-01-01 | 840 | 2024-01-23 | 2025-01-23
MAINS DIST.BOARD | MAINS DIST.BOARD | OLSON | PLEASE ENTER MODEL! (476) | 1988-01-01 | 90
LIGHTWRITER | LIGHTWRITER | T.CHURCHILL | SL35 | 1994-06-08 | 3600
DENTAL UNIT | DENTAL UNIT | BEAVERSTATE | PLEASE ENTER MODEL! (928) | 1994-12-16 | 300
DENTAL UNIT | DENTAL UNIT | BEAVERSTATE | PLEASE ENTER MODEL! (928) | 1994-12-16 | 300
DENTAL UNIT | DENTAL UNIT | BEAVERSTATE | PLEASE ENTER MODEL! (928) | 1994-12-16 | 300
DENTAL UNIT | DENTAL UNIT | BEAVERSTATE | PLEASE ENTER MODEL! (928) | 1994-12-16 | 300
DENTAL UNIT | DENTAL UNIT | BEAVERSTATE | PLEASE ENTER MODEL! (928) | 1994-12-16 | 300
DENTAL UNIT | DENTAL UNIT | BEAVERSTATE | PLEASE ENTER MODEL! (928) | 1994-12-16 | 300
DENTAL UNIT | DENTAL UNIT | BEAVERSTATE | PLEASE ENTER MODEL! (928) | 1994-12-16 | 300
DENTAL UNIT | DENTAL UNIT | BEAVERSTATE | PLEASE ENTER MODEL! (928) | 1994-12-16 | 300
DENTAL UNIT | DENTAL UNIT | BEAVERSTATE | PLEASE ENTER MODEL! (928) | 1994-12-16 | 300
DENTAL UNIT | DENTAL UNIT | BEAVERSTATE | PLEASE ENTER MODEL! (928) | 1994-12-16 | 300
COLOUR VISION TESTER | COLOUR VISION TESTER | CLEM CLARKE | HUEMATIC-100 | 1990-01-01 | 2400 | 2023-02-24 15:47 | 2024-02-24
OXIMETER CHARGER | PULSE OXIMETER CHARGER | DATEX-OHMEDA | 15 | 1994-07-07 | 72
MICROMOTOR UNIT | MICROMOTOR UNIT | SCHICK | C2SF | 1994-07-01 | 1200 | 2022-09-09 | 2024-08-15
BENCH PRESS | BENCH PRESS | DIAGRAM | 013 | 1994-06-06 | 468
GAS REGULATOR & FLOWMETER | MEDICAL AIR REDUCING SETS | NORGREN MART | 20AG/4G | 1994-05-09 | 660 | 2024-09-17 | 2024-12-20
SUCTION CONTROLLER | SUCTION CONTROLLER | DATEX-OHMEDA | OHIO | 1994-05-06 | 240
SUCTION CONTROLLER | SUCTION CONTROLLER | DATEX-OHMEDA | OHIO | 1994-05-06 | 240
SUCTION CONTROLLER | SUCTION CONTROLLER | DATEX-OHMEDA | OHIO | 1994-05-06 | 240
SUCTION CONTROLLER | SUCTION CONTROLLER | DATEX-OHMEDA | OHIO | 1994-05-06 | 240
SUCTION CONTROLLER | SUCTION CONTROLLER | DATEX-OHMEDA | OHIO | 1994-05-06 | 240
SUCTION CONTROLLER | SUCTION CONTROLLER | DATEX-OHMEDA | OHIO | 1994-05-06 | 240
SUCTION CONTROLLER | SUCTION CONTROLLER | DATEX-OHMEDA | OHIO | 1994-05-06 | 240
SUCTION CONTROLLER | SUCTION CONTROLLER | DATEX-OHMEDA | OHIO | 1994-05-06 | 240
SUCTION CONTROLLER | SUCTION CONTROLLER | DATEX-OHMEDA | PLEASE ENTER MODEL! (430) | 1994-07-01 | 1200
SUCTION CONTROLLER | SUCTION CONTROLLER | DATEX-OHMEDA | PLEASE ENTER MODEL! (430) | 1994-07-01 | 1200
SUCTION CONTROLLER | SUCTION CONTROLLER | DATEX-OHMEDA | PLEASE ENTER MODEL! (430) | 1994-07-01 | 1200
SUCTION CONTROLLER | SUCTION CONTROLLER | DATEX-OHMEDA | PLEASE ENTER MODEL! (430) | 1994-07-01 | 1200
NEBULIZER | NEBULIZER | MEDIX LTD | AC2000HF | 1994-04-20 | 126
STAINING MACHINE | STAINING MACHINE | LEICA | IG | 1994-04-22 | 12000
TISSUE PROCESSORS | TISSUE PROCESSOR | LEICA | JUNG-TP1050 | 1994-04-22 | 18000
ANALYSING SYSTEM | ANALYSING SYSTEM | BECKMAN COULTER | CX5CE | 1994-04-22 | 1200
COUCH | HIGH LOW TILT TABLE | AKRON | 8622 | 1997-04-01 | 2252.16 | 2022-08-03 | 2023-08-12
HIGH WATTAGE RESISTOR | HIGH WATTAGE RESISTOR | RS | 150OHM | 2001-10-26 | 24
SOLDERING IRON | SOLDERING IRON | WELLER | PU-3D | 1985-01-01 | 180 | 2023-01-24 15:42 | 2025-01-24
OXYGEN MONITOR | OXYGEN MONITOR | DATEX-OHMEDA | 5120 | 1994-04-28 | 570
DIGITAL HAND HELD | DIGITAL HAND HELD MULTIMETER | WAVETEK | 2030 | 1994-03-29 | 345.6
MIXERS | MIXERS | STUART SCIEN | PLEASE ENTER MODEL! (950) | 1991-01-01 | 180
EXERCISE BICYCLE | EXERCISE BICYCLE | NOMEQ | W1 | 1994-11-21 | 360 |  | 2025-07-15
MICROMETER | MICROMETER SET OF 3 | MITUTOYO LTD | PLEASE ENTER MODEL! (626) | 1994-04-04 | 144
MICROSCOPE | MICROSCOPE | LEICA | WILD-M8 | 1994-02-28 | 7200 | 2023-08-30 | 2024-05-13
CENTRIFUGE | CENTRIFUGE | I.E.C. | CENTRA-3C | 1994-03-07 | 2130.66 | 2024-04-29 | 2025-04-29
RESPIROMETER | RESPIROMETER | DATEX-OHMEDA | RM121 | 1994-06-30 | 294 | 2023-10-31 | 2024-11-14
CHARGER | CHARGER | NMP | ACS3X | 1994-06-24 | 60
NERVE STIMULATOR | NERVE STIMULATOR | SPEMBLY | PULSAR | 1994-01-01 | 300
UTP CABLE TESTER | UTP CABLE TESTER | FLUKE | 610 | 1994-02-04 | 438
AUDIO DOPPLER | FOETAL MONITOR | SONICAID | 121 | 1994-04-28 | 348
CAMERA LENS | CAMERA LENS | NIHON KOHDEN | NIKKOR-C | 1988-01-01 | 1800
SLIT LAMP | SLIT LAMP | HAAG STREIT | BM900 LED | 1989-01-01 | 4334.004 | 2024-02-29 | 2025-02-01
FOCIMETER | FOCIMETER | NAGEL | PLEASE ENTER MODEL! (328) | 1970-01-01 | 7200 | 2022-06-15 | 2023-06-15
BENCH PRESS | BENCH PRESS | SUNDENT | PLEASE ENTER MODEL! (957) | 1980-01-01 | 240
SCALES | SCALES - CHAIR | SECA | 944 | 1993-11-10 | 843.6 | 2021-03-15 | 2024-11-15
RECORDER CASS/RADIO | RECORDER CASS/RADIO | SANYO | MW-803F(H) | 1994-06-01 | 60
LOGIC TEST EQ/VARI | LOGIC TEST EQ/VARI | RS | INTERFAKER-MT25 | 1993-10-01 | 156
CHARGER FOR DRILL | CHARGER FOR DRILL | HITACHI | UC12Y | 1993-07-12 | 182.4
CORDLESS DRILL | CORDLESS DRILL | HITACHI | DV10D | 1993-07-12 | 182.4
OXIMETER | PULSE OXIMETER | DATEX-OHMEDA | 3740 | 1993-10-11 | 1903.2 |  | 2024-11-14
NERVE STIMULATOR | NERVE STIMULATOR | VIAMED | MICROSTIM | 1993-10-27 | 1200
COUCH | COUCH 2-SECTION HYDRAULIC | PLINTH 2000 | 502H | 1993-10-01 | 642 | 2022-09-08 | 2025-09-15
OSCILLOSCOPE ANALOG | OSCILLOSCOPE ANALO | LECORY | 9410 | 1989-07-12 | 1200 | 2023-12-27 | 2024-12-27
VENTILATOR | VENTILATOR | PENLON | NUFFIELD 200 | 1993-12-06 | 3000 | 2024-03-19 | 2025-03-15
SUCTION CONTROLLER | SUCTION CONTROLLER | DATEX-OHMEDA | HIGH-SUCTION | 1993-10-20 | 1200
CHART ILLUMINATOR | CHART ILLUMINATOR | LIGHTHOUSE L | L220(ILLUMINATOR) | 1986-01-01 | 600 | 2024-01-12 | 2025-01-15
SCALES | SCALES - STAND ON | TANITA | TLD-622 | 1990-10-01 | 240 | 2022-02-08 | 2024-11-15
VITAL SIGNS MONITOR | VITAL SIGNS MONITOR: NBP. | CRITIKON | 8100(NBP) | 1990-01-01 | 2880
SCALES | SCALES - STAND ON | SECA | 770 | 1993-09-17 | 268.8 | 2022-11-17 20:02 | 2024-11-15
OPHTHALMOSCOPE | OPHTHALMOSCOPE | KEELER | 4550 | 1993-09-02 | 120 | 2020-05-19 | 2025-08-15
TRANSFORMER | TRANSFORMER | KEELER | 1436-P-1009 | 1993-09-02 | 120 | 2022-02-28 | 2025-02-15
TRANSFORMER | TRANSFORMER | KEELER | 1436-P-1009 | 1993-09-02 | 120 | 2022-05-23 | 2025-11-15
COMMUNICATOR | COMMUNICATOR | T.CHURCHILL | SL30 | 1993-09-09 | 1237.2
SOLDERING IRON | SOLDERING IRON - MAINS 60 WATT | WELLER | PS-2D | 1993-11-05 | 87.6
COMMUNICATOR | COMMUNICATOR | T.CHURCHILL | SL30 | 1993-08-23 | 1237.2
VACUUM TWEEZER UNIT | VACUUM TWEEZER UNIT | C.AUSTEN | DA7-C-VAC/T | 1988-10-10 | 180 | 2024-01-04 | 2026-01-04
EXTENSION LEAD | EXTENSION LEAD | RS | 480-709 | 1994-04-18 | 48
NI/BP MODULE | MODULE NIBP | PHILIPS LTD | M1008B | 1993-07-15 | 2264.4
BAG SEALER | BAG SEALER | PACKER | 300/CP | 1993-07-19 | 160.8 | 2021-11-30
NERVE STIMULATOR | NERVE STIMULATOR | STIMUPLEX | DIG | 1993-07-19 | 60
ECG TRAINER | ECG TRAINER | LAERDAL | HEARTSIM2000 | 1989-01-01 | 2706
HOTPLATE | HOTPLATE | R. LAMB | E18/1 | 1993-05-10 | 210
SOLDERING IRON | SOLDERING IRON | METCAL | STSS-002E | 1993-08-17 | 426 | 2019-11-25 | 2024-11-15
TEMP PROBE - FOOD | TEMP PROBE - FOOD | COMARK | N9007 | 1992-01-01 | 202.8
CHARGER UNIT | CHARGER-OPHTHALMOSCOPE | KEELER | 1941-P2467 | 1992-01-01 | 240
OSCIL/ANAL/STOR | OSCIL/ANAL/STOR | HP | 54600A | 1993-04-22 | 840 | 2024-02-01 | 2025-02-01
VIBRATOR PLASTER | VIBRATOR PLASTER | RECO | V7011 | 1990-01-01 | 120 | 2021-07-02 | 2025-06-18
SCOPEMETER | SCOPEMETER | PHILIPS LTD | PM95 | 1993-05-06 | 1200
WATER BATH | WATER BATH | NA | PLEASE ENTER MODEL! (306) | 1993-04-01 | 400.8
MIXERS | MIXERS | STUART SCIEN | PLEASE ENTER MODEL! (950) | 1993-04-01 | 180
MAGNETIC STIRRER | MANETIC STIRRER | GALLENKAMP | PLEASE ENTER MODEL! (6) | 1993-04-01 | 156
UNINTERRUPTIBLE POWER SUPPLY | UNINTERRUPTIBLE POWER SUPPLY | CROTAN | PLEASE ENTER MODEL! (139) | 1993-04-01 | 540
SPIRAMIX | SPIRAMIX | DENLEY | PLEASE ENTER MODEL! (791) | 1993-04-01 | 547.2
ROTARY PLATER | ROTARY PLATER | MASTER MECH | PLEASE ENTER MODEL! (616) | 1993-04-01 | 480
ROTARY PLATER | ROTARY PLATER | MASTER MECH | PLEASE ENTER MODEL! (616) | 1993-04-01 | 480
OSCILLOSCOPE ANALOG | OSCILLOSCOPE ANALOG | TEKTRONIX | TAS455 | 1993-07-08 | 780
RCD | RCD | RS | 325-652 | 1992-01-01 | 48
ANTI-STATIC MAT | ANTI-STATIC WORKSTATION | RS | 574-080 | 1992-01-01 | 60
FIBRE OPTIC SOURCE | FIBRE OPTIC SOURCE | OLYMPUS | HIGHLIGHT3000 | 1993-03-30 | 705.6 | 2023-08-30 | 2024-08-30
BALANCE | BALANCE | SARTORIUS | BA3100P | 1993-03-30 | 1074
LIGHT CURE UNIT | LIGHT CURE MACHINE | DENTSPLY LTD | TRIAD-VLC | 1989-01-01 | 1200
WATER BATH | WATER BATH | GALLENKAMP | TM-840 | 1981-01-01 | 390
VIDEO PRINTER | VIDEO PRINTER | SONY | UP860CE | 1993-03-20 | 3000
TABLE | TABLE | X-OGRAPH | MOVIPLAN-800 | 1992-12-03 | 12000 | 2024-10-11 | 2025-10-11
COAGULATOR | COAGULATOR | AESCULAP LTD | TB50 | 1993-02-26 | 1359.144 | 2024-02-09 | 2025-03-01
MICROSCOPE | MICROSCOPE | OLYMPUS | BH2 | 1993-02-10 | 3450
EXTRACT FAN | EXTRACT FAN | KAVO | EXTRACT FAN | 1986-01-01 | 960 | 2024-03-18 | 2026-06-17
EXTRACT FAN | EXTRACT FAN | KAVO | EXTRACT FAN | 1986-01-01 | 960 | 2024-03-22 | 2026-06-17
EXTRACT FAN | EXTRACT FAN | KAVO | EXTRACT FAN | 1986-01-01 | 960
SPHYGMOMANOMETER | SPHYGMOMANOMETER | ACCOSON LTD | HOSPITAL | 1993-02-16 | 42
SAO2/PLETH | MODULE SAO2/PLETH | PHILIPS LTD | M1020A | 1992-10-22 | 2703.6
AUDIOMETRY | MULTI FREQUENCY CALIBRATOR | B & K | 4226 | 1993-01-26 | 1200 | 2024-09-25 | 2024-12-01
CIRCUIT BREAKER | CIRCUIT BREAKER | RS | POWER-BREAKER2 | 1992-01-01 | 24
CIRCUIT BREAKER | CIRCUIT BREAKER | RS | POWER-BREAKER2 | 1992-01-01 | 300
CIRCUIT BREAKER | CIRCUIT BREAKER | RS | 355-211 | 1992-01-01 | 42
HPLC HEATER | HPLC HEATER | JONES CHROM | PLEASE ENTER MODEL! (355) | 1988-01-01 | 480
CAMERA POWER ADAPTOR | CAMERA POWER SUPPLY | NIKON | PLEASE ENTER MODEL! (354) | 1970-01-01 | 2670
VIDEO CAMERA | VIDEO CAMERA | HITACHI | VK-MIOE | 1993-04-02 | 184.8
VIDEO CAMERA | VIDEO CAMERA | HITACHI | VK-MIOE | 1993-04-02 | 184.8
VIDEO SWITCHER | VIDEO SWITCHER | BAXALL | D51/2 | 1993-04-02 | 67.2
COLOUR MONITOR | MONITOR | HITACHI | VM902K | 1992-10-21 | 1200
COUCH | DAY SURGERY TROLLEY | PORTSMOUTH S | QA2 | 1993-09-30 | 2252.16 | 2022-06-09 | 2025-03-14
FUME EXTRACTOR PORTABLE | FUME EXTRACTOR PORTABLE | NEDERMAN | 930800 | 1993-11-29 | 360 | 2023-07-05 | 2024-07-05
COUCH | DAY SURGERY TROLLEY | PORTSMOUTH S | QA2 | 1993-09-30 | 2252.16 | 2022-06-09 | 2025-03-14
OSMOMETER | OSMOMETER | VITATRON | 3MO | 1992-10-22 | 6000
THERMAL CONSOLE | THERMAL CONSOLE | MILES | 4554 | 1992-11-06 | 1800
COLOUR MONITOR | MONITOR | HP | D1182B | 1991-01-01 | 240
DEFIB TESTER | DEFIB TESTER | METRON | QA40 | 1992-10-05 | 2446.8
DIGITAL HAND HELD | DIGITAL HAND HELD | FLUKE | 12 | 1992-10-06 | 120
NEBULIZER | NEBULIZER | MEDIX LTD | AC2000 | 1992-09-08 | 144
BATTERY CHECKER | BATTERY CHECKER | ASTRATEC | CM01/2 | 1992-08-28 | 1518 | 2024-07-08
SPHYGMOMANOMETER | SPHYGMOMANOMETER | PYMAH | TRIMLINE | 1989-01-01 | 42
HOT AIR GUN | HOT AIR GUN | RS | 545-137 | 1993-09-06 | 108 | 2024-02-15 | 2025-02-15
TEMP PROBE | TEMP PROBE | OLYMPUS | HPA | 1992-08-18 | 8640
DIAGNOSTIC AUDIOMETER | DIAGNOSTIC AUDIOMETER | KAMPLEX | AD12 | 1988-01-01 | 600 | 2024-08-10 | 2025-08-10
CIRCUIT BREAKER | CIRCUIT BREAKER | RS | POWER-BREAKER2 | 1993-04-08 | 27.6
AUDIO DOPPLER | AUDIO DOPPLER | HUNTLEIGH | D520 | 1989-01-01 | 360
NEBULIZER | NEBULIZER | MEDIX LTD | AC2000 | 1992-06-09 | 126
FLOWMETER | FLOW METER | KDG MOBREY L | PLEASE ENTER MODEL! (428) | 1990-01-01 | 300
X-RAY FILM PROCESSOR | X-RAY FILM PROCESSOR | DURR DENTAL | XR24 | 1992-07-02 | 4884
SOLDERING IRON | SOLDERING IRON - MAINS 60 WATT | WELLER | PS-2D | 1992-06-23 | 300 | 2021-01-11
PORTABLE RADIO | PORTABLE RADIO | SONY | CFS201L | 1992-06-17 | 54
CRIMP TOOL | CRIMP TOOL | AMP | 90067 | 1992-04-01 | 156
SOLDERING IRON | SOLDERING IRON (SR) | WELLER | PS-3D | 1992-01-01 | 54.996 | 2023-01-24 15:41 | 2025-01-24
LEAKSEEKER | LEAKSEEKER | ION SCIENCE | 8000B3 | 1992-09-02 | 948
IMAGE INTENS.TEST OB | IMAGE INTENS.TEST OB | FAXITRON | LEEDS TEST OBJECTS | 1992-03-24 | 3708
CRIMP TOOL | CRIMP TOOL | NA | 231652 | 1992-03-31 | 114
CABLE TESTER | CABLE TESTER | MEMO-INTERNAL | MEMO-CABLE TEST | 1992-01-01 | 0
HOT AIR GUN | HOT AIR GUN | RS | 545-137 | 1991-02-01 | 108 | 2023-05-16 | 2024-05-16
MISCELLANEOUS | FLUORESCENT LEAD LAMP | ELWIS | 19E008 | 1990-01-01 | 38.4
COLOUR MONITOR | MONITOR | HITACHI | VM902K | 1992-10-21 | 1200
E.L.C.B. | E.L.C.B. | B&H | HO4/S | 1985-01-01 | 24
OVEN | OVEN | GENLAB LTD | M18SESCGKE | 1992-02-28 | 600
RECORDER CASS/RADIO | RECORDER CASS/RADIO | PANASONIC | RX-FT510 | 1992-02-13 | 78
RECORDER CASS/RADIO | RECORDER CASS/RADIO | PANASONIC | RX-FT510 | 1992-02-12 | 78
SOLDERING IRON | SOLDERING IRON (SR) | WELLER | PS-3D | 1992-02-07 | 54.996 | 2023-01-24 15:42 | 2025-01-24
VCR VHS | VCR VHS | AKAI | VS-F310EK | 1992-01-21 | 298.8
VCR VHS | VCR VHS | AKAI | VS-F310EK | 1992-01-21 | 358.8
DIODE DETECTOR | DIODE DETECTOR | WELLHOFER | PLEASE ENTER MODEL! (1107) | 1990-01-01 | 1800
TYMPANOGRAPH | TYMPANOGRAPH | KAMPLEX | AT22 | 1992-01-10 | 600
APPLIANCE TESTER | APPLIANCE TESTER | SEAWARD | IT1000 | 1994-04-05 | 720 | 2024-02-02 | 2026-02-02
BENCH PRESS | BENCH PRESS | SILERA | PLEASE ENTER MODEL! (887) | 1984-01-01 | 240
ULTRASONIC CLEANER | ULTRASONIC CLEANER | NUSONIC | PLEASE ENTER MODEL! (390) | 1984-01-01 | 240 | 2021-12-20 | 2025-06-18
BENCH DRILLS | BENCH DRILLS | NAEROK | DIY-13 | 1988-01-01 | 240 | 2023-08-02 | 2024-09-15
HANDPIECE KNEE CONTROL | HANDPIECE KNEE CONTROL | KAVO | K9 | 1986-01-01 | 1200 | 2021-12-06 | 2025-06-18
X-RAY VIEWER | X-RAY VIEWER | DENTAURUM | L1 | 1991-12-10 | 198.864 |  | 2025-03-18
SLIT LAMP | SLIT LAMP | HAAG STREIT | 900BM | 1991-12-02 | 4334.004 | 2024-01-26 | 2025-01-05
AUDIO DOPPLER | AUDIO DOPPLER | HUNTLEIGH | FD1 | 1991-12-10 | 283.2
DENTAL BUNSEN | DENTAL BUNSEN | CARBOLITE | SAFE-AIR | 1991-11-06 | 108 | 2023-09-18 | 2024-09-18
DENTAL BUNSEN | DENTAL BUNSEN | CARBOLITE | SAFE-AIR | 1991-11-06 | 108 | 2021-09-10 | 2024-08-21
WIRE WRAP GUN | WIRE WRAP GUN | GARDNER-DENV | 27212AA7 | 1991-11-01 | 120
APPLANATION TONOM | APPLANATION TONOMETER | HAAG STREIT | T900 | 1985-01-01 | 732
SPIRIT-LEVEL | SPIRIT-LEVEL | WYLER | PLEASE ENTER MODEL! (1143) | 1991-09-30 | 542.856
RCD TESTER | RCD TESTER | ROBIN | KMP5406 | 1991-09-19 | 223.2 | 2024-08-28 | 2025-08-28
LABEL PRINTER | LABEL PRINTER | DYMO | DYMO4000 | 1991-08-02 | 996
TRANSFORMER | TRANSFORMER | WELCH ALLYN | 71116 | 1991-09-16 | 369.6
PEAKFLOW METER | PEAKFLOW METER | AIRMED | ADULT | 1990-01-01 | 480
CRIMP TOOL | CRIMP TOOL | CEMBRE LTD | HT45 | 1992-09-24 | 944.4 | 2022-11-08 09:55
CRIMP TOOL | CRIMP TOOL | THOMAS & BET | WT2124Y | 1992-03-12 | 64.308
CONTAMINATION MONITOR | CONTAMINATION MONITOR | MINI INST | 7-10 | 1980-01-01 | 540
TONOMETER | TONOMETER | HAAG STREIT | T | 1991-12-02 | 810
SPEECH AID | SPEECH AID | SERVOX | INTON | 1991-09-03 | 720
SPEECH AID | SPEECH AID | SERVOX | INTON | 1991-09-03 | 720
ADAPTIVE REM TESTBOX | ADAPTIVE REM TESTBOX | MEMO-INTERNAL | MEMO-ADAPTIVE REM TST | 2001-06-14 | 0
NEBULIZER | NEBULIZER | MEDIX LTD | AC2000 | 1991-11-18 | 126
ARRHYTHMIA ANNE | ARRHYHMIA ANNE | LAERDAL | ANNE | 1990-01-01 | 1200
WAX HOTPLATE | WAX HOTPLATE | BDH | PLEASE ENTER MODEL! (803) | 1984-05-01 | 90 | 2024-03-14 | 2026-06-17
WAX HOTPLATE | WAX HOTPLATE | BDH | PLEASE ENTER MODEL! (803) | 1980-01-01 | 90 | 2024-03-14 | 2026-06-17
WAX HOTPLATE | WAX HOTPLATE | BDH | PLEASE ENTER MODEL! (803) | 1984-01-01 | 90 | 2020-02-10 | 2024-12-18
COMPO HEATER | COMPO HEATER | BIOMEDICAL | PLEASE ENTER MODEL! (1037) | 1982-01-01 | 360
WAX HOTPLATE | WAX HOTPLATE | BDH | PLEASE ENTER MODEL! (803) | 1984-01-01 | 90 | 2022-02-09 | 2024-08-15
FREEFIELD AUDIOMETER | FREEFIELD AUDIOMETER | KAMPLEX | PA2 | 1989-01-01 | 600 | 2023-12-07 | 2024-12-07
TRANSFORMER | TRANSFORMER | WELCH ALLYN | 73336 | 1988-01-01 | 120
SUCTION CONTROLLER | SUCTION CONTROLLER | DATEX-OHMEDA | HIGH-SUCTION | 1992-01-01 | 1200
CRIMP TOOL | CRIMP TOOL | CEMBRE LTD | HT45E | 1990-01-01 | 480 | 2022-11-08 09:56
CALB. MANOMETER | CALB.MANOMETER | SIEMENS LTD | CALIBRATION MANOMETER | 1991-06-03 | 36 | 2023-12-19 | 2024-12-19
TEST PROBES P.M.G. | TEST PROBES P.M.G. | MEMO-INTERNAL | MEMO-TEST PROBES PMG | 1991-05-09 | 36
HOT AIR GUN | HOT AIR GUN | STEINEL | HL1800E | 1991-02-13 | 1200
WATER BATH | WATER BATH | GRANT INSTRUMENTS | JB2 | 1988-04-01 | 420 | 2024-07-30 | 2025-07-30
FOCIMETER | FOCIMETER | KEELER | OMTE1 | 1991-01-30 | 1315.2 | 2022-01-26 | 2025-01-15
TEMP CALIBRATOR | TEMP CALIBRATOR | ANVILLE INST | SER268 | 1991-09-06 | 786
ANTI-STATIC MAT | ANTI-STATIC MAT | VERMASON | 175-810 | 1991-01-08 | 27.6
PLASTER SAW | PLASTER SAW | MEDEZINE | EV21NPF2000 | 1990-10-09 | 1560 | 2023-07-24 | 2025-07-24
FOCIMETER | TOPCON | CARLETON OPT | LM7 | 1990-10-02 | 738 | 2024-01-23 | 2025-01-08
BLOOD DI ELEC SEALER | BLOOD DI ELEC SEALER | BAXTER HEALTHCARE | BS800 | 1990-09-12 | 1812
SCALES | SCALES - BABY | TANITA | 1580 | 1990-09-12 | 204 | 2022-11-28 12:21 | 2024-11-15
VOLTAGE INDICATOR | VOLTAGE INDICATOR | MARTINDALE | V1-13700 | 1992-02-07 | 300
PROVING UNIT | PROVING UNIT | SEAWARD | PP24A | 1992-02-07 | 40.5
VOLTAGE INDICATOR | VOLTAGE INDICATOR | MARTINDALE | V1-13700 | 1992-02-07 | 28.128
VOLTAGE INDICATOR | VOLTAGE INDICATOR | MARTINDALE | V1-13700 | 1992-02-07 | 28.128
AUDIO DOPPLER | AUDIO DOPPLER | HUNTLEIGH | D520 | 1991-01-01 | 360
HOT AIR GUN | HOT AIR GUN | RS | 545-137 | 1991-05-23 | 108
FREEFIELD AUDIOMETER | FREEFIELD AUDIOMETER | KAMPLEX | PA2 | 1989-01-01 | 600 | 2023-12-29 | 2024-12-29
OXYGEN ANALYSER | OXYGEN ANALYSER | TELEDYNE | TED-60T | 1991-01-28 | 132
OXYGEN ANALYSER | OXYGEN ANALYSER | VIAMED | TED60J | 1990-11-22 | 174
AUDIO DOPPLER | AUDIO DOPPLER | HUNTLEIGH | FD1 | 1990-12-17 | 283.2
PORTABLE FUME CUPBOARD | PORTABLE FUME CUPBOA | ASTECAIR | ASU001 | 1990-07-04 | 840
PORTABLE FUME CUPBOARD | PORTABLE FUME CUPBOA | ASTECAIR | ASU001 | 1990-07-04 | 840
PORTABLE FUME CUPBOARD | PORTABLE FUME CUPBOA | ASTECAIR | ASU001 | 1990-07-04 | 840
PORTABLE FUME CUPBOARD | PORTABLE FUME CUPBOA | ASTECAIR | ASU001 | 1990-07-04 | 840
DIGITAL HAND HELD | DIGITAL HAND HELD MULTIMETER | FLUKE | 75 | 1990-06-14 | 102
ANTI-STATIC MAT | ANTI-STATIC MAT | FARNELL LTD | VER-28209 | 1990-04-18 | 23.244
SURVEYOR | SURVEYOR | TEC DENT | 1670 | 1990-03-28 | 300
SURVEYOR | SURVEYOR | TEC DENT | 1670 | 1990-03-28 | 300
FREEFIELD AUDIOMETER | FREEFIELD AUDIOMETER | KAMPLEX | PA2 | 1982-01-01 | 6278.4 | 2023-12-07 | 2024-12-07
TRANSFORMER VARIABLE | TRANSFORMER VARIABLE | ZENITH | V5HM | 1990-01-01 | 1200
RADIATION ALARM UNIT | RADIATION ALARM UNIT | RADIATRON | MKIII | 1987-06-01 | 182.4
CABLE TESTER | CABLE TESTER | TREND COMM | CABLTSTR | 1990-01-03 | 996
CONTAMINATION MONITOR |  | MINI INST | 5-10 | 1983-03-01 | 240
PROTRACTOR BEVEL | PROTRACTOR BEVEL | MOORE & WRIG | PROTRACTOR BEVEL | 1990-02-23 | 168 | 2021-05-07
BENCH PRESS | BENCH PRESS | SUNDENT | PLEASE ENTER MODEL! (957) | 1990-03-09 | 240
SOLDERING IRON | SOLDERING IRON (SR) | WELLER | PS-3D | 1990-01-17 | 54.996 | 2023-01-24 15:41 | 2025-01-24
MICROSCOPE | MICROSCOPE | WILOVERT | D6330 | 1984-06-01 | 1440 | 2023-12-27 | 2024-12-27
ANGLE PLATE | ANGLE PLATE | NA | PLEASE ENTER MODEL! (161) | 1979-10-01 | 0
ANGLE PLATE | ANGLE PLATE | ECLIPSE | 312 | 1979-10-01 | 72
VERNIER CALIPER | VERNIER CALIPER | MITUTOYO LTD | CD6 | 1992-01-01 | 96 | 2021-06-15
BENCH DRILLS | BENCH DRILLS | NAEROK | DIY-13 | 1989-09-01 | 240
PRECISION SQUARE | PRECISION SQUARE | FISCO | 51-6 | 1989-07-10 | 2252.16
MICROTOME CRYOSTAT | MICROTOME CRYOSTAT | REICHERT-J | 97 0051 | 1989-11-29 | 840
POLISHING UNIT | POLISHING UNIT | DEGUSSA LTD | PE5 | 1989-10-17 | 1999.2 | 2020-02-10 | 2024-12-18
SOUND LEVEL METER | SOUND LEVEL METER | LUCAS DAWE U | 1405D | 1989-10-04 | 600 | 2024-05-03 | 2025-05-03
SOUND LEVEL METER | SOUND LEVEL METER | LUCAS DAWE U | 1405D | 1989-10-04 | 600 | 2024-05-07 | 2025-05-07
EARTH BONDING TESTER | EARTH BONDING TESTER | INTEGRATED | 501100 | 1986-11-14 | 618
VIDEO PROJECTOR | VIDEO PROJECTOR | EPSOM | VP100PSE1001 | 1990-09-28 | 3900
SPHYGMOMANOMETER | SPHYGMOMANOMETER | ACCOSON LTD | HOSPITAL | 1990-05-04 | 42
SOLDERING IRON | SOLDERING IRON | WELLER | OS-3D | 1990-02-22 | 48.492 | 2023-01-24 15:39 | 2025-01-24
APPLANATION TONOM | APPLANATION TONOMETER | HAAG STREIT | T900 | 1982-06-01 | 660
DIGITAL HAND HELD | DIGITAL HAND HELD MULTIMETER | FLUKE | 73 | 1989-12-06 | 97.116 | 2022-10-10 17:06 | 2024-10-10
METROHM | METROHM | E. PEEBLES | DMS-251A | 1989-11-01 | 180
DIGITAL HAND HELD | DIGITAL HAND HELD | FLUKE | 77 | 1989-10-31 | 300
VENTILATOR | VENTILATOR | PENLON | NUFFIELD 200 | 1989-09-06 | 3000 | 2024-07-30 | 2025-07-16
SHEET SAW | SHEET SAW | STARRETT LTD | HARWI | 1988-06-06 | 5160 | 2022-09-06
OVEN | OVEN | BEGO | SECATHERM | 1987-01-01 | 360 | 2024-03-11 | 2026-06-17
MICROSCOPE | MICROSCOPE | OLYMPUS | BH2 | 1987-01-01 | 3450
MICROSCOPE | MICROSCOPE | LEICA | DIAPLAN | 1987-01-01 | 16200
OSCILLOSCOPE ANALOG | OSCILLOSCOPE ANALOG | PHILIPS LTD | PM3050 | 1989-01-04 | 1080
AUDIO DOPPLER | AUDIO DOPPLER | HUNTLEIGH | D520 | 1989-01-01 | 360
SOLDERING IRON | SOLDERING IRON - MAINS 60 WATT | WELLER | PS-2D | 1989-05-24 | 120 | 2022-08-09 | 2024-12-31
DIGITAL HAND HELD | DIGITAL HAND HELD MULTIMETER | FLUKE | 75 | 1989-04-14 | 1200 | 2023-10-20 | 2025-10-20
DENTAL BUNSEN | DENTAL BUNSEN | CARBOLITE | SAFE-AIR | 1988-11-18 | 108 | 2024-05-02 | 2025-04-11
ANTI-STATIC MAT | ANTI-STATIC MAT | VERMASON | 175-810 | 1988-11-11 | 60
CRIMP TOOL | CRIMP TOOL | FARNELL LTD | BNC | 1988-11-04 | 96
ANTI-STATIC MAT | ANTI-STATIC MAT | FARNELL LTD | VER-28209 | 1989-01-01 | 64.296
CENTRONICS I/O TEST EQUIPMENT | CENTRONICS I/O TEST EQUIPMENT | NAVTEL | DATACHECK 6 | 1989-03-09 | 996
VOLTAGE INDICATOR | VOLTAGE INDICATOR | MARTINDALE | V1-13700 | 1992-02-07 | 28.128 | 2024-02-26 | 2025-02-26
PROVING UNIT | PROVING UNIT | SEAWARD | PP24A | 1992-02-07 | 40.5 | 2024-02-26 | 2025-02-26
APPLANATION TONOM | APPLANATION TONOMETER | HAAG STREIT | T900 | 1988-12-20 | 720
BATTERY CHARGER | BATTERY CHARGER FOR SPEECH AID | SERVOX | LA2.36E | 1991-09-03 | 300
BATTERY CHARGER | BATTERY CHARGER FOR SPEECH AID | SERVOX | LA2.36E | 1991-09-03 | 300
IONISATION CHAMBER | IONISATION CHAMBER | PRECITRON | RK | 1989-03-28 | 720
IONISATION CHAMBER | IONISATION CHAMBER | PRECITRON | RK | 1989-03-28 | 720
SOLDERING IRON | SOLDERING IRON | WELLER | TCP | 1989-04-26 | 70.524 | 2024-01-05 | 2025-01-05
FREEFIELD AUDIOMETER | FREEFIELD AUDIOMETER | KAMPLEX | PA2 | 1984-08-01 | 600 | 2023-12-29 | 2024-12-29
TRANSFORMER | TRANSFORMER | WELCH ALLYN | 71116 | 1988-09-05 | 369.6
TRISQUARE | TRISQUARE | FISCO | PLEASE ENTER MODEL! (1076) | 1989-07-04 | 7.2 | 2022-10-14 | 2025-10-07
CENTRE FINDER | CENTRE FINDER | MOORE & WRIG | 825C | 1975-04-01 | 8.4 | 2022-01-27
SHEETPLATE INDICATOR | SHEETPLATE INDICATOR | MOORE & WRIG | 1052 | 1975-04-01 | 7.2 | 2022-01-27
PARALLEL BARS | PARALLEL BARS | WARDRAY | PLEASE ENTER MODEL! (1097) | 1970-01-01 | 48 | 2022-01-27
PARALLEL BARS | PARALLEL BARS | WARDRAY | PLEASE ENTER MODEL! (1097) | 1970-01-01 | 48 | 2022-01-27
PARALLEL BARS | PARALLEL BARS | WARDRAY | PLEASE ENTER MODEL! (1097) | 1970-01-01 | 48 | 2022-01-27
PARALLEL BARS | PARALLEL BARS | W.J. BILTON | PLEASE ENTER MODEL! (1129) | 1970-01-01 | 72 | 2021-06-15
GAUGE BLOCK SET | GAUGE BLOCK SET | TESA REF STA | PLEASE ENTER MODEL! (987) | 1970-01-01 | 288
GAUGE BLOCK SET | GAUGE BLOCK SET | TESA REF STA | PLEASE ENTER MODEL! (987) | 1970-01-01 | 288
PARALLEL BARS | PARALLEL BARS | WARDRAY | K836 | 1970-01-01 | 60 | 2019-07-25
PARALLEL BARS | PARELLEL BARS 1"X1/2"X9" | WARDRAY | P13 | 1970-01-01 | 48 | 2019-10-18
PARALLEL BARS | PARALLEL BARS | STARRETT LTD | 384 | 1970-01-01 | 43.2 | 2022-03-31
PARALLEL BARS | PARALLEL BARS | STARRETT LTD | 384 | 1970-01-01 | 43.2 | 2022-01-27
PARALLEL BARS | PARALLEL BARS 1"X1/2"X6" | STARRETT LTD | PLEASE ENTER MODEL! (934) | 1975-09-10 | 96 | 2019-10-18
PARALLEL BARS | PARALLEL BARS 1"X1/2"X6" | STARRETT LTD | PLEASE ENTER MODEL! (934) | 1975-09-10 | 96 | 2022-01-27
PARALLEL BARS | PARALLEL BARS 1"X1/2"X6" | STARRETT LTD | PLEASE ENTER MODEL! (934) | 1975-09-10 | 96 | 2019-07-25
PARALLEL BARS | PARALLEL BARS 1"X1/2"X6" | STARRETT LTD | PLEASE ENTER MODEL! (934) | 1975-09-10 | 96 | 2019-07-25
PARALLEL BARS | PARALLEL BARS 1"X1/2"X6" | STARRETT LTD | PLEASE ENTER MODEL! (934) | 1975-09-10 | 96 | 2019-10-18
PARALLEL BARS | PARALLEL BARS 1"X1/2"X6" | STARRETT LTD | PLEASE ENTER MODEL! (934) | 1975-09-10 | 96 | 2019-10-18
PARALLEL BARS | PARALLEL BARS 1"X1/2"X6" | STARRETT LTD | PLEASE ENTER MODEL! (934) | 1975-09-10 | 96
PARALLEL BARS | PARALLEL BARS 1"X1/2"X6" | STARRETT LTD | PLEASE ENTER MODEL! (934) | 1975-09-10 | 96
PARALLEL BARS | PARALLEL BARS 1"X1/2"X6" | STARRETT LTD | PLEASE ENTER MODEL! (934) | 1975-09-10 | 96 | 2019-10-18
PARALLEL BARS | PARALLEL BARS 1"X1/2"X6" | STARRETT LTD | PLEASE ENTER MODEL! (934) | 1975-09-10 | 96 | 2019-10-18
PARALLEL BARS | PARALLEL BARS | STAT | S.154 | 1979-09-01 | 126 | 2022-01-27
SOLDERING IRON | SOLDERING IRON | WELLER | 8200DPK | 1970-01-01 | 36 | 2021-06-15
METRIC THREAD | METRIC THREAD | MOORE & WRIG | 801 | 1970-01-01 | 14.4 | 2019-10-18
WHITWORTH THREAD | WHITWORTH THREAD | MOORE & WRIG | 800 | 1970-01-01 | 15.6 | 2019-10-18
WHITWORTH THREAD | WHITWORTH THREAD | MOORE & WRIG | 804 | 1970-01-01 | 14.4 | 2019-10-18
MEGAPULSE | MEGAPULSE | EMS | 37A | 1988-08-03 | 2753.1 |  | 2025-07-15
WATER BATH | WATER BATH | GRANT INSTRUMENTS | JB2 | 1988-08-02 | 420 | 2022-06-17 | 2025-01-15
SOLDERING IRON | SOLDERING IRON | WELLER | PU-3D | 1988-07-18 | 120 | 2019-11-25
DIGITAL PRESS GAUGE | DIGITAL PRESSURE GAUGE | DRUCK LTD | DPI 700 | 1988-06-07 | 1200 | 2023-05-24
TEMP PROBE - FOOD | TEMP PROBE - FOOD | KANE MAY | KM451 | 1987-01-01 | 180 | 2019-11-11
DIAL TEST INDICATOR | DIAL TEST INDICATOR | VERDICT | A | 1970-01-01 | 38.4 | 2020-12-22
TRISQUARE | TRISQUARE | MOORE & WRIG | 400 | 1970-01-01 | 36 | 2019-10-18
VEE BLOCKS | VEE BLOCKS | ECLIPSE | 214 | 1970-01-01 | 106.8 | 2022-01-27
VEE BLOCKS | VEE BLOCKS | BILTON | C394 | 1970-01-01 | 80.4
BOX SQUARE | BOX SQUARE | NA | PLEASE ENTER MODEL! (201) | 1975-09-01 | 0
ANGLE PLATE | ANGLE PLATE | ECLIPSE | 304 | 1975-09-01 | 126
ADJUST PLATE | ADJUST PLATE | NORVIC | PLEASE ENTER MODEL! (376) | 1975-09-01 | 246 | 2022-01-27
VERNIER CALLIPER 24 | VERNIER CALLIPER 24 | VERNIER | PLEASE ENTER MODEL! (1066) | 1978-01-01 | 0 | 2022-01-27
TORQUE WRENCH | TORQUE WRENCH | BRITOOL LTD | EVTR-1200 | 1978-01-01 | 68.4
MICROMETER | MICROMETER | MOORE & WRIG | 966 | 1978-01-01 | 0 | 2022-01-27
DIAL TEST INDICATOR | DIAL TEST INDICATOR | MERCER | TYPE-10 | 1978-01-01 | 26.4 | 2021-06-15
VEE BLOCKS | VEE BLOCKS | ECLIPSE | 231 | 1978-01-01 | 132 | 2021-01-19
GAUGE BLOCK SET | GAUGE BLOCK SET - 47 BLOCK | CE JOHANSSON | M47 | 1978-01-01 | 391.2 | 2022-03-18 | 2025-03-18
VEE BLOCKS | VEE BLOCKS | ECLIPSE | PLEASE ENTER MODEL! (1261) | 1978-01-01 | 57.384 | 2022-01-27
SINE BAR | SINE BAR | VERDICT | PLEASE ENTER MODEL! (1061) | 1978-01-01 | 84
IMPERIAL RADIUS | IMPERIAL RADIUS | MOORE & WRIG | 208 | 1978-01-01 | 10.8 | 2019-10-18
WHITWORTH THREAD | WHITWORTH THREAD | DRAPER TOOLS | PLEASE ENTER MODEL! (1236) | 1978-01-01 | 21 | 2022-01-27
B.A. THREAD GAUGE | B.A. THREAD GAUGE | MOORE & WRIG | 798 | 1978-01-01 | 18 | 2019-10-18
IMPERIAL RADIUS | IMPERIAL RADIUS | MOORE & WRIG | 198A | 1978-01-01 | 18 | 2022-01-27
RADIUS GAUGE METRIC | RADIUS GAUGE METRIC | MOORE & WRIG | 206M | 1978-01-01 | 11.124 | 2022-01-27
METRIC THREAD | METRIC THREAD | MOORE & WRIG | 801 | 1978-01-01 | 14.4 | 2019-10-18
PRECISION BARS | PRECISION BARS | DORMER TOOLS | PLEASE ENTER MODEL! (1104) | 1978-01-01 | 60 | 2022-01-27
PRECISION BARS | PRECISION BARS | DORMER TOOLS | PLEASE ENTER MODEL! (1104) | 1978-01-01 | 60 | 2022-01-27
ANGLE PLATE | ANGLE PLATE | NA | PLEASE ENTER MODEL! (161) | 1978-01-01 | 0
ANGLE PLATE | ANGLE PLATE | ECLIPSE | PLEASE ENTER MODEL! (1255) | 1978-01-01 | 0 | 2019-06-10
WHITWORTH THREAD | WHITWORTH THREAD | MOORE & WRIG | 800 | 1978-01-01 | 15.6 | 2019-10-18
METRIC THREAD | METRIC THREAD | MOORE & WRIG | 801 | 1978-01-01 | 14.4 | 2019-10-18
IMPERIAL RADIUS | IMPERIAL RADIUS | MOORE & WRIG | 206 | 1978-01-01 | 24 | 2019-10-18
COMBINATION SET | COMBINATION SET | MOORE & WRIG | CS-PRO | 1978-01-01 | 120 | 2021-06-15
GAUGE BLOCK SET | GAUGE BLOCK SET | MITUTOYO LTD | BM188C | 1978-01-01 | 1080.48 | 2021-11-30 | 2024-11-13
TRISQUARE | TRISQUARE | MOORE & WRIG | 400 | 1978-01-01 | 36 | 2019-10-18
DIAL TEST INDICATOR | DIAL TEST INDICATOR | CAPSTAN | PLEASE ENTER MODEL! (1227) | 1978-01-01 | 21.6 | 2021-06-15
DIAL TEST INDICATOR | DIAL TEST INDICATOR | VERDICT | A | 1978-01-01 | 38.4 | 2021-06-15
VEE BLOCKS | VEE BLOCKS | BILTON | NO.2-142 | 1978-01-01 | 135.6 | 2019-07-25
VERNIER CALIPER | VERNIER CALIPER | MITUTOYO LTD | 500115 | 1978-01-01 | 104.4 | 2021-06-15
POLISHING UNIT | POLISHING UNIT | DEGUSSA LTD | PE5 | 1960-01-01 | 1999.2 | 2024-03-06 | 2026-06-17
DRUFOMATS | DRUFOMATS | DREVE | PLEASE ENTER MODEL! (1237) | 1960-01-01 | 1200 | 2022-06-17 | 2026-06-17
BALANCE | TOP PAN BALANCE | OERTLING | RB153 | 1960-01-01 | 210 | 2024-03-05 | 2026-06-17
POLISHING UNIT | POLISHING UNIT | DEGUSSA LTD | PE5 | 1960-01-01 | 1999.2 | 2024-03-06 | 2026-06-17
COMPO HEATER | COMPO HEATER | BIOMEDICAL | PLEASE ENTER MODEL! (1037) | 1982-01-01 | 360 | 2024-01-31 | 2025-01-31
WAX HOTPLATE | WAX HOTPLATE | BDH | PLEASE ENTER MODEL! (803) | 1984-01-01 | 90 | 2022-02-09 | 2024-08-15
WAX HOTPLATE | WAX HOTPLATE | BDH | PLEASE ENTER MODEL! (803) | 1984-01-01 | 90 | 2020-02-10 | 2024-12-18
WAX HOTPLATE | WAX HOTPLATE | BDH | PLEASE ENTER MODEL! (803) | 1984-01-01 | 90 | 2023-09-22 | 2025-09-22
WAX HOTPLATE | WAX HOTPLATE | BDH | PLEASE ENTER MODEL! (803) | 1984-01-01 | 90 | 2022-02-09 | 2024-08-15
WAX HOTPLATE | WAX HOTPLATE | BDH | PLEASE ENTER MODEL! (803) | 1984-01-01 | 90 | 2023-09-21 | 2025-09-21
WAX HOTPLATE | WAX HOTPLATE | BDH | PLEASE ENTER MODEL! (803) | 1984-01-01 | 90 | 2022-02-09 | 2024-08-15
WAX HOTPLATE | WAX HOTPLATE | BDH | PLEASE ENTER MODEL! (803) | 1984-01-01 | 90 | 2022-02-10 | 2024-08-15
WAX HOTPLATE | WAX HOTPLATE | BDH | PLEASE ENTER MODEL! (803) | 1984-01-01 | 90 | 2023-09-22 | 2025-09-22
VIDEO LOCKED CABINET | VIDEO TROLLEY | UNICOL | VS1000 | 1983-01-01 | 200.34
SPHYGMOMANOMETER | SPHYGMOMANOMETER | ACCOSON LTD | WALL | 1986-09-01 | 42
SPHYGMOMANOMETER | SPHYGMOMANOMETER | ACCOSON LTD | WALL | 1986-09-01 | 42
SPHYGMOMANOMETER | SPHYGMOMANOMETER | ACCOSON LTD | WALL | 1986-09-01 | 42
OPHTHALMOSCOPE | OPHTHALMOSCOPE | KEELER | STANDARD(OPTHALMO) | 1980-01-01 | 134.268
SYNOPTOPHORE |  | CLEM CLARKE | 2053 | 1980-01-01 | 1482
FOUR-SIDED TEST TYPE | FOUR-SIDED TEST TYPE | HAMBLIN | TEST | 1986-09-01 | 540
FOCIMETER | FOCIMETER | TOKYO OPT. | LMT3 | 1980-01-01 | 648 | 2021-03-18 | 2025-11-15
OSCILLOSCOPE CAMERA | OSCILLOSCOPE CAMERA | POLAROID | CR3-PC | 1987-03-10 | 240
CAMERA BODY | CAMERA BODY | CANON | F-RB | 1987-03-10 | 240
COMPO HEATER | COMPO HEATER | BIOMEDICAL | PLEASE ENTER MODEL! (1037) | 2001-01-01 | 360 | 2023-09-25 | 2024-09-25
POLISHING UNIT | POLISHING UNIT | DEGUSSA LTD | PE5 | 1986-01-01 | 1999.2 | 2024-03-11 | 2026-06-17
COMPO HEATER | COMPO HEATER | BIOMEDICAL | PLEASE ENTER MODEL! (1037) | 1982-01-01 | 360 | 2022-09-09 | 2024-08-15
COMPO HEATER | COMPO HEATER | BIOMEDICAL | PLEASE ENTER MODEL! (1037) | 1982-01-01 | 360 | 2022-10-12 | 2024-08-15
COMPO HEATER | COMPO HEATER | BIOMEDICAL | PLEASE ENTER MODEL! (1037) | 1982-01-01 | 360 | 2022-09-28 | 2024-08-15
WATER PUMP | WATER PUMP | LLOYD INST | PLEASE ENTER MODEL! (565) | 2001-01-01 | 600
POWER SUPPLY | POWER SUPPLY | ORMCO | MKII | 2001-01-01 | 60
POWER SUPPLY | POWER SUPPLY | ORMCO | MKII | 2001-01-01 | 60
EXAMINATION CHAIR | EXAMINATION CHAIR | BELMONT | PLEASE ENTER MODEL! (920) | 2001-01-01 | 3240 | 2022-09-28 | 2024-08-20
DEAD WEIGHT TESTER | DEAD WEIGHT TESTER | LUCAS | 5410/2 | 1989-12-15 | 3000 | 2024-07-15 | 2027-07-15
SPHYGMOMANOMETER | SPHYGMOMANOMETER | ACCOSON LTD | HOSPITAL | 1985-01-01 | 42
VENTILATOR | VENTILATOR | PENLON | NUFFIELD 200 | 1988-10-31 | 3000 | 2023-11-21 | 2024-11-15
LUNG SIMULATOR | LUNG SIMULATOR | DATEX-OHMEDA | LUNG SIMULATOR | 1986-10-01 | 480 | 2024-01-15 | 2025-01-17
ANTI-CONFUSION TEST | ANTI-CONFUSION TEST KIT | B.O.C. | PLEASE ENTER MODEL! (1179) | 1986-02-01 | 480
PRESSURE TEST GAUGE | PRESSURE TEST GAUGE | BUDENBERG | 100M | 1988-10-05 | 84
TEST GAUGE | TEST GAUGE | BUDENBERG | 200MM-214GP | 1988-06-23 | 198
LUNG SIMULATOR | LUNG SIMULATOR | DATEX-OHMEDA | LUNG SIMULATOR | 1986-10-01 | 480
SPHYGMOMANOMETER | SPHYGMOMANOMETER | ACCOSON LTD | HOSPITAL | 1980-01-01 | 42
CRYOGEN FLASK | CRYOGEN FLASK | NA | PLEASE ENTER MODEL! (1149) | 1981-01-01 | 240
POWER AMPLIFIER | POWER AMPLIFIER | KAMPLEX | AP2 | 1980-01-01 | 600
POWER AMPLIFIER | POWER AMPLIFIER | KAMPLEX | AP2 | 1980-01-01 | 600
PRESSURE SAUCEPAN | PRESSURE SAUCEPAN | DENTAURUM | POLYCLAV | 1988-05-05 | 240
PORTABLE TRANSIEVER | PORTABLE TRANSIEVER | MAXON | CCX0520 | 1988-04-26 | 531.3
PORTABLE TRANSIEVER | PORTABLE TRANSIEVER | MAXON | CCX0520 | 1988-04-26 | 531.3
BENCH P.S.U. | BENCH P.S.U. | APLAB | LVB3/2 | 1977-01-01 | 420
CORDLESS DRILL | CORDLESS DRILL | HITACHI | DV10D | 1990-04-01 | 996
SOLDERING IRON | SOLDERING IRON | WELLER | PU-3D | 1985-01-01 | 70.524 | 2023-01-24 15:44 | 2025-01-24
CRIMP TOOL | CRIMP TOOL | RS | 533-279 | 1989-06-09 | 60
MULTI PARAM SIMULAT | MULTI PARAMETER SIMULATOR | BIOTEK | MAS-1 | 1987-12-10 | 1380
TEMP MEASUREMENT | TEMP MEASUREMENT | WELLER | WTT1000 | 1987-12-07 | 177.168 | 2023-09-22
SOLDERING IRON | SOLDERING IRON | WELLER | W60-D | 1992-01-01 | 24
SOLDERING IRON | SOLDERING IRON | WELLER | WM12D | 1983-01-01 | 996
SOLDERING IRON | SOLDERING IRON | ANTEX | c | 1983-01-01 | 6.984
SOLDERING IRON | SOLDERING IRON (SR) | WELLER | PS-3D | 1983-01-01 | 0 | 2019-11-25
SOLDERING IRON | SOLDERING IRON | WELLER | TCP-1 | 1983-01-01 | 840 | 2023-09-22
SOLDERING IRON | SOLDERING IRON (SR) | WELLER | PS-3D | 1983-01-01 | 54.996
OSCIL/DIG/STOR | OSCIL/DIG/STOR | GOULD | DSO-4072 | 1987-04-01 | 6000
DIGITAL HAND HELD | DIGITAL HAND HELD MULTIMETER | FLUKE | 75 | 1987-11-19 | 102 | 2024-01-18 | 2026-01-18
SOUND LEVEL METER | SOUND LEVEL METER | LUCAS DAWE U | 2-14050 | 1987-07-03 | 600 | 2024-05-03 | 2025-05-03
CRIMP TOOL | CRIMP TOOL | AMP | 220190-1-A | 1986-02-01 | 60
RESPIROMETER | RESPIROMETER | DATEX-OHMEDA | RM121 | 1982-01-01 | 840
PULLEY & WEIGHT SYS | PULLEY & WEIGHT SYS | DUFFIELD | WESTMINSTER | 1986-01-01 | 360 | 2022-09-07 | 2025-09-07
PULLEY & WEIGHT SYS | PULLEY & WEIGHT SYS | DUFFIELD | WESTMINSTER | 1986-01-01 | 360 | 2022-09-07 | 2025-09-07
PULLEY & WEIGHT SYS | PULLEY & WEIGHT SYS | DUFFIELD | WESTMINSTER | 1986-01-01 | 360 | 2022-09-07 | 2025-09-07
ULTRASOUND | Therapeutic ultrasound | EMS | 1032 | 1987-03-31 | 1014 | 2019-05-31 | 2025-07-15
RESPIROMETER | RESPIROMETER | DATEX-OHMEDA | RM121 | 1979-11-01 | 840
RESPIROMETER | RESPIROMETER | DATEX-OHMEDA | RM121 | 1979-11-01 | 840
VENTILATOR | VENTILATOR | PENLON | NUFFIELD 200 | 1986-06-01 | 3000 | 2023-11-09 | 2024-11-14
SPHYGMOMANOMETER | SPHYGMOMANOMETER | ACCOSON LTD | HOSPITAL | 1979-01-01 | 42
DIGITAL HAND HELD | DIGITAL HAND HELD | FLUKE | 23 | 1987-06-01 | 120 | 2023-12-08 | 2025-12-08
POLISHING UNIT | POLISHING UNIT | DEGUSSA LTD | PE5 | 1984-07-20 | 1525.776 | 2020-02-10 | 2024-12-18
POLISHING UNIT | POLISHING UNIT | DEGUSSA LTD | PE5 | 1984-07-20 | 1525.776 | 2020-02-10 | 2024-12-18
POLISHING UNIT | POLISHING UNIT | DEGUSSA LTD | PE5 | 1984-07-20 | 1525.776 | 2022-06-17 | 2025-01-15
POLISHING UNIT | POLISHING UNIT | DEGUSSA LTD | PE5 | 1984-07-20 | 1525.776 | 2024-03-11 | 2026-06-17
SLIT LAMP | SLIT LAMP | HAAG STREIT | 900 | 1983-04-28 | 4334.004 | 2024-01-30 | 2025-01-08
SUCTION CONTROLLER | SUCTION CONTROLLER | DATEX-OHMEDA | OHIO | 1986-09-01 | 240
CLINICAL AUDIOMETER | CLINICAL AUDIOMETER | KAMPLEX | AC4 | 1980-12-01 | 600
SUCTION FLOWMETER | SUCTION FLOWMETER | DATEX-OHMEDA | PLEASE ENTER MODEL! (454) | 1986-09-01 | 202.752
SUCTION FLOWMETER | SUCTION FLOWMETER | DATEX-OHMEDA | PLEASE ENTER MODEL! (454) | 1986-09-01 | 202.752
FAILURE ALARM | FAILURE ALARM | DATEX-OHMEDA | AR101 | 1986-09-01 | 558
SUCTION CONTROLLER | SUCTION CONTROLLER | DATEX-OHMEDA | MK3/4 | 1986-09-01 | 240
SUCTION CONTROLLER | SUCTION CONTROLLER | DATEX-OHMEDA | MK3/4 | 1986-09-01 | 240
SUCTION CONTROLLER | SUCTION CONTROLLER | DATEX-OHMEDA | MK3/4 | 1986-09-01 | 240
SUCTION CONTROLLER | SUCTION CONTROLLER | DATEX-OHMEDA | MK3/4 | 1986-09-01 | 240
SUCTION CONTROLLER | SUCTION CONTROLLER | DATEX-OHMEDA | MK3/4 | 1986-09-01 | 240
SUCTION CONTROLLER | SUCTION CONTROLLER | DATEX-OHMEDA | MK3/4 | 1986-09-01 | 240
SUCTION CONTROLLER | SUCTION CONTROLLER | DATEX-OHMEDA | MK3/4 | 1986-09-01 | 240
SUCTION CONTROLLER | SUCTION CONTROLLER | DATEX-OHMEDA | MK3/4 | 1986-09-01 | 240
SUCTION CONTROLLER | SUCTION CONTROLLER | DATEX-OHMEDA | MK3/4 | 1986-09-01 | 240
SUCTION CONTROLLER | SUCTION CONTROLLER | DATEX-OHMEDA | MK3/4 | 1986-09-01 | 240
SUCTION CONTROLLER | SUCTION CONTROLLER | DATEX-OHMEDA | MK3/4 | 1986-09-01 | 240
SUCTION CONTROLLER | SUCTION CONTROLLER | DATEX-OHMEDA | MK3/4 | 1986-09-01 | 240
SUCTION CONTROLLER | SUCTION CONTROLLER | DATEX-OHMEDA | MK3/4 | 1986-09-01 | 240
SUCTION CONTROLLER | SUCTION CONTROLLER | DATEX-OHMEDA | MK3/4 | 1986-09-01 | 240
SUCTION CONTROLLER | SUCTION CONTROLLER | DATEX-OHMEDA | MK3/4 | 1986-09-01 | 240
SUCTION CONTROLLER | SUCTION CONTROLLER | DATEX-OHMEDA | MK3/4 | 1986-09-01 | 240
SUCTION CONTROLLER | SUCTION CONTROLLER | DATEX-OHMEDA | MK3/4 | 1986-09-01 | 240
SUCTION CONTROLLER | SUCTION CONTROLLER | DATEX-OHMEDA | MK3/4 | 1986-09-01 | 240
SUCTION CONTROLLER | SUCTION CONTROLLER | DATEX-OHMEDA | MK3/4 | 1986-09-01 | 240
SUCTION CONTROLLER | SUCTION CONTROLLER | DATEX-OHMEDA | MK3/4 | 1986-09-01 | 240
SUCTION CONTROLLER | SUCTION CONTROLLER | DATEX-OHMEDA | MK3/4 | 1986-09-01 | 240
SUCTION CONTROLLER | SUCTION CONTROLLER | DATEX-OHMEDA | MK3/4 | 1986-09-01 | 240
SUCTION CONTROLLER | SUCTION CONTROLLER | DATEX-OHMEDA | MK3/4 | 1986-09-01 | 240
SUCTION CONTROLLER | SUCTION CONTROLLER | DATEX-OHMEDA | MK3/4 | 1986-09-01 | 240
SUCTION CONTROLLER | SUCTION CONTROLLER | DATEX-OHMEDA | MK3/4 | 1986-09-01 | 240
SUCTION CONTROLLER | SUCTION CONTROLLER | DATEX-OHMEDA | MK3/4 | 1986-09-01 | 240
SUCTION CONTROLLER | SUCTION CONTROLLER | DATEX-OHMEDA | MK3/4 | 1986-09-01 | 240
SUCTION CONTROLLER | SUCTION CONTROLLER | DATEX-OHMEDA | MK3/4 | 1986-09-01 | 240
SUCTION CONTROLLER | SUCTION CONTROLLER | DATEX-OHMEDA | MK3/4 | 1986-09-01 | 240
SUCTION CONTROLLER | SUCTION CONTROLLER | DATEX-OHMEDA | MK3/4 | 1986-09-01 | 240
SUCTION CONTROLLER | SUCTION CONTROLLER | DATEX-OHMEDA | MK3/4 | 1986-09-01 | 240
SUCTION CONTROLLER | SUCTION CONTROLLER | DATEX-OHMEDA | MK3/4 | 1986-09-01 | 240
SUCTION CONTROLLER | SUCTION CONTROLLER | DATEX-OHMEDA | MK3/4 | 1986-09-01 | 240
SUCTION CONTROLLER | SUCTION CONTROLLER | DATEX-OHMEDA | MK3/4 | 1986-09-01 | 240
SUCTION CONTROLLER | SUCTION CONTROLLER | DATEX-OHMEDA | MK3/4 | 1986-09-01 | 240
SUCTION CONTROLLER | SUCTION CONTROLLER | DATEX-OHMEDA | MK3/4 | 1986-09-01 | 240
TEST EQUIP/VARI | GAUSSMETER | REDCLIFFE | 102D | 1986-11-05 | 2016
POWER SUPPLY | POWER SUPPLIES | THURLBY | K2 | 1986-11-03 | 476.4
MEGGER | MEGGER | MEGGER | BM10 | 1986-11-03 | 344.4 | 2024-02-02 | 2025-02-02
APPLANATION TONOM | APPLANATION TONOMETER | HAAG STREIT | T900 | 1986-11-20 | 660
APPLANATION TONOM | APPLANATION TONOMETER | HAAG STREIT | T900 | 1976-01-01 | 660
APPLANATION TONOM | APPLANATION TONOMETER | HAAG STREIT | T900 | 1985-10-10 | 660
APPLANATION TONOM | APPLANATION TONOMETER | HAAG STREIT | T900 | 1979-05-02 | 600
APPLANATION TONOM | APPLANATION TONOMETER | HAAG STREIT | T900 | 1985-10-01 | 660
APPLANATION TONOM | APPLANATION TONOMETER | HAAG STREIT | T900 | 1985-10-10 | 600
APPLANATION TONOM | APPLANATION TONOMETER | HAAG STREIT | T900 | 1985-10-10 | 660
APPLANATION TONOM | APPLANATION TONOMETER | HAAG STREIT | T900 | 1976-01-01 | 660
APPLANATION TONOM | APPLANATION TONOMETER | HAAG STREIT | T900 | 1976-01-01 | 600
APPLANATION TONOM | APPLANATION TONOMETER | HAAG STREIT | T900 | 1981-03-30 | 660
APPLANATION TONOM | APPLANATION TONOMETER | HAAG STREIT | T900 | 1976-01-01 | 660
APPLANATION TONOM | APPLANATION TONOMETER | HAAG STREIT | T900 | 1982-05-10 | 660
APPLANATION TONOM | APPLANATION TONOMETER | HAAG STREIT | T900 | 1974-01-01 | 660
LIGHT SOURCE | LIGHT SOURCE | COLDLITE | PLEASE ENTER MODEL! (670) | 1985-01-01 | 300 | 2024-01-30 | 2024-12-06
PHOTIC STIMULATOR | PHOTIC STIMULATOR | SLE | CPS-10 | 1985-10-01 | 600
EXAMINATION LAMP | FIBRE OPTIC EXAM LAMP | WELCH ALLYN | 485 | 1986-10-01 | 360 | 2024-04-10 | 2025-03-01
SLIT LAMP | SLIT LAMP | HAAG STREIT | 900 | 1972-04-05 | 4334.004 | 2024-01-31 | 2025-01-08
FOUR-SIDED TEST TYPE | FOUR-SIDED TEST TYPE | HAMBLIN | TEST | 1985-10-01 | 540 | 2024-04-25 | 2025-03-01
EXAMINATION CHAIR | EXAMINATION CHAIR | BELMONT | PLEASE ENTER MODEL! (920) | 1980-01-01 | 492.66 | 2023-11-30 | 2024-11-30
SLIT LAMP | SLIT LAMP | HAAG STREIT | 900 | 1974-01-01 | 4334.004 | 2024-01-19 | 2025-01-14
SYNOPTOPHORE | SYNOPTOPHORE | CLEM CLARKE | 2003 | 1978-01-01 | 1482 | 2022-04-26 | 2023-04-26
FOUR-SIDED TEST TYPE | FOUR-SIDED TEST TYPE | HAMBLIN | TEST | 1984-01-01 | 540
FOUR-SIDED TEST TYPE | FOUR-SIDED TEST TYPE | HAMBLIN | TEST | 1984-01-01 | 540 | 2024-04-17 | 2025-03-15
EXAMINATION LAMP | FIBRE OPTIC EXAM LAMP | WELCH ALLYN | 485 | 1986-10-01 | 360 | 2024-04-10 | 2025-03-01
SLIT LAMP | SLIT LAMP | HAAG STREIT | 900 | 1976-01-01 | 4334.004 | 2024-04-11 | 2025-04-05
FOUR-SIDED TEST TYPE | FOUR-SIDED TEST TYPE | HAMBLIN | TEST | 1985-10-01 | 540 | 2024-04-17 | 2025-04-17
TRANSFORMER | TRANSFORMER | KEELER | LIFTALITE | 1985-10-01 | 124.8
FOUR-SIDED TEST TYPE | FOUR-SIDED TEST TYPE | CLEM CLARKE | DRUM | 1979-01-01 | 540 | 2024-02-29 | 2025-01-08
FOUR-SIDED TEST TYPE | FOUR-SIDED TEST TYPE | HAMBLIN | TEST | 1985-10-01 | 540 | 2024-02-29 | 2025-01-01
EXAMINATION LAMP | FIBRE OPTIC EXAM LAMP | WELCH ALLYN | 485 | 1986-10-01 | 540 | 2024-01-19 | 2025-01-15
SLIT LAMP | SLIT LAMP | HAAG STREIT | 900 | 1976-01-01 | 4334.004 | 2023-04-18 14:04 | 2024-04-18
TRIAL LENS SET | TRIAL LENS SET | RAYNER | PLEASE ENTER MODEL! (741) | 1985-10-01 | 882.504
FOUR-SIDED TEST TYPE | FOUR-SIDED TEST TYPE | CLEM CLARKE | DRUM | 1981-01-01 | 540 | 2022-04-26 | 2023-04-26
FOUR-SIDED TEST TYPE | FOUR-SIDED TEST TYPE | CLEM CLARKE | DRUM | 1981-01-01 | 540 | 2022-04-26
FOUR-SIDED TEST TYPE | FOUR-SIDED TEST TYPE | HAMBLIN | TEST | 1985-10-01 | 540 | 2022-04-26
FOUR-SIDED TEST TYPE | FOUR-SIDED TEST TYPE | HAMBLIN | TEST | 1985-10-01 | 540 | 2024-01-17 | 2025-01-17
FOUR-SIDED TEST TYPE | FOUR-SIDED TEST TYPE | HAMBLIN | TEST | 1985-10-01 | 540 | 2022-02-22
FOUR-SIDED TEST TYPE | FOUR-SIDED TEST TYPE | HAMBLIN | TEST | 1985-10-01 | 540 | 2022-04-26
FOUR-SIDED TEST TYPE | FOUR-SIDED TEST TYPE | HAMBLIN | TEST | 1985-10-01 | 540 | 2022-02-21
FOUR-SIDED TEST TYPE | FOUR-SIDED TEST TYPE | HAMBLIN | TEST | 1985-10-01 | 540 | 2023-03-14 13:29 | 2024-03-14
MEDICAL AIR MANIFOLD | MEDICAL AIR MANIFOLD - 7 BAR | MILLENIUM | CALISTRA MA7 | 1986-09-01 | 2640 | 2024-09-17 | 2024-12-20
MEDICAL AIR MANIFOLD | MEDICAL AIR MANIFOLD - ESM | MILLENIUM | CALISTRA AM2011 | 1986-10-01 | 7200 | 2024-08-14 | 2024-11-20
FAILURE ALARM | FAILURE ALARM | DATEX-OHMEDA | AR101 | 1986-09-15 | 558
HOTPLATE | HOTPLATE | R. LAMB | SUNVIC | 1978-01-01 | 2670
HOTPLATE | HOTPLATE | R. LAMB | SUNVIC | 1975-01-01 | 2670
DUST EXTRACTOR | DUST EXTRACTOR | KAVO | 6581020 | 1985-07-01 | 480
VIBRATOR PLASTER | VIBRATOR PLASTER | BEGO | 35 | 1985-07-05 | 264 | 2021-12-20 | 2025-06-18
VACUUM-FORMER | VACCUM-FORM-MACHINE | DRUFFAMAT | PLEASE ENTER MODEL! (1243) | 1979-01-01 | 1800
MICROSCOPE | MICROSCOPE | VICKERS | PLEASE ENTER MODEL! (1068) | 1985-06-03 | 540 | 2021-11-30 | 2025-06-18
VACUUM PUMP | VACUUM PUMP - PROGRAMAT PUMP | IVOCLAR-VIVA | NW63/4 | 1976-01-01 | 3960
POLISHING UNIT | POLISHING UNIT | DEGUSSA LTD | PE5 | 1985-02-22 | 1500 | 2021-06-24 | 2025-06-18
POLISHING UNIT | POLISHING UNIT | DEGUSSA LTD | PE5 | 1985-02-22 | 1500 | 2022-06-17 | 2025-01-15
POLISHING UNIT | POLISHING UNIT | DEGUSSA LTD | PE5 | 1985-02-22 | 1500 | 2020-02-10 | 2024-12-18
GRINDING MACHINE | GRINDING MACHINE | WEHMER | W108 | 1979-01-01 | 1440
GRINDING MACHINE | GRINDING MACHINE | WEHMER | W108 | 1976-01-01 | 1440
FURNACE | FURNACE | CARBOLITE | PLEASE ENTER MODEL! (1225) | 1985-07-01 | 756 | 2024-03-06 | 2026-06-17
SURVEYOR | SURVEYOR | NESSOR | F | 1986-02-12 | 427.2
INCUBATOR | INCUBATOR | GALLENKAMP | 3 | 1986-08-20 | 900
STERILIZER | STERILIZER | LTE | GS150 | 1986-08-20 | 540
LATHE MACHINE | LATHE MACHINE | SHERLINE | 5000 | 1983-01-01 | 600 | 2023-08-02 | 2024-09-15
LAPPING MACHINE | LAPPING MACHINE | UNICORN | PLEASE ENTER MODEL! (1036) | 1976-01-01 | 480 | 2021-06-15
GRINDING MACHINE | GRINDING MACHINE | WOLF | 8372 | 1982-01-01 | 210 | 2022-09-06
GRINDING MACHINE | GRINDING MACHINE | WOLF | 8356 | 1982-01-01 | 240 | 2022-05-16
VERNIER HT GAUGE | VERNIER HT GAUGE | VERNIER | PLEASE ENTER MODEL! (1058) | 1983-01-01 | 660 | 2020-12-22
GRINDING MACHINE | GRINDING MACHINE | WOLF | PLEASE ENTER MODEL! (1138) | 1980-01-01 | 96
HYDRAULIC CRANE | HYDRAULIC CRANE | TASKMASTER | PLEASE ENTER MODEL! (972) | 1985-01-01 | 570 | 2022-03-31
TEST GAUGE | TEST GAUGE | BUDENBERG | 214GP | 1976-01-01 | 240
SAND-BLAST-MACHINE | SAND-BLAST-MACHINE | VACU-BLAST | PLEASE ENTER MODEL! (1056) | 1982-01-01 | 2400 | 2022-11-08 09:54
BANDSAWS | BAND SAWS | STARTRITE | PLEASE ENTER MODEL! (945) | 1980-01-01 | 1800 | 2022-11-08 09:54
VCR VHS | VCR VHS | JVC | HRD120EK | 1986-08-06 | 240
VCR VHS | VCR VHS | JVC | HRD120EK | 1986-08-05 | 240
CELL FREEZER | CELL FREEZER | SANYO | PLEASE ENTER MODEL! (827) | 1986-07-21 | 1800
LEES SCREEN | LEES SCREEN | HAMBLIN | 313 | 1986-07-17 | 600 | 2022-12-02 08:48 | 2024-12-11
HYDRA. TABLE | HYDRA. TABLE | REHAB | PLEASE ENTER MODEL! (753) | 1987-02-02 | 930
SUCTION UNIT | SUCTION - ESCHMANN | ESCHMANN | VP12S | 1984-07-03 | 688.62
DIAGNOSTIC AUDIOMETER | DIAGNOSTIC AUDIOMETER | KAMPLEX | AD12 | 1982-12-05 | 600 | 2021-11-08
SLIT LAMP TABLE | SLIT LAMP TABLE | HAAG STREIT | PLEASE ENTER MODEL! (269) | 1982-05-10 | 2400 | 2024-04-11 | 2025-04-05
DIGITAL BENCH | DIGITAL BENCH ELECTROMETER/MULTIMETER | KEITHLY | 619 | 1986-04-01 | 600
WATER BATH THERMAL | WATER BATH ELECTROTHERMAL | ELEC.THERMAL | MH8501 | 1985-01-01 | 180
AUDIOMETRY | SOUND CALIBRATOR | B & K | 4230 | 1975-01-17 | 600 | 2024-01-18 | 2025-01-18
ULTRASOUND PHANTOM | ULTRASOUND PHANTOM | DIAG. SONAR | AG | 1986-04-08 | 840
DIGITAL HAND HELD | DIGITAL HAND HELD MULTIMETER | FLUKE | 75 | 1985-04-03 | 840 | 2023-01-05 11:44 | 2025-01-05
BENCH P.S.U. | BENCH P.S.U. | FARNELL LTD | E30/2 | 1977-08-23 | 135.6 | 2023-08-02 | 2024-09-15
OSCIL/DIG/STOR | OSCIL/DIG/STOR | GOULD | 1421 | 1986-01-01 | 1800
DIGITAL HAND HELD | DIGITAL HAND HELD | FLUKE | 8020A | 1981-01-01 | 0
SIGNAL SOURCES | SIGNAL SOURCES | MARCONI | TF2171 | 1980-04-17 | 4080
SIGNAL SOURCES | SIGNAL SOURCES | MARCONI | TF2015 | 1980-05-21 | 4080
BENCH P.S.U. | BENCH P.S.U. | WEIR ELECT | Photo-Therapy 4000 | 1974-11-22 | 192
BENCH P.S.U. | BENCH P.S.U. | WEIR ELECT | Photo-Therapy 4000 | 1977-01-01 | 840
CONTAMINATION MONITOR | CONTAMINATION MONITOR | MINI INST | E | 1975-01-01 | 1080
BENCH DRILLS | BENCH DRILLS | FORT | PLEASE ENTER MODEL! (1136) | 1980-07-26 | 840
RECORDER TRAN/WAVE | RECORDER TRANSIENT & WAVEFORM | IMAGE ELECT | POWER SENSE | 1986-01-01 | 240
POWER METER | POWER METER | HP | 435B | 1984-11-28 | 1800
TRANS/VARI/ISOLATION | TRANS/VARI/ISOLATION | RS | 207-481 | 1980-10-08 | 0
LOGIC PROBES ETC | LOGIC PROBES ETC | RS | 424-103 | 1980-10-23 | 996
VOLTAGE/CURR/CALI | VOLTAGE/CURRENT CALIBRATOR | TIME ELECT | 404S | 1979-02-21 | 300
COUNTER TIMER UNI | COUNTER TIMER UNIVERSAL | HP | 5315A | 1981-03-24 | 840
VOLTAGE/CURR/CALI | VOLTAGE/CURRENT CALIBRATOR | KEITHLY | 261 | 1976-09-05 | 2400
PULSE GENERATOR | PULSE GENERATOR | HP | 8011A | 1978-11-10 | 1440
DOSEMETER | DOSEMETER | D.A.PITMAN | 37D | 1979-01-01 | 600
BENCH P.S.U. | BENCH P.S.U. | FARNELL LTD | LT30-2 | 1978-05-19 | 360
PATTERN GENERATOR | PATTERN GENERATOR | PHILIPS LTD | PM5519 | 1979-03-23 | 720
CRIMP TOOL | CRIMP TOOL | AMP | 231652 | 1987-04-01 | 60
ANTI-STATIC MAT | ANTI-STATIC WORKSTATION | RS | 574-080 | 1986-01-01 | 60
OSCIL/FUNC/GENER | OSCIL/FUNC/GENER | HP | 3312A | 1980-03-22 | 787.2
MICROSCOPE | MICROSCOPE | WILD/LEITZ U | M20 | 1974-01-01 | 3600
MICROSCOPE | MICROSCOPE | OLYMPUS | IM | 1985-01-01 | 6000
MICROSCOPE | MICROSCOPE | OLYMPUS | BH2 | 1985-01-01 | 3450
WATER BATH | WATER BATH | GRANT INSTRUMENTS | JB2 | 1974-01-01 | 420
ELECTROPHORESIS-P.S | ELECTROPHORESIS CHAMBER | GELMAN SCIEN | 38520 | 1981-01-01 | 1800
ELECTROPHORESIS-P.S | ELECTROPHORESIS CHAMBER | GELMAN SCIEN | 38520 | 1981-01-01 | 1800
WATER BATH | WATER BATH | GRANT INSTRUMENTS | JB2 | 1978-01-01 | 420
SUSPENDED MIXER | SUSPENDED MIXER | SILVER KING | PLEASE ENTER MODEL! (888) | 1982-01-01 | 960
HOTPLATE SLIDE DRYER | HOTPLATE SLIDE DRYER | NA | PLEASE ENTER MODEL! (43) | 1984-01-01 | 2670
PORTABLE FUME CUPBOARD | PORTABLE FUME CUPBOARD | ASTECAIR | 3000 | 1985-01-01 | 2670
WAX DISPENSER | WAX DISPENSER | R. LAMB | D6915 | 1982-01-01 | 2670
STERO ZOOM |  | WILD/LEITZ | PLEASE ENTER MODEL! (531) | 1984-11-27 | 2670
DISCUSSION TUBE | DISCUSSION TUBE | ZEISS | PLEASE ENTER MODEL! (1157) | 1984-01-01 | 600
MICROSCOPE | MICROSCOPE | WILD/LEITZ U | M20 | 1976-01-01 | 3600
MICROSCOPE | MICROSCOPE | OLYMPUS | BH2 | 1985-01-01 | 3450
AGARMATIC STERILIZER | AGARMATIC STERILIZER | NEWBRUNSWICK | PLEASE ENTER MODEL! (370) | 1984-01-01 | 9955.2
PLATE POURING APPAR | PLATE POURING APPARATUS | NEWBRUNSWICK | MP320 | 1984-01-01 | 10550.4
WATER BATH | WATER BATH | GRANT INSTRUMENTS | BB3 | 1979-01-01 | 399.6
MICROTOME | MICROTOME | REICHERT-J | PLEASE ENTER MODEL! (754) | 1985-01-01 | 21600
MICROSCOPE | MICROSCOPE | OLYMPUS | BH2 | 1985-01-01 | 3450
VOLTAGE/CURR/CALI | VOLTAGE/CURR/CALI | BECKMAN COULTER | 10/100A.AC | 1993-01-26 | 71.64
TRANS SUPPORT PANEL | TRANS SUPPORT PANEL | MEMO-INTERNAL | COUCH PANEL | 1991-02-08 | 0
TRANS SUPPORT PANEL | TRANS SUPPORT PANEL | MEMO-INTERNAL | COUCH PANEL | 1991-02-08 | 0
MEDICAL AIR MANIFOLD | AIR MANIFOLD | DATEX-OHMEDA | PLEASE ENTER MODEL! (464) | 1982-01-01 | 2400 | 2024-09-03 | 2024-12-20
FAILURE ALARM | FAILURE ALARM | PENLON | IDP | 1985-12-27 | 1200 | 2024-09-12 | 2025-09-11
HOT AIR DRYER | HOT AIR DRYER | NELLDORN | B6 | 1980-01-01 | 66 | 2023-01-31 10:22 | 2025-02-15
SLIT LAMP | SLIT LAMP | HAAG STREIT | B900 | 1985-10-10 | 4333.644 | 2024-01-19 | 2025-01-05
SLIT LAMP | SLIT LAMP | HAAG STREIT | 900 | 1985-10-10 | 4333.644 | 2024-02-16 | 2025-01-06
SLIT LAMP | SLIT LAMP | HAAG STREIT | 900 | 1985-10-10 | 4333.644 | 2024-04-17 | 2025-01-05
SLIT LAMP | SLIT LAMP | HAAG STREIT | B900 | 1985-10-10 | 360 | 2022-03-24 | 2023-03-24
SLIT LAMP | SLIT LAMP | HAAG STREIT | B900 | 1985-10-10 | 4333.644 | 2024-01-30 | 2025-01-15
SLIT LAMP | SLIT LAMP | HAAG STREIT | B900 | 1985-10-10 | 4333.644 | 2024-02-14 | 2025-01-19
SLIT LAMP | SLIT LAMP | HAAG STREIT | B900 | 1985-10-10 | 4333.644 | 2024-01-18 | 2025-01-10
SLIT LAMP | SLIT LAMP | HAAG STREIT | B900 | 1985-10-10 | 4333.644 | 2024-02-22 | 2025-01-08
SLIT LAMP | SLIT LAMP | HAAG STREIT | B900 | 1985-10-10 | 4333.644 | 2024-01-17 | 2025-01-17
SLIT LAMP | SLIT LAMP | HAAG STREIT | B900 | 1985-10-10 | 4333.644 | 2024-01-23 | 2025-01-17
SLIT LAMP | SLIT LAMP | HAAG STREIT | B900 | 1985-10-10 | 4333.644 | 2024-01-17 | 2025-01-10
SLIT LAMP | SLIT LAMP | HAAG STREIT | B900 | 1985-10-10 | 4333.644 | 2024-01-23 | 2025-01-17
SLIT LAMP | SLIT LAMP | HAAG STREIT | B900 | 1985-10-10 | 4333.644 | 2024-01-25 | 2025-01-10
HI-LOW TABLE | HI-LOW TABLE | AKRON | PLEASE ENTER MODEL! (794) | 2001-01-01 | 0
SLIT LAMP TABLE | SLIT LAMP & TABLE | MENTOR O & O | MENTOR | 1974-01-01 | 6000 | 2024-02-01 | 2025-02-15
SLIT LAMP | SLIT LAMP | HAAG STREIT | 900 | 1983-07-02 | 4334.004 | 2024-05-13 | 2025-01-05
SLIT LAMP | SLIT LAMP | HAAG STREIT | 900 | 1979-10-01 | 4334.004 | 2022-02-25 | 2024-06-12
APPLANATION TONOM | APPLANATION TONOMETER | HAAG STREIT | T900 | 1966-01-01 | 660
SLIT LAMP | SLIT LAMP | HAAG STREIT | 900 | 1972-01-01 | 4334.004 | 2024-04-10 | 2025-01-05
SLIT LAMP | SLIT LAMP | HAAG STREIT | 900 | 1983-01-01 | 4334.004 | 2023-07-03 | 2024-07-03
APPLANATION TONOM | APPLANATION TONOMETER | HAAG STREIT | T900 | 1985-10-10 | 660
APPLANATION TONOM | APPLANATION TONOMETER | HAAG STREIT | T900 | 1979-01-01 | 660
APPLANATION TONOM | APPLANATION TONOMETER | HAAG STREIT | T900 | 1979-01-01 | 660
LEAD LAMP | LEAD LAMP | STADIUM | PLEASE ENTER MODEL! (933) | 1982-01-01 | 0 | 2024-02-16 | 2025-02-16
GEN & CONT (1 PHASE) |  | HP | FAXITRON | 1986-04-01 | 0 | 2023-09-14 | 2024-09-14
BEAM ALIGNMENT | BEAM ALIGNMENT TOOL | NUCLEAR ENT. | 07-662 | 1980-01-01 | 240
STIRRER/HOTPLATE/MAG | CONVECTION OVEN | GALLENKAMP | 400 | 1985-12-03 | 195
STIRRER/HOTPLATE/MAG | CONVECTION OVEN | GALLENKAMP | 400 | 1985-12-03 | 195
GRINDING MACHINE | GRINDING MACHINE | WEHMER | W108 | 1986-02-05 | 420
CONTAMINATION MONITOR | CONTAMINATION MONITOR | MINI INST | 540 | 1971-01-01 | 120
CONTAMINATION MONITOR | CONTAMINATION MONITOR | MINI INST | 510 | 1971-01-01 | 120
WATER BATH | WATER BATH | GALLENKAMP | 13L | 1985-11-22 | 400.8
AUTO PIP.TE WASH/DRY | AUTO PIPETTE WASH/DRY | T & M LTD | PLEASE ENTER MODEL! (1004) | 1985-11-19 | 360
BLOOD MIXER | BLOOD MIXER | DENLEY | 5 ROW | 1985-11-19 | 265.5
LENSMETER | LENSMETER | TOKYO OPT. | LM10 | 1985-11-15 | 710.4 | 2023-06-26 | 2024-06-26
FOCIMETER | FOCIMETER | TOKYO OPT. | LMT3 | 1985-11-08 | 490.056 | 2024-03-11 | 2025-03-04
TRANSFORMER | TRANSFORMER | WELCH ALLYN | 73336 | 1985-10-01 | 300
LOGIC PROBES ETC | LOGIC PROBES | HP | 545A | 1980-01-01 | 600
LOGIC PROBES ETC | LOGIC PROBES ETC | HP | 546A | 1979-01-01 | 300
FOCIMETER | FOCIMETER | TOKYO OPT. | LMT3 | 1985-09-20 | 490.056 | 2024-03-11 | 2025-01-08
FOCIMETER | FOCIMETER | TOKYO OPT. | LMT3 | 1985-09-23 | 490.056
FOCIMETER | FOCIMETER | TOKYO OPT. | LMT3 | 1985-09-23 | 490.056 | 2024-03-11 | 2025-01-08
COUNTER LIQUID SCINT | COUNTER LIQUID SCINT | NUCLEAR ENT. | DM 1-2 | 1970-01-01 | 6000
PROCESSING TOOL | PROCESSING TOOL | WORKSHOP | PLEASE ENTER MODEL! (814) | 1975-01-01 | 0
CONTAMINATION MONITOR | CONTAMINATION MONITOR | MINI INST | 5-10EB | 1980-04-01 | 300
DOSE/DOSERATE METER | DOSE/DOSERATE METER | NUCLEAR ENT. | RO2 | 1983-02-17 | 492
CONTAMINATION MONITOR | CONTAMINATION MONITOR | MINI INST | 5-10EB | 1972-01-03 | 300
CONTAMINATION MONITOR | CONTAMINATION MONITOR | MINI INST | 5-10EB | 1972-01-03 | 300